2008 | US | SERC | Delta | - | W10a | Firm Purchases | 1655 | 1086 | 950 | 600 | 597 | 597 | 597 | 597 | 597 | 597 | 597
2008 | US | SERC | Delta | - | W10b | Non-firm Purchases | 0 | 0 | 0 | 0 | 0 | 0 | 0 | 0 | 0 | 0 | 0
2008 | US | SERC | Delta | - | W10c | Expected Purchases | 0 | 0 | 0 | 0 | 0 | 0 | 0 | 0 | 0 | 0 | 0
2008 | US | SERC | Delta | - | W10d | Provisional Purchases | 0 | 0 | 0 | 0 | 0 | 0 | 0 | 0 | 0 | 0 | 0
2008 | US | SERC | Delta | - | W11 | CAPACITY SALES AND OUTGOING ADJUSTMENTS = 11a+11b+11c+11d | 1520 | 1520 | 1357 | 958 | 880 | 880 | 880 | 880 | 880 | 887 | 888
2008 | US | SERC | Delta | - | W11a | Firm Sales | 1520 | 1520 | 1357 | 958 | 880 | 880 | 880 | 880 | 880 | 887 | 888
2008 | US | SERC | Delta | - | W11b | Non-firm Sales | 0 | 0 | 0 | 0 | 0 | 0 | 0 | 0 | 0 | 0 | 0
2008 | US | SERC | Delta | - | W11c | Expected Sales | 0 | 0 | 0 | 0 | 0 | 0 | 0 | 0 | 0 | 0 | 0
2008 | US | SERC | Delta | - | W11d | Provisional Sales | 0 | 0 | 0 | 0 | 0 | 0 | 0 | 0 | 0 | 0 | 0
2008 | US | SERC | Delta | - | W12 | Net Capacity Resources | 24706 | 23918 | 24113 | 24327 | 24102 | 24102 | 24102 | 24102 | 24102 | 24095 | 24094
2008 | US | SERC | Delta | - | W14 | ADJUSTED POTENTIAL RESOURCES = 12+6b-Uncertain Derates+(7b*15)+10b+10d-11b-11d | 36310 | 35522 | 35717 | 35931 | 35706 | 35706 | 35706 | 35706 | 35706 | 35699 | 35698
2008 | US | SERC | Delta | - | W13 | Total Potential Resources | 36310 | 35522 | 35717 | 36776 | 37856 | 37856 | 37856 | 37856 | 41044 | 41037 | 41036
2008 | US | SERC | Delta | - | W15 | Confidence of Proposed (7b), using engineering judgement | 0 | 0 | 0 | 0 | 0 | 0 | 0 | 0 | 0 | 0 | 0
2008 | US | SERC | Delta | - | W15a | Net Proposed Resources After Confidence Percentage Is Applied = 7b*15 | 0 | 0 | 0 | 0 | 0 | 0 | 0 | 0 | 0 | 0 | 0
2008 | US | SERC | Delta | - | W16 | Region/Subregion Target Margin | 0 | 0.13 | 0.13 | 0.13 | 0.13 | 0.13 | 0.13 | 0.13 | 0.13 | 0.13 | 0.13
2008 | US | SERC | Delta | - | W17 | Existing Certain | 0.044625 | -0.011036 | -0.022653 | -0.016889 | -0.071254 | -0.085458 | -0.11694 | -0.13675 | -0.15817 | -0.098933 | -0.11551
2008 | US | SERC | Delta | - | W18 | Net Capacity Resources | 0.044625 | -0.0093026 | -0.013789 | -0.0011304 | -0.054498 | -0.06848 | -0.099473 | -0.11897 | -0.14005 | -0.081739 | -0.098053
2008 | US | SERC | Delta | - | W20 | Adjusted Potential Resources | 0.34994 | 0.32041 | 0.31558 | 0.32219 | 0.2882 | 0.27876 | 0.25784 | 0.24468 | 0.23045 | 0.26988 | 0.25888
2008 | US | SERC | Delta | - | W19 | Total Potential Resources | 0.34994 | 0.32041 | 0.31558 | 0.33776 | 0.32863 | 0.31972 | 0.29999 | 0.28758 | 0.33054 | 0.36485 | 0.35529
2008 | US | SERC | Delta | - | W21 | Distributed Generator Capacity < 1 MW | 0 | 0 | 0 | 0 | 0 | 0 | 0 | 0 | 0 | 0 | 0
2008 | US | SERC | Delta | - | W22 | Other Capacity < 1 MW | 0 | 0 | 0 | 0 | 0 | 0 | 0 | 0 | 0 | 0 | 0
2008 | US | SERC | Delta | - | W23 | Distributed Generator Capacity >= 1 MW | 0 | 0 | 0 | 0 | 0 | 0 | 0 | 0 | 0 | 0 | 0
2008 | US | SERC | Delta | - | W24 | Capacity Total from EIA-860 | 0 | 0 | 0 | 0 | 0 | 0 | 0 | 0 | 0 | 0 | 0
2008 | US | SERC | Delta | - | W25 | EIA-860 Capacity Total less Total Internal Capacity | 36564 | 0 | 0 | 0 | 0 | 0 | 0 | 0 | 0 | 0 | 0
2008 | US | SERC | Delta | - | CWTF | Total | 23483 | 23524 | 23692 | 23860 | 23860 | 23860 | 23860 | 23860 | 23860 | 23860 | 23860
2008 | US | SERC | Gateway | - | W01 | Unrestricted Non-coincident Peak Demand | 14760 | 14959 | 15342 | 15564 | 15756 | 15944 | 16143 | 16324 | 16491 | 16679 | 16882
2008 | US | SERC | Gateway | - | W01a | New Conservation (Energy Efficiency) | 0 | 0 | 0 | 0 | 0 | 0 | 0 | 0 | 0 | 0 | 0
2008 | US | SERC | Gateway | - | W01b | Estimated Diversity | 0 | 0 | 0 | 0 | 0 | 0 | 0 | 0 | 0 | 0 | 0
2008 | US | SERC | Gateway | - | W01c | Additions for non-member load | 0 | 0 | 0 | 0 | 0 | 0 | 0 | 0 | 0 | 0 | 0
2008 | US | SERC | Gateway | - | W01d | Stand-by Load Under Contract | 0 | 11 | 11 | 11 | 11 | 11 | 11 | 11 | 11 | 11 | 11
2008 | US | SERC | Gateway | - | W02 | Total Internal Demand | 14760 | 14970 | 15353 | 15575 | 15767 | 15955 | 16154 | 16335 | 16502 | 16690 | 16893
2008 | US | SERC | Gateway | - | W02a | Direct Control Load Management | 58 | 58 | 58 | 58 | 58 | 58 | 58 | 58 | 58 | 58 | 58
2008 | US | SERC | Gateway | - | W02b | Contractually Interruptible (Curtailable) | 0 | 0 | 0 | 0 | 0 | 0 | 0 | 0 | 0 | 0 | 0
2008 | US | SERC | Gateway | - | W02c | Critical Peak-Pricing with Control | 0 | 0 | 0 | 0 | 0 | 0 | 0 | 0 | 0 | 0 | 0
2008 | US | SERC | Gateway | - | W02d | Load as a Capacity Resource | 0 | 0 | 0 | 0 | 0 | 0 | 0 | 0 | 0 | 0 | 0
2008 | US | SERC | Gateway | - | W03 | Net Internal Demand | 14702 | 14912 | 15295 | 15517 | 15709 | 15897 | 16096 | 16277 | 16444 | 16632 | 16835
2008 | US | SERC | Gateway | - | W04 | Demand Response Used for Ancillary Services | 0 | 0 | 4 | 8 | 12 | 14 | 16 | 18 | 20 | 20 | 20
2008 | US | SERC | Gateway | - | W04a | Spinning Reserves | 0 | 0 | 0 | 0 | 0 | 0 | 0 | 0 | 0 | 0 | 0
2008 | US | SERC | Gateway | - | W04b | Non-Spinning Reserves | 0 | 0 | 0 | 0 | 0 | 0 | 0 | 0 | 0 | 0 | 0
2008 | US | SERC | Gateway | - | W04c | Regulation | 0 | 0 | 4 | 8 | 12 | 14 | 16 | 18 | 20 | 20 | 20
2008 | US | SERC | Gateway | - | W04d | Emergency | 0 | 0 | 0 | 0 | 0 | 0 | 0 | 0 | 0 | 0 | 0
2008 | US | SERC | Gateway | - | W05 | TOTAL INTERNAL CAPACITY | 23598.07 | 28047.07 | 28178.07 | 28427.07 | 28665.07 | 29294.07 | 29344.57 | 29348.57 | 29352.57 | 29356.57 | 29360.57
2008 | US | SERC | Gateway | - | W06 | EXISTING CAPACITY | 23598.07 | 28047.07 | 28174.07 | 27928.07 | 28042.07 | 28547.07 | 28593.57 | 28593.57 | 28593.57 | 28593.57 | 28593.57
2008 | US | SERC | Gateway | - | W06a | Certain | 19102.07 | 23551.07 | 23678.07 | 23432.07 | 23546.07 | 23946.07 | 23992.57 | 23992.57 | 23992.57 | 23992.57 | 23992.57
2008 | US | SERC | Gateway | - | W06b | Uncertain | 4496 | 4496 | 4496 | 4496 | 4496 | 4601 | 4601 | 4601 | 4601 | 4601 | 4601
2008 | US | SERC | Gateway | - | W06b5 | Energy Only | 0 | 0 | 0 | 0 | 0 | 0 | 0 | 0 | 0 | 0 | 0
2008 | US | SERC | Gateway | - | W06b6 | Inoperable | 456 | 456 | 456 | 456 | 456 | 456 | 456 | 456 | 456 | 456 | 456
2008 | US | SERC | Gateway | - | W07 | PLANNED AND PROPOSED CAPACITY ADDITIONS = 7a+7b | 0 | 0 | 4 | 499 | 623 | 747 | 751 | 755 | 759 | 763 | 767
2008 | US | SERC | Gateway | - | W07a | Planned | 0 | 0 | 4 | 499 | 623 | 747 | 751 | 755 | 759 | 763 | 767
2008 | US | SERC | Gateway | - | W07a9 | Energy Only | 0 | 0 | 0 | 0 | 0 | 0 | 0 | 0 | 0 | 0 | 0
2008 | US | SERC | Gateway | - | W07b | Proposed | 0 | 0 | 0 | 0 | 0 | 0 | 0 | 0 | 0 | 0 | 0
2008 | US | SERC | Gateway | - | W07b9 | Energy Only | 0 | 0 | 0 | 0 | 0 | 0 | 0 | 0 | 0 | 0 | 0
2008 | US | SERC | Gateway | - | W08 | Transmission-Limited Resources | 0 | 0 | 0 | 0 | 0 | 0 | 0 | 0 | 0 | 0 | 0
2008 | US | SERC | Gateway | - | W09 | DELIVERABLE INTERNAL CAPACITY = 6a + 7a | 19102.07 | 23551.07 | 23682.07 | 23931.07 | 24169.07 | 24693.07 | 24743.57 | 24747.57 | 24751.57 | 24755.57 | 24759.57
2008 | US | SERC | Gateway | - | W10 | CAPACITY PURCHASES AND INCOMING ADJUSTMENTS = 10a+10b+10c+10d | 349 | 349 | 351 | 448 | 497 | 527 | 533 | 537 | 542 | 546 | 553
2008 | US | SERC | Gateway | - | W10a | Firm Purchases | 349 | 349 | 189 | 280 | 325 | 350 | 350 | 350 | 350 | 350 | 350
2008 | US | SERC | Gateway | - | W10b | Non-firm Purchases | 0 | 0 | 162 | 168 | 172 | 177 | 183 | 187 | 192 | 196 | 203
2008 | US | SERC | Gateway | - | W10c | Expected Purchases | 0 | 0 | 0 | 0 | 0 | 0 | 0 | 0 | 0 | 0 | 0
2008 | US | SERC | Gateway | - | W10d | Provisional Purchases | 0 | 0 | 0 | 0 | 0 | 0 | 0 | 0 | 0 | 0 | 0
2008 | US | SERC | Gateway | - | W11 | CAPACITY SALES AND OUTGOING ADJUSTMENTS = 11a+11b+11c+11d | 527 | 269 | 437 | 515 | 635 | 690 | 690 | 690 | 690 | 690 | 690
2008 | US | SERC | Gateway | - | W11a | Firm Sales | 527 | 269 | 265 | 343 | 463 | 518 | 518 | 518 | 518 | 518 | 518
2008 | US | SERC | Gateway | - | W11b | Non-firm Sales | 0 | 0 | 172 | 172 | 172 | 172 | 172 | 172 | 172 | 172 | 172
2008 | US | SERC | Gateway | - | W11c | Expected Sales | 0 | 0 | 0 | 0 | 0 | 0 | 0 | 0 | 0 | 0 | 0
2008 | US | SERC | Gateway | - | W11d | Provisional Sales | 0 | 0 | 0 | 0 | 0 | 0 | 0 | 0 | 0 | 0 | 0
2008 | US | SERC | Gateway | - | W12 | Net Capacity Resources | 18924.07 | 23631.07 | 23606.07 | 23868.07 | 24031.07 | 24525.07 | 24575.57 | 24579.57 | 24583.57 | 24587.57 | 24591.57
2008 | US | SERC | Gateway | - | W14 | ADJUSTED POTENTIAL RESOURCES = 12+6b-Uncertain Derates+(7b*15)+10b+10d-11b-11d | 22964.07 | 27671 | 27636 | 27904 | 28071 | 28675 | 28732 | 28740 | 28749 | 28757 | 28768
2008 | US | SERC | Gateway | - | W13 | Total Potential Resources | 22964.07 | 27671.07 | 27636.07 | 27904.07 | 28071.07 | 28675.07 | 28731.57 | 28739.57 | 28748.57 | 28756.57 | 28767.57
2008 | US | SERC | Gateway | - | W15 | Confidence of Proposed (7b), using engineering judgement | 0 | 0 | 0 | 0 | 0 | 0 | 0 | 0 | 0 | 0 | 0
2008 | US | SERC | Gateway | - | W15a | Net Proposed Resources After Confidence Percentage Is Applied = 7b*15 | 0 | 0 | 0 | 0 | 0 | 0 | 0 | 0 | 0 | 0 | 0
2008 | US | SERC | Gateway | - | W16 | Region/Subregion Target Margin | 0 | 0.13 | 0.13 | 0.13 | 0.13 | 0.13 | 0.13 | 0.13 | 0.13 | 0.13 | 0.13
2008 | US | SERC | Gateway | - | W17 | Existing Certain | 0.22311 | 0.36897 | 0.35196 | 0.336 | 0.32891 | 0.33144 | 0.32439 | 0.3168 | 0.30979 | 0.3019 | 0.29338
2008 | US | SERC | Gateway | - | W18 | Net Capacity Resources | 0.22311 | 0.36897 | 0.35207 | 0.34988 | 0.3463 | 0.35181 | 0.34504 | 0.33778 | 0.3311 | 0.32356 | 0.31542
2008 | US | SERC | Gateway | - | W20 | Adjusted Potential Resources | 0.35978 | 0.4611 | 0.44656 | 0.44391 | 0.44038 | 0.44561 | 0.43979 | 0.43365 | 0.42801 | 0.42164 | 0.4148
2008 | US | SERC | Gateway | - | W19 | Total Potential Resources | 0.35978 | 0.4611 | 0.44656 | 0.44392 | 0.44038 | 0.44562 | 0.43978 | 0.43364 | 0.42801 | 0.42163 | 0.41479
2008 | US | SERC | Gateway | - | W21 | Distributed Generator Capacity < 1 MW | 0 | 0 | 0 | 0 | 0 | 0 | 0 | 0 | 0 | 0 | 0
2008 | US | SERC | Gateway | - | W22 | Other Capacity < 1 MW | 0 | 0 | 0 | 0 | 0 | 0 | 0 | 0 | 0 | 0 | 0
2008 | US | SERC | Gateway | - | W23 | Distributed Generator Capacity >= 1 MW | 0 | 0 | 0 | 0 | 0 | 0 | 0 | 0 | 0 | 0 | 0
2008 | US | SERC | Gateway | - | W24 | Capacity Total from EIA-860 | 0 | 0 | 0 | 0 | 0 | 0 | 0 | 0 | 0 | 0 | 0
2008 | US | SERC | Gateway | - | W25 | EIA-860 Capacity Total less Total Internal Capacity | 23598.07 | 0 | 0 | 0 | 0 | 0 | 0 | 0 | 0 | 0 | 0
2008 | US | SERC | Gateway | - | CWTF | Total | 17994.07 | 23956.07 | 23876.07 | 24371.07 | 24495.07 | 24619.07 | 24584.57 | 24588.57 | 24592.57 | 24596.57 | 24600.57
2008 | US | SERC | Southeastern | - | W01 | Unrestricted Non-coincident Peak Demand | 41398 | 42414 | 43670 | 44936 | 46055 | 47030 | 48061 | 49062 | 50104 | 51251 | 51800
2008 | US | SERC | Southeastern | - | W01a | New Conservation (Energy Efficiency) | 0 | 0 | 0 | 0 | 0 | 0 | 0 | 0 | 0 | 0 | 0
2008 | US | SERC | Southeastern | - | W01b | Estimated Diversity | 0 | 0 | 0 | 0 | 0 | 0 | 0 | 0 | 0 | 0 | 0
2008 | US | SERC | Southeastern | - | W01c | Additions for non-member load | 0 | 0 | 0 | 0 | 0 | 0 | 0 | 0 | 0 | 0 | 0
2008 | US | SERC | Southeastern | - | W01d | Stand-by Load Under Contract | 0 | 0 | 0 | 0 | 0 | 0 | 0 | 0 | 0 | 0 | 0
2008 | US | SERC | Southeastern | - | W02 | Total Internal Demand | 41398 | 42414 | 43670 | 44936 | 46055 | 47030 | 48061 | 49062 | 50104 | 51251 | 51800
2008 | US | SERC | Southeastern | - | W02a | Direct Control Load Management | 309 | 317 | 330 | 348 | 355 | 365 | 445 | 527 | 616 | 626 | 634
2008 | US | SERC | Southeastern | - | W02b | Contractually Interruptible (Curtailable) | 1309 | 1309 | 1313 | 1321 | 1321 | 1321 | 1321 | 1321 | 1322 | 1322 | 1322
2008 | US | SERC | Southeastern | - | W02c | Critical Peak-Pricing with Control | 221 | 221 | 215 | 212 | 204 | 195 | 153 | 169 | 171 | 153 | 156
2008 | US | SERC | Southeastern | - | W02d | Load as a Capacity Resource | 60 | 61 | 62 | 63 | 63 | 63 | 63 | 63 | 63 | 63 | 63
2008 | US | SERC | Southeastern | - | W03 | Net Internal Demand | 39499 | 40506 | 41750 | 42992 | 44112 | 45086 | 46079 | 46982 | 47932 | 49087 | 49625
2008 | US | SERC | Southeastern | - | W04 | Demand Response Used for Ancillary Services | 0 | 0 | 0 | 0 | 0 | 0 | 0 | 0 | 0 | 0 | 0
2008 | US | SERC | Southeastern | - | W04a | Spinning Reserves | 0 | 0 | 0 | 0 | 0 | 0 | 0 | 0 | 0 | 0 | 0
2008 | US | SERC | Southeastern | - | W04b | Non-Spinning Reserves | 0 | 0 | 0 | 0 | 0 | 0 | 0 | 0 | 0 | 0 | 0
2008 | US | SERC | Southeastern | - | W04c | Regulation | 0 | 0 | 0 | 0 | 0 | 0 | 0 | 0 | 0 | 0 | 0
2008 | US | SERC | Southeastern | - | W04d | Emergency | 0 | 0 | 0 | 0 | 0 | 0 | 0 | 0 | 0 | 0 | 0
2008 | US | SERC | Southeastern | - | W05 | TOTAL INTERNAL CAPACITY | 67755 | 67125 | 68873 | 68929 | 71013 | 71843 | 73353.2 | 75298.2 | 76690.2 | 78198.2 | 80029.2
2008 | US | SERC | Southeastern | - | W06 | EXISTING CAPACITY | 67755 | 67125 | 68873 | 68581 | 68345 | 67512 | 67822.2 | 68529.2 | 68821.2 | 68929.2 | 69060.2
2008 | US | SERC | Southeastern | - | W06a | Certain | 61955 | 61325 | 63073 | 62781 | 62545 | 61712 | 62022.2 | 62729.2 | 63021.2 | 63129.2 | 63260.2
2008 | US | SERC | Southeastern | - | W06b | Uncertain | 5800 | 5800 | 5800 | 5800 | 5800 | 5800 | 5800 | 5800 | 5800 | 5800 | 5800
2008 | US | SERC | Southeastern | - | W06b5 | Energy Only | 0 | 0 | 0 | 0 | 0 | 0 | 0 | 0 | 0 | 0 | 0
2008 | US | SERC | Southeastern | - | W06b6 | Inoperable | 0 | 0 | 0 | 0 | 0 | 0 | 0 | 0 | 0 | 0 | 0
2008 | US | SERC | Southeastern | - | W07 | PLANNED AND PROPOSED CAPACITY ADDITIONS = 7a+7b | 0 | 0 | 0 | 348 | 2668 | 4331 | 5531 | 6769 | 7869 | 9269 | 10969
2008 | US | SERC | Southeastern | - | W07a | Planned | 0 | 0 | 0 | 0 | 1682 | 1682 | 1682 | 1682 | 1682 | 1682 | 1682
2008 | US | SERC | Southeastern | - | W07a9 | Energy Only | 0 | 0 | 0 | 0 | 0 | 0 | 0 | 0 | 0 | 0 | 0
2008 | US | SERC | Southeastern | - | W07b | Proposed | 0 | 0 | 0 | 348 | 986 | 2649 | 3849 | 5087 | 6187 | 7587 | 9287
2008 | US | SERC | Southeastern | - | W07b9 | Energy Only | 0 | 0 | 0 | 0 | 0 | 0 | 0 | 0 | 0 | 0 | 0
2008 | US | SERC | Southeastern | - | W08 | Transmission-Limited Resources | 0 | 0 | 0 | 0 | 0 | 0 | 0 | 0 | 0 | 0 | 0
2008 | US | SERC | Southeastern | - | W09 | DELIVERABLE INTERNAL CAPACITY = 6a + 7a | 61955 | 61325 | 63073 | 62781 | 64227 | 63394 | 63704.2 | 64411.2 | 64703.2 | 64811.2 | 64942.2
2008 | US | SERC | Southeastern | - | W10 | CAPACITY PURCHASES AND INCOMING ADJUSTMENTS = 10a+10b+10c+10d | 405 | 408 | 407 | 405 | 330 | 330 | 330 | 330 | 330 | 333 | 332
2008 | US | SERC | Southeastern | - | W10a | Firm Purchases | 405 | 408 | 407 | 405 | 330 | 330 | 330 | 330 | 330 | 333 | 332
2008 | US | SERC | Southeastern | - | W10b | Non-firm Purchases | 0 | 0 | 0 | 0 | 0 | 0 | 0 | 0 | 0 | 0 | 0
2008 | US | SERC | Southeastern | - | W10c | Expected Purchases | 0 | 0 | 0 | 0 | 0 | 0 | 0 | 0 | 0 | 0 | 0
2008 | US | SERC | Southeastern | - | W10d | Provisional Purchases | 0 | 0 | 0 | 0 | 0 | 0 | 0 | 0 | 0 | 0 | 0
2008 | US | SERC | Southeastern | - | W11 | CAPACITY SALES AND OUTGOING ADJUSTMENTS = 11a+11b+11c+11d | 2421 | 2398 | 3341 | 3297 | 3204 | 3239 | 3273 | 3302 | 1007 | 1028 | 1050
2008 | US | SERC | Southeastern | - | W11a | Firm Sales | 2421 | 2398 | 3341 | 3297 | 3204 | 3239 | 3273 | 3302 | 1007 | 1028 | 1050
2008 | US | SERC | Southeastern | - | W11b | Non-firm Sales | 0 | 0 | 0 | 0 | 0 | 0 | 0 | 0 | 0 | 0 | 0
2008 | US | SERC | Southeastern | - | W11c | Expected Sales | 0 | 0 | 0 | 0 | 0 | 0 | 0 | 0 | 0 | 0 | 0
2008 | US | SERC | Southeastern | - | W11d | Provisional Sales | 0 | 0 | 0 | 0 | 0 | 0 | 0 | 0 | 0 | 0 | 0
2008 | US | SERC | Southeastern | - | W12 | Net Capacity Resources | 59939 | 59335 | 60139 | 59889 | 61353 | 60485 | 60761.2 | 61439.2 | 64026.2 | 64116.2 | 64224.2
2008 | US | SERC | Southeastern | - | W14 | ADJUSTED POTENTIAL RESOURCES = 12+6b-Uncertain Derates+(7b*15)+10b+10d-11b-11d | 65739 | 65135 | 65939 | 65689 | 67153 | 66285 | 66561 | 67239 | 69826 | 69916 | 70024
2008 | US | SERC | Southeastern | - | W13 | Total Potential Resources | 65739 | 65135 | 65939 | 66037 | 68139 | 68934 | 70410.2 | 72326.2 | 76013.2 | 77503.2 | 79311.2
2008 | US | SERC | Southeastern | - | W15 | Confidence of Proposed (7b), using engineering judgement | 0 | 0 | 0 | 0 | 0 | 0 | 0 | 0 | 0 | 0 | 0
2008 | US | SERC | Southeastern | - | W15a | Net Proposed Resources After Confidence Percentage Is Applied = 7b*15 | 0 | 0 | 0 | 0 | 0 | 0 | 0 | 0 | 0 | 0 | 0
2008 | US | SERC | Southeastern | - | W16 | Region/Subregion Target Margin | 0 | 0.13 | 0.13 | 0.13 | 0.13 | 0.13 | 0.13 | 0.13 | 0.13 | 0.13 | 0.13
2008 | US | SERC | Southeastern | - | W17 | Existing Certain | 0.34101 | 0.31733 | 0.30578 | 0.28214 | 0.26075 | 0.23327 | 0.22005 | 0.21379 | 0.23117 | 0.21378 | 0.20654
2008 | US | SERC | Southeastern | - | W18 | Net Capacity Resources | 0.34101 | 0.31733 | 0.30578 | 0.28214 | 0.28101 | 0.25459 | 0.24164 | 0.23531 | 0.25137 | 0.23441 | 0.22732
2008 | US | SERC | Southeastern | - | W20 | Adjusted Potential Resources | 0.39915 | 0.37812 | 0.36684 | 0.34552 | 0.34311 | 0.31982 | 0.30772 | 0.30127 | 0.31355 | 0.29791 | 0.29131
2008 | US | SERC | Southeastern | - | W19 | Total Potential Resources | 0.39915 | 0.37812 | 0.36684 | 0.34897 | 0.35262 | 0.34595 | 0.34556 | 0.35042 | 0.36943 | 0.36665 | 0.3743
2008 | US | SERC | Southeastern | - | W21 | Distributed Generator Capacity < 1 MW | 0 | 0 | 0 | 0 | 0 | 0 | 0 | 0 | 0 | 0 | 0
2008 | US | SERC | Southeastern | - | W22 | Other Capacity < 1 MW | 0 | 0 | 0 | 0 | 0 | 0 | 0 | 0 | 0 | 0 | 0
2008 | US | SERC | Southeastern | - | W23 | Distributed Generator Capacity >= 1 MW | 0 | 0 | 0 | 0 | 0 | 0 | 0 | 0 | 0 | 0 | 0
2008 | US | SERC | Southeastern | - | W24 | Capacity Total from EIA-860 | 0 | 0 | 0 | 0 | 0 | 0 | 0 | 0 | 0 | 0 | 0
2008 | US | SERC | Southeastern | - | W25 | EIA-860 Capacity Total less Total Internal Capacity | 67755 | 0 | 0 | 0 | 0 | 0 | 0 | 0 | 0 | 0 | 0
2008 | US | SERC | Southeastern | - | CWTF | Total | 58425 | 58471 | 58417 | 58321 | 59708 | 59104 | 59011.2 | 58960.2 | 58830.2 | 58821.2 | 58816.2
2008 | US | SERC | VACAR | - | W01 | Unrestricted Non-coincident Peak Demand | 57218 | 57688 | 58866 | 59968 | 61049 | 62154 | 63257 | 64361 | 65515 | 66666 | 67768
2008 | US | SERC | VACAR | - | W01a | New Conservation (Energy Efficiency) | 0 | 110 | 213 | 310 | 419 | 537 | 640 | 731 | 826 | 924 | 1023
2008 | US | SERC | VACAR | - | W01b | Estimated Diversity | 0 | 735 | 702 | 701 | 724 | 752 | 777 | 741 | 738 | 792 | 810
2008 | US | SERC | VACAR | - | W01c | Additions for non-member load | 0 | 284 | 289 | 294 | 299 | 305 | 310 | 315 | 321 | 327 | 332
2008 | US | SERC | VACAR | - | W01d | Stand-by Load Under Contract | 0 | 12 | 12 | 12 | 12 | 12 | 12 | 12 | 12 | 12 | 12
2008 | US | SERC | VACAR | - | W02 | Total Internal Demand | 57218 | 57139 | 58252 | 59263 | 60217 | 61182 | 62162 | 63216 | 64284 | 65289 | 66279
2008 | US | SERC | VACAR | - | W02a | Direct Control Load Management | 111 | 106 | 100 | 95 | 95 | 95 | 95 | 95 | 95 | 95 | 95
2008 | US | SERC | VACAR | - | W02b | Contractually Interruptible (Curtailable) | 1050 | 1670 | 1782 | 1782 | 1782 | 1782 | 1782 | 1782 | 1782 | 1782 | 1782
2008 | US | SERC | VACAR | - | W02c | Critical Peak-Pricing with Control | 0 | 0 | 0 | 0 | 0 | 0 | 0 | 0 | 0 | 0 | 0
2008 | US | SERC | VACAR | - | W02d | Load as a Capacity Resource | 64 | 64 | 64 | 64 | 64 | 64 | 64 | 64 | 64 | 64 | 64
2008 | US | SERC | VACAR | - | W03 | Net Internal Demand | 55993 | 55299 | 56306 | 57322 | 58276 | 59241 | 60221 | 61275 | 62343 | 63348 | 64338
2008 | US | SERC | VACAR | - | W04 | Demand Response Used for Ancillary Services | 750 | 757 | 769 | 769 | 769 | 769 | 769 | 769 | 769 | 769 | 769
2008 | US | SERC | VACAR | - | W04a | Spinning Reserves | 98 | 98 | 98 | 98 | 98 | 98 | 98 | 98 | 98 | 98 | 98
2008 | US | SERC | VACAR | - | W04b | Non-Spinning Reserves | 233 | 240 | 252 | 252 | 252 | 252 | 252 | 252 | 252 | 252 | 252
2008 | US | SERC | VACAR | - | W04c | Regulation | 0 | 0 | 0 | 0 | 0 | 0 | 0 | 0 | 0 | 0 | 0
2008 | US | SERC | VACAR | - | W04d | Emergency | 419 | 419 | 419 | 419 | 419 | 419 | 419 | 419 | 419 | 419 | 419
2008 | US | SERC | VACAR | - | W05 | TOTAL INTERNAL CAPACITY | 75789.4 | 77090.6 | 77224.1 | 77396.1 | 78904.6 | 80569.7 | 80073.7 | 79857.7 | 79848.7 | 80788.7 | 80793.7
2008 | US | SERC | VACAR | - | W06 | EXISTING CAPACITY | 75789.4 | 76121.6 | 76070.1 | 75731.1 | 75636.6 | 75592.7 | 75096.7 | 74880.7 | 74676.7 | 74304.7 | 74309.7
2008 | US | SERC | VACAR | - | W06a | Certain | 73787.4 | 74116.6 | 74065.1 | 73726.1 | 73631.6 | 73587.7 | 73091.7 | 72875.7 | 72671.7 | 72299.7 | 72304.7
2008 | US | SERC | VACAR | - | W06b | Uncertain | 2002 | 2005 | 2005 | 2005 | 2005 | 2005 | 2005 | 2005 | 2005 | 2005 | 2005
2008 | US | SERC | VACAR | - | W06b5 | Energy Only | 0 | 0 | 0 | 0 | 0 | 0 | 0 | 0 | 0 | 0 | 0
2008 | US | SERC | VACAR | - | W06b6 | Inoperable | 65 | 65 | 65 | 65 | 65 | 65 | 65 | 65 | 65 | 65 | 65
2008 | US | SERC | VACAR | - | W07 | PLANNED AND PROPOSED CAPACITY ADDITIONS = 7a+7b | 0 | 969 | 1154 | 1665 | 3268 | 4977 | 4977 | 4977 | 5172 | 6484 | 6484
2008 | US | SERC | VACAR | - | W07a | Planned | 0 | 969 | 969 | 1285 | 1905 | 3009 | 3009 | 3009 | 3009 | 3009 | 3009
2008 | US | SERC | VACAR | - | W07a9 | Energy Only | 0 | 0 | 0 | 0 | 0 | 0 | 0 | 0 | 0 | 0 | 0
2008 | US | SERC | VACAR | - | W07b | Proposed | 0 | 0 | 185 | 380 | 1363 | 1968 | 1968 | 1968 | 2163 | 3475 | 3475
2008 | US | SERC | VACAR | - | W07b9 | Energy Only | 0 | 0 | 0 | 0 | 0 | 0 | 0 | 0 | 0 | 0 | 0
2008 | US | SERC | VACAR | - | W08 | Transmission-Limited Resources | 0 | 0 | 0 | 0 | 0 | 0 | 0 | 0 | 0 | 0 | 0
2008 | US | SERC | VACAR | - | W09 | DELIVERABLE INTERNAL CAPACITY = 6a + 7a | 73787.4 | 75085.6 | 75034.1 | 75011.1 | 75536.6 | 76596.7 | 76100.7 | 75884.7 | 75680.7 | 75308.7 | 75313.7
2008 | US | SERC | VACAR | - | W10 | CAPACITY PURCHASES AND INCOMING ADJUSTMENTS = 10a+10b+10c+10d | 1531 | 1454 | 1526 | 1501 | 1473 | 1662 | 1718 | 1940 | 1696 | 1795 | 1898
2008 | US | SERC | VACAR | - | W10a | Firm Purchases | 1531 | 1454 | 1526 | 1449 | 1356 | 1241 | 1275 | 1316 | 1021 | 1042 | 1064
2008 | US | SERC | VACAR | - | W10b | Non-firm Purchases | 0 | 0 | 0 | 0 | 0 | 0 | 0 | 0 | 0 | 0 | 0
2008 | US | SERC | VACAR | - | W10c | Expected Purchases | 0 | 0 | 0 | 0 | 0 | 0 | 0 | 0 | 0 | 0 | 0
2008 | US | SERC | VACAR | - | W10d | Provisional Purchases | 0 | 0 | 0 | 52 | 117 | 421 | 443 | 624 | 675 | 753 | 834
2008 | US | SERC | VACAR | - | W11 | CAPACITY SALES AND OUTGOING ADJUSTMENTS = 11a+11b+11c+11d | 205 | 250 | 100 | 100 | 100 | 100 | 100 | 100 | 100 | 100 | 100
2008 | US | SERC | VACAR | - | W11a | Firm Sales | 205 | 250 | 100 | 100 | 100 | 100 | 100 | 100 | 100 | 100 | 100
2008 | US | SERC | VACAR | - | W11b | Non-firm Sales | 0 | 0 | 0 | 0 | 0 | 0 | 0 | 0 | 0 | 0 | 0
2008 | US | SERC | VACAR | - | W11c | Expected Sales | 0 | 0 | 0 | 0 | 0 | 0 | 0 | 0 | 0 | 0 | 0
2008 | US | SERC | VACAR | - | W11d | Provisional Sales | 0 | 0 | 0 | 0 | 0 | 0 | 0 | 0 | 0 | 0 | 0
2008 | US | SERC | VACAR | - | W12 | Net Capacity Resources | 75113.4 | 76289.6 | 76460.1 | 76360.1 | 76792.6 | 77737.7 | 77275.7 | 77100.7 | 76601.7 | 76250.7 | 76277.7
2008 | US | SERC | VACAR | - | W14 | ADJUSTED POTENTIAL RESOURCES = 12+6b-Uncertain Derates+(7b*15)+10b+10d-11b-11d | 77050.4 | 78230 | 78400 | 78352 | 78850 | 80099 | 79659 | 79665 | 79217 | 78944 | 79052
2008 | US | SERC | VACAR | - | W13 | Total Potential Resources | 77050.4 | 78229.6 | 78585.1 | 78732.1 | 80212.6 | 82066.7 | 81626.7 | 81632.7 | 81379.7 | 82418.7 | 82526.7
2008 | US | SERC | VACAR | - | W15 | Confidence of Proposed (7b), using engineering judgement | 0 | 0 | 0 | 0 | 0 | 0 | 0 | 0 | 0 | 0 | 0
2008 | US | SERC | VACAR | - | W15a | Net Proposed Resources After Confidence Percentage Is Applied = 7b*15 | 0 | 0 | 0 | 0 | 0 | 0 | 0 | 0 | 0 | 0 | 0
2008 | US | SERC | VACAR | - | W16 | Region/Subregion Target Margin | 0 | 0.13 | 0.13 | 0.13 | 0.13 | 0.13 | 0.13 | 0.13 | 0.13 | 0.13 | 0.13
2008 | US | SERC | VACAR | - | W17 | Existing Certain | 0.25455 | 0.26582 | 0.25414 | 0.23647 | 0.22182 | 0.20725 | 0.18913 | 0.17298 | 0.15286 | 0.13508 | 0.12189
2008 | US | SERC | VACAR | - | W18 | Net Capacity Resources | 0.25455 | 0.27514 | 0.26359 | 0.24932 | 0.24112 | 0.23794 | 0.2207 | 0.20526 | 0.18614 | 0.16921 | 0.15653
2008 | US | SERC | VACAR | - | W20 | Adjusted Potential Resources | 0.27329 | 0.29312 | 0.28181 | 0.2684 | 0.26093 | 0.2604 | 0.24402 | 0.23084 | 0.21301 | 0.19756 | 0.18613
2008 | US | SERC | VACAR | - | W19 | Total Potential Resources | 0.27329 | 0.29312 | 0.2835 | 0.27194 | 0.27348 | 0.27814 | 0.26224 | 0.24938 | 0.23392 | 0.23139 | 0.2204
2008 | US | SERC | VACAR | - | W21 | Distributed Generator Capacity < 1 MW | 0 | 0 | 0 | 0 | 0 | 0 | 0 | 0 | 0 | 0 | 0
2008 | US | SERC | VACAR | - | W22 | Other Capacity < 1 MW | 0 | 0 | 0 | 0 | 0 | 0 | 0 | 0 | 0 | 0 | 0
2008 | US | SERC | VACAR | - | W23 | Distributed Generator Capacity >= 1 MW | 0 | 0 | 0 | 0 | 0 | 0 | 0 | 0 | 0 | 0 | 0
2008 | US | SERC | VACAR | - | W24 | Capacity Total from EIA-860 | 0 | 0 | 0 | 0 | 0 | 0 | 0 | 0 | 0 | 0 | 0
2008 | US | SERC | VACAR | - | W25 | EIA-860 Capacity Total less Total Internal Capacity | 75789.4 | 0 | 0 | 0 | 0 | 0 | 0 | 0 | 0 | 0 | 0
2008 | US | SERC | VACAR | - | CWTF | Total | 72534.4 | 73587.6 | 73684.1 | 74026.1 | 74563.6 | 75467.7 | 75191.7 | 74995.7 | 74563.7 | 74430.7 | 74297.7
2008 | US | SPP | - | - | W01 | Unrestricted Non-coincident Peak Demand | 31248.38 | 31983.93 | 32623.04 | 33339.35 | 33986.23 | 34577.45 | 35272.27 | 36012.09 | 36707.55 | 37455.22 | 38197.25
2008 | US | SPP | - | - | W01a | New Conservation (Energy Efficiency) | 0 | 19.9587 | 28.6001 | 38.617 | 46.2213 | 54.3882 | 61.2413 | 67.5434 | 73.6014 | 79.3688 | 85.8773
2008 | US | SPP | - | - | W01b | Estimated Diversity | 0 | 0 | 0 | 0 | 0 | 0 | 0 | 0 | 0 | 0 | 0
2008 | US | SPP | - | - | W01c | Additions for non-member load | 0 | 0 | 0 | 0 | 0 | 0 | 0 | 0 | 0 | 0 | 0
2008 | US | SPP | - | - | W01d | Stand-by Load Under Contract | 0 | 0 | 0 | 0 | 0 | 0 | 0 | 0 | 0 | 0 | 0
2008 | US | SPP | - | - | W02 | Total Internal Demand | 31248.38 | 31963.97 | 32594.44 | 33300.73 | 33940 | 34523.07 | 35211.03 | 35944.54 | 36633.95 | 37375.85 | 38111.38
2008 | US | SPP | - | - | W02a | Direct Control Load Management | 100 | 30 | 14 | 14 | 14 | 14 | 14 | 14 | 14 | 14 | 14
2008 | US | SPP | - | - | W02b | Contractually Interruptible (Curtailable) | 392.6 | 405.0106 | 405.6046 | 409.8875 | 413.5241 | 414.8232 | 418.3466 | 422.1414 | 424.3084 | 427.2607 | 431.7631
2008 | US | SPP | - | - | W02c | Critical Peak-Pricing with Control | 0 | 35 | 35 | 35 | 35 | 35 | 35 | 35 | 35 | 35 | 35
2008 | US | SPP | - | - | W02d | Load as a Capacity Resource | 38.5 | 38.5 | 38.5 | 38.5 | 38.5 | 38.5 | 38.5 | 38.5 | 38.5 | 38.5 | 38.5
2008 | US | SPP | - | - | W03 | Net Internal Demand | 30717.28 | 31455.46 | 32101.33 | 32803.35 | 33438.98 | 34020.74 | 34705.18 | 35434.9 | 36122.14 | 36861.09 | 37592.11
2008 | US | SPP | - | - | W04 | Demand Response Used for Ancillary Services | 242 | 252 | 252 | 252 | 252 | 252 | 252 | 252 | 252 | 252 | 252
2008 | US | SPP | - | - | W04a | Spinning Reserves | 91 | 91 | 91 | 91 | 91 | 91 | 91 | 91 | 91 | 91 | 91
2008 | US | SPP | - | - | W04b | Non-Spinning Reserves | 91 | 91 | 91 | 91 | 91 | 91 | 91 | 91 | 91 | 91 | 91
2008 | US | SPP | - | - | W04c | Regulation | 60 | 70 | 70 | 70 | 70 | 70 | 70 | 70 | 70 | 70 | 70
2008 | US | SPP | - | - | W04d | Emergency | 0 | 0 | 0 | 0 | 0 | 0 | 0 | 0 | 0 | 0 | 0
2008 | US | SPP | - | - | W05 | TOTAL INTERNAL CAPACITY | 57484.97 | 59360.93 | 60592.65 | 63336.85 | 63501.85 | 64465.85 | 65147.85 | 65380.85 | 65820.85 | 66548.85 | 66585.85
2008 | US | SPP | - | - | W06 | EXISTING CAPACITY | 57484.97 | 58244.93 | 57938.65 | 58052.85 | 58088.85 | 58017.85 | 57976.85 | 57959.85 | 57849.85 | 57819.85 | 57806.85
2008 | US | SPP | - | - | W06a | Certain | 47791.13 | 47868.39 | 47915.61 | 47529.81 | 47565.81 | 47514.81 | 47493.81 | 47476.81 | 47366.81 | 47336.81 | 47323.81
2008 | US | SPP | - | - | W06b | Uncertain | 9693.84 | 10376.54 | 10023.04 | 10523.04 | 10523.04 | 10503.04 | 10483.04 | 10483.04 | 10483.04 | 10483.04 | 10483.04
2008 | US | SPP | - | - | W06b5 | Energy Only | 129.8 | 129.8 | 129.8 | 129.8 | 129.8 | 129.8 | 129.8 | 129.8 | 129.8 | 129.8 | 129.8
2008 | US | SPP | - | - | W06b6 | Inoperable | 328 | 293 | 230 | 230 | 230 | 210 | 190 | 190 | 190 | 190 | 190
2008 | US | SPP | - | - | W07 | PLANNED AND PROPOSED CAPACITY ADDITIONS = 7a+7b | 0 | 1116 | 2654 | 5284 | 5413 | 6448 | 7171 | 7421 | 7971 | 8729 | 8779
2008 | US | SPP | - | - | W07a | Planned | 0 | 1116 | 2324 | 4404 | 4483 | 4976 | 5351 | 5351 | 5901 | 5901 | 5901
2008 | US | SPP | - | - | W07a9 | Energy Only | 0 | 400 | 400 | 400 | 400 | 400 | 400 | 400 | 400 | 400 | 400
2008 | US | SPP | - | - | W07b | Proposed | 0 | 0 | 330 | 880 | 930 | 1472 | 1820 | 2070 | 2070 | 2828 | 2878
2008 | US | SPP | - | - | W07b9 | Energy Only | 0 | 18 | 18 | 168 | 168 | 168 | 168 | 168 | 168 | 168 | 168
2008 | US | SPP | - | - | W08 | Transmission-Limited Resources | 0 | 0 | 0 | 0 | 0 | 0 | 0 | 0 | 0 | 0 | 0
2008 | US | SPP | - | - | W09 | DELIVERABLE INTERNAL CAPACITY = 6a + 7a | 47791.13 | 48984.39 | 50239.61 | 51933.81 | 52048.81 | 52490.81 | 52844.81 | 52827.81 | 53267.81 | 53237.81 | 53224.81
2008 | US | SPP | - | - | W10 | CAPACITY PURCHASES AND INCOMING ADJUSTMENTS = 10a+10b+10c+10d | 0 | 2789 | 2789 | 2789 | 2789 | 2789 | 2789 | 2789 | 2789 | 2789 | 2789
2008 | US | SPP | - | - | W10a | Firm Purchases | 2789 | 2789 | 2789 | 2789 | 2789 | 2789 | 2789 | 2789 | 2789 | 2789 | 2789
2008 | US | SPP | - | - | W10b | Non-firm Purchases | 0 | 0 | 0 | 0 | 0 | 0 | 0 | 0 | 0 | 0 | 0
2008 | US | SPP | - | - | W10c | Expected Purchases | 0 | 0 | 0 | 0 | 0 | 0 | 0 | 0 | 0 | 0 | 0
2008 | US | SPP | - | - | W10d | Provisional Purchases | 0 | 0 | 0 | 0 | 0 | 0 | 0 | 0 | 0 | 0 | 0
2008 | US | SPP | - | - | W11 | CAPACITY SALES AND OUTGOING ADJUSTMENTS = 11a+11b+11c+11d | 0 | 1550 | 1550 | 1550 | 1550 | 1550 | 1550 | 1550 | 1550 | 1550 | 1550
2008 | US | SPP | - | - | W11a | Firm Sales | 1550 | 1550 | 1550 | 1550 | 1550 | 1550 | 1550 | 1550 | 1550 | 1550 | 1550
2008 | US | SPP | - | - | W11b | Non-firm Sales | 0 | 0 | 0 | 0 | 0 | 0 | 0 | 0 | 0 | 0 | 0
2008 | US | SPP | - | - | W11c | Expected Sales | 0 | 0 | 0 | 0 | 0 | 0 | 0 | 0 | 0 | 0 | 0
2008 | US | SPP | - | - | W11d | Provisional Sales | 0 | 0 | 0 | 0 | 0 | 0 | 0 | 0 | 0 | 0 | 0
2008 | US | SPP | - | - | W12 | Net Capacity Resources | 49030.13 | 50223.39 | 51478.61 | 53172.81 | 53287.81 | 53729.81 | 54083.81 | 54066.81 | 54506.81 | 54476.81 | 54463.81
2008 | US | SPP | - | - | W14 | ADJUSTED POTENTIAL RESOURCES = 12+6b-Uncertain Derates+(7b*15)+10b+10d-11b-11d | 57929.93 | 59218 | 60165 | 62359 | 62474 | 62916 | 63270 | 63253 | 63693 | 63663 | 63650
2008 | US | SPP | - | - | W13 | Total Potential Resources | 57929.93 | 59218.39 | 60494.6 | 63238.8 | 63403.8 | 64387.8 | 65089.8 | 65322.8 | 65762.8 | 66490.8 | 66527.8
2008 | US | SPP | - | - | W15 | Confidence of Proposed (7b), using engineering judgement | 0 | 0 | 0 | 0 | 0 | 0 | 0 | 0 | 0 | 0 | 0
2008 | US | SPP | - | - | W15a | Net Proposed Resources After Confidence Percentage Is Applied = 7b*15 | 0 | 0 | 0 | 0 | 0 | 0 | 0 | 0 | 0 | 0 | 0
2008 | US | SPP | - | - | W16 | Region/Subregion Target Margin | 0 | 0.13 | 0.13 | 0.13 | 0.13 | 0.13 | 0.13 | 0.13 | 0.13 | 0.13 | 0.13
2008 | US | SPP | - | - | W17 | Existing Certain | 0.3735 | 0.35946 | 0.34693 | 0.32737 | 0.31484 | 0.30219 | 0.28785 | 0.27262 | 0.25683 | 0.24116 | 0.22591
2008 | US | SPP | - | - | W18 | Net Capacity Resources | 0.3735 | 0.37369 | 0.37641 | 0.38308 | 0.37248 | 0.36682 | 0.35831 | 0.34461 | 0.33729 | 0.32336 | 0.30978
2008 | US | SPP | - | - | W20 | Adjusted Potential Resources | 0.46975 | 0.46882 | 0.46645 | 0.47396 | 0.46475 | 0.45927 | 0.45147 | 0.43979 | 0.43287 | 0.421 | 0.40939
2008 | US | SPP | - | - | W19 | Total Potential Resources | 0.46975 | 0.46882 | 0.46935 | 0.48128 | 0.4726 | 0.47163 | 0.46681 | 0.45754 | 0.45072 | 0.44562 | 0.43494
2008 | US | SPP | - | - | W21 | Distributed Generator Capacity < 1 MW | 0 | 0 | 0 | 0 | 0 | 0 | 0 | 0 | 0 | 0 | 0
2008 | US | SPP | - | - | W22 | Other Capacity < 1 MW | 0 | 0 | 0 | 0 | 0 | 0 | 0 | 0 | 0 | 0 | 0
2008 | US | SPP | - | - | W23 | Distributed Generator Capacity >= 1 MW | 0 | 0 | 0 | 0 | 0 | 0 | 0 | 0 | 0 | 0 | 0
2008 | US | SPP | - | - | W24 | Capacity Total from EIA-860 | 0 | 0 | 0 | 0 | 0 | 0 | 0 | 0 | 0 | 0 | 0
2008 | US | SPP | - | - | W25 | EIA-860 Capacity Total less Total Internal Capacity | 57484.97 | 0 | 0 | 0 | 0 | 0 | 0 | 0 | 0 | 0 | 0
2008 | US | SPP | - | - | CWTF | Total | 47791.13 | 48984.39 | 50239.61 | 51933.81 | 52048.81 | 52490.81 | 52844.81 | 52827.81 | 53267.81 | 53237.81 | 53224.81
2008 | US | WECC | - | - | W01 | Unrestricted Non-coincident Peak Demand | 111527 | 116007 | 118522 | 120751 | 123027 | 125540 | 127812 | 130161 | 132511 | 134807 | 137161
2008 | US | WECC | - | - | W01a | New Conservation (Energy Efficiency) | 47 | 672 | 966 | 1273 | 1584 | 1894 | 2212 | 2519 | 2825 | 3133 | 3440
2008 | US | WECC | - | - | W01b | Estimated Diversity | 402 | 402 | 402 | 402 | 402 | 402 | 402 | 402 | 402 | 402 | 402
2008 | US | WECC | - | - | W01c | Additions for non-member load | 1479 | 1510 | 1535 | 1563 | 1594 | 1629 | 1666 | 1706 | 1751 | 1798 | 1850
2008 | US | WECC | - | - | W01d | Stand-by Load Under Contract | 143 | 143 | 143 | 143 | 143 | 143 | 143 | 143 | 143 | 143 | 143
2008 | US | WECC | - | - | W02 | Total Internal Demand | 112700 | 116586 | 118832 | 120782 | 122778 | 125016 | 127007 | 129089 | 131178 | 133213 | 135312
2008 | US | WECC | - | - | W02a | Direct Control Load Management | 2115 | 2112 | 2161 | 2207 | 2250 | 2286 | 2320 | 2354 | 2388 | 2421 | 2454
2008 | US | WECC | - | - | W02b | Contractually Interruptible (Curtailable) | 1091 | 970 | 1043 | 1058 | 1086 | 1073 | 1083 | 1085 | 1103 | 1104 | 1106
2008 | US | WECC | - | - | W02c | Critical Peak-Pricing with Control | 0 | 0 | 0 | 0 | 0 | 0 | 0 | 0 | 0 | 0 | 0
2008 | US | WECC | - | - | W02d | Load as a Capacity Resource | 0 | 0 | 0 | 0 | 0 | 0 | 0 | 0 | 0 | 0 | 0
2008 | US | WECC | - | - | W03 | Net Internal Demand | 109494 | 113504 | 115628 | 117517 | 119442 | 121657 | 123604 | 125650 | 127687 | 129688 | 131752
2008 | US | WECC | - | - | W04 | Demand Response Used for Ancillary Services | 110 | 110 | 110 | 110 | 110 | 110 | 110 | 110 | 110 | 110 | 110
2008 | US | WECC | - | - | W04a | Spinning Reserves | 0 | 0 | 0 | 0 | 0 | 0 | 0 | 0 | 0 | 0 | 0
2008 | US | WECC | - | - | W04b | Non-Spinning Reserves | 110 | 110 | 110 | 110 | 110 | 110 | 110 | 110 | 110 | 110 | 110
2008 | US | WECC | - | - | W04c | Regulation | 0 | 0 | 0 | 0 | 0 | 0 | 0 | 0 | 0 | 0 | 0
2008 | US | WECC | - | - | W04d | Emergency | 0 | 0 | 0 | 0 | 0 | 0 | 0 | 0 | 0 | 0 | 0
2008 | US | WECC | - | - | W05 | TOTAL INTERNAL CAPACITY | 180634 | 185694 | 187694 | 191160 | 194383 | 196159 | 198042 | 199024 | 199426 | 199333 | 199661
2008 | US | WECC | - | - | W06 | EXISTING CAPACITY | 180634 | 180634 | 180634 | 180634 | 180634 | 180634 | 180634 | 180634 | 180634 | 180634 | 180634
2008 | US | WECC | - | - | W06a | Certain | 160819 | 164127 | 164440 | 164503 | 164407 | 164804 | 164702 | 164257 | 164703 | 164206 | 164327
2008 | US | WECC | - | - | W06b | Uncertain | 19815 | 16507 | 16194 | 16131 | 16227 | 15830 | 15932 | 16377 | 15931 | 16428 | 16307
2008 | US | WECC | - | - | W06b5 | Energy Only | 0 | 0 | 0 | 0 | 0 | 0 | 0 | 0 | 0 | 0 | 0
2008 | US | WECC | - | - | W06b6 | Inoperable | 6130 | 2822 | 2509 | 2446 | 2542 | 2145 | 2247 | 2692 | 2246 | 2743 | 2622
2008 | US | WECC | - | - | W07 | PLANNED AND PROPOSED CAPACITY ADDITIONS = 7a+7b | 0 | 5060 | 7060 | 10526 | 13749 | 15525 | 17408 | 18390 | 18792 | 18699 | 19027
2008 | US | WECC | - | - | W07a | Planned | 0 | 4424 | 5586 | 6664 | 7758 | 7836 | 8562 | 8562 | 8562 | 8562 | 8562
2008 | US | WECC | - | - | W07a9 | Energy Only | 0 | 0 | 0 | 0 | 0 | 0 | 0 | 0 | 0 | 0 | 0
2008 | US | WECC | - | - | W07b | Proposed | 0 | 636 | 1474 | 3862 | 5991 | 7689 | 8846 | 9828 | 10230 | 10137 | 10465
2008 | US | WECC | - | - | W07b9 | Energy Only | 0 | 0 | 0 | 0 | 0 | 0 | 0 | 0 | 0 | 0 | 0
2008 | US | WECC | - | - | W08 | Transmission-Limited Resources | 52 | 52 | 52 | 52 | 52 | 52 | 52 | 52 | 52 | 52 | 52
2008 | US | WECC | - | - | W09 | DELIVERABLE INTERNAL CAPACITY = 6a + 7a | 160819 | 168551 | 170026 | 171167 | 172165 | 172640 | 173264 | 172819 | 173265 | 172768 | 172889
2008 | US | WECC | - | - | W10 | CAPACITY PURCHASES AND INCOMING ADJUSTMENTS = 10a+10b+10c+10d | 0 | 834 | 669 | 552 | 470 | 357 | 361 | 376 | 378 | 379 | 380
2008 | US | WECC | - | - | W10a | Firm Purchases | 845 | 834 | 669 | 552 | 404 | 357 | 361 | 376 | 378 | 379 | 380
2008 | US | WECC | - | - | W10b | Non-firm Purchases | 0 | 0 | 0 | 0 | 0 | 0 | 0 | 0 | 0 | 0 | 0
2008 | US | WECC | - | - | W10c | Expected Purchases | 0 | 0 | 0 | 0 | 66 | 0 | 0 | 0 | 0 | 0 | 0
2008 | US | WECC | - | - | W10d | Provisional Purchases | 0 | 0 | 0 | 0 | 0 | 0 | 0 | 0 | 0 | 0 | 0
2008 | US | WECC | - | - | W11 | CAPACITY SALES AND OUTGOING ADJUSTMENTS = 11a+11b+11c+11d | 0 | 1615 | 1612 | 974 | 914 | 1135 | 1423 | 1603 | 1747 | 1952 | 2169
2008 | US | WECC | - | - | W11a | Firm Sales | 168 | 174 | 158 | 160 | 161 | 160 | 161 | 161 | 161 | 162 | 162
2008 | US | WECC | - | - | W11b | Non-firm Sales | 0 | 0 | 0 | 0 | 0 | 0 | 0 | 0 | 0 | 0 | 0
2008 | US | WECC | - | - | W11c | Expected Sales | 0 | 1441 | 1454 | 814 | 753 | 975 | 1262 | 1442 | 1586 | 1790 | 2007
2008 | US | WECC | - | - | W11d | Provisional Sales | 0 | 0 | 0 | 0 | 0 | 0 | 0 | 0 | 0 | 0 | 0
2008 | US | WECC | - | - | W12 | Net Capacity Resources | 161496 | 167770 | 169083 | 170745 | 171721 | 171862 | 172202 | 171592 | 171896 | 171195 | 171100
2008 | US | WECC | - | - | W14 | ADJUSTED POTENTIAL RESOURCES = 12+6b-Uncertain Derates+(7b*15)+10b+10d-11b-11d | 161548 | 167822 | 169135 | 170797 | 171773 | 171914 | 172254 | 171644 | 171948 | 171247 | 171152
2008 | US | WECC | - | - | W13 | Total Potential Resources | 161548 | 168458 | 170609 | 174659 | 177764 | 179603 | 181100 | 181472 | 182178 | 181384 | 181617
2008 | US | WECC | - | - | W15 | Confidence of Proposed (7b), using engineering judgement | 0 | 0 | 0 | 0 | 0 | 0 | 0 | 0 | 0 | 0 | 0
2008 | US | WECC | - | - | W15a | Net Proposed Resources After Confidence Percentage Is Applied = 7b*15 | 0 | 0 | 0 | 0 | 0 | 0 | 0 | 0 | 0 | 0 | 0
2008 | US | WECC | - | - | W16 | Region/Subregion Target Margin | 0 | 0 | 0 | 0 | 0 | 0 | 0 | 0 | 0 | 0 | 0
2008 | US | WECC | - | - | W17 | Existing Certain | 0.322 | 0.31121 | 0.29902 | 0.28732 | 0.27457 | 0.26269 | 0.25044 | 0.23604 | 0.22576 | 0.21125 | 0.19929
2008 | US | WECC | - | - | W18 | Net Capacity Resources | 0.322 | 0.32345 | 0.31615 | 0.31174 | 0.30444 | 0.29212 | 0.28222 | 0.26774 | 0.25718 | 0.24245 | 0.22997
2008 | US | WECC | - | - | W20 | Adjusted Potential Resources | 0.32222 | 0.32366 | 0.31636 | 0.31195 | 0.30465 | 0.29234 | 0.28243 | 0.26796 | 0.25741 | 0.24268 | 0.2302
2008 | US | WECC | - | - | W19 | Total Potential Resources | 0.32222 | 0.32622 | 0.32226 | 0.32716 | 0.32809 | 0.32263 | 0.31748 | 0.30761 | 0.29911 | 0.28501 | 0.27456
2008 | US | WECC | - | - | W21 | Distributed Generator Capacity < 1 MW | 0 | 0 | 0 | 0 | 0 | 0 | 0 | 0 | 0 | 0 | 0
2008 | US | WECC | - | - | W22 | Other Capacity < 1 MW | 0 | 0 | 0 | 0 | 0 | 0 | 0 | 0 | 0 | 0 | 0
2008 | US | WECC | - | - | W23 | Distributed Generator Capacity >= 1 MW | 0 | 0 | 0 | 0 | 0 | 0 | 0 | 0 | 0 | 0 | 0
2008 | US | WECC | - | - | W24 | Capacity Total from EIA-860 | 0 | 0 | 0 | 0 | 0 | 0 | 0 | 0 | 0 | 0 | 0
2008 | US | WECC | - | - | W25 | EIA-860 Capacity Total less Total Internal Capacity | 180634 | 0 | 0 | 0 | 0 | 0 | 0 | 0 | 0 | 0 | 0
2008 | US | WECC | - | - | CWTF | Total | 166949 | 171812 | 172974 | 174052 | 175146 | 175224 | 175950 | 175950 | 175950 | 175950 | 175950
2008 | US | WECC | AZ-NM-SNV | - | W01 | Unrestricted Non-coincident Peak Demand | 18888 | 19564 | 20183 | 20712 | 21270 | 21826 | 22332 | 22882 | 23453 | 23964 | 24510
2008 | US | WECC | AZ-NM-SNV | - | W01a | New Conservation (Energy Efficiency) | 45 | 52 | 78 | 105 | 128 | 151 | 174 | 182 | 191 | 198 | 205
2008 | US | WECC | AZ-NM-SNV | - | W01b | Estimated Diversity | 0 | 0 | 0 | 0 | 0 | 0 | 0 | 0 | 0 | 0 | 0
2008 | US | WECC | AZ-NM-SNV | - | W01c | Additions for non-member load | 493 | 548 | 578 | 609 | 643 | 679 | 718 | 759 | 804 | 852 | 904
2008 | US | WECC | AZ-NM-SNV | - | W01d | Stand-by Load Under Contract | 0 | 0 | 0 | 0 | 0 | 0 | 0 | 0 | 0 | 0 | 0
2008 | US | WECC | AZ-NM-SNV | - | W02 | Total Internal Demand | 19336 | 20060 | 20683 | 21216 | 21785 | 22354 | 22876 | 23459 | 24066 | 24618 | 25209
2008 | US | WECC | AZ-NM-SNV | - | W02a | Direct Control Load Management | 33 | 33 | 51 | 65 | 76 | 80 | 83 | 87 | 90 | 93 | 96
2008 | US | WECC | AZ-NM-SNV | - | W02b | Contractually Interruptible (Curtailable) | 694 | 559 | 596 | 576 | 582 | 565 | 570 | 571 | 587 | 587 | 588
2008 | US | WECC | AZ-NM-SNV | - | W02c | Critical Peak-Pricing with Control | 0 | 0 | 0 | 0 | 0 | 0 | 0 | 0 | 0 | 0 | 0
2008 | US | WECC | AZ-NM-SNV | - | W02d | Load as a Capacity Resource | 0 | 0 | 0 | 0 | 0 | 0 | 0 | 0 | 0 | 0 | 0
2008 | US | WECC | AZ-NM-SNV | - | W03 | Net Internal Demand | 18609 | 19468 | 20036 | 20575 | 21127 | 21709 | 22223 | 22801 | 23389 | 23938 | 24525
2008 | US | WECC | AZ-NM-SNV | - | W04 | Demand Response Used for Ancillary Services | 0 | 0 | 0 | 0 | 0 | 0 | 0 | 0 | 0 | 0 | 0
2008 | US | WECC | AZ-NM-SNV | - | W04a | Spinning Reserves | 0 | 0 | 0 | 0 | 0 | 0 | 0 | 0 | 0 | 0 | 0
2008 | US | WECC | AZ-NM-SNV | - | W04b | Non-Spinning Reserves | 0 | 0 | 0 | 0 | 0 | 0 | 0 | 0 | 0 | 0 | 0
2008 | US | WECC | AZ-NM-SNV | - | W04c | Regulation | 0 | 0 | 0 | 0 | 0 | 0 | 0 | 0 | 0 | 0 | 0
2008 | US | WECC | AZ-NM-SNV | - | W04d | Emergency | 0 | 0 | 0 | 0 | 0 | 0 | 0 | 0 | 0 | 0 | 0
2008 | US | WECC | AZ-NM-SNV | - | W05 | TOTAL INTERNAL CAPACITY | 41536 | 42392 | 43245 | 43448 | 44340 | 44528 | 44680 | 44937 | 45007 | 44914 | 45242
2008 | US | WECC | AZ-NM-SNV | - | W06 | EXISTING CAPACITY | 41536 | 41536 | 41536 | 41536 | 41536 | 41536 | 41536 | 41536 | 41536 | 41536 | 41536
2008 | US | WECC | AZ-NM-SNV | - | W06a | Certain | 39101 | 39875 | 40072 | 40087 | 39991 | 40283 | 40162 | 39691 | 40239 | 39736 | 39858
2008 | US | WECC | AZ-NM-SNV | - | W06b | Uncertain | 2435 | 1661 | 1464 | 1449 | 1545 | 1253 | 1374 | 1845 | 1297 | 1800 | 1678
2008 | US | WECC | AZ-NM-SNV | - | W06b5 | Energy Only | 0 | 0 | 0 | 0 | 0 | 0 | 0 | 0 | 0 | 0 | 0
2008 | US | WECC | AZ-NM-SNV | - | W06b6 | Inoperable | 1459 | 685 | 488 | 473 | 569 | 277 | 398 | 869 | 321 | 824 | 702
2008 | US | WECC | AZ-NM-SNV | - | W07 | PLANNED AND PROPOSED CAPACITY ADDITIONS = 7a+7b | 0 | 856 | 1709 | 1912 | 2804 | 2992 | 3144 | 3401 | 3471 | 3378 | 3706
2008 | US | WECC | AZ-NM-SNV | - | W07a | Planned | 0 | 856 | 1496 | 1542 | 2026 | 2008 | 2008 | 2008 | 2008 | 2008 | 2008
2008 | US | WECC | AZ-NM-SNV | - | W07a9 | Energy Only | 0 | 0 | 0 | 0 | 0 | 0 | 0 | 0 | 0 | 0 | 0
2008 | US | WECC | AZ-NM-SNV | - | W07b | Proposed | 0 | 0 | 213 | 370 | 778 | 984 | 1136 | 1393 | 1463 | 1370 | 1698
2008 | US | WECC | AZ-NM-SNV | - | W07b9 | Energy Only | 0 | 0 | 0 | 0 | 0 | 0 | 0 | 0 | 0 | 0 | 0
2008 | US | WECC | AZ-NM-SNV | - | W08 | Transmission-Limited Resources | 52 | 52 | 52 | 52 | 52 | 52 | 52 | 52 | 52 | 52 | 52
2008 | US | WECC | AZ-NM-SNV | - | W09 | DELIVERABLE INTERNAL CAPACITY = 6a + 7a | 39101 | 40731 | 41568 | 41629 | 42017 | 42291 | 42170 | 41699 | 42247 | 41744 | 41866
2008 | US | WECC | AZ-NM-SNV | - | W10 | CAPACITY PURCHASES AND INCOMING ADJUSTMENTS = 10a+10b+10c+10d | 0 | 3390 | 3224 | 3796 | 4008 | 3993 | 3578 | 3522 | 3126 | 3899 | 4435
2008 | US | WECC | AZ-NM-SNV | - | W10a | Firm Purchases | 672 | 672 | 539 | 539 | 389 | 593 | 618 | 618 | 618 | 618 | 618
2008 | US | WECC | AZ-NM-SNV | - | W10b | Non-firm Purchases | 0 | 0 | 0 | 0 | 0 | 0 | 0 | 0 | 0 | 0 | 0
2008 | US | WECC | AZ-NM-SNV | - | W10c | Expected Purchases | 0 | 2718 | 2685 | 3257 | 3619 | 3400 | 2960 | 2904 | 2508 | 3281 | 3817
2008 | US | WECC | AZ-NM-SNV | - | W10d | Provisional Purchases | 0 | 0 | 0 | 0 | 0 | 0 | 0 | 0 | 0 | 0 | 0
2008 | US | WECC | AZ-NM-SNV | - | W11 | CAPACITY SALES AND OUTGOING ADJUSTMENTS = 11a+11b+11c+11d | 0 | 6148 | 6151 | 6143 | 6152 | 6150 | 5922 | 5942 | 5975 | 6019 | 6035
2008 | US | WECC | AZ-NM-SNV | - | W11a | Firm Sales | 5902 | 5860 | 5860 | 5879 | 5879 | 5879 | 5647 | 5647 | 5647 | 5647 | 5647
2008 | US | WECC | AZ-NM-SNV | - | W11b | Non-firm Sales | 0 | 0 | 0 | 0 | 0 | 0 | 0 | 0 | 0 | 0 | 0
2008 | US | WECC | AZ-NM-SNV | - | W11c | Expected Sales | 0 | 288 | 291 | 264 | 273 | 271 | 275 | 295 | 328 | 372 | 388
2008 | US | WECC | AZ-NM-SNV | - | W11d | Provisional Sales | 0 | 0 | 0 | 0 | 0 | 0 | 0 | 0 | 0 | 0 | 0
2008 | US | WECC | AZ-NM-SNV | - | W12 | Net Capacity Resources | 33871 | 37973 | 38641 | 39282 | 39873 | 40134 | 39826 | 39279 | 39398 | 39624 | 40266
2008 | US | WECC | AZ-NM-SNV | - | W14 | ADJUSTED POTENTIAL RESOURCES = 12+6b-Uncertain Derates+(7b*15)+10b+10d-11b-11d | 33923 | 38025 | 38693 | 39334 | 39925 | 40186 | 39878 | 39331 | 39450 | 39676 | 40318
2008 | US | WECC | AZ-NM-SNV | - | W13 | Total Potential Resources | 33923 | 38025 | 38906 | 39704 | 40703 | 41170 | 41014 | 40724 | 40913 | 41046 | 42016
2008 | US | WECC | AZ-NM-SNV | - | W15 | Confidence of Proposed (7b), using engineering judgement | 0 | 0 | 0 | 0 | 0 | 0 | 0 | 0 | 0 | 0 | 0
2008 | US | WECC | AZ-NM-SNV | - | W15a | Net Proposed Resources After Confidence Percentage Is Applied = 7b*15 | 0 | 0 | 0 | 0 | 0 | 0 | 0 | 0 | 0 | 0 | 0
2008 | US | WECC | AZ-NM-SNV | - | W16 | Region/Subregion Target Margin | 0.11324 | 0.11324 | 0.11324 | 0.11324 | 0.11324 | 0.11324 | 0.11324 | 0.11324 | 0.11324 | 0.11324 | 0.11324
2008 | US | WECC | AZ-NM-SNV | - | W17 | Existing Certain | 0.45059 | 0.43875 | 0.42344 | 0.40786 | 0.38764 | 0.37969 | 0.36746 | 0.34219 | 0.33573 | 0.31028 | 0.29585
2008 | US | WECC | AZ-NM-SNV | - | W18 | Net Capacity Resources | 0.45059 | 0.48732 | 0.48148 | 0.47622 | 0.47014 | 0.45909 | 0.442 | 0.41951 | 0.40634 | 0.39587 | 0.39093
2008 | US | WECC | AZ-NM-SNV | - | W20 | Adjusted Potential Resources | 0.45143 | 0.48802 | 0.48218 | 0.47692 | 0.47083 | 0.45979 | 0.44273 | 0.42028 | 0.40712 | 0.39666 | 0.39171
2008 | US | WECC | AZ-NM-SNV | - | W19 | Total Potential Resources | 0.45143 | 0.48802 | 0.48502 | 0.48179 | 0.48095 | 0.4727 | 0.45816 | 0.44011 | 0.42832 | 0.4168 | 0.41629
2008 | US | WECC | AZ-NM-SNV | - | W21 | Distributed Generator Capacity < 1 MW | 0 | 0 | 0 | 0 | 0 | 0 | 0 | 0 | 0 | 0 | 0
2008 | US | WECC | AZ-NM-SNV | - | W22 | Other Capacity < 1 MW | 0 | 0 | 0 | 0 | 0 | 0 | 0 | 0 | 0 | 0 | 0
2008 | US | WECC | AZ-NM-SNV | - | W23 | Distributed Generator Capacity >= 1 MW | 0 | 0 | 0 | 0 | 0 | 0 | 0 | 0 | 0 | 0 | 0
2008 | US | WECC | AZ-NM-SNV | - | W24 | Capacity Total from EIA-860 | 0 | 0 | 0 | 0 | 0 | 0 | 0 | 0 | 0 | 0 | 0
2008 | US | WECC | AZ-NM-SNV | - | W25 | EIA-860 Capacity Total less Total Internal Capacity | 41536 | 0 | 0 | 0 | 0 | 0 | 0 | 0 | 0 | 0 | 0
2008 | US | WECC | AZ-NM-SNV | - | CWTF | Total | 40560 | 41487 | 42127 | 42173 | 42657 | 42639 | 42639 | 42639 | 42639 | 42639 | 42639
2008 | US | WECC | NWPP | - | W01 | Unrestricted Non-coincident Peak Demand | 40056 | 41144 | 41961 | 42591 | 43282 | 44084 | 44755 | 45443 | 46087 | 46747 | 47340
2008 | US | WECC | NWPP | - | W01a | New Conservation (Energy Efficiency) | 0 | 132 | 192 | 254 | 317 | 375 | 434 | 494 | 551 | 607 | 659
2008 | US | WECC | NWPP | - | W01b | Estimated Diversity | 0 | 0 | 0 | 0 | 0 | 0 | 0 | 0 | 0 | 0 | 0
2008 | US | WECC | NWPP | - | W01c | Additions for non-member load | 326 | 302 | 297 | 294 | 291 | 290 | 288 | 287 | 287 | 286 | 286
2008 | US | WECC | NWPP | - | W01d | Stand-by Load Under Contract | 143 | 143 | 143 | 143 | 143 | 143 | 143 | 143 | 143 | 143 | 143
2008 | US | WECC | NWPP | - | W02 | Total Internal Demand | 40525 | 41457 | 42209 | 42774 | 43399 | 44142 | 44752 | 45379 | 45966 | 46569 | 47110
2008 | US | WECC | NWPP | - | W02a | Direct Control Load Management | 0 | 0 | 0 | 0 | 0 | 0 | 0 | 0 | 0 | 0 | 0
2008 | US | WECC | NWPP | - | W02b | Contractually Interruptible (Curtailable) | 252 | 252 | 252 | 252 | 252 | 252 | 252 | 252 | 252 | 252 | 252
2008 | US | WECC | NWPP | - | W02c | Critical Peak-Pricing with Control | 0 | 0 | 0 | 0 | 0 | 0 | 0 | 0 | 0 | 0 | 0
2008 | US | WECC | NWPP | - | W02d | Load as a Capacity Resource | 0 | 0 | 0 | 0 | 0 | 0 | 0 | 0 | 0 | 0 | 0
2008 | US | WECC | NWPP | - | W03 | Net Internal Demand | 40273 | 41205 | 41957 | 42522 | 43147 | 43890 | 44500 | 45127 | 45714 | 46317 | 46858
2008 | US | WECC | NWPP | - | W04 | Demand Response Used for Ancillary Services | 0 | 0 | 0 | 0 | 0 | 0 | 0 | 0 | 0 | 0 | 0
2008 | US | WECC | NWPP | - | W04a | Spinning Reserves | 0 | 0 | 0 | 0 | 0 | 0 | 0 | 0 | 0 | 0 | 0
2008 | US | WECC | NWPP | - | W04b | Non-Spinning Reserves | 0 | 0 | 0 | 0 | 0 | 0 | 0 | 0 | 0 | 0 | 0
2008 | US | WECC | NWPP | - | W04c | Regulation | 0 | 0 | 0 | 0 | 0 | 0 | 0 | 0 | 0 | 0 | 0
2008 | US | WECC | NWPP | - | W04d | Emergency | 0 | 0 | 0 | 0 | 0 | 0 | 0 | 0 | 0 | 0 | 0
2008 | US | WECC | NWPP | - | W05 | TOTAL INTERNAL CAPACITY | 61444 | 63084 | 63316 | 63519 | 65714 | 65825 | 66592 | 66617 | 66559 | 66559 | 66559
2008 | US | WECC | NWPP | - | W06 | EXISTING CAPACITY | 61444 | 61444 | 61444 | 61444 | 61444 | 61444 | 61444 | 61444 | 61444 | 61444 | 61444
2008 | US | WECC | NWPP | - | W06a | Certain | 53046 | 53094 | 53125 | 53093 | 53156 | 53234 | 53250 | 53229 | 53154 | 53091 | 53185
2008 | US | WECC | NWPP | - | W06b | Uncertain | 8398 | 8350 | 8319 | 8351 | 8288 | 8210 | 8194 | 8215 | 8290 | 8353 | 8259
2008 | US | WECC | NWPP | - | W06b5 | Energy Only | 0 | 0 | 0 | 0 | 0 | 0 | 0 | 0 | 0 | 0 | 0
2008 | US | WECC | NWPP | - | W06b6 | Inoperable | 172 | 124 | 93 | 125 | 62 | -16 | -32 | -11 | 64 | 127 | 33
2008 | US | WECC | NWPP | - | W07 | PLANNED AND PROPOSED CAPACITY ADDITIONS = 7a+7b | 0 | 1640 | 1872 | 2075 | 4270 | 4381 | 5148 | 5173 | 5115 | 5115 | 5115
2008 | US | WECC | NWPP | - | W07a | Planned | 0 | 1576 | 1664 | 1784 | 1906 | 2002 | 2028 | 2028 | 2028 | 2028 | 2028
2008 | US | WECC | NWPP | - | W07a9 | Energy Only | 0 | 0 | 0 | 0 | 0 | 0 | 0 | 0 | 0 | 0 | 0
2008 | US | WECC | NWPP | - | W07b | Proposed | 0 | 64 | 208 | 291 | 2364 | 2379 | 3120 | 3145 | 3087 | 3087 | 3087
2008 | US | WECC | NWPP | - | W07b9 | Energy Only | 0 | 0 | 0 | 0 | 0 | 0 | 0 | 0 | 0 | 0 | 0
2008 | US | WECC | NWPP | - | W08 | Transmission-Limited Resources | 0 | 0 | 0 | 0 | 0 | 0 | 0 | 0 | 0 | 0 | 0
2008 | US | WECC | NWPP | - | W09 | DELIVERABLE INTERNAL CAPACITY = 6a + 7a | 53046 | 54670 | 54789 | 54877 | 55062 | 55236 | 55278 | 55257 | 55182 | 55119 | 55213
2008 | US | WECC | NWPP | - | W10 | CAPACITY PURCHASES AND INCOMING ADJUSTMENTS = 10a+10b+10c+10d | 0 | 2771 | 2762 | 2615 | 2611 | 2612 | 2640 | 2641 | 2620 | 2621 | 2621
2008 | US | WECC | NWPP | - | W10a | Firm Purchases | 2798 | 2771 | 2762 | 2615 | 2611 | 2612 | 2640 | 2641 | 2620 | 2621 | 2621
2008 | US | WECC | NWPP | - | W10b | Non-firm Purchases | 0 | 0 | 0 | 0 | 0 | 0 | 0 | 0 | 0 | 0 | 0
2008 | US | WECC | NWPP | - | W10c | Expected Purchases | 0 | 0 | 0 | 0 | 0 | 0 | 0 | 0 | 0 | 0 | 0
2008 | US | WECC | NWPP | - | W10d | Provisional Purchases | 0 | 0 | 0 | 0 | 0 | 0 | 0 | 0 | 0 | 0 | 0
2008 | US | WECC | NWPP | - | W11 | CAPACITY SALES AND OUTGOING ADJUSTMENTS = 11a+11b+11c+11d | 0 | 1584 | 2862 | 1956 | 1967 | 1936 | 1895 | 1619 | 1527 | 1380 | 1522
2008 | US | WECC | NWPP | - | W11a | Firm Sales | 1271 | 1245 | 1234 | 1150 | 1266 | 1252 | 1252 | 1105 | 1105 | 1081 | 1067
2008 | US | WECC | NWPP | - | W11b | Non-firm Sales | 0 | 0 | 0 | 0 | 0 | 0 | 0 | 0 | 0 | 0 | 0
2008 | US | WECC | NWPP | - | W11c | Expected Sales | 0 | 339 | 1628 | 806 | 701 | 684 | 643 | 514 | 422 | 299 | 455
2008 | US | WECC | NWPP | - | W11d | Provisional Sales | 0 | 0 | 0 | 0 | 0 | 0 | 0 | 0 | 0 | 0 | 0
2008 | US | WECC | NWPP | - | W12 | Net Capacity Resources | 54573 | 55857 | 54689 | 55536 | 55706 | 55912 | 56023 | 56279 | 56275 | 56360 | 56312
2008 | US | WECC | NWPP | - | W14 | ADJUSTED POTENTIAL RESOURCES = 12+6b-Uncertain Derates+(7b*15)+10b+10d-11b-11d | 54573 | 55857 | 54689 | 55536 | 55706 | 55912 | 56023 | 56279 | 56275 | 56360 | 56312
2008 | US | WECC | NWPP | - | W13 | Total Potential Resources | 54573 | 55921 | 54897 | 55827 | 58070 | 58291 | 59143 | 59424 | 59362 | 59447 | 59399
2008 | US | WECC | NWPP | - | W15 | Confidence of Proposed (7b), using engineering judgement | 0 | 0 | 0 | 0 | 0 | 0 | 0 | 0 | 0 | 0 | 0
2008 | US | WECC | NWPP | - | W15a | Net Proposed Resources After Confidence Percentage Is Applied = 7b*15 | 0 | 0 | 0 | 0 | 0 | 0 | 0 | 0 | 0 | 0 | 0
2008 | US | WECC | NWPP | - | W16 | Region/Subregion Target Margin | 0.12809 | 0.12809 | 0.12809 | 0.12809 | 0.12809 | 0.12809 | 0.12809 | 0.12809 | 0.12809 | 0.12809 | 0.12809
2008 | US | WECC | NWPP | - | W17 | Existing Certain | 0.26203 | 0.24561 | 0.2323 | 0.22061 | 0.20833 | 0.19607 | 0.18555 | 0.17599 | 0.1638 | 0.15218 | 0.14397
2008 | US | WECC | NWPP | - | W18 | Net Capacity Resources | 0.26203 | 0.26231 | 0.23281 | 0.23433 | 0.22545 | 0.21502 | 0.20568 | 0.19816 | 0.18767 | 0.17819 | 0.16789
2008 | US | WECC | NWPP | - | W20 | Adjusted Potential Resources | 0.26203 | 0.26231 | 0.23281 | 0.23433 | 0.22545 | 0.21502 | 0.20568 | 0.19816 | 0.18767 | 0.17819 | 0.16789
2008 | US | WECC | NWPP | - | W19 | Total Potential Resources | 0.26203 | 0.26316 | 0.23571 | 0.23833 | 0.25698 | 0.24705 | 0.24759 | 0.24059 | 0.22991 | 0.22087 | 0.21113
2008 | US | WECC | NWPP | - | W21 | Distributed Generator Capacity < 1 MW | 0 | 0 | 0 | 0 | 0 | 0 | 0 | 0 | 0 | 0 | 0
2008 | US | WECC | NWPP | - | W22 | Other Capacity < 1 MW | 0 | 0 | 0 | 0 | 0 | 0 | 0 | 0 | 0 | 0 | 0
2008 | US | WECC | NWPP | - | W23 | Distributed Generator Capacity >= 1 MW | 0 | 0 | 0 | 0 | 0 | 0 | 0 | 0 | 0 | 0 | 0
2008 | US | WECC | NWPP | - | W24 | Capacity Total from EIA-860 | 0 | 0 | 0 | 0 | 0 | 0 | 0 | 0 | 0 | 0 | 0
2008 | US | WECC | NWPP | - | W25 | EIA-860 Capacity Total less Total Internal Capacity | 61444 | 0 | 0 | 0 | 0 | 0 | 0 | 0 | 0 | 0 | 0
2008 | US | WECC | NWPP | - | CWTF | Total | 53218 | 54797 | 54885 | 55005 | 55127 | 55223 | 55249 | 55249 | 55249 | 55249 | 55249
2008 | US | WECC | RMPA | - | W01 | Unrestricted Non-coincident Peak Demand | 9718 | 10273 | 10529 | 10719 | 10965 | 11237 | 11487 | 11751 | 12023 | 12293 | 12616
2008 | US | WECC | RMPA | - | W01a | New Conservation (Energy Efficiency) | 2 | 2 | 2 | 2 | 2 | 2 | 2 | 2 | 2 | 2 | 2
2008 | US | WECC | RMPA | - | W01b | Estimated Diversity | 402 | 402 | 402 | 402 | 402 | 402 | 402 | 402 | 402 | 402 | 402
2008 | US | WECC | RMPA | - | W01c | Additions for non-member load | 660 | 660 | 660 | 660 | 660 | 660 | 660 | 660 | 660 | 660 | 660
2008 | US | WECC | RMPA | - | W01d | Stand-by Load Under Contract | 0 | 0 | 0 | 0 | 0 | 0 | 0 | 0 | 0 | 0 | 0
2008 | US | WECC | RMPA | - | W02 | Total Internal Demand | 9974 | 10529 | 10785 | 10975 | 11221 | 11493 | 11743 | 12007 | 12279 | 12549 | 12872
2008 | US | WECC | RMPA | - | W02a | Direct Control Load Management | 0 | 0 | 0 | 0 | 0 | 0 | 0 | 0 | 0 | 0 | 0
2008 | US | WECC | RMPA | - | W02b | Contractually Interruptible (Curtailable) | 117 | 131 | 167 | 202 | 224 | 228 | 233 | 234 | 236 | 237 | 238
2008 | US | WECC | RMPA | - | W02c | Critical Peak-Pricing with Control | 0 | 0 | 0 | 0 | 0 | 0 | 0 | 0 | 0 | 0 | 0
2008 | US | WECC | RMPA | - | W02d | Load as a Capacity Resource | 0 | 0 | 0 | 0 | 0 | 0 | 0 | 0 | 0 | 0 | 0
2008 | US | WECC | RMPA | - | W03 | Net Internal Demand | 9857 | 10398 | 10618 | 10773 | 10997 | 11265 | 11510 | 11773 | 12043 | 12312 | 12634
2008 | US | WECC | RMPA | - | W04 | Demand Response Used for Ancillary Services | 110 | 110 | 110 | 110 | 110 | 110 | 110 | 110 | 110 | 110 | 110
2008 | US | WECC | RMPA | - | W04a | Spinning Reserves | 0 | 0 | 0 | 0 | 0 | 0 | 0 | 0 | 0 | 0 | 0
2008 | US | WECC | RMPA | - | W04b | Non-Spinning Reserves | 110 | 110 | 110 | 110 | 110 | 110 | 110 | 110 | 110 | 110 | 110
2008 | US | WECC | RMPA | - | W04c | Regulation | 0 | 0 | 0 | 0 | 0 | 0 | 0 | 0 | 0 | 0 | 0
2008 | US | WECC | RMPA | - | W04d | Emergency | 0 | 0 | 0 | 0 | 0 | 0 | 0 | 0 | 0 | 0 | 0
2008 | US | WECC | RMPA | - | W05 | TOTAL INTERNAL CAPACITY | 14022 | 14330 | 14330 | 15175 | 15560 | 15560 | 16260 | 16960 | 16960 | 16960 | 16960
2008 | US | WECC | RMPA | - | W06 | EXISTING CAPACITY | 14022 | 14022 | 14022 | 14022 | 14022 | 14022 | 14022 | 14022 | 14022 | 14022 | 14022
2008 | US | WECC | RMPA | - | W06a | Certain | 13171 | 13228 | 13228 | 13228 | 13228 | 13228 | 13228 | 13228 | 13228 | 13228 | 13228
2008 | US | WECC | RMPA | - | W06b | Uncertain | 851 | 794 | 794 | 794 | 794 | 794 | 794 | 794 | 794 | 794 | 794
2008 | US | WECC | RMPA | - | W06b5 | Energy Only | 0 | 0 | 0 | 0 | 0 | 0 | 0 | 0 | 0 | 0 | 0
2008 | US | WECC | RMPA | - | W06b6 | Inoperable | 139 | 82 | 82 | 82 | 82 | 82 | 82 | 82 | 82 | 82 | 82
2008 | US | WECC | RMPA | - | W07 | PLANNED AND PROPOSED CAPACITY ADDITIONS = 7a+7b | 0 | 308 | 308 | 1153 | 1538 | 1538 | 2238 | 2938 | 2938 | 2938 | 2938
2008 | US | WECC | RMPA | - | W07a | Planned | 0 | 308 | 308 | 1153 | 1538 | 1538 | 2238 | 2238 | 2238 | 2238 | 2238
2008 | US | WECC | RMPA | - | W07a9 | Energy Only | 0 | 0 | 0 | 0 | 0 | 0 | 0 | 0 | 0 | 0 | 0
2008 | US | WECC | RMPA | - | W07b | Proposed | 0 | 0 | 0 | 0 | 0 | 0 | 0 | 700 | 700 | 700 | 700
2008 | US | WECC | RMPA | - | W07b9 | Energy Only | 0 | 0 | 0 | 0 | 0 | 0 | 0 | 0 | 0 | 0 | 0
2008 | US | WECC | RMPA | - | W08 | Transmission-Limited Resources | 0 | 0 | 0 | 0 | 0 | 0 | 0 | 0 | 0 | 0 | 0
2008 | US | WECC | RMPA | - | W09 | DELIVERABLE INTERNAL CAPACITY = 6a + 7a | 13171 | 13536 | 13536 | 14381 | 14766 | 14766 | 15466 | 15466 | 15466 | 15466 | 15466
2008 | US | WECC | RMPA | - | W10 | CAPACITY PURCHASES AND INCOMING ADJUSTMENTS = 10a+10b+10c+10d | 0 | 1215 | 1174 | 1071 | 1063 | 1055 | 1059 | 1061 | 1088 | 1089 | 1090
2008 | US | WECC | RMPA | - | W10a | Firm Purchases | 1208 | 1215 | 1174 | 1071 | 1063 | 1055 | 1059 | 1061 | 1088 | 1089 | 1090
2008 | US | WECC | RMPA | - | W10b | Non-firm Purchases | 0 | 0 | 0 | 0 | 0 | 0 | 0 | 0 | 0 | 0 | 0
2008 | US | WECC | RMPA | - | W10c | Expected Purchases | 0 | 0 | 0 | 0 | 0 | 0 | 0 | 0 | 0 | 0 | 0
2008 | US | WECC | RMPA | - | W10d | Provisional Purchases | 0 | 0 | 0 | 0 | 0 | 0 | 0 | 0 | 0 | 0 | 0
2008 | US | WECC | RMPA | - | W11 | CAPACITY SALES AND OUTGOING ADJUSTMENTS = 11a+11b+11c+11d | 0 | 1374 | 1347 | 1255 | 1243 | 1395 | 1610 | 1883 | 1676 | 1371 | 1392
2008 | US | WECC | RMPA | - | W11a | Firm Sales | 1104 | 1108 | 1062 | 955 | 952 | 949 | 950 | 951 | 952 | 954 | 955
2008 | US | WECC | RMPA | - | W11b | Non-firm Sales | 0 | 0 | 0 | 0 | 0 | 0 | 0 | 0 | 0 | 0 | 0
2008 | US | WECC | RMPA | - | W11c | Expected Sales | 0 | 266 | 285 | 300 | 291 | 446 | 660 | 932 | 724 | 417 | 437
2008 | US | WECC | RMPA | - | W11d | Provisional Sales | 0 | 0 | 0 | 0 | 0 | 0 | 0 | 0 | 0 | 0 | 0
2008 | US | WECC | RMPA | - | W12 | Net Capacity Resources | 13275 | 13377 | 13363 | 14197 | 14586 | 14426 | 14915 | 14644 | 14878 | 15184 | 15164
2008 | US | WECC | RMPA | - | W14 | ADJUSTED POTENTIAL RESOURCES = 12+6b-Uncertain Derates+(7b*15)+10b+10d-11b-11d | 13275 | 13377 | 13363 | 14197 | 14586 | 14426 | 14915 | 14644 | 14878 | 15184 | 15164
2008 | US | WECC | RMPA | - | W13 | Total Potential Resources | 13275 | 13377 | 13363 | 14197 | 14586 | 14426 | 14915 | 15344 | 15578 | 15884 | 15864
2008 | US | WECC | RMPA | - | W15 | Confidence of Proposed (7b), using engineering judgement | 0 | 0 | 0 | 0 | 0 | 0 | 0 | 0 | 0 | 0 | 0
2008 | US | WECC | RMPA | - | W15a | Net Proposed Resources After Confidence Percentage Is Applied = 7b*15 | 0 | 0 | 0 | 0 | 0 | 0 | 0 | 0 | 0 | 0 | 0
2008 | US | WECC | RMPA | - | W16 | Region/Subregion Target Margin | 0.11788 | 0.11788 | 0.11788 | 0.11788 | 0.11788 | 0.11788 | 0.11788 | 0.11788 | 0.11788 | 0.11788 | 0.11788
2008 | US | WECC | RMPA | - | W17 | Existing Certain | 0.25748 | 0.22025 | 0.20405 | 0.19267 | 0.17558 | 0.15517 | 0.13699 | 0.11733 | 0.098848 | 0.07865 | 0.054554
2008 | US | WECC | RMPA | - | W18 | Net Capacity Resources | 0.25748 | 0.2227 | 0.20542 | 0.24118 | 0.24606 | 0.21912 | 0.22829 | 0.19605 | 0.19055 | 0.18915 | 0.16684
2008 | US | WECC | RMPA | - | W20 | Adjusted Potential Resources | 0.25748 | 0.2227 | 0.20542 | 0.24118 | 0.24606 | 0.21912 | 0.22829 | 0.19605 | 0.19055 | 0.18915 | 0.16684
2008 | US | WECC | RMPA | - | W19 | Total Potential Resources | 0.25748 | 0.2227 | 0.20542 | 0.24118 | 0.24606 | 0.21912 | 0.22829 | 0.23273 | 0.22692 | 0.22488 | 0.20361
2008 | US | WECC | RMPA | - | W21 | Distributed Generator Capacity < 1 MW | 0 | 0 | 0 | 0 | 0 | 0 | 0 | 0 | 0 | 0 | 0
2008 | US | WECC | RMPA | - | W22 | Other Capacity < 1 MW | 0 | 0 | 0 | 0 | 0 | 0 | 0 | 0 | 0 | 0 | 0
2008 | US | WECC | RMPA | - | W23 | Distributed Generator Capacity >= 1 MW | 0 | 0 | 0 | 0 | 0 | 0 | 0 | 0 | 0 | 0 | 0
2008 | US | WECC | RMPA | - | W24 | Capacity Total from EIA-860 | 0 | 0 | 0 | 0 | 0 | 0 | 0 | 0 | 0 | 0 | 0
2008 | US | WECC | RMPA | - | W25 | EIA-860 Capacity Total less Total Internal Capacity | 14022 | 0 | 0 | 0 | 0 | 0 | 0 | 0 | 0 | 0 | 0
2008 | US | WECC | RMPA | - | CWTF | Total | 13310 | 13670 | 13670 | 14515 | 14900 | 14900 | 15600 | 15600 | 15600 | 15600 | 15600
2008 | CA | MRO | - | - | W01 | Unrestricted Non-coincident Peak Demand | 7344 | 7411.1 | 7668.7 | 7850.2 | 8005.1 | 8184.2 | 8304.8 | 8443.8 | 8454.8 | 8542.8 | 8618.8
2008 | CA | MRO | - | - | W01a | New Conservation (Energy Efficiency) | 0 | 61.1 | 95.7 | 161.2 | 219.1 | 275.2 | 333.8 | 411.8 | 424.8 | 438.8 | 439.8
2008 | CA | MRO | - | - | W01b | Estimated Diversity | 0 | 0 | 0 | 0 | 0 | 0 | 0 | 0 | 0 | 0 | 0
2008 | CA | MRO | - | - | W01c | Additions for non-member load | 0 | 0 | 0 | 0 | 0 | 0 | 0 | 0 | 0 | 0 | 0
2008 | CA | MRO | - | - | W01d | Stand-by Load Under Contract | 0 | 0 | 0 | 0 | 0 | 0 | 0 | 0 | 0 | 0 | 0
2008 | CA | MRO | - | - | W02 | Total Internal Demand | 7344 | 7350 | 7573 | 7689 | 7786 | 7909 | 7971 | 8032 | 8030 | 8104 | 8179
2008 | CA | MRO | - | - | W02a | Direct Control Load Management | 0 | 0 | 0 | 0 | 0 | 0 | 0 | 0 | 0 | 0 | 0
2008 | CA | MRO | - | - | W02b | Contractually Interruptible (Curtailable) | 33.0259 | 34.303 | 15 | 15 | 0 | 0 | 0 | 0 | 0 | 0 | 0
2008 | CA | MRO | - | - | W02c | Critical Peak-Pricing with Control | 0 | 0 | 0 | 0 | 0 | 0 | 0 | 0 | 0 | 0 | 0
2008 | CA | MRO | - | - | W02d | Load as a Capacity Resource | 0 | 0 | 0 | 0 | 0 | 0 | 0 | 0 | 0 | 0 | 0
2008 | CA | MRO | - | - | W03 | Net Internal Demand | 7310.974 | 7315.697 | 7558 | 7674 | 7786 | 7909 | 7971 | 8032 | 8030 | 8104 | 8179
2008 | CA | MRO | - | - | W04 | Demand Response Used for Ancillary Services | 372.5 | 372.5 | 372.5 | 372.5 | 372.5 | 372.5 | 372.5 | 372.5 | 372.5 | 372.5 | 372.5
2008 | CA | MRO | - | - | W04a | Spinning Reserves | 34 | 34 | 34 | 34 | 34 | 34 | 34 | 34 | 34 | 34 | 34
2008 | CA | MRO | - | - | W04b | Non-Spinning Reserves | 50 | 50 | 50 | 50 | 50 | 50 | 50 | 50 | 50 | 50 | 50
2008 | CA | MRO | - | - | W04c | Regulation | 50 | 50 | 50 | 50 | 50 | 50 | 50 | 50 | 50 | 50 | 50
2008 | CA | MRO | - | - | W04d | Emergency | 238.5 | 238.5 | 238.5 | 238.5 | 238.5 | 238.5 | 238.5 | 238.5 | 238.5 | 238.5 | 238.5
2008 | CA | MRO | - | - | W05 | TOTAL INTERNAL CAPACITY | 9074.4 | 9091.2 | 9116.2 | 9180.2 | 9321.2 | 9415.2 | 9509.2 | 9509.2 | 9509.2 | 9509.2 | 9509.2
2008 | CA | MRO | - | - | W06 | EXISTING CAPACITY | 9074.4 | 9074.4 | 9074.4 | 9044.4 | 9044.4 | 9044.4 | 9044.4 | 9044.4 | 9044.4 | 9044.4 | 9044.4
2008 | CA | MRO | - | - | W06a | Certain | 9074.4 | 9074.4 | 9074.4 | 9044.4 | 9044.4 | 9044.4 | 9044.4 | 9044.4 | 9044.4 | 9044.4 | 9044.4
2008 | CA | MRO | - | - | W06b | Uncertain | 0 | 0 | 0 | 0 | 0 | 0 | 0 | 0 | 0 | 0 | 0
2008 | CA | MRO | - | - | W06b5 | Energy Only | 0 | 0 | 0 | 0 | 0 | 0 | 0 | 0 | 0 | 0 | 0
2008 | CA | MRO | - | - | W06b6 | Inoperable | 0 | 0 | 0 | 0 | 0 | 0 | 0 | 0 | 0 | 0 | 0
2008 | CA | MRO | - | - | W07 | PLANNED AND PROPOSED CAPACITY ADDITIONS = 7a+7b | 0 | 16.8 | 41.8 | 135.8 | 276.8 | 370.8 | 464.8 | 464.8 | 464.8 | 464.8 | 464.8
2008 | CA | MRO | - | - | W07a | Planned | 0 | 16.8 | 41.8 | 135.8 | 276.8 | 370.8 | 464.8 | 464.8 | 464.8 | 464.8 | 464.8
2008 | CA | MRO | - | - | W07a9 | Energy Only | 0 | 0 | 0 | 0 | 0 | 0 | 0 | 0 | 0 | 0 | 0
2008 | CA | MRO | - | - | W07b | Proposed | 0 | 0 | 0 | 0 | 0 | 0 | 0 | 0 | 0 | 0 | 0
2008 | CA | MRO | - | - | W07b9 | Energy Only | 0 | 0 | 0 | 0 | 0 | 0 | 0 | 0 | 0 | 0 | 0
2008 | CA | MRO | - | - | W08 | Transmission-Limited Resources | 0 | 0 | 0 | 0 | 0 | 0 | 0 | 0 | 0 | 0 | 0
2008 | CA | MRO | - | - | W09 | DELIVERABLE INTERNAL CAPACITY = 6a + 7a | 9074.4 | 9091.2 | 9116.2 | 9180.2 | 9321.2 | 9415.2 | 9509.2 | 9509.2 | 9509.2 | 9509.2 | 9509.2
2008 | CA | MRO | - | - | W10 | CAPACITY PURCHASES AND INCOMING ADJUSTMENTS = 10a+10b+10c+10d | 0 | 0 | 0 | 0 | 0 | 0 | 0 | 0 | 0 | 0 | 0
2008 | CA | MRO | - | - | W10a | Firm Purchases | 0 | 0 | 0 | 0 | 0 | 0 | 0 | 0 | 0 | 0 | 0
2008 | CA | MRO | - | - | W10b | Non-firm Purchases | 0 | 0 | 0 | 0 | 0 | 0 | 0 | 0 | 0 | 0 | 0
2008 | CA | MRO | - | - | W10c | Expected Purchases | 0 | 0 | 0 | 0 | 0 | 0 | 0 | 0 | 0 | 0 | 0
2008 | CA | MRO | - | - | W10d | Provisional Purchases | 0 | 0 | 0 | 0 | 0 | 0 | 0 | 0 | 0 | 0 | 0
2008 | CA | MRO | - | - | W11 | CAPACITY SALES AND OUTGOING ADJUSTMENTS = 11a+11b+11c+11d | 0 | 0 | 0 | 0 | 0 | 0 | 0 | 0 | 0 | 0 | 0
2008 | CA | MRO | - | - | W11a | Firm Sales | 0 | 0 | 0 | 0 | 0 | 0 | 0 | 0 | 0 | 0 | 0
2008 | CA | MRO | - | - | W11b | Non-firm Sales | 0 | 0 | 0 | 0 | 0 | 0 | 0 | 0 | 0 | 0 | 0
2008 | CA | MRO | - | - | W11c | Expected Sales | 0 | 0 | 0 | 0 | 0 | 0 | 0 | 0 | 0 | 0 | 0
2008 | CA | MRO | - | - | W11d | Provisional Sales | 0 | 0 | 0 | 0 | 0 | 0 | 0 | 0 | 0 | 0 | 0
2008 | CA | MRO | - | - | W12 | Net Capacity Resources | 9074.4 | 9091.2 | 9116.2 | 9180.2 | 9321.2 | 9415.2 | 9509.2 | 9509.2 | 9509.2 | 9509.2 | 9509.2
2008 | CA | MRO | - | - | W14 | ADJUSTED POTENTIAL RESOURCES = 12+6b-Uncertain Derates+(7b*15)+10b+10d-11b-11d | 9074.4 | 9091 | 9116 | 9180 | 9321 | 9415 | 9509 | 9509 | 9509 | 9509 | 9509
2008 | CA | MRO | - | - | W13 | Total Potential Resources | 9074.4 | 9091.2 | 9116.2 | 9180.2 | 9321.2 | 9415.2 | 9509.2 | 9509.2 | 9509.2 | 9509.2 | 9509.2
2008 | CA | MRO | - | - | W15 | Confidence of Proposed (7b), using engineering judgement | 0 | 0.5 | 0.45 | 0.4 | 0.35 | 0.35 | 0.35 | 0.2 | 0.2 | 0.2 | 0.2
2008 | CA | MRO | - | - | W15a | Net Proposed Resources After Confidence Percentage Is Applied = 7b*15 | 0 | 0 | 0 | 0 | 0 | 0 | 0 | 0 | 0 | 0 | 0
2008 | CA | MRO | - | - | W16 | Region/Subregion Target Margin | 0 | 0.13 | 0.13 | 0.13 | 0.13 | 0.13 | 0.13 | 0.13 | 0.13 | 0.13 | 0.13
2008 | CA | MRO | - | - | W17 | Existing Certain | 0.19433 | 0.19381 | 0.16711 | 0.15152 | 0.13914 | 0.12554 | 0.11868 | 0.11194 | 0.11216 | 0.10398 | 0.095684
2008 | CA | MRO | - | - | W18 | Net Capacity Resources | 0.19433 | 0.1953 | 0.17093 | 0.16407 | 0.1647 | 0.15998 | 0.16176 | 0.15534 | 0.15555 | 0.14777 | 0.13989
2008 | CA | MRO | - | - | W20 | Adjusted Potential Resources | 0.19433 | 0.19528 | 0.17091 | 0.16405 | 0.16468 | 0.15996 | 0.16174 | 0.15533 | 0.15554 | 0.14775 | 0.13987
2008 | CA | MRO | - | - | W19 | Total Potential Resources | 0.19433 | 0.1953 | 0.17093 | 0.16407 | 0.1647 | 0.15998 | 0.16176 | 0.15534 | 0.15555 | 0.14777 | 0.13989
2008 | CA | MRO | - | - | W21 | Distributed Generator Capacity < 1 MW | 0 | 0 | 0 | 0 | 0 | 0 | 0 | 0 | 0 | 0 | 0
2008 | CA | MRO | - | - | W22 | Other Capacity < 1 MW | 0 | 0 | 0 | 0 | 0 | 0 | 0 | 0 | 0 | 0 | 0
2008 | CA | MRO | - | - | W23 | Distributed Generator Capacity >= 1 MW | 0 | 0 | 0 | 0 | 0 | 0 | 0 | 0 | 0 | 0 | 0
2008 | CA | MRO | - | - | W24 | Capacity Total from EIA-860 | 0 | 0 | 0 | 0 | 0 | 0 | 0 | 0 | 0 | 0 | 0
2008 | CA | MRO | - | - | W25 | EIA-860 Capacity Total less Total Internal Capacity | 9074.4 | 0 | 0 | 0 | 0 | 0 | 0 | 0 | 0 | 0 | 0
2008 | CA | MRO | - | - | CWTF | Total | 8110.359 | 9048.159 | 9110.674 | 9187.674 | 9341.674 | 9435.674 | 9529.674 | 9529.674 | 9485.674 | 9449.674 | 9449.674
2008 | CA | NPCC | - | - | W01 | Unrestricted Non-coincident Peak Demand | 64994.76 | 66689.09 | 67766.75 | 68211.81 | 68688.76 | 69165.46 | 69603.44 | 70050.18 | 70379.24 | 70883.15 | 71373.99
2008 | CA | NPCC | - | - | W01a | New Conservation (Energy Efficiency) | 0 | 893.5131 | 1849.201 | 2576.713 | 2981.729 | 3375.042 | 3720.187 | 4016.043 | 4293.325 | 4424.973 | 4688.444
2008 | CA | NPCC | - | - | W01b | Estimated Diversity | 0 | 0 | 0 | 0 | 0 | 0 | 0 | 0 | 0 | 0 | 0
2008 | CA | NPCC | - | - | W01c | Additions for non-member load | 0 | 0 | 0 | 0 | 0 | 0 | 0 | 0 | 0 | 0 | 0
2008 | CA | NPCC | - | - | W01d | Stand-by Load Under Contract | 0 | 0 | 0 | 0 | 0 | 0 | 0 | 0 | 0 | 0 | 0
2008 | CA | NPCC | - | - | W02 | Total Internal Demand | 64994.76 | 65795.58 | 65917.55 | 65635.1 | 65707.03 | 65790.42 | 65883.25 | 66034.14 | 66085.91 | 66458.18 | 66685.55
2008 | CA | NPCC | - | - | W02a | Direct Control Load Management | 0 | 250 | 250 | 250 | 250 | 250 | 250 | 250 | 250 | 250 | 250
2008 | CA | NPCC | - | - | W02b | Contractually Interruptible (Curtailable) | 1273 | 2084 | 2106 | 2225.11 | 2245.444 | 2263.779 | 2280.114 | 2294.448 | 2308.783 | 2311.592 | 2316.321
2008 | CA | NPCC | - | - | W02c | Critical Peak-Pricing with Control | 0 | 0 | 0 | 0 | 0 | 0 | 0 | 0 | 0 | 0 | 0
2008 | CA | NPCC | - | - | W02d | Load as a Capacity Resource | 0 | 292 | 292 | 292 | 292 | 292 | 292 | 292 | 292 | 292 | 292
2008 | CA | NPCC | - | - | W03 | Net Internal Demand | 63721.76 | 63169.58 | 63269.55 | 62867.99 | 62919.59 | 62984.64 | 63061.14 | 63197.69 | 63235.13 | 63604.58 | 63827.23
2008 | CA | NPCC | - | - | W04 | Demand Response Used for Ancillary Services | 0 | 449.3 | 449.3 | 449.3 | 449.3 | 449.3 | 449.3 | 449.3 | 449.3 | 449.3 | 449.3
2008 | CA | NPCC | - | - | W04a | Spinning Reserves | 0 | 128.7 | 128.7 | 128.7 | 128.7 | 128.7 | 128.7 | 128.7 | 128.7 | 128.7 | 128.7
2008 | CA | NPCC | - | - | W04b | Non-Spinning Reserves | 0 | 141.35 | 141.35 | 141.35 | 141.35 | 141.35 | 141.35 | 141.35 | 141.35 | 141.35 | 141.35
2008 | CA | NPCC | - | - | W04c | Regulation | 0 | 0 | 0 | 0 | 0 | 0 | 0 | 0 | 0 | 0 | 0
2008 | CA | NPCC | - | - | W04d | Emergency | 0 | 179.25 | 179.25 | 179.25 | 179.25 | 179.25 | 179.25 | 179.25 | 179.25 | 179.25 | 179.25
2008 | CA | NPCC | - | - | W05 | TOTAL INTERNAL CAPACITY | 78854 | 80675.66 | 84781.98 | 86226.22 | 85102.7 | 84903.56 | 86511.4 | 84644.32 | 84803.59 | 85319.14 | 85151.07
2008 | CA | NPCC | - | - | W06 | EXISTING CAPACITY | 78854 | 79050 | 79076 | 79069 | 76977 | 75976 | 75811 | 72518 | 72214 | 72107 | 71901
2008 | CA | NPCC | - | - | W06a | Certain | 72763 | 74663.2 | 74852.2 | 74018.2 | 72026.2 | 71840.2 | 71929.2 | 68636.2 | 67535.2 | 66064.2 | 65858.2
2008 | CA | NPCC | - | - | W06b | Uncertain | 6091 | 4386.8 | 4223.8 | 5050.8 | 4950.8 | 4135.8 | 3881.8 | 3881.8 | 4678.8 | 6042.8 | 6042.8
2008 | CA | NPCC | - | - | W06b5 | Energy Only | 32 | 32 | 32 | 32 | 32 | 32 | 32 | 32 | 32 | 32 | 32
2008 | CA | NPCC | - | - | W06b6 | Inoperable | 4043 | 1338 | 1645 | 2472 | 2472 | 1702 | 1448 | 1448 | 2245 | 3609 | 3609
2008 | CA | NPCC | - | - | W07 | PLANNED AND PROPOSED CAPACITY ADDITIONS = 7a+7b | 0 | 1625.665 | 5705.985 | 7157.215 | 8125.704 | 8927.557 | 10700.4 | 12126.32 | 12589.59 | 13212.14 | 13250.07
2008 | CA | NPCC | - | - | W07a | Planned | 0 | 1625.665 | 5557.985 | 6926.8 | 7281 | 7323 | 7323 | 7945 | 7945 | 8205 | 8205
2008 | CA | NPCC | - | - | W07a9 | Energy Only | 0 | 0 | 80 | 80 | 80 | 80 | 80 | 80 | 80 | 80 | 80
2008 | CA | NPCC | - | - | W07b | Proposed | 0 | 0 | 148 | 230.4157 | 844.7042 | 1604.557 | 3377.402 | 4181.323 | 4644.586 | 5007.14 | 5045.068
2008 | CA | NPCC | - | - | W07b9 | Energy Only | 0 | 0 | 0 | 0 | 0 | 0 | 0 | 0 | 0 | 0 | 0
2008 | CA | NPCC | - | - | W08 | Transmission-Limited Resources | 0 | 145 | 145 | 145 | 45 | 0 | 0 | 0 | 0 | 0 | 0
2008 | CA | NPCC | - | - | W09 | DELIVERABLE INTERNAL CAPACITY = 6a + 7a | 72763 | 76288.87 | 80410.19 | 80945 | 79307.2 | 79163.2 | 79252.2 | 76581.2 | 75480.2 | 74269.2 | 74063.2
2008 | CA | NPCC | - | - | W10 | CAPACITY PURCHASES AND INCOMING ADJUSTMENTS = 10a+10b+10c+10d | 0 | 400 | 1450 | 1450 | 1250 | 1250 | 1250 | 1250 | 1250 | 1250 | 1250
2008 | CA | NPCC | - | - | W10a | Firm Purchases | 200 | 400 | 200 | 200 | 0 | 0 | 0 | 0 | 0 | 0 | 0
2008 | CA | NPCC | - | - | W10b | Non-firm Purchases | 0 | 0 | 0 | 0 | 0 | 0 | 0 | 0 | 0 | 0 | 0
2008 | CA | NPCC | - | - | W10c | Expected Purchases | 0 | 0 | 0 | 0 | 0 | 0 | 0 | 0 | 0 | 0 | 0
2008 | CA | NPCC | - | - | W10d | Provisional Purchases | 0 | 0 | 1250 | 1250 | 1250 | 1250 | 1250 | 1250 | 1250 | 1250 | 1250
2008 | CA | NPCC | - | - | W11 | CAPACITY SALES AND OUTGOING ADJUSTMENTS = 11a+11b+11c+11d | 0 | 664 | 744 | 744 | 236 | 236 | 236 | 236 | 236 | 236 | 236
2008 | CA | NPCC | - | - | W11a | Firm Sales | 653 | 653 | 653 | 653 | 145 | 145 | 145 | 145 | 145 | 145 | 145
2008 | CA | NPCC | - | - | W11b | Non-firm Sales | 11 | 11 | 91 | 91 | 91 | 91 | 91 | 91 | 91 | 91 | 91
2008 | CA | NPCC | - | - | W11c | Expected Sales | 0 | 0 | 0 | 0 | 0 | 0 | 0 | 0 | 0 | 0 | 0
2008 | CA | NPCC | - | - | W11d | Provisional Sales | 0 | 0 | 0 | 0 | 0 | 0 | 0 | 0 | 0 | 0 | 0
2008 | CA | NPCC | - | - | W12 | Net Capacity Resources | 72310 | 76035.87 | 79957.19 | 80492 | 79162.2 | 79018.2 | 79107.2 | 76436.2 | 75335.2 | 74124.2 | 73918.2
2008 | CA | NPCC | - | - | W14 | ADJUSTED POTENTIAL RESOURCES = 12+6b-Uncertain Derates+(7b*15)+10b+10d-11b-11d | 72299 | 76593 | 81335 | 81911 | 81084 | 81640 | 83494 | 81619 | 80981 | 80125 | 79957
2008 | CA | NPCC | - | - | W13 | Total Potential Resources | 72299 | 76592.77 | 81409.18 | 82026.41 | 81210.91 | 81781.76 | 83643.6 | 81776.52 | 81138.79 | 80290.34 | 80122.27
2008 | CA | NPCC | - | - | W15 | Confidence of Proposed (7b), using engineering judgement | 0 | 0.5 | 1 | 1 | 1.5 | 1.5 | 1.5 | 1.5 | 1.5 | 1.5 | 1.5
2008 | CA | NPCC | - | - | W15a | Net Proposed Resources After Confidence Percentage Is Applied = 7b*15 | 0 | 0 | 74 | 115 | 718 | 1463 | 3228 | 4024 | 4487 | 4842 | 4880
2008 | CA | NPCC | - | - | W16 | Region/Subregion Target Margin | 0 | 0 | 0 | 0 | 0 | 0 | 0 | 0 | 0 | 0 | 0
2008 | CA | NPCC | - | - | W17 | Existing Certain | 0.4646 | 0.4812 | 0.50272 | 0.48615 | 0.4516 | 0.43387 | 0.43187 | 0.29628 | 0.24239 | 0.14856 | 0.12909
2008 | CA | NPCC | - | - | W18 | Net Capacity Resources | 0.4646 | 0.52931 | 0.65969 | 0.67502 | 0.6599 | 0.65069 | 0.64626 | 0.5705 | 0.53546 | 0.48034 | 0.46489
2008 | CA | NPCC | - | - | W20 | Adjusted Potential Resources | 0.46335 | 0.54266 | 0.6856 | 0.70176 | 0.69935 | 0.70675 | 0.73362 | 0.69359 | 0.67611 | 0.64476 | 0.63159
2008 | CA | NPCC | - | - | W19 | Total Potential Resources | 0.46335 | 0.54265 | 0.69389 | 0.71217 | 0.71048 | 0.71951 | 0.74727 | 0.70828 | 0.69094 | 0.66058 | 0.64754
2008 | CA | NPCC | - | - | W21 | Distributed Generator Capacity < 1 MW | 2.959 | 3.909 | 3.909 | 3.909 | 3.909 | 3.909 | 3.909 | 3.909 | 3.909 | 3.909 | 3.909
2008 | CA | NPCC | - | - | W22 | Other Capacity < 1 MW | 0 | 0 | 0 | 0 | 0 | 0 | 0 | 0 | 0 | 0 | 0
2008 | CA | NPCC | - | - | W23 | Distributed Generator Capacity >= 1 MW | 29.636 | 488.878 | 1004.728 | 1088.408 | 1098.408 | 1098.408 | 1098.408 | 1098.408 | 1098.408 | 1098.408 | 1098.408
2008 | CA | NPCC | - | - | W24 | Capacity Total from EIA-860 | 0 | 0 | 0 | 0 | 0 | 0 | 0 | 0 | 0 | 0 | 0
2008 | CA | NPCC | - | - | W25 | EIA-860 Capacity Total less Total Internal Capacity | 78854 | 0 | 0 | 0 | 0 | 0 | 0 | 0 | 0 | 0 | 0
2008 | CA | NPCC | - | - | CWTF | Total | 72727 | 76478 | 80747.18 | 81364.75 | 80241.24 | 80811.52 | 82674.36 | 80807.28 | 80168.55 | 79321.1 | 79153.03
2008 | CA | NPCC | Maritimes | Maritimes | W01 | Unrestricted Non-coincident Peak Demand | 5542.756 | 5705.099 | 5890.69 | 5959.252 | 6044.892 | 6136.05 | 6231.746 | 6329.951 | 6422.438 | 6513.058 | 6603.945
2008 | CA | NPCC | Maritimes | Maritimes | W01a | New Conservation (Energy Efficiency) | 0 | 0 | 29.591 | 60.1535 | 100.7925 | 146.9513 | 198.6468 | 255.852 | 315.3386 | 373.9594 | 431.8459
2008 | CA | NPCC | Maritimes | Maritimes | W01b | Estimated Diversity | 0 | 0 | 0 | 0 | 0 | 0 | 0 | 0 | 0 | 0 | 0
2008 | CA | NPCC | Maritimes | Maritimes | W01c | Additions for non-member load | 0 | 0 | 0 | 0 | 0 | 0 | 0 | 0 | 0 | 0 | 0
2008 | CA | NPCC | Maritimes | Maritimes | W01d | Stand-by Load Under Contract | 0 | 0 | 0 | 0 | 0 | 0 | 0 | 0 | 0 | 0 | 0
2008 | CA | NPCC | Maritimes | Maritimes | W02 | Total Internal Demand | 5542.756 | 5705.099 | 5861.099 | 5899.099 | 5944.099 | 5989.099 | 6033.099 | 6074.099 | 6107.099 | 6139.099 | 6172.099
2008 | CA | NPCC | Maritimes | Maritimes | W02a | Direct Control Load Management | 0 | 0 | 0 | 0 | 0 | 0 | 0 | 0 | 0 | 0 | 0
2008 | CA | NPCC | Maritimes | Maritimes | W02b | Contractually Interruptible (Curtailable) | 473 | 485 | 507 | 503 | 496 | 487 | 476 | 463 | 450 | 436 | 423
2008 | CA | NPCC | Maritimes | Maritimes | W02c | Critical Peak-Pricing with Control | 0 | 0 | 0 | 0 | 0 | 0 | 0 | 0 | 0 | 0 | 0
2008 | CA | NPCC | Maritimes | Maritimes | W02d | Load as a Capacity Resource | 0 | 0 | 0 | 0 | 0 | 0 | 0 | 0 | 0 | 0 | 0
2008 | CA | NPCC | Maritimes | Maritimes | W03 | Net Internal Demand | 5069.756 | 5220.099 | 5354.099 | 5396.099 | 5448.099 | 5502.099 | 5557.099 | 5611.099 | 5657.099 | 5703.099 | 5749.099
2008 | CA | NPCC | Maritimes | Maritimes | W04 | Demand Response Used for Ancillary Services | 0 | 0 | 0 | 0 | 0 | 0 | 0 | 0 | 0 | 0 | 0
2008 | CA | NPCC | Maritimes | Maritimes | W04a | Spinning Reserves | 0 | 0 | 0 | 0 | 0 | 0 | 0 | 0 | 0 | 0 | 0
2008 | CA | NPCC | Maritimes | Maritimes | W04b | Non-Spinning Reserves | 0 | 0 | 0 | 0 | 0 | 0 | 0 | 0 | 0 | 0 | 0
2008 | CA | NPCC | Maritimes | Maritimes | W04c | Regulation | 0 | 0 | 0 | 0 | 0 | 0 | 0 | 0 | 0 | 0 | 0
2008 | CA | NPCC | Maritimes | Maritimes | W04d | Emergency | 0 | 0 | 0 | 0 | 0 | 0 | 0 | 0 | 0 | 0 | 0
2008 | CA | NPCC | Maritimes | Maritimes | W05 | TOTAL INTERNAL CAPACITY | 6975 | 7014 | 7348 | 7372.666 | 7394.664 | 7424.24 | 7440.24 | 7456.24 | 7456.24 | 7472.24 | 7472.24
2008 | CA | NPCC | Maritimes | Maritimes | W06 | EXISTING CAPACITY | 6975 | 6975 | 6975 | 6975 | 6975 | 6975 | 6975 | 6975 | 6975 | 6975 | 6975
2008 | CA | NPCC | Maritimes | Maritimes | W06a | Certain | 6870 | 6312 | 6870 | 6813 | 6813 | 6813 | 6813 | 6813 | 6813 | 6813 | 6813
2008 | CA | NPCC | Maritimes | Maritimes | W06b | Uncertain | 105 | 663 | 105 | 162 | 162 | 162 | 162 | 162 | 162 | 162 | 162
2008 | CA | NPCC | Maritimes | Maritimes | W06b5 | Energy Only | 32 | 32 | 32 | 32 | 32 | 32 | 32 | 32 | 32 | 32 | 32
2008 | CA | NPCC | Maritimes | Maritimes | W06b6 | Inoperable | 0 | 558 | 0 | 57 | 57 | 57 | 57 | 57 | 57 | 57 | 57
2008 | CA | NPCC | Maritimes | Maritimes | W07 | PLANNED AND PROPOSED CAPACITY ADDITIONS = 7a+7b | 0 | 39 | 373 | 397.6657 | 419.6642 | 449.24 | 465.24 | 481.24 | 481.24 | 497.24 | 497.24
2008 | CA | NPCC | Maritimes | Maritimes | W07a | Planned | 0 | 39 | 225 | 225 | 225 | 225 | 225 | 225 | 225 | 225 | 225
2008 | CA | NPCC | Maritimes | Maritimes | W07a9 | Energy Only | 0 | 0 | 80 | 80 | 80 | 80 | 80 | 80 | 80 | 80 | 80
2008 | CA | NPCC | Maritimes | Maritimes | W07b | Proposed | 0 | 0 | 148 | 172.6657 | 194.6642 | 224.24 | 240.24 | 256.24 | 256.24 | 272.24 | 272.24
2008 | CA | NPCC | Maritimes | Maritimes | W07b9 | Energy Only | 0 | 0 | 0 | 0 | 0 | 0 | 0 | 0 | 0 | 0 | 0
2008 | CA | NPCC | Maritimes | Maritimes | W08 | Transmission-Limited Resources | 0 | 0 | 0 | 0 | 0 | 0 | 0 | 0 | 0 | 0 | 0
2008 | CA | NPCC | Maritimes | Maritimes | W09 | DELIVERABLE INTERNAL CAPACITY = 6a + 7a | 6870 | 6351 | 7095 | 7038 | 7038 | 7038 | 7038 | 7038 | 7038 | 7038 | 7038
2008 | CA | NPCC | Maritimes | Maritimes | W10 | CAPACITY PURCHASES AND INCOMING ADJUSTMENTS = 10a+10b+10c+10d | 0 | 200 | 0 | 0 | 0 | 0 | 0 | 0 | 0 | 0 | 0
2008 | CA | NPCC | Maritimes | Maritimes | W10a | Firm Purchases | 0 | 200 | 0 | 0 | 0 | 0 | 0 | 0 | 0 | 0 | 0
2008 | CA | NPCC | Maritimes | Maritimes | W10b | Non-firm Purchases | 0 | 0 | 0 | 0 | 0 | 0 | 0 | 0 | 0 | 0 | 0
2008 | CA | NPCC | Maritimes | Maritimes | W10c | Expected Purchases | 0 | 0 | 0 | 0 | 0 | 0 | 0 | 0 | 0 | 0 | 0
2008 | CA | NPCC | Maritimes | Maritimes | W10d | Provisional Purchases | 0 | 0 | 0 | 0 | 0 | 0 | 0 | 0 | 0 | 0 | 0
2008 | CA | NPCC | Maritimes | Maritimes | W11 | CAPACITY SALES AND OUTGOING ADJUSTMENTS = 11a+11b+11c+11d | 0 | 209 | 289 | 289 | 91 | 91 | 91 | 91 | 91 | 91 | 91
2008 | CA | NPCC | Maritimes | Maritimes | W11a | Firm Sales | 198 | 198 | 198 | 198 | 0 | 0 | 0 | 0 | 0 | 0 | 0
2008 | CA | NPCC | Maritimes | Maritimes | W11b | Non-firm Sales | 11 | 11 | 91 | 91 | 91 | 91 | 91 | 91 | 91 | 91 | 91
2008 | CA | NPCC | Maritimes | Maritimes | W11c | Expected Sales | 0 | 0 | 0 | 0 | 0 | 0 | 0 | 0 | 0 | 0 | 0
2008 | CA | NPCC | Maritimes | Maritimes | W11d | Provisional Sales | 0 | 0 | 0 | 0 | 0 | 0 | 0 | 0 | 0 | 0 | 0
2008 | CA | NPCC | Maritimes | Maritimes | W12 | Net Capacity Resources | 6672 | 6353 | 6897 | 6840 | 7038 | 7038 | 7038 | 7038 | 7038 | 7038 | 7038
2008 | CA | NPCC | Maritimes | Maritimes | W14 | ADJUSTED POTENTIAL RESOURCES = 12+6b-Uncertain Derates+(7b*15)+10b+10d-11b-11d | 6661 | 6342 | 6880 | 6835 | 7044 | 7059 | 7067 | 7075 | 7075 | 7083 | 7083
2008 | CA | NPCC | Maritimes | Maritimes | W13 | Total Potential Resources | 6661 | 6342 | 6954 | 6921.666 | 7141.664 | 7171.24 | 7187.24 | 7203.24 | 7203.24 | 7219.24 | 7219.24
2008 | CA | NPCC | Maritimes | Maritimes | W15 | Confidence of Proposed (7b), using engineering judgement | 0 | 0.5 | 0.5 | 0.5 | 0.5 | 0.5 | 0.5 | 0.5 | 0.5 | 0.5 | 0.5
2008 | CA | NPCC | Maritimes | Maritimes | W15a | Net Proposed Resources After Confidence Percentage Is Applied = 7b*15 | 0 | 0 | 74 | 86 | 97 | 112 | 120 | 128 | 128 | 136 | 136
2008 | CA | NPCC | Maritimes | Maritimes | W16 | Region/Subregion Target Margin | 0 | 0.13 | 0.13 | 0.13 | 0.13 | 0.13 | 0.13 | 0.13 | 0.13 | 0.13 | 0.13
2008 | CA | NPCC | Maritimes | Maritimes | W17 | Existing Certain | 0.24014 | 0.17325 | 0.19753 | 0.18426 | 0.20034 | 0.19241 | 0.18434 | 0.17641 | 0.16966 | 0.16291 | 0.15616
2008 | CA | NPCC | Maritimes | Maritimes | W18 | Net Capacity Resources | 0.24014 | 0.17833 | 0.22371 | 0.2111 | 0.2259 | 0.21823 | 0.21042 | 0.20274 | 0.19621 | 0.18967 | 0.18313
2008 | CA | NPCC | Maritimes | Maritimes | W20 | Adjusted Potential Resources | 0.23889 | 0.1769 | 0.22179 | 0.21052 | 0.22656 | 0.22056 | 0.21366 | 0.20691 | 0.20041 | 0.19482 | 0.18832
2008 | CA | NPCC | Maritimes | Maritimes | W19 | Total Potential Resources | 0.23889 | 0.1769 | 0.23007 | 0.2204 | 0.23714 | 0.23275 | 0.22681 | 0.22103 | 0.21465 | 0.21001 | 0.20364
2008 | CA | NPCC | Maritimes | Maritimes | W21 | Distributed Generator Capacity < 1 MW | 0 | 0 | 0 | 0 | 0 | 0 | 0 | 0 | 0 | 0 | 0
2008 | CA | NPCC | Maritimes | Maritimes | W22 | Other Capacity < 1 MW | 0 | 0 | 0 | 0 | 0 | 0 | 0 | 0 | 0 | 0 | 0
2008 | CA | NPCC | Maritimes | Maritimes | W23 | Distributed Generator Capacity >= 1 MW | 0 | 0 | 0 | 0 | 0 | 0 | 0 | 0 | 0 | 0 | 0
2008 | CA | NPCC | Maritimes | Maritimes | W24 | Capacity Total from EIA-860 | 0 | 0 | 0 | 0 | 0 | 0 | 0 | 0 | 0 | 0 | 0
2008 | CA | NPCC | Maritimes | Maritimes | W25 | EIA-860 Capacity Total less Total Internal Capacity | 6975 | 0 | 0 | 0 | 0 | 0 | 0 | 0 | 0 | 0 | 0
2008 | CA | NPCC | Maritimes | Maritimes | CWTF | Total | 6834 | 6395 | 7287 | 7255 | 7277 | 7306 | 7322 | 7338 | 7338 | 7354 | 7354
2008 | CA | NPCC | Ontario | Ontario | W01 | Unrestricted Non-coincident Peak Demand | 23054 | 24334.99 | 24595.06 | 24693.56 | 24795.87 | 24898.41 | 24993.69 | 25097.23 | 25146.8 | 25259.09 | 25356.05
2008 | CA | NPCC | Ontario | Ontario | W01a | New Conservation (Energy Efficiency) | 0 | 893.5131 | 1819.61 | 2516.559 | 2880.937 | 3228.091 | 3521.54 | 3760.191 | 3977.986 | 4051.014 | 4256.598
2008 | CA | NPCC | Ontario | Ontario | W01b | Estimated Diversity | 0 | 0 | 0 | 0 | 0 | 0 | 0 | 0 | 0 | 0 | 0
2008 | CA | NPCC | Ontario | Ontario | W01c | Additions for non-member load | 0 | 0 | 0 | 0 | 0 | 0 | 0 | 0 | 0 | 0 | 0
2008 | CA | NPCC | Ontario | Ontario | W01d | Stand-by Load Under Contract | 0 | 0 | 0 | 0 | 0 | 0 | 0 | 0 | 0 | 0 | 0
2008 | CA | NPCC | Ontario | Ontario | W02 | Total Internal Demand | 23054 | 23441.48 | 22775.45 | 22177 | 21914.93 | 21670.32 | 21472.15 | 21337.04 | 21168.81 | 21208.08 | 21099.45
2008 | CA | NPCC | Ontario | Ontario | W02a | Direct Control Load Management | 0 | 0 | 0 | 0 | 0 | 0 | 0 | 0 | 0 | 0 | 0
2008 | CA | NPCC | Ontario | Ontario | W02b | Contractually Interruptible (Curtailable) | 0 | 249 | 249 | 372.1097 | 399.4444 | 426.7791 | 454.1138 | 481.4485 | 508.7831 | 525.5918 | 543.3212
2008 | CA | NPCC | Ontario | Ontario | W02c | Critical Peak-Pricing with Control | 0 | 0 | 0 | 0 | 0 | 0 | 0 | 0 | 0 | 0 | 0
2008 | CA | NPCC | Ontario | Ontario | W02d | Load as a Capacity Resource | 0 | 292 | 292 | 292 | 292 | 292 | 292 | 292 | 292 | 292 | 292
2008 | CA | NPCC | Ontario | Ontario | W03 | Net Internal Demand | 23054 | 22900.48 | 22234.45 | 21512.89 | 21223.49 | 20951.54 | 20726.04 | 20563.59 | 20368.03 | 20390.48 | 20264.13
2008 | CA | NPCC | Ontario | Ontario | W04 | Demand Response Used for Ancillary Services | 0 | 449.3 | 449.3 | 449.3 | 449.3 | 449.3 | 449.3 | 449.3 | 449.3 | 449.3 | 449.3
2008 | CA | NPCC | Ontario | Ontario | W04a | Spinning Reserves | 0 | 128.7 | 128.7 | 128.7 | 128.7 | 128.7 | 128.7 | 128.7 | 128.7 | 128.7 | 128.7
2008 | CA | NPCC | Ontario | Ontario | W04b | Non-Spinning Reserves | 0 | 141.35 | 141.35 | 141.35 | 141.35 | 141.35 | 141.35 | 141.35 | 141.35 | 141.35 | 141.35
2008 | CA | NPCC | Ontario | Ontario | W04c | Regulation | 0 | 0 | 0 | 0 | 0 | 0 | 0 | 0 | 0 | 0 | 0
2008 | CA | NPCC | Ontario | Ontario | W04d | Emergency | 0 | 179.25 | 179.25 | 179.25 | 179.25 | 179.25 | 179.25 | 179.25 | 179.25 | 179.25 | 179.25
2008 | CA | NPCC | Ontario | Ontario | W05 | TOTAL INTERNAL CAPACITY | 31297 | 32701.66 | 36393.98 | 37308.55 | 36451.04 | 35505.32 | 37097.16 | 34592.08 | 34751.35 | 34990.9 | 34822.83
2008 | CA | NPCC | Ontario | Ontario | W06 | EXISTING CAPACITY | 31297 | 31297 | 31297 | 31297 | 29832 | 28156 | 27991 | 24698 | 24394 | 24287 | 24081
2008 | CA | NPCC | Ontario | Ontario | W06a | Certain | 26953 | 27993.2 | 27598.2 | 26828.2 | 25463.2 | 24602.2 | 24691.2 | 21398.2 | 20297.2 | 18826.2 | 18620.2
2008 | CA | NPCC | Ontario | Ontario | W06b | Uncertain | 4344 | 3303.8 | 3698.8 | 4468.8 | 4368.8 | 3553.8 | 3299.8 | 3299.8 | 4096.8 | 5460.8 | 5460.8
2008 | CA | NPCC | Ontario | Ontario | W06b5 | Energy Only | 0 | 0 | 0 | 0 | 0 | 0 | 0 | 0 | 0 | 0 | 0
2008 | CA | NPCC | Ontario | Ontario | W06b6 | Inoperable | 2821 | 780 | 1645 | 2415 | 2415 | 1645 | 1391 | 1391 | 2188 | 3552 | 3552
2008 | CA | NPCC | Ontario | Ontario | W07 | PLANNED AND PROPOSED CAPACITY ADDITIONS = 7a+7b | 0 | 1404.665 | 5096.985 | 6011.55 | 6619.04 | 7349.317 | 9106.162 | 9894.083 | 10357.35 | 10703.9 | 10741.83
2008 | CA | NPCC | Ontario | Ontario | W07a | Planned | 0 | 1404.665 | 5096.985 | 5953.8 | 5969 | 5969 | 5969 | 5969 | 5969 | 5969 | 5969
2008 | CA | NPCC | Ontario | Ontario | W07a9 | Energy Only | 0 | 0 | 0 | 0 | 0 | 0 | 0 | 0 | 0 | 0 | 0
2008 | CA | NPCC | Ontario | Ontario | W07b | Proposed | 0 | 0 | 0 | 57.75 | 650.04 | 1380.317 | 3137.162 | 3925.083 | 4388.346 | 4734.9 | 4772.828
2008 | CA | NPCC | Ontario | Ontario | W07b9 | Energy Only | 0 | 0 | 0 | 0 | 0 | 0 | 0 | 0 | 0 | 0 | 0
2008 | CA | NPCC | Ontario | Ontario | W08 | Transmission-Limited Resources | 0 | 145 | 145 | 145 | 45 | 0 | 0 | 0 | 0 | 0 | 0
2008 | CA | NPCC | Ontario | Ontario | W09 | DELIVERABLE INTERNAL CAPACITY = 6a + 7a | 26953 | 29397.87 | 32695.19 | 32782 | 31432.2 | 30571.2 | 30660.2 | 27367.2 | 26266.2 | 24795.2 | 24589.2
2008 | CA | NPCC | Ontario | Ontario | W10 | CAPACITY PURCHASES AND INCOMING ADJUSTMENTS = 10a+10b+10c+10d | 0 | 0 | 1250 | 1250 | 1250 | 1250 | 1250 | 1250 | 1250 | 1250 | 1250
2008 | CA | NPCC | Ontario | Ontario | W10a | Firm Purchases | 0 | 0 | 0 | 0 | 0 | 0 | 0 | 0 | 0 | 0 | 0
2008 | CA | NPCC | Ontario | Ontario | W10b | Non-firm Purchases | 0 | 0 | 0 | 0 | 0 | 0 | 0 | 0 | 0 | 0 | 0
2008 | CA | NPCC | Ontario | Ontario | W10c | Expected Purchases | 0 | 0 | 0 | 0 | 0 | 0 | 0 | 0 | 0 | 0 | 0
2008 | CA | NPCC | Ontario | Ontario | W10d | Provisional Purchases | 0 | 0 | 1250 | 1250 | 1250 | 1250 | 1250 | 1250 | 1250 | 1250 | 1250
2008 | CA | NPCC | Ontario | Ontario | W11 | CAPACITY SALES AND OUTGOING ADJUSTMENTS = 11a+11b+11c+11d | 0 | 0 | 0 | 0 | 0 | 0 | 0 | 0 | 0 | 0 | 0
2008 | CA | NPCC | Ontario | Ontario | W11a | Firm Sales | 0 | 0 | 0 | 0 | 0 | 0 | 0 | 0 | 0 | 0 | 0
2008 | CA | NPCC | Ontario | Ontario | W11b | Non-firm Sales | 0 | 0 | 0 | 0 | 0 | 0 | 0 | 0 | 0 | 0 | 0
2008 | CA | NPCC | Ontario | Ontario | W11c | Expected Sales | 0 | 0 | 0 | 0 | 0 | 0 | 0 | 0 | 0 | 0 | 0
2008 | CA | NPCC | Ontario | Ontario | W11d | Provisional Sales | 0 | 0 | 0 | 0 | 0 | 0 | 0 | 0 | 0 | 0 | 0
2008 | CA | NPCC | Ontario | Ontario | W12 | Net Capacity Resources | 26953 | 29397.87 | 32695.19 | 32782 | 31432.2 | 30571.2 | 30660.2 | 27367.2 | 26266.2 | 24795.2 | 24589.2
2008 | CA | NPCC | Ontario | Ontario | W14 | ADJUSTED POTENTIAL RESOURCES = 12+6b-Uncertain Derates+(7b*15)+10b+10d-11b-11d | 26953 | 29966 | 34090 | 34206 | 33348 | 33172 | 35018 | 32513 | 31875 | 30751 | 30583
2008 | CA | NPCC | Ontario | Ontario | W13 | Total Potential Resources | 26953 | 29965.77 | 34090.18 | 34234.75 | 33377.24 | 33201.52 | 35047.36 | 32542.28 | 31904.55 | 30780.1 | 30612.03
2008 | CA | NPCC | Ontario | Ontario | W15 | Confidence of Proposed (7b), using engineering judgement | 0 | 0 | 0.5 | 0.5 | 1 | 1 | 1 | 1 | 1 | 1 | 1
2008 | CA | NPCC | Ontario | Ontario | W15a | Net Proposed Resources After Confidence Percentage Is Applied = 7b*15 | 0 | 0 | 0 | 29 | 621 | 1351 | 3108 | 3896 | 4359 | 4706 | 4744
2008 | CA | NPCC | Ontario | Ontario | W16 | Region/Subregion Target Margin | 0 | 0.145 | 0.145 | 0.145 | 0.145 | 0.145 | 0.145 | 0.153 | 0.153 | 0.153 | 0.153
2008 | CA | NPCC | Ontario | Ontario | W17 | Existing Certain | 0.14466 | 0.18193 | 0.19435 | 0.19812 | 0.1665 | 0.14839 | 0.16059 | 0.039004 | -0.0034897 | -0.083091 | -0.088288
2008 | CA | NPCC | Ontario | Ontario | W18 | Net Capacity Resources | 0.14466 | 0.22102 | 0.31995 | 0.34376 | 0.32479 | 0.31466 | 0.32401 | 0.2486 | 0.22455 | 0.17764 | 0.17589
2008 | CA | NPCC | Ontario | Ontario | W20 | Adjusted Potential Resources | 0.14466 | 0.23578 | 0.34777 | 0.37108 | 0.36358 | 0.3684 | 0.40813 | 0.36753 | 0.361 | 0.33692 | 0.33741
2008 | CA | NPCC | Ontario | Ontario | W19 | Total Potential Resources | 0.14466 | 0.23578 | 0.34778 | 0.37161 | 0.36413 | 0.36896 | 0.40863 | 0.3681 | 0.36159 | 0.33754 | 0.33803
2008 | CA | NPCC | Ontario | Ontario | W21 | Distributed Generator Capacity < 1 MW | 2.959 | 3.909 | 3.909 | 3.909 | 3.909 | 3.909 | 3.909 | 3.909 | 3.909 | 3.909 | 3.909
2008 | CA | NPCC | Ontario | Ontario | W22 | Other Capacity < 1 MW | 0 | 0 | 0 | 0 | 0 | 0 | 0 | 0 | 0 | 0 | 0
2008 | CA | NPCC | Ontario | Ontario | W23 | Distributed Generator Capacity >= 1 MW | 29.636 | 488.878 | 1004.728 | 1088.408 | 1098.408 | 1098.408 | 1098.408 | 1098.408 | 1098.408 | 1098.408 | 1098.408
2008 | CA | NPCC | Ontario | Ontario | W24 | Capacity Total from EIA-860 | 0 | 0 | 0 | 0 | 0 | 0 | 0 | 0 | 0 | 0 | 0
2008 | CA | NPCC | Ontario | Ontario | W25 | EIA-860 Capacity Total less Total Internal Capacity | 31297 | 0 | 0 | 0 | 0 | 0 | 0 | 0 | 0 | 0 | 0
2008 | CA | NPCC | Ontario | Ontario | CWTF | Total | 26953 | 29543 | 32840.18 | 32984.75 | 32127.24 | 31951.52 | 33798.36 | 31293.28 | 30654.55 | 29531.1 | 29363.03
2008 | CA | NPCC | Quebec | Quebec | W01 | Unrestricted Non-coincident Peak Demand | 36398 | 36649 | 37281 | 37559 | 37848 | 38131 | 38378 | 38623 | 38810 | 39111 | 39414
2008 | CA | NPCC | Quebec | Quebec | W01a | New Conservation (Energy Efficiency) | 0 | 0 | 0 | 0 | 0 | 0 | 0 | 0 | 0 | 0 | 0
2008 | CA | NPCC | Quebec | Quebec | W01b | Estimated Diversity | 0 | 0 | 0 | 0 | 0 | 0 | 0 | 0 | 0 | 0 | 0
2008 | CA | NPCC | Quebec | Quebec | W01c | Additions for non-member load | 0 | 0 | 0 | 0 | 0 | 0 | 0 | 0 | 0 | 0 | 0
2008 | CA | NPCC | Quebec | Quebec | W01d | Stand-by Load Under Contract | 0 | 0 | 0 | 0 | 0 | 0 | 0 | 0 | 0 | 0 | 0
2008 | CA | NPCC | Quebec | Quebec | W02 | Total Internal Demand | 36398 | 36649 | 37281 | 37559 | 37848 | 38131 | 38378 | 38623 | 38810 | 39111 | 39414
2008 | CA | NPCC | Quebec | Quebec | W02a | Direct Control Load Management | 0 | 250 | 250 | 250 | 250 | 250 | 250 | 250 | 250 | 250 | 250
2008 | CA | NPCC | Quebec | Quebec | W02b | Contractually Interruptible (Curtailable) | 800 | 1350 | 1350 | 1350 | 1350 | 1350 | 1350 | 1350 | 1350 | 1350 | 1350
2008 | CA | NPCC | Quebec | Quebec | W02c | Critical Peak-Pricing with Control | 0 | 0 | 0 | 0 | 0 | 0 | 0 | 0 | 0 | 0 | 0
2008 | CA | NPCC | Quebec | Quebec | W02d | Load as a Capacity Resource | 0 | 0 | 0 | 0 | 0 | 0 | 0 | 0 | 0 | 0 | 0
2008 | CA | NPCC | Quebec | Quebec | W03 | Net Internal Demand | 35598 | 35049 | 35681 | 35959 | 36248 | 36531 | 36778 | 37023 | 37210 | 37511 | 37814
2008 | CA | NPCC | Quebec | Quebec | W04 | Demand Response Used for Ancillary Services | 0 | 0 | 0 | 0 | 0 | 0 | 0 | 0 | 0 | 0 | 0
2008 | CA | NPCC | Quebec | Quebec | W04a | Spinning Reserves | 0 | 0 | 0 | 0 | 0 | 0 | 0 | 0 | 0 | 0 | 0
2008 | CA | NPCC | Quebec | Quebec | W04b | Non-Spinning Reserves | 0 | 0 | 0 | 0 | 0 | 0 | 0 | 0 | 0 | 0 | 0
2008 | CA | NPCC | Quebec | Quebec | W04c | Regulation | 0 | 0 | 0 | 0 | 0 | 0 | 0 | 0 | 0 | 0 | 0
2008 | CA | NPCC | Quebec | Quebec | W04d | Emergency | 0 | 0 | 0 | 0 | 0 | 0 | 0 | 0 | 0 | 0 | 0
2008 | CA | NPCC | Quebec | Quebec | W05 | TOTAL INTERNAL CAPACITY | 40582 | 40960 | 41040 | 41545 | 41257 | 41974 | 41974 | 42596 | 42596 | 42856 | 42856
2008 | CA | NPCC | Quebec | Quebec | W06 | EXISTING CAPACITY | 40582 | 40778 | 40804 | 40797 | 40170 | 40845 | 40845 | 40845 | 40845 | 40845 | 40845
2008 | CA | NPCC | Quebec | Quebec | W06a | Certain | 38940 | 40358 | 40384 | 40377 | 39750 | 40425 | 40425 | 40425 | 40425 | 40425 | 40425
2008 | CA | NPCC | Quebec | Quebec | W06b | Uncertain | 1642 | 420 | 420 | 420 | 420 | 420 | 420 | 420 | 420 | 420 | 420
2008 | CA | NPCC | Quebec | Quebec | W06b5 | Energy Only | 0 | 0 | 0 | 0 | 0 | 0 | 0 | 0 | 0 | 0 | 0
2008 | CA | NPCC | Quebec | Quebec | W06b6 | Inoperable | 1222 | 0 | 0 | 0 | 0 | 0 | 0 | 0 | 0 | 0 | 0
2008 | CA | NPCC | Quebec | Quebec | W07 | PLANNED AND PROPOSED CAPACITY ADDITIONS = 7a+7b | 0 | 182 | 236 | 748 | 1087 | 1129 | 1129 | 1751 | 1751 | 2011 | 2011
2008 | CA | NPCC | Quebec | Quebec | W07a | Planned | 0 | 182 | 236 | 748 | 1087 | 1129 | 1129 | 1751 | 1751 | 2011 | 2011
2008 | CA | NPCC | Quebec | Quebec | W07a9 | Energy Only | 0 | 0 | 0 | 0 | 0 | 0 | 0 | 0 | 0 | 0 | 0
2008 | CA | NPCC | Quebec | Quebec | W07b | Proposed | 0 | 0 | 0 | 0 | 0 | 0 | 0 | 0 | 0 | 0 | 0
2008 | CA | NPCC | Quebec | Quebec | W07b9 | Energy Only | 0 | 0 | 0 | 0 | 0 | 0 | 0 | 0 | 0 | 0 | 0
2008 | CA | NPCC | Quebec | Quebec | W08 | Transmission-Limited Resources | 0 | 0 | 0 | 0 | 0 | 0 | 0 | 0 | 0 | 0 | 0
2008 | CA | NPCC | Quebec | Quebec | W09 | DELIVERABLE INTERNAL CAPACITY = 6a + 7a | 38940 | 40540 | 40620 | 41125 | 40837 | 41554 | 41554 | 42176 | 42176 | 42436 | 42436
2008 | CA | NPCC | Quebec | Quebec | W10 | CAPACITY PURCHASES AND INCOMING ADJUSTMENTS = 10a+10b+10c+10d | 0 | 200 | 200 | 200 | 0 | 0 | 0 | 0 | 0 | 0 | 0
2008 | CA | NPCC | Quebec | Quebec | W10a | Firm Purchases | 200 | 200 | 200 | 200 | 0 | 0 | 0 | 0 | 0 | 0 | 0
2008 | CA | NPCC | Quebec | Quebec | W10b | Non-firm Purchases | 0 | 0 | 0 | 0 | 0 | 0 | 0 | 0 | 0 | 0 | 0
2008 | CA | NPCC | Quebec | Quebec | W10c | Expected Purchases | 0 | 0 | 0 | 0 | 0 | 0 | 0 | 0 | 0 | 0 | 0
2008 | CA | NPCC | Quebec | Quebec | W10d | Provisional Purchases | 0 | 0 | 0 | 0 | 0 | 0 | 0 | 0 | 0 | 0 | 0
2008 | CA | NPCC | Quebec | Quebec | W11 | CAPACITY SALES AND OUTGOING ADJUSTMENTS = 11a+11b+11c+11d | 0 | 455 | 455 | 455 | 145 | 145 | 145 | 145 | 145 | 145 | 145
2008 | CA | NPCC | Quebec | Quebec | W11a | Firm Sales | 455 | 455 | 455 | 455 | 145 | 145 | 145 | 145 | 145 | 145 | 145
2008 | CA | NPCC | Quebec | Quebec | W11b | Non-firm Sales | 0 | 0 | 0 | 0 | 0 | 0 | 0 | 0 | 0 | 0 | 0
2008 | CA | NPCC | Quebec | Quebec | W11c | Expected Sales | 0 | 0 | 0 | 0 | 0 | 0 | 0 | 0 | 0 | 0 | 0
2008 | CA | NPCC | Quebec | Quebec | W11d | Provisional Sales | 0 | 0 | 0 | 0 | 0 | 0 | 0 | 0 | 0 | 0 | 0
2008 | CA | NPCC | Quebec | Quebec | W12 | Net Capacity Resources | 38685 | 40285 | 40365 | 40870 | 40692 | 41409 | 41409 | 42031 | 42031 | 42291 | 42291
2008 | CA | NPCC | Quebec | Quebec | W14 | ADJUSTED POTENTIAL RESOURCES = 12+6b-Uncertain Derates+(7b*15)+10b+10d-11b-11d | 38685 | 40285 | 40365 | 40870 | 40692 | 41409 | 41409 | 42031 | 42031 | 42291 | 42291
2008 | CA | NPCC | Quebec | Quebec | W13 | Total Potential Resources | 38685 | 40285 | 40365 | 40870 | 40692 | 41409 | 41409 | 42031 | 42031 | 42291 | 42291
2008 | CA | NPCC | Quebec | Quebec | W15 | Confidence of Proposed (7b), using engineering judgement | 0 | 0 | 0 | 0 | 0 | 0 | 0 | 0 | 0 | 0 | 0
2008 | CA | NPCC | Quebec | Quebec | W15a | Net Proposed Resources After Confidence Percentage Is Applied = 7b*15 | 0 | 0 | 0 | 0 | 0 | 0 | 0 | 0 | 0 | 0 | 0
2008 | CA | NPCC | Quebec | Quebec | W16 | Region/Subregion Target Margin | 0 | 0 | 0 | 0 | 0 | 0 | 0 | 0 | 0 | 0 | 0
2008 | CA | NPCC | Quebec | Quebec | W17 | Existing Certain | 0.079798 | 0.12603 | 0.11084 | 0.10376 | 0.084762 | 0.093073 | 0.086941 | 0.080859 | 0.076216 | 0.068744 | 0.061221
2008 | CA | NPCC | Quebec | Quebec | W18 | Net Capacity Resources | 0.079798 | 0.12997 | 0.11604 | 0.12016 | 0.10921 | 0.1178 | 0.11184 | 0.11915 | 0.1147 | 0.11303 | 0.10586
2008 | CA | NPCC | Quebec | Quebec | W20 | Adjusted Potential Resources | 0.079798 | 0.12997 | 0.11604 | 0.12016 | 0.10921 | 0.1178 | 0.11184 | 0.11915 | 0.1147 | 0.11303 | 0.10586
2008 | CA | NPCC | Quebec | Quebec | W19 | Total Potential Resources | 0.079798 | 0.12997 | 0.11604 | 0.12016 | 0.10921 | 0.1178 | 0.11184 | 0.11915 | 0.1147 | 0.11303 | 0.10586
2008 | CA | NPCC | Quebec | Quebec | W21 | Distributed Generator Capacity < 1 MW | 0 | 0 | 0 | 0 | 0 | 0 | 0 | 0 | 0 | 0 | 0
2008 | CA | NPCC | Quebec | Quebec | W22 | Other Capacity < 1 MW | 0 | 0 | 0 | 0 | 0 | 0 | 0 | 0 | 0 | 0 | 0
2008 | CA | NPCC | Quebec | Quebec | W23 | Distributed Generator Capacity >= 1 MW | 0 | 0 | 0 | 0 | 0 | 0 | 0 | 0 | 0 | 0 | 0
2008 | CA | NPCC | Quebec | Quebec | W24 | Capacity Total from EIA-860 | 0 | 0 | 0 | 0 | 0 | 0 | 0 | 0 | 0 | 0 | 0
2008 | CA | NPCC | Quebec | Quebec | W25 | EIA-860 Capacity Total less Total Internal Capacity | 40582 | 0 | 0 | 0 | 0 | 0 | 0 | 0 | 0 | 0 | 0
2008 | CA | NPCC | Quebec | Quebec | CWTF | Total | 38940 | 40540 | 40620 | 41125 | 40837 | 41554 | 41554 | 42176 | 42176 | 42436 | 42436
2008 | CA | WECC | - | - | W01 | Unrestricted Non-coincident Peak Demand | 20693 | 21664 | 22336 | 22903 | 23532 | 24104 | 24710 | 25173 | 25682 | 26193 | 26796
2008 | CA | WECC | - | - | W01a | New Conservation (Energy Efficiency) | 0 | 0 | 0 | 0 | 0 | 0 | 0 | 0 | 0 | 0 | 0
2008 | CA | WECC | - | - | W01b | Estimated Diversity | 0 | 0 | 0 | 0 | 0 | 0 | 0 | 0 | 0 | 0 | 0
2008 | CA | WECC | - | - | W01c | Additions for non-member load | 0 | 0 | 0 | 0 | 0 | 0 | 0 | 0 | 0 | 0 | 0
2008 | CA | WECC | - | - | W01d | Stand-by Load Under Contract | 0 | 0 | 0 | 0 | 0 | 0 | 0 | 0 | 0 | 0 | 0
2008 | CA | WECC | - | - | W02 | Total Internal Demand | 20693 | 21664 | 22336 | 22903 | 23532 | 24104 | 24710 | 25173 | 25682 | 26193 | 26796
2008 | CA | WECC | - | - | W02a | Direct Control Load Management | 0 | 0 | 0 | 0 | 0 | 0 | 0 | 0 | 0 | 0 | 0
2008 | CA | WECC | - | - | W02b | Contractually Interruptible (Curtailable) | 0 | 0 | 0 | 0 | 0 | 0 | 0 | 0 | 0 | 0 | 0
2008 | CA | WECC | - | - | W02c | Critical Peak-Pricing with Control | 0 | 0 | 0 | 0 | 0 | 0 | 0 | 0 | 0 | 0 | 0
2008 | CA | WECC | - | - | W02d | Load as a Capacity Resource | 0 | 0 | 0 | 0 | 0 | 0 | 0 | 0 | 0 | 0 | 0
2008 | CA | WECC | - | - | W03 | Net Internal Demand | 20693 | 21664 | 22336 | 22903 | 23532 | 24104 | 24710 | 25173 | 25682 | 26193 | 26796
2008 | CA | WECC | - | - | W04 | Demand Response Used for Ancillary Services | 0 | 0 | 0 | 0 | 0 | 0 | 0 | 0 | 0 | 0 | 0
2008 | CA | WECC | - | - | W04a | Spinning Reserves | 0 | 0 | 0 | 0 | 0 | 0 | 0 | 0 | 0 | 0 | 0
2008 | CA | WECC | - | - | W04b | Non-Spinning Reserves | 0 | 0 | 0 | 0 | 0 | 0 | 0 | 0 | 0 | 0 | 0
2008 | CA | WECC | - | - | W04c | Regulation | 0 | 0 | 0 | 0 | 0 | 0 | 0 | 0 | 0 | 0 | 0
2008 | CA | WECC | - | - | W04d | Emergency | 0 | 0 | 0 | 0 | 0 | 0 | 0 | 0 | 0 | 0 | 0
2008 | CA | WECC | - | - | W05 | TOTAL INTERNAL CAPACITY | 25834 | 26291 | 26892 | 28874 | 29653 | 29653 | 29653 | 29653 | 29653 | 29653 | 29653
2008 | CA | WECC | - | - | W06 | EXISTING CAPACITY | 25834 | 25834 | 25834 | 25834 | 25834 | 25834 | 25834 | 25834 | 25834 | 25834 | 25834
2008 | CA | WECC | - | - | W06a | Certain | 23488 | 23413 | 23413 | 23413 | 23413 | 23413 | 23413 | 23413 | 23413 | 23413 | 23413
2008 | CA | WECC | - | - | W06b | Uncertain | 2346 | 2421 | 2421 | 2421 | 2421 | 2421 | 2421 | 2421 | 2421 | 2421 | 2421
2008 | CA | WECC | - | - | W06b5 | Energy Only | 0 | 0 | 0 | 0 | 0 | 0 | 0 | 0 | 0 | 0 | 0
2008 | CA | WECC | - | - | W06b6 | Inoperable | 486 | 561 | 561 | 561 | 561 | 561 | 561 | 561 | 561 | 561 | 561
2008 | CA | WECC | - | - | W07 | PLANNED AND PROPOSED CAPACITY ADDITIONS = 7a+7b | 0 | 457 | 1058 | 3040 | 3819 | 3819 | 3819 | 3819 | 3819 | 3819 | 3819
2008 | CA | WECC | - | - | W07a | Planned | 0 | 257 | 402 | 860 | 1639 | 1639 | 1639 | 1639 | 1639 | 1639 | 1639
2008 | CA | WECC | - | - | W07a9 | Energy Only | 0 | 0 | 0 | 0 | 0 | 0 | 0 | 0 | 0 | 0 | 0
2008 | CA | WECC | - | - | W07b | Proposed | 0 | 200 | 656 | 2180 | 2180 | 2180 | 2180 | 2180 | 2180 | 2180 | 2180
2008 | CA | WECC | - | - | W07b9 | Energy Only | 0 | 0 | 0 | 0 | 0 | 0 | 0 | 0 | 0 | 0 | 0
2008 | CA | WECC | - | - | W08 | Transmission-Limited Resources | 0 | 0 | 0 | 0 | 0 | 0 | 0 | 0 | 0 | 0 | 0
2008 | CA | WECC | - | - | W09 | DELIVERABLE INTERNAL CAPACITY = 6a + 7a | 23488 | 23670 | 23815 | 24273 | 25052 | 25052 | 25052 | 25052 | 25052 | 25052 | 25052
2008 | CA | WECC | - | - | W10 | CAPACITY PURCHASES AND INCOMING ADJUSTMENTS = 10a+10b+10c+10d | 0 | 1040 | 1361 | 791 | 560 | 704 | 873 | 946 | 1088 | 1216 | 1398
2008 | CA | WECC | - | - | W10a | Firm Purchases | 0 | 0 | 0 | 0 | 0 | 0 | 0 | 0 | 0 | 0 | 0
2008 | CA | WECC | - | - | W10b | Non-firm Purchases | 0 | 0 | 0 | 0 | 0 | 0 | 0 | 0 | 0 | 0 | 0
2008 | CA | WECC | - | - | W10c | Expected Purchases | 0 | 1040 | 1361 | 791 | 560 | 704 | 873 | 946 | 1088 | 1216 | 1398
2008 | CA | WECC | - | - | W10d | Provisional Purchases | 0 | 0 | 0 | 0 | 0 | 0 | 0 | 0 | 0 | 0 | 0
2008 | CA | WECC | - | - | W11 | CAPACITY SALES AND OUTGOING ADJUSTMENTS = 11a+11b+11c+11d | 0 | 178 | 184 | 183 | 184 | 134 | 134 | 147 | 147 | 147 | 147
2008 | CA | WECC | - | - | W11a | Firm Sales | 184 | 166 | 166 | 166 | 166 | 116 | 116 | 129 | 129 | 129 | 129
2008 | CA | WECC | - | - | W11b | Non-firm Sales | 0 | 0 | 0 | 0 | 0 | 0 | 0 | 0 | 0 | 0 | 0
2008 | CA | WECC | - | - | W11c | Expected Sales | 0 | 12 | 18 | 17 | 18 | 18 | 18 | 18 | 18 | 18 | 18
2008 | CA | WECC | - | - | W11d | Provisional Sales | 0 | 0 | 0 | 0 | 0 | 0 | 0 | 0 | 0 | 0 | 0
2008 | CA | WECC | - | - | W12 | Net Capacity Resources | 23304 | 24532 | 24992 | 24881 | 25428 | 25622 | 25791 | 25851 | 25993 | 26121 | 26303
2008 | CA | WECC | - | - | W14 | ADJUSTED POTENTIAL RESOURCES = 12+6b-Uncertain Derates+(7b*15)+10b+10d-11b-11d | 23304 | 24532 | 24992 | 24881 | 25428 | 25622 | 25791 | 25851 | 25993 | 26121 | 26303
2008 | CA | WECC | - | - | W13 | Total Potential Resources | 23304 | 24732 | 25648 | 27061 | 27608 | 27802 | 27971 | 28031 | 28173 | 28301 | 28483
2008 | CA | WECC | - | - | W15 | Confidence of Proposed (7b), using engineering judgement | 0 | 0 | 0 | 0 | 0 | 0 | 0 | 0 | 0 | 0 | 0
2008 | CA | WECC | - | - | W15a | Net Proposed Resources After Confidence Percentage Is Applied = 7b*15 | 0 | 0 | 0 | 0 | 0 | 0 | 0 | 0 | 0 | 0 | 0
2008 | CA | WECC | - | - | W16 | Region/Subregion Target Margin | 0.11692 | 0.11692 | 0.11692 | 0.11692 | 0.11692 | 0.11692 | 0.11692 | 0.11692 | 0.11692 | 0.11692 | 0.11692
2008 | CA | WECC | - | - | W17 | Existing Certain | 0.11204 | 0.068095 | 0.039188 | 0.014798 | -0.01226 | -0.03464 | -0.060652 | -0.081129 | -0.10299 | -0.12494 | -0.15083
2008 | CA | WECC | - | - | W18 | Net Capacity Resources | 0.11204 | 0.11691 | 0.10627 | 0.079498 | 0.074563 | 0.059246 | 0.041914 | 0.026227 | 0.011965 | -0.0027564 | -0.018743
2008 | CA | WECC | - | - | W20 | Adjusted Potential Resources | 0.11204 | 0.11691 | 0.10627 | 0.079498 | 0.074563 | 0.059246 | 0.041914 | 0.026227 | 0.011965 | -0.0027564 | -0.018743
2008 | CA | WECC | - | - | W19 | Total Potential Resources | 0.11204 | 0.12405 | 0.12913 | 0.15365 | 0.14764 | 0.13301 | 0.11658 | 0.10196 | 0.088418 | 0.074485 | 0.059228
2008 | CA | WECC | - | - | W21 | Distributed Generator Capacity < 1 MW | 0 | 0 | 0 | 0 | 0 | 0 | 0 | 0 | 0 | 0 | 0
2008 | CA | WECC | - | - | W22 | Other Capacity < 1 MW | 0 | 0 | 0 | 0 | 0 | 0 | 0 | 0 | 0 | 0 | 0
2008 | CA | WECC | - | - | W23 | Distributed Generator Capacity >= 1 MW | 0 | 0 | 0 | 0 | 0 | 0 | 0 | 0 | 0 | 0 | 0
2008 | CA | WECC | - | - | W24 | Capacity Total from EIA-860 | 0 | 0 | 0 | 0 | 0 | 0 | 0 | 0 | 0 | 0 | 0
2008 | CA | WECC | - | - | W25 | EIA-860 Capacity Total less Total Internal Capacity | 25834 | 0 | 0 | 0 | 0 | 0 | 0 | 0 | 0 | 0 | 0
2008 | CA | WECC | - | - | CWTF | Total | 23974 | 24231 | 24376 | 24834 | 25613 | 25613 | 25613 | 25613 | 25613 | 25613 | 25613
2008 | MX | WECC | CA-MX | - | W01 | Unrestricted Non-coincident Peak Demand | 1506 | 1641 | 1723 | 1830 | 1938 | 2045 | 2157 | 2279 | 2401 | 2529 | 2648
2008 | MX | WECC | CA-MX | - | W01a | New Conservation (Energy Efficiency) | 0 | 0 | 0 | 0 | 0 | 0 | 0 | 0 | 0 | 0 | 0
2008 | MX | WECC | CA-MX | - | W01b | Estimated Diversity | 0 | 0 | 0 | 0 | 0 | 0 | 0 | 0 | 0 | 0 | 0
2008 | MX | WECC | CA-MX | - | W01c | Additions for non-member load | 0 | 0 | 0 | 0 | 0 | 0 | 0 | 0 | 0 | 0 | 0
2008 | MX | WECC | CA-MX | - | W01d | Stand-by Load Under Contract | 0 | 0 | 0 | 0 | 0 | 0 | 0 | 0 | 0 | 0 | 0
2008 | MX | WECC | CA-MX | - | W02 | Total Internal Demand | 1506 | 1641 | 1723 | 1830 | 1938 | 2045 | 2157 | 2279 | 2401 | 2529 | 2648
2008 | MX | WECC | CA-MX | - | W02a | Direct Control Load Management | 0 | 0 | 0 | 0 | 0 | 0 | 0 | 0 | 0 | 0 | 0
2008 | MX | WECC | CA-MX | - | W02b | Contractually Interruptible (Curtailable) | 0 | 0 | 0 | 0 | 0 | 0 | 0 | 0 | 0 | 0 | 0
2008 | MX | WECC | CA-MX | - | W02c | Critical Peak-Pricing with Control | 0 | 0 | 0 | 0 | 0 | 0 | 0 | 0 | 0 | 0 | 0
2008 | MX | WECC | CA-MX | - | W02d | Load as a Capacity Resource | 0 | 0 | 0 | 0 | 0 | 0 | 0 | 0 | 0 | 0 | 0
2008 | MX | WECC | CA-MX | - | W03 | Net Internal Demand | 1506 | 1641 | 1723 | 1830 | 1938 | 2045 | 2157 | 2279 | 2401 | 2529 | 2648
2008 | MX | WECC | CA-MX | - | W04 | Demand Response Used for Ancillary Services | 0 | 0 | 0 | 0 | 0 | 0 | 0 | 0 | 0 | 0 | 0
2008 | MX | WECC | CA-MX | - | W04a | Spinning Reserves | 0 | 0 | 0 | 0 | 0 | 0 | 0 | 0 | 0 | 0 | 0
2008 | MX | WECC | CA-MX | - | W04b | Non-Spinning Reserves | 0 | 0 | 0 | 0 | 0 | 0 | 0 | 0 | 0 | 0 | 0
2008 | MX | WECC | CA-MX | - | W04c | Regulation | 0 | 0 | 0 | 0 | 0 | 0 | 0 | 0 | 0 | 0 | 0
2008 | MX | WECC | CA-MX | - | W04d | Emergency | 0 | 0 | 0 | 0 | 0 | 0 | 0 | 0 | 0 | 0 | 0
2008 | MX | WECC | CA-MX | - | W05 | TOTAL INTERNAL CAPACITY | 2358 | 2358 | 2840 | 3040 | 3328 | 3328 | 3616 | 3616 | 3895 | 4051 | 4051
2008 | MX | WECC | CA-MX | - | W06 | EXISTING CAPACITY | 2358 | 2358 | 2358 | 2358 | 2358 | 2358 | 2358 | 2358 | 2358 | 2358 | 2358
2008 | MX | WECC | CA-MX | - | W06a | Certain | 1623 | 1951 | 1999 | 1928 | 1820 | 1830 | 1830 | 1830 | 1830 | 1830 | 1830
2008 | MX | WECC | CA-MX | - | W06b | Uncertain | 735 | 407 | 359 | 430 | 538 | 528 | 528 | 528 | 528 | 528 | 528
2008 | MX | WECC | CA-MX | - | W06b5 | Energy Only | 0 | 0 | 0 | 0 | 0 | 0 | 0 | 0 | 0 | 0 | 0
2008 | MX | WECC | CA-MX | - | W06b6 | Inoperable | 735 | 407 | 359 | 430 | 538 | 528 | 528 | 528 | 528 | 528 | 528
2008 | MX | WECC | CA-MX | - | W07 | PLANNED AND PROPOSED CAPACITY ADDITIONS = 7a+7b | 0 | 0 | 482 | 682 | 970 | 970 | 1258 | 1258 | 1537 | 1693 | 1693
2008 | MX | WECC | CA-MX | - | W07a | Planned | 0 | 0 | 259 | 459 | 459 | 459 | 459 | 459 | 738 | 894 | 894
2008 | MX | WECC | CA-MX | - | W07a9 | Energy Only | 0 | 0 | 0 | 0 | 0 | 0 | 0 | 0 | 0 | 0 | 0
2008 | MX | WECC | CA-MX | - | W07b | Proposed | 0 | 0 | 223 | 223 | 511 | 511 | 799 | 799 | 799 | 799 | 799
2008 | MX | WECC | CA-MX | - | W07b9 | Energy Only | 0 | 0 | 0 | 0 | 0 | 0 | 0 | 0 | 0 | 0 | 0
2008 | MX | WECC | CA-MX | - | W08 | Transmission-Limited Resources | 0 | 0 | 0 | 0 | 0 | 0 | 0 | 0 | 0 | 0 | 0
2008 | MX | WECC | CA-MX | - | W09 | DELIVERABLE INTERNAL CAPACITY = 6a + 7a | 1623 | 1951 | 2258 | 2387 | 2279 | 2289 | 2289 | 2289 | 2568 | 2724 | 2724
2008 | MX | WECC | CA-MX | - | W10 | CAPACITY PURCHASES AND INCOMING ADJUSTMENTS = 10a+10b+10c+10d | 0 | 407 | 0 | 0 | 0 | 0 | 91 | 226 | 82 | 67 | 198
2008 | MX | WECC | CA-MX | - | W10a | Firm Purchases | 0 | 0 | 0 | 0 | 0 | 0 | 0 | 0 | 0 | 0 | 0
2008 | MX | WECC | CA-MX | - | W10b | Non-firm Purchases | 0 | 0 | 0 | 0 | 0 | 0 | 0 | 0 | 0 | 0 | 0
2008 | MX | WECC | CA-MX | - | W10c | Expected Purchases | 0 | 407 | 0 | 0 | 0 | 0 | 91 | 226 | 82 | 67 | 198
2008 | MX | WECC | CA-MX | - | W10d | Provisional Purchases | 0 | 0 | 0 | 0 | 0 | 0 | 0 | 0 | 0 | 0 | 0
2008 | MX | WECC | CA-MX | - | W11 | CAPACITY SALES AND OUTGOING ADJUSTMENTS = 11a+11b+11c+11d | 0 | 0 | 357 | 368 | 140 | 32 | 0 | 0 | 0 | 0 | 0
2008 | MX | WECC | CA-MX | - | W11a | Firm Sales | 0 | 0 | 0 | 0 | 0 | 0 | 0 | 0 | 0 | 0 | 0
2008 | MX | WECC | CA-MX | - | W11b | Non-firm Sales | 0 | 0 | 0 | 0 | 0 | 0 | 0 | 0 | 0 | 0 | 0
2008 | MX | WECC | CA-MX | - | W11c | Expected Sales | 0 | 0 | 357 | 368 | 140 | 32 | 0 | 0 | 0 | 0 | 0
2008 | MX | WECC | CA-MX | - | W11d | Provisional Sales | 0 | 0 | 0 | 0 | 0 | 0 | 0 | 0 | 0 | 0 | 0
2008 | MX | WECC | CA-MX | - | W12 | Net Capacity Resources | 1623 | 2358 | 1901 | 2019 | 2139 | 2257 | 2380 | 2515 | 2650 | 2791 | 2922
2008 | MX | WECC | CA-MX | - | W14 | ADJUSTED POTENTIAL RESOURCES = 12+6b-Uncertain Derates+(7b*15)+10b+10d-11b-11d | 1623 | 2358 | 1901 | 2019 | 2139 | 2257 | 2380 | 2515 | 2650 | 2791 | 2922
2008 | MX | WECC | CA-MX | - | W13 | Total Potential Resources | 1623 | 2358 | 2124 | 2242 | 2650 | 2768 | 3179 | 3314 | 3449 | 3590 | 3721
2008 | MX | WECC | CA-MX | - | W15 | Confidence of Proposed (7b), using engineering judgement | 0 | 0 | 0 | 0 | 0 | 0 | 0 | 0 | 0 | 0 | 0
2008 | MX | WECC | CA-MX | - | W15a | Net Proposed Resources After Confidence Percentage Is Applied = 7b*15 | 0 | 0 | 0 | 0 | 0 | 0 | 0 | 0 | 0 | 0 | 0
2008 | MX | WECC | CA-MX | - | W16 | Region/Subregion Target Margin | 0.093833 | 0.093833 | 0.093833 | 0.093833 | 0.093833 | 0.093833 | 0.093833 | 0.093833 | 0.093833 | 0.093833 | 0.093833
2008 | MX | WECC | CA-MX | - | W17 | Existing Certain | 0.072089 | 0.15889 | 0.13807 | 0.05083 | -0.064835 | -0.11749 | -0.17869 | -0.24536 | -0.31202 | -0.38197 | -0.44699
2008 | MX | WECC | CA-MX | - | W18 | Net Capacity Resources | 0.072089 | 0.30407 | 0.093635 | 0.093611 | 0.093969 | 0.09393 | 0.093697 | 0.093837 | 0.093962 | 0.093873 | 0.093771
2008 | MX | WECC | CA-MX | - | W20 | Adjusted Potential Resources | 0.072089 | 0.30407 | 0.093635 | 0.093611 | 0.093969 | 0.09393 | 0.093697 | 0.093837 | 0.093962 | 0.093873 | 0.093771
2008 | MX | WECC | CA-MX | - | W19 | Total Potential Resources | 0.072089 | 0.30407 | 0.18879 | 0.18376 | 0.26868 | 0.2612 | 0.32148 | 0.31231 | 0.30386 | 0.29554 | 0.28836
2008 | MX | WECC | CA-MX | - | W21 | Distributed Generator Capacity < 1 MW | 0 | 0 | 0 | 0 | 0 | 0 | 0 | 0 | 0 | 0 | 0
2008 | MX | WECC | CA-MX | - | W22 | Other Capacity < 1 MW | 0 | 0 | 0 | 0 | 0 | 0 | 0 | 0 | 0 | 0 | 0
2008 | MX | WECC | CA-MX | - | W23 | Distributed Generator Capacity >= 1 MW | 0 | 0 | 0 | 0 | 0 | 0 | 0 | 0 | 0 | 0 | 0
2008 | MX | WECC | CA-MX | - | W24 | Capacity Total from EIA-860 | 0 | 0 | 0 | 0 | 0 | 0 | 0 | 0 | 0 | 0 | 0
2008 | MX | WECC | CA-MX | - | W25 | EIA-860 Capacity Total less Total Internal Capacity | 2358 | 0 | 0 | 0 | 0 | 0 | 0 | 0 | 0 | 0 | 0
2008 | MX | WECC | CA-MX | - | CWTF | Total | 2358 | 2358 | 2617 | 2724 | 2724 | 2724 | 2724 | 2724 | 2724 | 2724 | 2724
2008 | TL | MRO | - | - | W01 | Unrestricted Non-coincident Peak Demand | 41673.73 | 43010.98 | 44577.31 | 45562.96 | 46457.28 | 47333.18 | 47894.83 | 48938.24 | 49620.74 | 50385.92 | 51056.75
2008 | TL | MRO | - | - | W01a | New Conservation (Energy Efficiency) | 0 | 125.8113 | 192.2022 | 313.9911 | 506.2598 | 648.675 | 846.2061 | 1013.48 | 1116.931 | 1222.533 | 1291.578
2008 | TL | MRO | - | - | W01b | Estimated Diversity | 18 | 124.7 | 129.3 | 131.5 | 132.9 | 135.4 | 130.8 | 141.5 | 144 | 145.6 | 148.2
2008 | TL | MRO | - | - | W01c | Additions for non-member load | 198 | 194.6 | 194.6 | 193 | 193 | 193 | 193 | 193 | 193 | 193 | 193
2008 | TL | MRO | - | - | W01d | Stand-by Load Under Contract | 11.4 | 11.4 | 11.4 | 11.4 | 11.4 | 11.4 | 11.4 | 11.4 | 11.4 | 11.4 | 11.4
2008 | TL | MRO | - | - | W02 | Total Internal Demand | 41865.13 | 42966.47 | 44461.81 | 45321.86 | 46022.52 | 46753.51 | 47122.22 | 47987.66 | 48564.21 | 49222.19 | 49821.38
2008 | TL | MRO | - | - | W02a | Direct Control Load Management | 473.2 | 596.2 | 680.2 | 742.2 | 775.2 | 807.2 | 838.2 | 874.2 | 904.2 | 939.2 | 971.2
2008 | TL | MRO | - | - | W02b | Contractually Interruptible (Curtailable) | 668.7259 | 696.703 | 672.4 | 633.4 | 600.4 | 601.4 | 593.4 | 602.4 | 602.4 | 602.4 | 604.4
2008 | TL | MRO | - | - | W02c | Critical Peak-Pricing with Control | 0 | 0 | 0 | 0 | 0 | 0 | 0 | 0 | 0 | 0 | 0
2008 | TL | MRO | - | - | W02d | Load as a Capacity Resource | 0 | 0 | 0 | 0 | 0 | 0 | 0 | 0 | 0 | 0 | 0
2008 | TL | MRO | - | - | W03 | Net Internal Demand | 40723.21 | 41673.57 | 43109.21 | 43946.27 | 44646.92 | 45344.91 | 45690.63 | 46511.06 | 47057.61 | 47680.59 | 48245.78
2008 | TL | MRO | - | - | W04 | Demand Response Used for Ancillary Services | 764.195 | 766.28 | 775.195 | 762.185 | 770.06 | 775.9 | 781.87 | 787.915 | 793.45 | 797.88 | 803.175
2008 | TL | MRO | - | - | W04a | Spinning Reserves | 59 | 59 | 59 | 59 | 59 | 59 | 59 | 59 | 59 | 59 | 59
2008 | TL | MRO | - | - | W04b | Non-Spinning Reserves | 138 | 139 | 140 | 143 | 144 | 145 | 146 | 147 | 149 | 150 | 151
2008 | TL | MRO | - | - | W04c | Regulation | 75 | 75 | 75 | 75 | 75 | 75 | 75 | 75 | 75 | 75 | 75
2008 | TL | MRO | - | - | W04d | Emergency | 492.195 | 493.28 | 501.195 | 485.185 | 492.06 | 496.9 | 501.87 | 506.915 | 510.45 | 513.88 | 518.175
2008 | TL | MRO | - | - | W05 | TOTAL INTERNAL CAPACITY | 56603.56 | 58674.01 | 62474.67 | 65724.13 | 68845.33 | 72966.16 | 75226.58 | 76195.77 | 76765.52 | 76540.37 | 77065.61
2008 | TL | MRO | - | - | W06 | EXISTING CAPACITY | 56603.56 | 56405.51 | 56062.97 | 56046.41 | 56035.66 | 56023.91 | 56457.93 | 56458.73 | 56458.97 | 56507.21 | 56506.46
2008 | TL | MRO | - | - | W06a | Certain | 52587.59 | 52389.14 | 52039.2 | 52022.65 | 52011.89 | 52000.14 | 52284.16 | 52284.96 | 52285.2 | 52333.45 | 52332.69
2008 | TL | MRO | - | - | W06b | Uncertain | 4015.967 | 4016.367 | 4023.767 | 4023.767 | 4023.767 | 4023.767 | 4173.767 | 4173.767 | 4173.767 | 4173.767 | 4173.767
2008 | TL | MRO | - | - | W06b5 | Energy Only | 0 | 0 | 0 | 0 | 0 | 0 | 0 | 0 | 0 | 0 | 0
2008 | TL | MRO | - | - | W06b6 | Inoperable | 34 | 34 | 34 | 34 | 34 | 34 | 34 | 34 | 34 | 34 | 34
2008 | TL | MRO | - | - | W07 | PLANNED AND PROPOSED CAPACITY ADDITIONS = 7a+7b | 0 | 2268.5 | 6411.7 | 9677.721 | 12809.67 | 16942.25 | 18768.65 | 19737.05 | 20306.55 | 20033.15 | 20559.15
2008 | TL | MRO | - | - | W07a | Planned | 0 | 1603.9 | 3875.9 | 4039.9 | 4538.9 | 4632.9 | 5109.9 | 5442.9 | 5442.9 | 5109.9 | 5635.9
2008 | TL | MRO | - | - | W07a9 | Energy Only | 0 | 0 | 0 | 0 | 0 | 0 | 0 | 0 | 0 | 0 | 0
2008 | TL | MRO | - | - | W07b | Proposed | 0 | 664.6 | 2535.8 | 5637.82 | 8270.768 | 12309.35 | 13658.75 | 14294.15 | 14863.65 | 14923.25 | 14923.25
2008 | TL | MRO | - | - | W07b9 | Energy Only | 0 | 0 | 0 | 0 | 0 | 0 | 5 | 5 | 5 | 5 | 5
2008 | TL | MRO | - | - | W08 | Transmission-Limited Resources | 0 | 0 | 0 | 0 | 0 | 0 | 0 | 0 | 0 | 0 | 0
2008 | TL | MRO | - | - | W09 | DELIVERABLE INTERNAL CAPACITY = 6a + 7a | 52587.59 | 53993.04 | 55915.1 | 56062.55 | 56550.79 | 56633.04 | 57394.06 | 57727.86 | 57728.1 | 57443.35 | 57968.59
2008 | TL | MRO | - | - | W10 | CAPACITY PURCHASES AND INCOMING ADJUSTMENTS = 10a+10b+10c+10d | 0 | 942.6 | 728.4 | 726.1 | 715.8 | 715.8 | 715.8 | 640.8 | 890.8 | 855.8 | 605.8
2008 | TL | MRO | - | - | W10a | Firm Purchases | 947.8 | 942.6 | 728.4 | 726.1 | 715.8 | 715.8 | 715.8 | 640.8 | 640.8 | 355.8 | 105.8
2008 | TL | MRO | - | - | W10b | Non-firm Purchases | 0 | 0 | 0 | 0 | 0 | 0 | 0 | 0 | 0 | 0 | 0
2008 | TL | MRO | - | - | W10c | Expected Purchases | 0 | 0 | 0 | 0 | 0 | 0 | 0 | 0 | 0 | 0 | 0
2008 | TL | MRO | - | - | W10d | Provisional Purchases | 0 | 0 | 0 | 0 | 0 | 0 | 0 | 0 | 250 | 500 | 500
2008 | TL | MRO | - | - | W11 | CAPACITY SALES AND OUTGOING ADJUSTMENTS = 11a+11b+11c+11d | 0 | 1067.565 | 1022.633 | 950.7173 | 864.8025 | 858.8878 | 876.2627 | 805.348 | 829.8551 | 799.8551 | 855.8551
2008 | TL | MRO | - | - | W11a | Firm Sales | 968.8154 | 857.8154 | 802.8154 | 731.8154 | 646.8154 | 641.8154 | 560.3251 | 490.3251 | 520.3251 | 490.3251 | 546.3251
2008 | TL | MRO | - | - | W11b | Non-firm Sales | 202 | 209.75 | 219.8177 | 218.9018 | 217.9871 | 217.0723 | 315.9376 | 315.0229 | 309.53 | 309.53 | 309.53
2008 | TL | MRO | - | - | W11c | Expected Sales | 0 | 0 | 0 | 0 | 0 | 0 | 0 | 0 | 0 | 0 | 0
2008 | TL | MRO | - | - | W11d | Provisional Sales | 0 | 0 | 0 | 0 | 0 | 0 | 0 | 0 | 0 | 0 | 0
2008 | TL | MRO | - | - | W12 | Net Capacity Resources | 52566.57 | 54077.82 | 55840.69 | 56056.83 | 56619.78 | 56707.02 | 57549.54 | 57878.33 | 57848.58 | 57308.82 | 57528.07
2008 | TL | MRO | - | - | W14 | ADJUSTED POTENTIAL RESOURCES = 12+6b-Uncertain Derates+(7b*15)+10b+10d-11b-11d | 52956.98 | 54793 | 57395 | 58853 | 60339 | 61841 | 63207 | 63664 | 64003 | 63726 | 63945
2008 | TL | MRO | - | - | W13 | Total Potential Resources | 52956.98 | 55125.48 | 58756.88 | 62075.96 | 65272.77 | 69399.51 | 71642.56 | 72607.67 | 73402.91 | 73172.75 | 73392
2008 | TL | MRO | - | - | W15 | Confidence of Proposed (7b), using engineering judgement | 0 | 0.5 | 0.45 | 0.4 | 0.35 | 0.35 | 0.35 | 0.2 | 0.2 | 0.2 | 0.2
2008 | TL | MRO | - | - | W15a | Net Proposed Resources After Confidence Percentage Is Applied = 7b*15 | 0 | 332 | 1174 | 2415 | 3337 | 4751 | 5223 | 5350 | 5464 | 5476 | 5476
2008 | TL | MRO | - | - | W16 | Region/Subregion Target Margin | 0 | 0.13 | 0.13 | 0.13 | 0.13 | 0.13 | 0.13 | 0.13 | 0.13 | 0.13 | 0.13
2008 | TL | MRO | - | - | W17 | Existing Certain | 0.2253 | 0.20582 | 0.17042 | 0.15515 | 0.14274 | 0.12922 | 0.1287 | 0.11298 | 0.10205 | 0.08656 | 0.070269
2008 | TL | MRO | - | - | W18 | Net Capacity Resources | 0.2253 | 0.22938 | 0.228 | 0.21604 | 0.21146 | 0.20037 | 0.20606 | 0.1964 | 0.18654 | 0.16801 | 0.16135
2008 | TL | MRO | - | - | W20 | Adjusted Potential Resources | 0.23101 | 0.23944 | 0.2489 | 0.25329 | 0.26007 | 0.26675 | 0.27713 | 0.26943 | 0.26476 | 0.25179 | 0.24551
2008 | TL | MRO | - | - | W19 | Total Potential Resources | 0.23101 | 0.24402 | 0.26631 | 0.29206 | 0.31599 | 0.34661 | 0.36224 | 0.35942 | 0.35891 | 0.34838 | 0.34263
2008 | TL | MRO | - | - | W21 | Distributed Generator Capacity < 1 MW | 25.3 | 25.3 | 26.9 | 28.5 | 30.1 | 31.7 | 33.3 | 34.9 | 36.5 | 38.1 | 38.1
2008 | TL | MRO | - | - | W22 | Other Capacity < 1 MW | 16.895 | 15.895 | 15.895 | 15.895 | 15.895 | 15.895 | 15.895 | 14.595 | 14.595 | 14.595 | 14.595
2008 | TL | MRO | - | - | W23 | Distributed Generator Capacity >= 1 MW | 206.9 | 208.6 | 208.6 | 208.6 | 208.6 | 208.6 | 208.6 | 208.6 | 208.6 | 208.6 | 208.6
2008 | TL | MRO | - | - | W24 | Capacity Total from EIA-860 | 0 | 0 | 0 | 0 | 0 | 0 | 0 | 0 | 0 | 0 | 0
2008 | TL | MRO | - | - | W25 | EIA-860 Capacity Total less Total Internal Capacity | 56603.56 | 0 | 0 | 0 | 0 | 0 | 0 | 0 | 0 | 0 | 0
2008 | TL | MRO | - | - | CWTF | Total | 49177.06 | 51179.49 | 53465.47 | 53900.06 | 54686.58 | 55078.54 | 56331.38 | 56669.19 | 56714.43 | 56394.68 | 56919.93
2008 | TL | NPCC | - | - | W01 | Unrestricted Non-coincident Peak Demand | 112790.8 | 115012.1 | 116677.8 | 117682.8 | 118686.8 | 119702.5 | 120695.4 | 121678.2 | 122514.2 | 123512.1 | 124413
2008 | TL | NPCC | - | - | W01a | New Conservation (Energy Efficiency) | 0 | 893.5131 | 1849.201 | 2576.713 | 2981.729 | 3375.042 | 3720.187 | 4016.043 | 4293.325 | 4424.973 | 4688.444
2008 | TL | NPCC | - | - | W01b | Estimated Diversity | 0 | 0 | 0 | 0 | 0 | 0 | 0 | 0 | 0 | 0 | 0
2008 | TL | NPCC | - | - | W01c | Additions for non-member load | 0 | 0 | 0 | 0 | 0 | 0 | 0 | 0 | 0 | 0 | 0
2008 | TL | NPCC | - | - | W01d | Stand-by Load Under Contract | 0 | 0 | 0 | 0 | 0 | 0 | 0 | 0 | 0 | 0 | 0
2008 | TL | NPCC | - | - | W02 | Total Internal Demand | 112790.8 | 114118.6 | 114828.5 | 115106.1 | 115705 | 116327.4 | 116975.3 | 117662.1 | 118220.9 | 119087.2 | 119724.5
2008 | TL | NPCC | - | - | W02a | Direct Control Load Management | 0 | 250 | 250 | 250 | 250 | 250 | 250 | 250 | 250 | 250 | 250
2008 | TL | NPCC | - | - | W02b | Contractually Interruptible (Curtailable) | 1273 | 2084 | 2106 | 2225.11 | 2245.444 | 2263.779 | 2280.114 | 2294.448 | 2308.783 | 2311.592 | 2316.321
2008 | TL | NPCC | - | - | W02c | Critical Peak-Pricing with Control | 0 | 0 | 0 | 0 | 0 | 0 | 0 | 0 | 0 | 0 | 0
2008 | TL | NPCC | - | - | W02d | Load as a Capacity Resource | 1915.1 | 2430 | 2430 | 2571 | 2571 | 2571 | 2571 | 2571 | 2571 | 2571 | 2571
2008 | TL | NPCC | - | - | W03 | Net Internal Demand | 109602.7 | 109354.6 | 110042.5 | 110060 | 110638.6 | 111242.6 | 111874.1 | 112546.7 | 113091.1 | 113954.6 | 114587.2
2008 | TL | NPCC | - | - | W04 | Demand Response Used for Ancillary Services | 2075 | 2524.3 | 2524.3 | 2524.3 | 2524.3 | 2524.3 | 2524.3 | 2524.3 | 2524.3 | 2524.3 | 2524.3
2008 | TL | NPCC | - | - | W04a | Spinning Reserves | 1200 | 1328.7 | 1328.7 | 1328.7 | 1328.7 | 1328.7 | 1328.7 | 1328.7 | 1328.7 | 1328.7 | 1328.7
2008 | TL | NPCC | - | - | W04b | Non-Spinning Reserves | 600 | 741.35 | 741.35 | 741.35 | 741.35 | 741.35 | 741.35 | 741.35 | 741.35 | 741.35 | 741.35
2008 | TL | NPCC | - | - | W04c | Regulation | 275 | 275 | 275 | 275 | 275 | 275 | 275 | 275 | 275 | 275 | 275
2008 | TL | NPCC | - | - | W04d | Emergency | 0 | 179.25 | 179.25 | 179.25 | 179.25 | 179.25 | 179.25 | 179.25 | 179.25 | 179.25 | 179.25
2008 | TL | NPCC | - | - | W05 | TOTAL INTERNAL CAPACITY | 154097.1 | 157078.7 | 164618.5 | 168336.7 | 168375.2 | 169870.1 | 172368.5 | 170501.4 | 170660.7 | 171176.2 | 171008.2
2008 | TL | NPCC | - | - | W06 | EXISTING CAPACITY | 154097.1 | 154128.7 | 154154.7 | 150053.3 | 147961.3 | 146960.3 | 146633.7 | 143340.7 | 143036.7 | 142929.7 | 142723.7
2008 | TL | NPCC | - | - | W06a | Certain | 148006.1 | 149444.9 | 149633.9 | 144705.5 | 142713.5 | 142527.5 | 142454.9 | 139161.9 | 138060.9 | 136589.9 | 136383.9
2008 | TL | NPCC | - | - | W06b | Uncertain | 6091 | 4683.8 | 4520.8 | 5347.8 | 5247.8 | 4432.8 | 4178.8 | 4178.8 | 4975.8 | 6339.8 | 6339.8
2008 | TL | NPCC | - | - | W06b5 | Energy Only | 32 | 32 | 32 | 32 | 32 | 32 | 32 | 32 | 32 | 32 | 32
2008 | TL | NPCC | - | - | W06b6 | Inoperable | 4043 | 1338 | 1645 | 2472 | 2472 | 1702 | 1448 | 1448 | 2245 | 3609 | 3609
2008 | TL | NPCC | - | - | W07 | PLANNED AND PROPOSED CAPACITY ADDITIONS = 7a+7b | 0 | 2949.965 | 10463.79 | 18283.42 | 20413.9 | 22909.76 | 25734.8 | 27160.72 | 27623.99 | 28246.54 | 28284.47
2008 | TL | NPCC | - | - | W07a | Planned | 0 | 2077.965 | 6753.385 | 8076.6 | 8430.8 | 8640.8 | 8642 | 9264 | 9264 | 9524 | 9524
2008 | TL | NPCC | - | - | W07a9 | Energy Only | 0 | 0 | 80 | 80 | 80 | 80 | 80 | 80 | 80 | 80 | 80
2008 | TL | NPCC | - | - | W07b | Proposed | 0 | 872 | 3710.4 | 10206.82 | 11983.1 | 14268.96 | 17092.8 | 17896.72 | 18359.99 | 18722.54 | 18760.47
2008 | TL | NPCC | - | - | W07b9 | Energy Only | 0 | 0 | 0 | 0 | 0 | 0 | 0 | 0 | 0 | 0 | 0
2008 | TL | NPCC | - | - | W08 | Transmission-Limited Resources | 0 | 145 | 145 | 145 | 45 | 0 | 0 | 0 | 0 | 0 | 0
2008 | TL | NPCC | - | - | W09 | DELIVERABLE INTERNAL CAPACITY = 6a + 7a | 148006.1 | 151522.9 | 156387.3 | 152782.1 | 151144.3 | 151168.3 | 151096.9 | 148425.9 | 147324.9 | 146113.9 | 145907.9
2008 | TL | NPCC | - | - | W10 | CAPACITY PURCHASES AND INCOMING ADJUSTMENTS = 10a+10b+10c+10d | 0 | 2181 | 3231 | 3684 | 4004 | 4004 | 4004 | 3954 | 3954 | 3954 | 3954
2008 | TL | NPCC | - | - | W10a | Firm Purchases | 1793.7 | 881 | 681 | 1134 | 1454 | 1454 | 1454 | 1404 | 1404 | 1404 | 1404
2008 | TL | NPCC | - | - | W10b | Non-firm Purchases | 0 | 0 | 0 | 0 | 0 | 0 | 0 | 0 | 0 | 0 | 0
2008 | TL | NPCC | - | - | W10c | Expected Purchases | 0 | 1300 | 1300 | 1300 | 1300 | 1300 | 1300 | 1300 | 1300 | 1300 | 1300
2008 | TL | NPCC | - | - | W10d | Provisional Purchases | 0 | 0 | 1250 | 1250 | 1250 | 1250 | 1250 | 1250 | 1250 | 1250 | 1250
2008 | TL | NPCC | - | - | W11 | CAPACITY SALES AND OUTGOING ADJUSTMENTS = 11a+11b+11c+11d | 0 | 1907 | 1987 | 1865 | 1236 | 1236 | 1236 | 1236 | 1236 | 1236 | 1236
2008 | TL | NPCC | - | - | W11a | Firm Sales | 983 | 996 | 996 | 874 | 245 | 245 | 245 | 245 | 245 | 245 | 245
2008 | TL | NPCC | - | - | W11b | Non-firm Sales | 11 | 11 | 91 | 91 | 91 | 91 | 91 | 91 | 91 | 91 | 91
2008 | TL | NPCC | - | - | W11c | Expected Sales | 0 | 900 | 900 | 900 | 900 | 900 | 900 | 900 | 900 | 900 | 900
2008 | TL | NPCC | - | - | W11d | Provisional Sales | 0 | 0 | 0 | 0 | 0 | 0 | 0 | 0 | 0 | 0 | 0
2008 | TL | NPCC | - | - | W12 | Net Capacity Resources | 148816.8 | 151807.9 | 156472.3 | 153442.1 | 152753.3 | 152777.3 | 152705.9 | 149984.9 | 148883.9 | 147672.9 | 147466.9
2008 | TL | NPCC | - | - | W14 | ADJUSTED POTENTIAL RESOURCES = 12+6b-Uncertain Derates+(7b*15)+10b+10d-11b-11d | 148805.8 | 152365 | 157850 | 154861 | 154675 | 155399 | 157093 | 155168 | 154530 | 153674 | 153506
2008 | TL | NPCC | - | - | W13 | Total Potential Resources | 148805.8 | 153236.8 | 161486.7 | 164952.9 | 165940.4 | 168205.3 | 170957.7 | 169040.6 | 168402.9 | 167554.4 | 167386.4
2008 | TL | NPCC | - | - | W15 | Confidence of Proposed (7b), using engineering judgement | 0 | 0.5 | 1 | 1 | 1.5 | 1.5 | 1.5 | 1.5 | 1.5 | 1.5 | 1.5
2008 | TL | NPCC | - | - | W15a | Net Proposed Resources After Confidence Percentage Is Applied = 7b*15 | 0 | 0 | 74 | 115 | 718 | 1463 | 3228 | 4024 | 4487 | 4842 | 4880
2008 | TL | NPCC | - | - | W16 | Region/Subregion Target Margin | 0 | 0 | 0 | 0 | 0 | 0 | 0 | 0 | 0 | 0 | 0
2008 | TL | NPCC | - | - | W17 | Existing Certain | 1.2649 | 1.2476 | 1.2533 | 1.1596 | 1.1204 | 1.0877 | 1.0679 | 0.91692 | 0.84929 | 0.74208 | 0.7114
2008 | TL | NPCC | - | - | W18 | Net Capacity Resources | 1.2649 | 1.3094 | 1.4361 | 1.3752 | 1.3552 | 1.3339 | 1.3122 | 1.2214 | 1.1729 | 1.1047 | 1.0783
2008 | TL | NPCC | - | - | W20 | Adjusted Potential Resources | 1.2636 | 1.3227 | 1.462 | 1.402 | 1.3947 | 1.3899 | 1.3995 | 1.3445 | 1.3136 | 1.2692 | 1.245
2008 | TL | NPCC | - | - | W19 | Total Potential Resources | 1.2636 | 1.3381 | 1.5282 | 1.5735 | 1.5828 | 1.5992 | 1.6231 | 1.5708 | 1.5417 | 1.4999 | 1.4773
2008 | TL | NPCC | - | - | W21 | Distributed Generator Capacity < 1 MW | 2.959 | 3.909 | 3.909 | 3.909 | 3.909 | 3.909 | 3.909 | 3.909 | 3.909 | 3.909 | 3.909
2008 | TL | NPCC | - | - | W22 | Other Capacity < 1 MW | 0 | 0 | 0 | 0 | 0 | 0 | 0 | 0 | 0 | 0 | 0
2008 | TL | NPCC | - | - | W23 | Distributed Generator Capacity >= 1 MW | 29.636 | 488.878 | 1004.728 | 1088.408 | 1098.408 | 1098.408 | 1098.408 | 1098.408 | 1098.408 | 1098.408 | 1098.408
2008 | TL | NPCC | - | - | W24 | Capacity Total from EIA-860 | 0 | 0 | 0 | 0 | 0 | 0 | 0 | 0 | 0 | 0 | 0
2008 | TL | NPCC | - | - | W25 | EIA-860 Capacity Total less Total Internal Capacity | 154097.1 | 0 | 0 | 0 | 0 | 0 | 0 | 0 | 0 | 0 | 0
2008 | TL | NPCC | - | - | CWTF | Total | 147420.1 | 151634 | 156966.5 | 154171.4 | 152160.9 | 152731.2 | 154594 | 152727 | 152088.2 | 151240.8 | 151072.7
2008 | TL | WECC | - | - | W01 | Unrestricted Non-coincident Peak Demand | 133726 | 139301 | 142569 | 145472 | 148483 | 151674 | 154664 | 157597 | 160577 | 163511 | 166586
2008 | TL | WECC | - | - | W01a | New Conservation (Energy Efficiency) | 47 | 672 | 966 | 1273 | 1584 | 1894 | 2212 | 2519 | 2825 | 3133 | 3440
2008 | TL | WECC | - | - | W01b | Estimated Diversity | 402 | 402 | 402 | 402 | 402 | 402 | 402 | 402 | 402 | 402 | 402
2008 | TL | WECC | - | - | W01c | Additions for non-member load | 1479 | 1510 | 1535 | 1563 | 1594 | 1629 | 1666 | 1706 | 1751 | 1798 | 1850
2008 | TL | WECC | - | - | W01d | Stand-by Load Under Contract | 143 | 143 | 143 | 143 | 143 | 143 | 143 | 143 | 143 | 143 | 143
2008 | TL | WECC | - | - | W02 | Total Internal Demand | 134899 | 139880 | 142879 | 145503 | 148234 | 151150 | 153859 | 156525 | 159244 | 161917 | 164737
2008 | TL | WECC | - | - | W02a | Direct Control Load Management | 2115 | 2112 | 2161 | 2207 | 2250 | 2286 | 2320 | 2354 | 2388 | 2421 | 2454
2008 | TL | WECC | - | - | W02b | Contractually Interruptible (Curtailable) | 1091 | 970 | 1043 | 1058 | 1086 | 1073 | 1083 | 1085 | 1103 | 1104 | 1106
2008 | TL | WECC | - | - | W02c | Critical Peak-Pricing with Control | 0 | 0 | 0 | 0 | 0 | 0 | 0 | 0 | 0 | 0 | 0
2008 | TL | WECC | - | - | W02d | Load as a Capacity Resource | 0 | 0 | 0 | 0 | 0 | 0 | 0 | 0 | 0 | 0 | 0
2008 | TL | WECC | - | - | W03 | Net Internal Demand | 131693 | 136798 | 139675 | 142238 | 144898 | 147791 | 150456 | 153086 | 155753 | 158392 | 161177
2008 | TL | WECC | - | - | W04 | Demand Response Used for Ancillary Services | 110 | 110 | 110 | 110 | 110 | 110 | 110 | 110 | 110 | 110 | 110
2008 | TL | WECC | - | - | W04a | Spinning Reserves | 0 | 0 | 0 | 0 | 0 | 0 | 0 | 0 | 0 | 0 | 0
2008 | TL | WECC | - | - | W04b | Non-Spinning Reserves | 110 | 110 | 110 | 110 | 110 | 110 | 110 | 110 | 110 | 110 | 110
2008 | TL | WECC | - | - | W04c | Regulation | 0 | 0 | 0 | 0 | 0 | 0 | 0 | 0 | 0 | 0 | 0
2008 | TL | WECC | - | - | W04d | Emergency | 0 | 0 | 0 | 0 | 0 | 0 | 0 | 0 | 0 | 0 | 0
2008 | TL | WECC | - | - | W05 | TOTAL INTERNAL CAPACITY | 208826 | 214343 | 217426 | 223074 | 227364 | 229140 | 231311 | 232293 | 232974 | 233037 | 233365
2008 | TL | WECC | - | - | W06 | EXISTING CAPACITY | 208826 | 208826 | 208826 | 208826 | 208826 | 208826 | 208826 | 208826 | 208826 | 208826 | 208826
2008 | TL | WECC | - | - | W06a | Certain | 185930 | 189435 | 189765 | 189744 | 189518 | 189913 | 189811 | 189366 | 189812 | 189315 | 189436
2008 | TL | WECC | - | - | W06b | Uncertain | 22896 | 19391 | 19061 | 19082 | 19308 | 18913 | 19015 | 19460 | 19014 | 19511 | 19390
2008 | TL | WECC | - | - | W06b5 | Energy Only | 0 | 0 | 0 | 0 | 0 | 0 | 0 | 0 | 0 | 0 | 0
2008 | TL | WECC | - | - | W06b6 | Inoperable | 7351 | 3846 | 3516 | 3537 | 3763 | 3368 | 3470 | 3915 | 3469 | 3966 | 3845
2008 | TL | WECC | - | - | W07 | PLANNED AND PROPOSED CAPACITY ADDITIONS = 7a+7b | 0 | 5517 | 8600 | 14248 | 18538 | 20314 | 22485 | 23467 | 24148 | 24211 | 24539
2008 | TL | WECC | - | - | W07a | Planned | 0 | 4681 | 6247 | 7983 | 9856 | 9934 | 10660 | 10660 | 10939 | 11095 | 11095
2008 | TL | WECC | - | - | W07a9 | Energy Only | 0 | 0 | 0 | 0 | 0 | 0 | 0 | 0 | 0 | 0 | 0
2008 | TL | WECC | - | - | W07b | Proposed | 0 | 836 | 2353 | 6265 | 8682 | 10380 | 11825 | 12807 | 13209 | 13116 | 13444
2008 | TL | WECC | - | - | W07b9 | Energy Only | 0 | 0 | 0 | 0 | 0 | 0 | 0 | 0 | 0 | 0 | 0
2008 | TL | WECC | - | - | W08 | Transmission-Limited Resources | 52 | 52 | 52 | 52 | 52 | 52 | 52 | 52 | 52 | 52 | 52
2008 | TL | WECC | - | - | W09 | DELIVERABLE INTERNAL CAPACITY = 6a + 7a | 185930 | 194116 | 196012 | 197727 | 199374 | 199847 | 200471 | 200026 | 200751 | 200410 | 200531
2008 | TL | WECC | - | - | W10 | CAPACITY PURCHASES AND INCOMING ADJUSTMENTS = 10a+10b+10c+10d | 0 | 668 | 503 | 386 | 238 | 241 | 245 | 247 | 249 | 250 | 251
2008 | TL | WECC | - | - | W10a | Firm Purchases | 661 | 668 | 503 | 386 | 238 | 241 | 245 | 247 | 249 | 250 | 251
2008 | TL | WECC | - | - | W10b | Non-firm Purchases | 0 | 0 | 0 | 0 | 0 | 0 | 0 | 0 | 0 | 0 | 0
2008 | TL | WECC | - | - | W10c | Expected Purchases | 0 | 0 | 0 | 0 | 0 | 0 | 0 | 0 | 0 | 0 | 0
2008 | TL | WECC | - | - | W10d | Provisional Purchases | 0 | 0 | 0 | 0 | 0 | 0 | 0 | 0 | 0 | 0 | 0
2008 | TL | WECC | - | - | W11 | CAPACITY SALES AND OUTGOING ADJUSTMENTS = 11a+11b+11c+11d | 0 | 1003 | 1001 | 960 | 990 | 1017 | 1035 | 1063 | 1089 | 1166 | 1201
2008 | TL | WECC | - | - | W11a | Firm Sales | 168 | 174 | 158 | 160 | 161 | 160 | 161 | 161 | 161 | 162 | 162
2008 | TL | WECC | - | - | W11b | Non-firm Sales | 0 | 0 | 0 | 0 | 0 | 0 | 0 | 0 | 0 | 0 | 0
2008 | TL | WECC | - | - | W11c | Expected Sales | 0 | 829 | 843 | 800 | 829 | 857 | 874 | 902 | 928 | 1004 | 1039
2008 | TL | WECC | - | - | W11d | Provisional Sales | 0 | 0 | 0 | 0 | 0 | 0 | 0 | 0 | 0 | 0 | 0
2008 | TL | WECC | - | - | W12 | Net Capacity Resources | 186423 | 193781 | 195514 | 197153 | 198622 | 199071 | 199681 | 199210 | 199911 | 199494 | 199581
2008 | TL | WECC | - | - | W14 | ADJUSTED POTENTIAL RESOURCES = 12+6b-Uncertain Derates+(7b*15)+10b+10d-11b-11d | 186475 | 193833 | 195566 | 197205 | 198674 | 199123 | 199733 | 199262 | 199963 | 199546 | 199633
2008 | TL | WECC | - | - | W13 | Total Potential Resources | 186475 | 194669 | 197919 | 203470 | 207356 | 209503 | 211558 | 212069 | 213172 | 212662 | 213077
2008 | TL | WECC | - | - | W15 | Confidence of Proposed (7b), using engineering judgement | 0 | 0 | 0 | 0 | 0 | 0 | 0 | 0 | 0 | 0 | 0
2008 | TL | WECC | - | - | W15a | Net Proposed Resources After Confidence Percentage Is Applied = 7b*15 | 0 | 0 | 0 | 0 | 0 | 0 | 0 | 0 | 0 | 0 | 0
2008 | TL | WECC | - | - | W16 | Region/Subregion Target Margin | 0.11438 | 0.11438 | 0.11438 | 0.11438 | 0.11438 | 0.11438 | 0.11438 | 0.11438 | 0.11438 | 0.11438 | 0.11438
2008 | TL | WECC | - | - | W17 | Existing Certain | 0.29358 | 0.27974 | 0.26529 | 0.25126 | 0.23575 | 0.22213 | 0.20769 | 0.19195 | 0.17982 | 0.16373 | 0.14957
2008 | TL | WECC | - | - | W18 | Net Capacity Resources | 0.29358 | 0.29406 | 0.2856 | 0.27854 | 0.27048 | 0.2576 | 0.24652 | 0.23153 | 0.22089 | 0.20603 | 0.19242
2008 | TL | WECC | - | - | W20 | Adjusted Potential Resources | 0.29378 | 0.29425 | 0.28579 | 0.27873 | 0.27067 | 0.25779 | 0.24671 | 0.23174 | 0.22109 | 0.20624 | 0.19263
2008 | TL | WECC | - | - | W19 | Total Potential Resources | 0.29378 | 0.29728 | 0.29428 | 0.30094 | 0.30121 | 0.29456 | 0.28882 | 0.27813 | 0.26936 | 0.25519 | 0.24357
2008 | TL | WECC | - | - | W21 | Distributed Generator Capacity < 1 MW | 0 | 0 | 0 | 0 | 0 | 0 | 0 | 0 | 0 | 0 | 0
2008 | TL | WECC | - | - | W22 | Other Capacity < 1 MW | 0 | 0 | 0 | 0 | 0 | 0 | 0 | 0 | 0 | 0 | 0
2008 | TL | WECC | - | - | W23 | Distributed Generator Capacity >= 1 MW | 0 | 0 | 0 | 0 | 0 | 0 | 0 | 0 | 0 | 0 | 0
2008 | TL | WECC | - | - | W24 | Capacity Total from EIA-860 | 0 | 0 | 0 | 0 | 0 | 0 | 0 | 0 | 0 | 0 | 0
2008 | TL | WECC | - | - | W25 | EIA-860 Capacity Total less Total Internal Capacity | 208826 | 0 | 0 | 0 | 0 | 0 | 0 | 0 | 0 | 0 | 0
2008 | TL | WECC | - | - | CWTF | Total | 186660 | 191780 | 193346 | 194989 | 196862 | 196940 | 197666 | 197666 | 197666 | 197666 | 197666
2009 | US | TRE | - | ERCOT | W01 | Unrestricted Non-coincident Peak Demand = 2+1a+1b-1c-1d | 47805.6548 | 43573 | 44705 | 46026 | 47272 | 48226 | 49156 | 49994 | 51077 | 52012 | 52647
2009 | US | TRE | - | ERCOT | W01a | New Conservation (Energy Efficiency) | 0 | 110 | 242 | 242 | 242 | 242 | 242 | 242 | 242 | 242 | 242
2009 | US | TRE | - | ERCOT | W01b | Estimated Diversity | 0 | 0 | 0 | 0 | 0 | 0 | 0 | 0 | 0 | 0 | 0
2009 | US | TRE | - | ERCOT | W01c | Additions for non-member load (load served by non-registered LSE's in a region) | 0 | 0 | 0 | 0 | 0 | 0 | 0 | 0 | 0 | 0 | 0
2009 | US | TRE | - | ERCOT | W01d | Stand-by Load Under Contract (Normally served by behind the meter generation) | 0 | 0 | 0 | 0 | 0 | 0 | 0 | 0 | 0 | 0 | 0
2009 | US | TRE | - | ERCOT | W02 | Total Internal Demand | 47805.6548 | 43463 | 44463 | 45784 | 47030 | 47984 | 48914 | 49752 | 50835 | 51770 | 52405
2009 | US | TRE | - | ERCOT | W02a | Direct Control Load Management | 0 | 0 | 0 | 0 | 0 | 0 | 0 | 0 | 0 | 0 | 0
2009 | US | TRE | - | ERCOT | W02b | Contractually Interruptible (Curtailable) | 0 | 0 | 0 | 0 | 0 | 0 | 0 | 0 | 0 | 0 | 0
2009 | US | TRE | - | ERCOT | W02c | Critical Peak-Pricing (CPP) with Control | 0 | 0 | 0 | 0 | 0 | 0 | 0 | 0 | 0 | 0 | 0
2009 | US | TRE | - | ERCOT | W02d | Load as a Capacity Resource | 1059 | 1115 | 1115 | 1115 | 1115 | 1115 | 1115 | 1115 | 1115 | 1115 | 1115
2009 | US | TRE | - | ERCOT | W03 | Net Internal Demand = 2-2a-2b-2c-2d | 46746.6548 | 42348 | 43348 | 44669 | 45915 | 46869 | 47799 | 48637 | 49720 | 50655 | 51290
2009 | US | TRE | - | ERCOT | W04a | Demand Response used for Reserves - Spinning | 1059 | 1115 | 1115 | 1115 | 1115 | 1115 | 1115 | 1115 | 1115 | 1115 | 1115
2009 | US | TRE | - | ERCOT | W04b | Demand Response used for Reserves - Non-Spinning | 0 | 0 | 0 | 0 | 0 | 0 | 0 | 0 | 0 | 0 | 0
2009 | US | TRE | - | ERCOT | W04c | Demand Response used for Regulation | 0 | 0 | 0 | 0 | 0 | 0 | 0 | 0 | 0 | 0 | 0
2009 | US | TRE | - | ERCOT | W04d | Demand Response used for Energy, Voluntary - Emergency | 217 | 217 | 217 | 217 | 217 | 217 | 217 | 217 | 217 | 217 | 217
2009 | US | TRE | - | ERCOT | W05 | TOTAL INTERNAL CAPACITY = 6+7 | 85763 | 89975.777 | 102272.5825 | 112489.0719 | 117793.1449 | 122008.1449 | 123631.5449 | 123631.5449 | 123631.5449 | 123631.5449 | 123631.5449
2009 | US | TRE | - | ERCOT | W06 | EXISTING CAPACITY = 6a+6b+6c | 85763 | 89095 | 89095 | 89095 | 89095 | 89095 | 89095 | 89095 | 89095 | 89095 | 89095
2009 | US | TRE | - | ERCOT | W06a | Existing, Certain (Note: The sum of 6a1 through 6a4 must be <= 6a) | 73589 | 73610 | 73610 | 73610 | 73610 | 73610 | 73610 | 73610 | 73610 | 73610 | 73610
2009 | US | TRE | - | ERCOT | W06a1 | Wind Expected On-Peak | 702 | 708 | 708 | 708 | 708 | 708 | 708 | 708 | 708 | 708 | 708
2009 | US | TRE | - | ERCOT | W06a2 | Solar Expected On-Peak | 0 | 0 | 0 | 0 | 0 | 0 | 0 | 0 | 0 | 0 | 0
2009 | US | TRE | - | ERCOT | W06a3 | Hydro Expected On-Peak | 0 | 0 | 0 | 0 | 0 | 0 | 0 | 0 | 0 | 0 | 0
2009 | US | TRE | - | ERCOT | W06a4 | Biomass Expected On-Peak | 61 | 66 | 66 | 66 | 66 | 66 | 66 | 66 | 66 | 66 | 66
2009 | US | TRE | - | ERCOT | W06a5 | Load as a Capacity Resource Expected On-Peak (Load Management Programs) | 0 | 0 | 0 | 0 | 0 | 0 | 0 | 0 | 0 | 0 | 0
2009 | US | TRE | - | ERCOT | W06b | Existing, Other (Note: The sum of 6b1 through 6b7 must be <= 6b) | 7909 | 7973 | 7973 | 7973 | 7973 | 7973 | 7973 | 7973 | 7973 | 7973 | 7973
2009 | US | TRE | - | ERCOT | W06b1 | Wind Derate On-Peak | 7363 | 7427 | 7427 | 7427 | 7427 | 7427 | 7427 | 7427 | 7427 | 7427 | 7427
2009 | US | TRE | - | ERCOT | W06b2 | Solar Derate On-Peak | 0 | 0 | 0 | 0 | 0 | 0 | 0 | 0 | 0 | 0 | 0
2009 | US | TRE | - | ERCOT | W06b3 | Hydro Derate On-Peak | 546 | 546 | 546 | 546 | 546 | 546 | 546 | 546 | 546 | 546 | 546
2009 | US | TRE | - | ERCOT | W06b4 | Biomass Derate On-Peak | 0 | 0 | 0 | 0 | 0 | 0 | 0 | 0 | 0 | 0 | 0
2009 | US | TRE | - | ERCOT | W06b5 | Load as a Capacity Resource Derate On-Peak (Load Management Programs) | 0 | 0 | 0 | 0 | 0 | 0 | 0 | 0 | 0 | 0 | 0
2009 | US | TRE | - | ERCOT | W06b6 | Energy Only | 0 | 0 | 0 | 0 | 0 | 0 | 0 | 0 | 0 | 0 | 0
2009 | US | TRE | - | ERCOT | W06b7 | Scheduled Outage - Maintenance | 0 | 0 | 0 | 0 | 0 | 0 | 0 | 0 | 0 | 0 | 0
2009 | US | TRE | - | ERCOT | W06b8 | Transmission-Limited Resources | 0 | 0 | 0 | 0 | 0 | 0 | 0 | 0 | 0 | 0 | 0
2009 | US | TRE | - | ERCOT | W06c | Existing, Inoperable (Note: Capacity reported in this line are not used in margin calculations) | 4265 | 7512 | 7512 | 7512 | 7512 | 7512 | 7512 | 7512 | 7512 | 7512 | 7512
2009 | US | TRE | - | ERCOT | W07 | FUTURE CAPACITY ADDITIONS = 7a+7b | 0 | 880.777 | 13177.5825 | 23394.0719 | 28698.1449 | 32913.1449 | 34536.5449 | 34536.5449 | 34536.5449 | 34536.5449 | 34536.5449
2009 | US | TRE | - | ERCOT | W07a | Future, Planned (Note: Only the net expected On-Peak values are included in this line and does not include Energy Only.) | 0 | 880.777 | 3890.452 | 4557.432 | 5524.801 | 7316.801 | 7316.801 | 7316.801 | 7316.801 | 7316.801 | 7316.801
2009 | US | TRE | - | ERCOT | W07a1 | Wind Expected On-Peak | 0 | 75.777 | 121.452 | 168.432 | 210.801 | 210.801 | 210.801 | 210.801 | 210.801 | 210.801 | 210.801
2009 | US | TRE | - | ERCOT | W07a2 | Solar Expected On-Peak | 0 | 0 | 0 | 0 | 0 | 0 | 0 | 0 | 0 | 0 | 0
2009 | US | TRE | - | ERCOT | W07a3 | Hydro Expected On-Peak | 0 | 0 | 0 | 0 | 0 | 0 | 0 | 0 | 0 | 0 | 0
2009 | US | TRE | - | ERCOT | W07a4 | Biomass Expected On-Peak | 0 | 45 | 45 | 45 | 45 | 45 | 45 | 45 | 45 | 45 | 45
2009 | US | TRE | - | ERCOT | W07b | Future, Other (Note: Only the net expected On-Peak values are included in this line and does not include Energy Only.) | 0 | 0 | 0 | 0 | 0 | 0 | 0 | 0 | 0 | 0 | 0
2009 | US | TRE | - | ERCOT | W07b1 | Wind Expected On-Peak | 0 | 0 | 0 | 0 | 0 | 0 | 0 | 0 | 0 | 0 | 0
2009 | US | TRE | - | ERCOT | W07b2 | Wind Derate On-Peak | 0 | 795.223 | 1274.548 | 1767.568 | 2212.199 | 2212.199 | 2212.199 | 2212.199 | 2212.199 | 2212.199 | 2212.199
2009 | US | TRE | - | ERCOT | W07b3 | Solar Expected On-Peak | 0 | 0 | 0 | 0 | 0 | 0 | 0 | 0 | 0 | 0 | 0
2009 | US | TRE | - | ERCOT | W07b4 | Solar Derate On-Peak | 0 | 0 | 0 | 0 | 0 | 0 | 0 | 0 | 0 | 0 | 0
2009 | US | TRE | - | ERCOT | W07b5 | Hydro Expected On-Peak | 0 | 0 | 0 | 0 | 0 | 0 | 0 | 0 | 0 | 0 | 0
2009 | US | TRE | - | ERCOT | W07b6 | Hydro Derate On-Peak | 0 | 0 | 0 | 0 | 0 | 0 | 0 | 0 | 0 | 0 | 0
2009 | US | TRE | - | ERCOT | W07b7 | Biomass Expected On-Peak | 0 | 0 | 0 | 0 | 0 | 0 | 0 | 0 | 0 | 0 | 0
2009 | US | TRE | - | ERCOT | W07b8 | Biomass Derate On-Peak | 0 | 0 | 0 | 0 | 0 | 0 | 0 | 0 | 0 | 0 | 0
2009 | US | TRE | - | ERCOT | W07b9 | Energy Only | 0 | 0 | 0 | 0 | 0 | 0 | 0 | 0 | 0 | 0 | 0
2009 | US | TRE | - | ERCOT | W08 | Conceptual (Note: Only the net expected on-peak capacity is included in this line and does not include Energy Only.) | 0 | 0 | 9287.1305 | 18836.6399 | 23173.3439 | 25596.3439 | 27219.7439 | 27219.7439 | 27219.7439 | 27219.7439 | 27219.7439
2009 | US | TRE | - | ERCOT | W08a1 | Wind Expected On-Peak | 0 | 0 | 1653.1305 | 2376.6399 | 2741.3439 | 3089.3439 | 3106.7439 | 3106.7439 | 3106.7439 | 3106.7439 | 3106.7439
2009 | US | TRE | - | ERCOT | W08a2 | Wind Derate On-Peak | 0 | 0 | 17348.3695 | 24941.0601 | 28768.3561 | 32420.3561 | 32602.9561 | 32602.9561 | 32602.9561 | 32602.9561 | 32602.9561
2009 | US | TRE | - | ERCOT | W08a3 | Solar Expected On-Peak | 0 | 0 | 0 | 225 | 225 | 225 | 225 | 225 | 225 | 225 | 225
2009 | US | TRE | - | ERCOT | W08a4 | Solar Derate On-Peak | 0 | 0 | 0 | 0 | 0 | 0 | 0 | 0 | 0 | 0 | 0
2009 | US | TRE | - | ERCOT | W08a5 | Hydro Expected On-Peak | 0 | 0 | 0 | 0 | 0 | 0 | 0 | 0 | 0 | 0 | 0
2009 | US | TRE | - | ERCOT | W08a6 | Hydro Derate On-Peak | 0 | 0 | 0 | 0 | 0 | 0 | 0 | 0 | 0 | 0 | 0
2009 | US | TRE | - | ERCOT | W08a7 | Biomass Expected On-Peak | 0 | 0 | 0 | 50 | 150 | 150 | 150 | 150 | 150 | 150 | 150
2009 | US | TRE | - | ERCOT | W08a8 | Biomass Derate On-Peak | 0 | 0 | 0 | 0 | 0 | 0 | 0 | 0 | 0 | 0 | 0
2009 | US | TRE | - | ERCOT | W08a9 | Energy Only | 0 | 0 | 0 | 0 | 0 | 0 | 0 | 0 | 0 | 0 | 0
2009 | US | TRE | - | ERCOT | W09 | DELIVERABLE INTERNAL CAPACITY = 6a+7a | 73589 | 74490.777 | 77500.452 | 78167.432 | 79134.801 | 80926.801 | 80926.801 | 80926.801 | 80926.801 | 80926.801 | 80926.801
2009 | US | TRE | - | ERCOT | W10 | CAPACITY TRANSACTIONS - IMPORTS = 10a+10b+10c+10d | 347 | 553 | 553 | 553 | 553 | 553 | 553 | 553 | 553 | 553 | 553
2009 | US | TRE | - | ERCOT | W10a | Firm (Note: The sum of 10a1 and 10a2 must be <= 10a) | 347 | 553 | 553 | 553 | 553 | 553 | 553 | 553 | 553 | 553 | 553
2009 | US | TRE | - | ERCOT | W10a1 | Full-Responsibility Purchases | 0 | 46 | 46 | 46 | 46 | 48 | 48 | 48 | 48 | 48 | 50
2009 | US | TRE | - | ERCOT | W10a2 | Owned Capacity/Entitlement Located Outside the Region/Subregion | 0 | 0 | 0 | 0 | 0 | 0 | 0 | 0 | 0 | 0 | 0
2009 | US | TRE | - | ERCOT | W10b | Non-firm | 0 | 0 | 0 | 0 | 0 | 0 | 0 | 0 | 0 | 0 | 0
2009 | US | TRE | - | ERCOT | W10c | Expected (Note: The sum of 10c1 and 10c2 must be <= 10c) | 0 | 0 | 0 | 0 | 0 | 0 | 0 | 0 | 0 | 0 | 0
2009 | US | TRE | - | ERCOT | W10c1 | Full-Responsibility Purchases | 0 | 0 | 0 | 0 | 0 | 0 | 0 | 0 | 0 | 0 | 0
2009 | US | TRE | - | ERCOT | W10c2 | Owned Capacity/Entitlement Located Outside the Region/Subregion | 0 | 0 | 0 | 0 | 0 | 0 | 0 | 0 | 0 | 0 | 0
2009 | US | TRE | - | ERCOT | W10d | Provisional – transactions under study, but negotiations have not begun. | 0 | 0 | 0 | 0 | 0 | 0 | 0 | 0 | 0 | 0 | 0
2009 | US | TRE | - | ERCOT | W11 | CAPACITY TRANSACTIONS - EXPORTS = 11a+11b+11c+11d | 26 | 247 | 247 | 247 | 247 | 247 | 247 | 247 | 247 | 247 | 247
2009 | US | TRE | - | ERCOT | W11a | Firm (Note: The sum of 11a1 and 11a2 must be <= 11a) | 26 | 247 | 247 | 247 | 247 | 247 | 247 | 247 | 247 | 247 | 247
2009 | US | TRE | - | ERCOT | W11a1 | Full-Responsibility Purchases | 0 | 0 | 0 | 0 | 0 | 0 | 0 | 0 | 0 | 0 | 0
2009 | US | TRE | - | ERCOT | W11a2 | Owned Capacity/Entitlement Located Outside the Region/Subregion | 0 | 247 | 247 | 247 | 247 | 247 | 247 | 247 | 247 | 247 | 247
2009 | US | TRE | - | ERCOT | W11b | Non-firm | 0 | 0 | 0 | 0 | 0 | 0 | 0 | 0 | 0 | 0 | 0
2009 | US | TRE | - | ERCOT | W11c | Expected (Note: The sum of 11c1 and 11c2 must be <= 11c) | 0 | 0 | 0 | 0 | 0 | 0 | 0 | 0 | 0 | 0 | 0
2009 | US | TRE | - | ERCOT | W11c1 | Full-Responsibility Purchases | 0 | 0 | 0 | 0 | 0 | 0 | 0 | 0 | 0 | 0 | 0
2009 | US | TRE | - | ERCOT | W11c2 | Owned Capacity/Entitlement Located Outside the Region/Subregion | 0 | 0 | 0 | 0 | 0 | 0 | 0 | 0 | 0 | 0 | 0
2009 | US | TRE | - | ERCOT | W11d | Provisional – transactions under study, but negotiations have not begun. | 0 | 0 | 0 | 0 | 0 | 0 | 0 | 0 | 0 | 0 | 0
2009 | US | TRE | - | ERCOT | W12 | EXISTING, CERTAIN CAPACITY & NET FIRM TRANSACTIONS = 6a+Net Firm Transactions | 73910 | 73916 | 73916 | 73916 | 73916 | 73916 | 73916 | 73916 | 73916 | 73916 | 73916
2009 | US | TRE | - | ERCOT | W13 | DELIVERABLE CAPACITY RESOURCES = 12+7a+Net Expected Transactions | 73910 | 74796.777 | 77806.452 | 78473.432 | 79440.801 | 81232.801 | 81232.801 | 81232.801 | 81232.801 | 81232.801 | 81232.801
2009 | US | TRE | - | ERCOT | W14 | PROSPECTIVE CAPACITY RESOURCES = 13+6b-[Existing,Other Derates]+16b | 73910 | 74796.777 | 77806.452 | 78473.432 | 79440.801 | 81232.801 | 81232.801 | 81232.801 | 81232.801 | 81232.801 | 81232.801
2009 | US | TRE | - | ERCOT | W15 | TOTAL POTENTIAL CAPACITY RESOURCES = 13+6b-[Existing,Other Derates]+7b+ 8+Net Provisional Transactions | 73910 | 74796.777 | 87093.5825 | 97310.0719 | 102614.1449 | 106829.1449 | 108452.5449 | 108452.5449 | 108452.5449 | 108452.5449 | 108452.5449
2009 | US | TRE | - | ERCOT | W15a | ADJUSTED POTENTIAL CAPACITY RESOURCES = 13+6b-[Existing,Other Derates]+ 16b+16d+Net Provisional Transactions | 73910 | 74796.777 | 77806.452 | 78473.432 | 79440.801 | 81232.801 | 81232.801 | 81232.801 | 81232.801 | 81232.801 | 81232.801
2009 | US | TRE | - | ERCOT | W16a | Confidence of Future, Other (7b), using reasonable judgement | 0 | 0 | 0 | 0 | 0 | 0 | 0 | 0 | 0 | 0 | 0
2009 | US | TRE | - | ERCOT | W16b | Net Future, Other Resources After Confidence Percentage Is Applied = 7b*16a | 0 | 0 | 0 | 0 | 0 | 0 | 0 | 0 | 0 | 0 | 0
2009 | US | TRE | - | ERCOT | W16c | Confidence of Conceptual (8), using reasonable judgement | 0 | 0 | 0 | 0 | 0 | 0 | 0 | 0 | 0 | 0 | 0
2009 | US | TRE | - | ERCOT | W16d | Net Conceptual Resources After Confidence Percentage Is Applied = 8*16c | 0 | 0 | 0 | 0 | 0 | 0 | 0 | 0 | 0 | 0 | 0
2009 | US | TRE | - | ERCOT | W17C | Region/Subregion Target Capacity Margin | 0 | 0.11 | 0.11 | 0.11 | 0.11 | 0.11 | 0.11 | 0.11 | 0.11 | 0.11 | 0.11
2009 | US | TRE | - | ERCOT | W17R | Region/Subregion Target Reserve Margin | 0 | 0.125 | 0.125 | 0.125 | 0.125 | 0.125 | 0.125 | 0.125 | 0.125 | 0.125 | 0.125
2009 | US | TRE | - | ERCOT | W18C | Existing Certain and Net Firm Transactions = (12-3)/12 | 0 | 0.42708 | 0.41355 | 0.39568 | 0.37882 | 0.36592 | 0.35333 | 0.342 | 0.32734 | 0.3147 | 0.3061
2009 | US | TRE | - | ERCOT | W19C | Deliverable Capacity Resources = (13-3)/13 | 0 | 0.43383 | 0.44287 | 0.43078 | 0.42202 | 0.42303 | 0.41158 | 0.40126 | 0.38793 | 0.37642 | 0.3686
2009 | US | TRE | - | ERCOT | W20C | Prospective Capacity Resources = (14-3)/14 | 0 | 0.43383 | 0.44287 | 0.43078 | 0.42202 | 0.42303 | 0.41158 | 0.40126 | 0.38793 | 0.37642 | 0.3686
2009 | US | TRE | - | ERCOT | W21C | Total Potential Resources = (15-3)/15 | 0 | 0.43383 | 0.50228 | 0.54096 | 0.55255 | 0.56127 | 0.55926 | 0.55154 | 0.54155 | 0.53293 | 0.52707
2009 | US | TRE | - | ERCOT | W22C | Adjusted Potential Resources = (15a-3)/15a | 0 | 0.43383 | 0.44287 | 0.43078 | 0.42202 | 0.42303 | 0.41158 | 0.40126 | 0.38793 | 0.37642 | 0.3686
2009 | US | TRE | - | ERCOT | W18R | Existing Certain and Net Firm Transactions = (12-3)/3 | 0 | 0.74544 | 0.70518 | 0.65475 | 0.60984 | 0.57708 | 0.54639 | 0.51975 | 0.48665 | 0.4592 | 0.44114
2009 | US | TRE | - | ERCOT | W19R | Deliverable Capacity Resources = (13-3)/3 | 0 | 0.76624 | 0.79493 | 0.75678 | 0.73017 | 0.73319 | 0.69947 | 0.67019 | 0.63381 | 0.60365 | 0.58379
2009 | US | TRE | - | ERCOT | W20R | Prospective Capacity Resources = (14-3)/3 | 0 | 0.76624 | 0.79493 | 0.75678 | 0.73017 | 0.73319 | 0.69947 | 0.67019 | 0.63381 | 0.60365 | 0.58379
2009 | US | TRE | - | ERCOT | W21R | Total Potential Resources = (15-3)/3 | 0 | 0.76624 | 1.0092 | 1.1785 | 1.2349 | 1.2793 | 1.2689 | 1.2298 | 1.1813 | 1.141 | 1.1145
2009 | US | TRE | - | ERCOT | W22R | Adjusted Potential Resources = (15a-3)/3 | 0 | 0.76624 | 0.79493 | 0.75678 | 0.73017 | 0.73319 | 0.69947 | 0.67019 | 0.63381 | 0.60365 | 0.58379
2009 | US | TRE | - | ERCOT | W24 | Other Capacity < 1 MW | 0 | 0 | 0 | 0 | 0 | 0 | 0 | 0 | 0 | 0 | 0
2009 | US | TRE | - | ERCOT | W25 | Distributed Generator Capacity >= 1 MW | 0 | 0 | 0 | 0 | 0 | 0 | 0 | 0 | 0 | 0 | 0
2009 | US | TRE | - | ERCOT | W26 | Capacity Total from EIA-860 | 0 | 0 | 0 | 0 | 0 | 0 | 0 | 0 | 0 | 0 | 0
2009 | US | TRE | - | ERCOT | W27 | Total Installed Baseline Capacity Resources = 12+6b | 81819 | 0 | 0 | 0 | 0 | 0 | 0 | 0 | 0 | 0 | 0
2009 | US | FRCC | - | FRCC | W01 | Unrestricted Non-coincident Peak Demand = 2+1a+1b-1c-1d | 45275 | 44446 | 45099 | 46140 | 46971 | 47709 | 48888 | 49850 | 50861 | 51942 | 53065
2009 | US | FRCC | - | FRCC | W01a | New Conservation (Energy Efficiency) | 0 | 0 | 0 | 0 | 0 | 0 | 0 | 0 | 0 | 0 | 0
2009 | US | FRCC | - | FRCC | W01b | Estimated Diversity | 0 | 0 | 0 | 0 | 0 | 0 | 0 | 0 | 0 | 0 | 0
2009 | US | FRCC | - | FRCC | W01c | Additions for non-member load (load served by non-registered LSE's in a region) | 0 | 0 | 0 | 0 | 0 | 0 | 0 | 0 | 0 | 0 | 0
2009 | US | FRCC | - | FRCC | W01d | Stand-by Load Under Contract (Normally served by behind the meter generation) | 0 | 0 | 0 | 0 | 0 | 0 | 0 | 0 | 0 | 0 | 0
2009 | US | FRCC | - | FRCC | W02 | Total Internal Demand | 45275 | 44446 | 45099 | 46140 | 46971 | 47709 | 48888 | 49850 | 50861 | 51942 | 53065
2009 | US | FRCC | - | FRCC | W02a | Direct Control Load Management | 155 | 2905 | 2972 | 3038 | 3104 | 3121 | 3190 | 3247 | 3292 | 3335 | 3347
2009 | US | FRCC | - | FRCC | W02b | Contractually Interruptible (Curtailable) | 78 | 695 | 716 | 735 | 787 | 775 | 770 | 731 | 732 | 733 | 734
2009 | US | FRCC | - | FRCC | W02c | Critical Peak-Pricing (CPP) with Control | 0 | 0 | 0 | 0 | 0 | 0 | 0 | 0 | 0 | 0 | 0
2009 | US | FRCC | - | FRCC | W02d | Load as a Capacity Resource | 0 | 0 | 0 | 0 | 0 | 0 | 0 | 0 | 0 | 0 | 0
2009 | US | FRCC | - | FRCC | W03 | Net Internal Demand = 2-2a-2b-2c-2d | 45042 | 40846 | 41411 | 42367 | 43080 | 43813 | 44928 | 45872 | 46837 | 47874 | 48984
2009 | US | FRCC | - | FRCC | W04a | Demand Response used for Reserves - Spinning | 0 | 0 | 0 | 0 | 0 | 0 | 0 | 0 | 0 | 0 | 0
2009 | US | FRCC | - | FRCC | W04b | Demand Response used for Reserves - Non-Spinning | 0 | 0 | 0 | 0 | 0 | 0 | 0 | 0 | 0 | 0 | 0
2009 | US | FRCC | - | FRCC | W04c | Demand Response used for Regulation | 0 | 0 | 0 | 0 | 0 | 0 | 0 | 0 | 0 | 0 | 0
2009 | US | FRCC | - | FRCC | W04d | Demand Response used for Energy, Voluntary - Emergency | 0 | 0 | 0 | 0 | 0 | 0 | 0 | 0 | 0 | 0 | 0
2009 | US | FRCC | - | FRCC | W05 | TOTAL INTERNAL CAPACITY = 6+7 | 55943 | 61058.9 | 59343 | 61722.7 | 61607.8 | 63518.1 | 64357 | 64858.7 | 66774.4 | 68026.1 | 69530.1
2009 | US | FRCC | - | FRCC | W06 | EXISTING CAPACITY = 6a+6b+6c | 55943 | 55254 | 54546.7 | 54793.4 | 54318.5 | 54343.8 | 53620.7 | 53075.4 | 52990.1 | 52990.8 | 52787.8
2009 | US | FRCC | - | FRCC | W06a | Existing, Certain (Note: The sum of 6a1 through 6a4 must be <= 6a) | 50724 | 50213 | 50327.7 | 50765.4 | 50851.5 | 50659.8 | 49923.7 | 49222.4 | 49709.1 | 50541.8 | 50319.8
2009 | US | FRCC | - | FRCC | W06a1 | Wind Expected On-Peak | 0 | 0 | 0 | 0 | 0 | 0 | 0 | 0 | 0 | 0 | 0
2009 | US | FRCC | - | FRCC | W06a2 | Solar Expected On-Peak | 0 | 0 | 0 | 0 | 0 | 0 | 0 | 0 | 0 | 0 | 0
2009 | US | FRCC | - | FRCC | W06a3 | Hydro Expected On-Peak | 55 | 43.5 | 43.5 | 43.5 | 43.5 | 43.5 | 43.5 | 43.5 | 43.5 | 43.5 | 43.5
2009 | US | FRCC | - | FRCC | W06a4 | Biomass Expected On-Peak | 467 | 479 | 479 | 479 | 479 | 479 | 479 | 479 | 479 | 479 | 479
2009 | US | FRCC | - | FRCC | W06a5 | Load as a Capacity Resource Expected On-Peak (Load Management Programs) | 0 | 0 | 0 | 0 | 0 | 0 | 0 | 0 | 0 | 0 | 0
2009 | US | FRCC | - | FRCC | W06b | Existing, Other (Note: The sum of 6b1 through 6b7 must be <= 6b) | 5160 | 4133 | 1657 | 1466 | 905 | 1122 | 1135 | 1158 | 1158 | 1158 | 1177
2009 | US | FRCC | - | FRCC | W06b1 | Wind Derate On-Peak | 0 | 0 | 0 | 0 | 0 | 0 | 0 | 0 | 0 | 0 | 0
2009 | US | FRCC | - | FRCC | W06b2 | Solar Derate On-Peak | 0 | 0 | 0 | 0 | 0 | 0 | 0 | 0 | 0 | 0 | 0
2009 | US | FRCC | - | FRCC | W06b3 | Hydro Derate On-Peak | 0 | 11 | 11 | 11 | 11 | 11 | 11 | 11 | 11 | 11 | 11
2009 | US | FRCC | - | FRCC | W06b4 | Biomass Derate On-Peak | 318 | 318 | 318 | 318 | 318 | 318 | 318 | 318 | 318 | 318 | 318
2009 | US | FRCC | - | FRCC | W06b5 | Load as a Capacity Resource Derate On-Peak (Load Management Programs) | 0 | 0 | 0 | 0 | 0 | 0 | 0 | 0 | 0 | 0 | 0
2009 | US | FRCC | - | FRCC | W06b6 | Energy Only | 610 | 1285 | 1328 | 1137 | 576 | 793 | 806 | 829 | 829 | 829 | 848
2009 | US | FRCC | - | FRCC | W06b7 | Scheduled Outage - Maintenance | 4232 | 2519 | 0 | 0 | 0 | 0 | 0 | 0 | 0 | 0 | 0
2009 | US | FRCC | - | FRCC | W06b8 | Transmission-Limited Resources | 0 | 0 | 0 | 0 | 0 | 0 | 0 | 0 | 0 | 0 | 0
2009 | US | FRCC | - | FRCC | W06c | Existing, Inoperable (Note: Capacity reported in this line are not used in margin calculations) | 59 | 908 | 2562 | 2562 | 2562 | 2562 | 2562 | 2695 | 2123 | 1291 | 1291
2009 | US | FRCC | - | FRCC | W07 | FUTURE CAPACITY ADDITIONS = 7a+7b | 0 | 5804.9 | 4796.3 | 6929.3 | 7289.3 | 9174.3 | 10736.3 | 11783.3 | 13784.3 | 15035.3 | 16742.3
2009 | US | FRCC | - | FRCC | W07a | Future, Planned (Note: Only the net expected On-Peak values are included in this line and does not include Energy Only.) | 0 | 4465.3 | 4796.3 | 6929.3 | 7289.3 | 9174.3 | 10736.3 | 11783.3 | 13784.3 | 15035.3 | 16742.3
2009 | US | FRCC | - | FRCC | W07a1 | Wind Expected On-Peak | 0 | 0 | 0 | 0 | 0 | 0 | 0 | 0 | 0 | 0 | 0
2009 | US | FRCC | - | FRCC | W07a2 | Solar Expected On-Peak | 0 | 1.4 | 2.8 | 4.2 | 4.9 | 5.6 | 6.3 | 7 | 7.7 | 8.4 | 9.1
2009 | US | FRCC | - | FRCC | W07a3 | Hydro Expected On-Peak | 0 | 0 | 0 | 0 | 0 | 2 | 2 | 2 | 2 | 2 | 2
2009 | US | FRCC | - | FRCC | W07a4 | Biomass Expected On-Peak | 0 | 472 | 429 | 620 | 735 | 792 | 779.2 | 779.2 | 779.2 | 779.2 | 760.2
2009 | US | FRCC | - | FRCC | W07b | Future, Other (Note: Only the net expected On-Peak values are included in this line and does not include Energy Only.) | 0 | 1339.6 | 1342.2 | 1344.8 | 1346.1 | 1347.4 | 1348.7 | 1350 | 1351.3 | 1352.6 | 1353.9
2009 | US | FRCC | - | FRCC | W07b1 | Wind Expected On-Peak | 0 | 0 | 0 | 0 | 0 | 0 | 0 | 0 | 0 | 0 | 0
2009 | US | FRCC | - | FRCC | W07b2 | Wind Derate On-Peak | 0 | 0 | 0 | 0 | 0 | 0 | 0 | 0 | 0 | 0 | 0
2009 | US | FRCC | - | FRCC | W07b3 | Solar Expected On-Peak | 0 | 0 | 0 | 0 | 0 | 0 | 0 | 0 | 0 | 0 | 0
2009 | US | FRCC | - | FRCC | W07b4 | Solar Derate On-Peak | 0 | 2.6 | 5.2 | 7.8 | 9.1 | 10.4 | 11.7 | 13 | 14.3 | 15.6 | 16.9
2009 | US | FRCC | - | FRCC | W07b5 | Hydro Expected On-Peak | 0 | 0 | 0 | 0 | 0 | 0 | 0 | 0 | 0 | 0 | 0
2009 | US | FRCC | - | FRCC | W07b6 | Hydro Derate On-Peak | 0 | 0 | 0 | 0 | 0 | 0 | 0 | 0 | 0 | 0 | 0
2009 | US | FRCC | - | FRCC | W07b7 | Biomass Expected On-Peak | 0 | 0 | 0 | 0 | 0 | 0 | 0 | 0 | 0 | 0 | 0
2009 | US | FRCC | - | FRCC | W07b8 | Biomass Derate On-Peak | 0 | 0 | 0 | 0 | 0 | 0 | 0 | 0 | 0 | 0 | 0
2009 | US | FRCC | - | FRCC | W07b9 | Energy Only | 0 | 1285 | 1285 | 1285 | 1285 | 1285 | 1285 | 1285 | 1285 | 1285 | 1285
2009 | US | FRCC | - | FRCC | W08 | Conceptual (Note: Only the net expected on-peak capacity is included in this line and does not include Energy Only.) | 0 | 0 | 0 | 0 | 0 | 0 | 0 | 0 | 0 | 0 | 0
2009 | US | FRCC | - | FRCC | W08a1 | Wind Expected On-Peak | 0 | 0 | 0 | 0 | 0 | 0 | 0 | 0 | 0 | 0 | 0
2009 | US | FRCC | - | FRCC | W08a2 | Wind Derate On-Peak | 0 | 0 | 0 | 0 | 0 | 0 | 0 | 0 | 0 | 0 | 0
2009 | US | FRCC | - | FRCC | W08a3 | Solar Expected On-Peak | 0 | 0 | 0 | 0 | 0 | 0 | 0 | 0 | 0 | 0 | 0
2009 | US | FRCC | - | FRCC | W08a4 | Solar Derate On-Peak | 0 | 0 | 0 | 0 | 0 | 0 | 0 | 0 | 0 | 0 | 0
2009 | US | FRCC | - | FRCC | W08a5 | Hydro Expected On-Peak | 0 | 0 | 0 | 0 | 0 | 0 | 0 | 0 | 0 | 0 | 0
2009 | US | FRCC | - | FRCC | W08a6 | Hydro Derate On-Peak | 0 | 0 | 0 | 0 | 0 | 0 | 0 | 0 | 0 | 0 | 0
2009 | US | FRCC | - | FRCC | W08a7 | Biomass Expected On-Peak | 0 | 0 | 0 | 0 | 0 | 0 | 0 | 0 | 0 | 0 | 0
2009 | US | FRCC | - | FRCC | W08a8 | Biomass Derate On-Peak | 0 | 0 | 0 | 0 | 0 | 0 | 0 | 0 | 0 | 0 | 0
2009 | US | FRCC | - | FRCC | W08a9 | Energy Only | 0 | 0 | 0 | 0 | 0 | 0 | 0 | 0 | 0 | 0 | 0
2009 | US | FRCC | - | FRCC | W09 | DELIVERABLE INTERNAL CAPACITY = 6a+7a | 50724 | 54678.3 | 55124 | 57694.7 | 58140.8 | 59834.1 | 60660 | 61005.7 | 63493.4 | 65577.1 | 67062.1
2009 | US | FRCC | - | FRCC | W10 | CAPACITY TRANSACTIONS - IMPORTS = 10a+10b+10c+10d | 2554 | 2538 | 2178 | 2178 | 2167 | 2167 | 2167 | 1337 | 1025 | 1025 | 1025
2009 | US | FRCC | - | FRCC | W10a | Firm (Note: The sum of 10a1 and 10a2 must be <= 10a) | 2554 | 2538 | 2178 | 2178 | 2167 | 2167 | 2167 | 1337 | 1025 | 1025 | 1025
2009 | US | FRCC | - | FRCC | W10a1 | Full-Responsibility Purchases | 1702 | 1702 | 1342 | 1342 | 1342 | 1342 | 1342 | 512 | 200 | 200 | 200
2009 | US | FRCC | - | FRCC | W10a2 | Owned Capacity/Entitlement Located Outside the Region/Subregion | 852 | 836 | 836 | 836 | 825 | 825 | 825 | 825 | 825 | 825 | 825
2009 | US | FRCC | - | FRCC | W10b | Non-firm | 0 | 0 | 0 | 0 | 0 | 0 | 0 | 0 | 0 | 0 | 0
2009 | US | FRCC | - | FRCC | W10c | Expected (Note: The sum of 10c1 and 10c2 must be <= 10c) | 0 | 0 | 0 | 0 | 0 | 0 | 0 | 0 | 0 | 0 | 0
2009 | US | FRCC | - | FRCC | W10c1 | Full-Responsibility Purchases | 0 | 0 | 0 | 0 | 0 | 0 | 0 | 0 | 0 | 0 | 0
2009 | US | FRCC | - | FRCC | W10c2 | Owned Capacity/Entitlement Located Outside the Region/Subregion | 0 | 0 | 0 | 0 | 0 | 0 | 0 | 0 | 0 | 0 | 0
2009 | US | FRCC | - | FRCC | W10d | Provisional – transactions under study, but negotiations have not begun. | 0 | 0 | 0 | 0 | 0 | 0 | 0 | 0 | 0 | 0 | 0
2009 | US | FRCC | - | FRCC | W11 | CAPACITY TRANSACTIONS - EXPORTS = 11a+11b+11c+11d | 0 | 0 | 0 | 0 | 0 | 0 | 0 | 0 | 0 | 0 | 0
2009 | US | FRCC | - | FRCC | W11a | Firm (Note: The sum of 11a1 and 11a2 must be <= 11a) | 0 | 0 | 0 | 0 | 0 | 0 | 0 | 0 | 0 | 0 | 0
2009 | US | FRCC | - | FRCC | W11a1 | Full-Responsibility Purchases | 0 | 0 | 0 | 0 | 0 | 0 | 0 | 0 | 0 | 0 | 0
2009 | US | FRCC | - | FRCC | W11a2 | Owned Capacity/Entitlement Located Outside the Region/Subregion | 0 | 0 | 0 | 0 | 0 | 0 | 0 | 0 | 0 | 0 | 0
2009 | US | FRCC | - | FRCC | W11b | Non-firm | 0 | 0 | 0 | 0 | 0 | 0 | 0 | 0 | 0 | 0 | 0
2009 | US | FRCC | - | FRCC | W11c | Expected (Note: The sum of 11c1 and 11c2 must be <= 11c) | 0 | 0 | 0 | 0 | 0 | 0 | 0 | 0 | 0 | 0 | 0
2009 | US | FRCC | - | FRCC | W11c1 | Full-Responsibility Purchases | 0 | 0 | 0 | 0 | 0 | 0 | 0 | 0 | 0 | 0 | 0
2009 | US | FRCC | - | FRCC | W11c2 | Owned Capacity/Entitlement Located Outside the Region/Subregion | 0 | 0 | 0 | 0 | 0 | 0 | 0 | 0 | 0 | 0 | 0
2009 | US | FRCC | - | FRCC | W11d | Provisional – transactions under study, but negotiations have not begun. | 0 | 0 | 0 | 0 | 0 | 0 | 0 | 0 | 0 | 0 | 0
2009 | US | FRCC | - | FRCC | W12 | EXISTING, CERTAIN CAPACITY & NET FIRM TRANSACTIONS = 6a+Net Firm Transactions | 53278 | 52751 | 52505.7 | 52943.4 | 53018.5 | 52826.8 | 52090.7 | 50559.4 | 50734.1 | 51566.8 | 51344.8
2009 | US | FRCC | - | FRCC | W13 | DELIVERABLE CAPACITY RESOURCES = 12+7a+Net Expected Transactions | 53278 | 57216.3 | 57302 | 59872.7 | 60307.8 | 62001.1 | 62827 | 62342.7 | 64518.4 | 66602.1 | 68087.1
2009 | US | FRCC | - | FRCC | W14 | PROSPECTIVE CAPACITY RESOURCES = 13+6b-[Existing,Other Derates]+16b | 53278 | 57216.3 | 57302 | 59872.7 | 60307.8 | 62001.1 | 62827 | 62342.7 | 64518.4 | 66602.1 | 68087.1
2009 | US | FRCC | - | FRCC | W15 | TOTAL POTENTIAL CAPACITY RESOURCES = 13+6b-[Existing,Other Derates]+7b+ 8+Net Provisional Transactions | 53278 | 58555.9 | 58644.2 | 61217.5 | 61653.9 | 63348.5 | 64175.7 | 63692.7 | 65869.7 | 67954.7 | 69441
2009 | US | FRCC | - | FRCC | W15a | ADJUSTED POTENTIAL CAPACITY RESOURCES = 13+6b-[Existing,Other Derates]+ 16b+16d+Net Provisional Transactions | 53278 | 57216.3 | 57302 | 59872.7 | 60307.8 | 62001.1 | 62827 | 62342.7 | 64518.4 | 66602.1 | 68087.1
2009 | US | FRCC | - | FRCC | W16a | Confidence of Future, Other (7b), using reasonable judgement | 0 | 0 | 0 | 0 | 0 | 0 | 0 | 0 | 0 | 0 | 0
2009 | US | FRCC | - | FRCC | W16b | Net Future, Other Resources After Confidence Percentage Is Applied = 7b*16a | 0 | 0 | 0 | 0 | 0 | 0 | 0 | 0 | 0 | 0 | 0
2009 | US | FRCC | - | FRCC | W16c | Confidence of Conceptual (8), using reasonable judgement | 0 | 0 | 0 | 0 | 0 | 0 | 0 | 0 | 0 | 0 | 0
2009 | US | FRCC | - | FRCC | W16d | Net Conceptual Resources After Confidence Percentage Is Applied = 8*16c | 0 | 0 | 0 | 0 | 0 | 0 | 0 | 0 | 0 | 0 | 0
2009 | US | FRCC | - | FRCC | W17C | Region/Subregion Target Capacity Margin | 0 | 0 | 0 | 0 | 0 | 0 | 0 | 0 | 0 | 0 | 0
2009 | US | FRCC | - | FRCC | W17R | Region/Subregion Target Reserve Margin | 0 | 0.15 | 0.15 | 0.15 | 0.15 | 0.15 | 0.15 | 0.15 | 0.15 | 0.15 | 0.15
2009 | US | FRCC | - | FRCC | W18C | Existing Certain and Net Firm Transactions = (12-3)/12 | 0 | 0.22568 | 0.2113 | 0.19977 | 0.18745 | 0.17063 | 0.1375 | 0.092711 | 0.076814 | 0.071612 | 0.045979
2009 | US | FRCC | - | FRCC | W19C | Deliverable Capacity Resources = (13-3)/13 | 0 | 0.28611 | 0.27732 | 0.29238 | 0.28566 | 0.29335 | 0.28489 | 0.2642 | 0.27405 | 0.28119 | 0.28057
2009 | US | FRCC | - | FRCC | W20C | Prospective Capacity Resources = (14-3)/14 | 0 | 0.28611 | 0.27732 | 0.29238 | 0.28566 | 0.29335 | 0.28489 | 0.2642 | 0.27405 | 0.28119 | 0.28057
2009 | US | FRCC | - | FRCC | W21C | Total Potential Resources = (15-3)/15 | 0 | 0.30244 | 0.29386 | 0.30793 | 0.30126 | 0.30838 | 0.29992 | 0.27979 | 0.28894 | 0.2955 | 0.2946
2009 | US | FRCC | - | FRCC | W22C | Adjusted Potential Resources = (15a-3)/15a | 0 | 0.28611 | 0.27732 | 0.29238 | 0.28566 | 0.29335 | 0.28489 | 0.2642 | 0.27405 | 0.28119 | 0.28057
2009 | US | FRCC | - | FRCC | W18R | Existing Certain and Net Firm Transactions = (12-3)/3 | 0 | 0.29146 | 0.26792 | 0.24964 | 0.2307 | 0.20573 | 0.15943 | 0.10218 | 0.083206 | 0.077136 | 0.048195
2009 | US | FRCC | - | FRCC | W19R | Deliverable Capacity Resources = (13-3)/3 | 0 | 0.40078 | 0.38374 | 0.41319 | 0.3999 | 0.41513 | 0.39839 | 0.35906 | 0.37751 | 0.3912 | 0.38999
2009 | US | FRCC | - | FRCC | W20R | Prospective Capacity Resources = (14-3)/3 | 0 | 0.40078 | 0.38374 | 0.41319 | 0.3999 | 0.41513 | 0.39839 | 0.35906 | 0.37751 | 0.3912 | 0.38999
2009 | US | FRCC | - | FRCC | W21R | Total Potential Resources = (15-3)/3 | 0 | 0.43358 | 0.41615 | 0.44493 | 0.43115 | 0.44588 | 0.42841 | 0.38849 | 0.40636 | 0.41945 | 0.41763
2009 | US | FRCC | - | FRCC | W22R | Adjusted Potential Resources = (15a-3)/3 | 0 | 0.40078 | 0.38374 | 0.41319 | 0.3999 | 0.41513 | 0.39839 | 0.35906 | 0.37751 | 0.3912 | 0.38999
2009 | US | FRCC | - | FRCC | W24 | Other Capacity < 1 MW | 0 | 0 | 0 | 0 | 0 | 0 | 0 | 0 | 0 | 0 | 0
2009 | US | FRCC | - | FRCC | W25 | Distributed Generator Capacity >= 1 MW | 0 | 0 | 0 | 0 | 0 | 0 | 0 | 0 | 0 | 0 | 0
2009 | US | FRCC | - | FRCC | W26 | Capacity Total from EIA-860 | 0 | 0 | 0 | 0 | 0 | 0 | 0 | 0 | 0 | 0 | 0
2009 | US | FRCC | - | FRCC | W27 | Total Installed Baseline Capacity Resources = 12+6b | 58438 | 0 | 0 | 0 | 0 | 0 | 0 | 0 | 0 | 0 | 0
2009 | US | MRO | - | - | W01 | Unrestricted Non-coincident Peak Demand = 2+1a+1b-1c-1d | 36232.5145 | 36931.267 | 37743.5717 | 38431.9314 | 39072.2996 | 39553.9171 | 40193.6237 | 40669.5043 | 41249.621 | 41779.1596 | 42342.3911
2009 | US | MRO | - | - | W01a | New Conservation (Energy Efficiency) | 0 | 63.9916 | 151.5858 | 254.5831 | 355.8293 | 458.1256 | 554.828 | 656.0064 | 759.2567 | 860.5789 | 958.9733
2009 | US | MRO | - | - | W01b | Estimated Diversity | 0 | 0 | 0 | 0 | 0 | 0 | 0 | 0 | 0 | 0 | 0
2009 | US | MRO | - | - | W01c | Additions for non-member load (load served by non-registered LSE's in a region) | 0 | 25.6 | 1 | 0 | 0 | 0 | 0 | 0 | 0 | 0 | 0
2009 | US | MRO | - | - | W01d | Stand-by Load Under Contract (Normally served by behind the meter generation) | 0 | 11 | 11 | 11 | 11 | 11 | 11 | 11 | 11 | 11 | 11
2009 | US | MRO | - | - | W02 | Total Internal Demand | 36232.5145 | 36903.8754 | 37603.9859 | 38188.3483 | 38727.4703 | 39106.7916 | 39649.7957 | 40024.4979 | 40501.3644 | 40929.5806 | 41394.4178
2009 | US | MRO | - | - | W02a | Direct Control Load Management | 850.2 | 970.2 | 1012.2 | 1024.2 | 1038.2 | 1050.2 | 1067.2 | 1079.2 | 1095.2 | 1108.2 | 1123.2
2009 | US | MRO | - | - | W02b | Contractually Interruptible (Curtailable) | 843.1 | 948.4 | 938.5 | 936.4 | 934.8 | 937.3 | 939.7 | 942.2 | 944.7 | 948.3 | 950.9
2009 | US | MRO | - | - | W02c | Critical Peak-Pricing (CPP) with Control | 0 | 0 | 0 | 0 | 0 | 0 | 0 | 0 | 0 | 0 | 0
2009 | US | MRO | - | - | W02d | Load as a Capacity Resource | 0 | 0 | 0 | 0 | 0 | 0 | 0 | 0 | 0 | 0 | 0
2009 | US | MRO | - | - | W03 | Net Internal Demand = 2-2a-2b-2c-2d | 34539.2145 | 34985.2754 | 35653.2859 | 36227.7483 | 36754.4703 | 37119.2916 | 37642.8957 | 38003.0979 | 38461.4644 | 38873.0806 | 39320.3178
2009 | US | MRO | - | - | W04a | Demand Response used for Reserves - Spinning | 3 | 3 | 3 | 3 | 3 | 3 | 3 | 3 | 3 | 3 | 3
2009 | US | MRO | - | - | W04b | Demand Response used for Reserves - Non-Spinning | 73 | 73 | 73 | 73 | 73 | 73 | 73 | 73 | 73 | 73 | 73
2009 | US | MRO | - | - | W04c | Demand Response used for Regulation | 0 | 0 | 0 | 0 | 0 | 0 | 0 | 0 | 0 | 0 | 0
2009 | US | MRO | - | - | W04d | Demand Response used for Energy, Voluntary - Emergency | 120 | 120 | 120 | 120 | 120 | 120 | 120 | 120 | 120 | 120 | 120
2009 | US | MRO | - | - | W05 | TOTAL INTERNAL CAPACITY = 6+7 | 52377.6728 | 56298.357 | 60371.834 | 64093.8337 | 66941.1316 | 67857.4599 | 68617.5734 | 69116.0352 | 68956.1506 | 68817.0603 | 69522.1694
2009 | US | MRO | - | - | W06 | EXISTING CAPACITY = 6a+6b+6c | 52377.6728 | 53367.867 | 53493.244 | 53468.2437 | 53419.9416 | 53453.2699 | 53451.3834 | 53568.8452 | 53313.9606 | 53169.8703 | 53169.9794
2009 | US | MRO | - | - | W06a | Existing, Certain (Note: The sum of 6a1 through 6a4 must be <= 6a) | 46653.4228 | 47692.617 | 47817.994 | 47792.9937 | 47744.6916 | 47778.0199 | 47776.1334 | 47893.5952 | 47638.7106 | 47494.6203 | 47494.7294
2009 | US | MRO | - | - | W06a1 | Wind Expected On-Peak | 1130 | 1130 | 1130 | 1130 | 1130 | 1130 | 1130 | 1130 | 1130 | 1130 | 1130
2009 | US | MRO | - | - | W06a2 | Solar Expected On-Peak | 0 | 0 | 0 | 0 | 0 | 0 | 0 | 0 | 0 | 0 | 0
2009 | US | MRO | - | - | W06a3 | Hydro Expected On-Peak | 2907.55 | 2951.55 | 2951.55 | 2951.55 | 2951.55 | 2951.55 | 2951.55 | 2951.55 | 2951.55 | 2951.55 | 2951.55
2009 | US | MRO | - | - | W06a4 | Biomass Expected On-Peak | 330.594 | 330.594 | 330.594 | 302.594 | 261.594 | 261.594 | 261.594 | 261.594 | 261.594 | 261.594 | 261.594
2009 | US | MRO | - | - | W06a5 | Load as a Capacity Resource Expected On-Peak (Load Management Programs) | 0 | 0 | 0 | 0 | 0 | 0 | 0 | 0 | 0 | 0 | 0
2009 | US | MRO | - | - | W06b | Existing, Other (Note: The sum of 6b1 through 6b7 must be <= 6b) | 5649.25 | 5600.25 | 5600.25 | 5600.25 | 5600.25 | 5600.25 | 5600.25 | 5600.25 | 5600.25 | 5600.25 | 5600.25
2009 | US | MRO | - | - | W06b1 | Wind Derate On-Peak | 4524 | 4524 | 4524 | 4524 | 4524 | 4524 | 4524 | 4524 | 4524 | 4524 | 4524
2009 | US | MRO | - | - | W06b2 | Solar Derate On-Peak | 0 | 0 | 0 | 0 | 0 | 0 | 0 | 0 | 0 | 0 | 0
2009 | US | MRO | - | - | W06b3 | Hydro Derate On-Peak | 158.25 | 114.25 | 114.25 | 114.25 | 114.25 | 114.25 | 114.25 | 114.25 | 114.25 | 114.25 | 114.25
2009 | US | MRO | - | - | W06b4 | Biomass Derate On-Peak | 8 | 8 | 8 | 8 | 8 | 8 | 8 | 8 | 8 | 8 | 8
2009 | US | MRO | - | - | W06b5 | Load as a Capacity Resource Derate On-Peak (Load Management Programs) | 0 | 0 | 0 | 0 | 0 | 0 | 0 | 0 | 0 | 0 | 0
2009 | US | MRO | - | - | W06b6 | Energy Only | 0 | 0 | 0 | 0 | 0 | 0 | 0 | 0 | 0 | 0 | 0
2009 | US | MRO | - | - | W06b7 | Scheduled Outage - Maintenance | 113 | 113 | 113 | 113 | 113 | 113 | 113 | 113 | 113 | 113 | 113
2009 | US | MRO | - | - | W06b8 | Transmission-Limited Resources | 101 | 101 | 101 | 101 | 101 | 101 | 101 | 101 | 101 | 101 | 101
2009 | US | MRO | - | - | W06c | Existing, Inoperable (Note: Capacity reported in this line are not used in margin calculations) | 75 | 75 | 75 | 75 | 75 | 75 | 75 | 75 | 75 | 75 | 75
2009 | US | MRO | - | - | W07 | FUTURE CAPACITY ADDITIONS = 7a+7b | 0 | 2930.49 | 6878.59 | 10625.59 | 13521.19 | 14404.19 | 15166.19 | 15547.19 | 15642.19 | 15647.19 | 16352.19
2009 | US | MRO | - | - | W07a | Future, Planned (Note: Only the net expected On-Peak values are included in this line and does not include Energy Only.) | 0 | 313.59 | 533.59 | 633.59 | 943.19 | 1101.19 | 1106.19 | 1439.19 | 1444.19 | 1449.19 | 1454.19
2009 | US | MRO | - | - | W07a1 | Wind Expected On-Peak | 0 | 28.59 | 26.59 | 26.59 | 26.59 | 26.59 | 26.59 | 26.59 | 26.59 | 26.59 | 26.59
2009 | US | MRO | - | - | W07a2 | Solar Expected On-Peak | 0 | 0 | 0 | 0 | 0 | 0 | 0 | 0 | 0 | 0 | 0
2009 | US | MRO | - | - | W07a3 | Hydro Expected On-Peak | 0 | 0 | 0 | 0 | 0 | 0 | 0 | 0 | 0 | 0 | 0
2009 | US | MRO | - | - | W07a4 | Biomass Expected On-Peak | 0 | 0 | 2 | 2 | 2 | 30 | 30 | 30 | 30 | 30 | 30
2009 | US | MRO | - | - | W07b | Future, Other (Note: Only the net expected On-Peak values are included in this line and does not include Energy Only.) | 0 | 7.9 | 55.4 | 62.9 | 62.9 | 62.9 | 62.9 | 62.9 | 62.9 | 62.9 | 63.8
2009 | US | MRO | - | - | W07b1 | Wind Expected On-Peak | 0 | 0 | 0 | 0 | 0 | 0 | 0 | 0 | 0 | 0 | 0
2009 | US | MRO | - | - | W07b2 | Wind Derate On-Peak | 0 | 0 | 0 | 0 | 0 | 0 | 0 | 0 | 0 | 0 | 0
2009 | US | MRO | - | - | W07b3 | Solar Expected On-Peak | 0 | 0 | 0 | 0 | 0 | 0 | 0 | 0 | 0 | 0 | 0
2009 | US | MRO | - | - | W07b4 | Solar Derate On-Peak | 0 | 0 | 0 | 0 | 0 | 0 | 0 | 0 | 0 | 0 | 0
2009 | US | MRO | - | - | W07b5 | Hydro Expected On-Peak | 0 | 0 | 0 | 0 | 0 | 0 | 0 | 0 | 0 | 0 | 0
2009 | US | MRO | - | - | W07b6 | Hydro Derate On-Peak | 0 | 0 | 0 | 0 | 0 | 0 | 0 | 0 | 0 | 0 | 0
2009 | US | MRO | - | - | W07b7 | Biomass Expected On-Peak | 0 | 0 | 40 | 40 | 40 | 40 | 40 | 40 | 40 | 40 | 40
2009 | US | MRO | - | - | W07b8 | Biomass Derate On-Peak | 0 | 0 | 0 | 0 | 0 | 0 | 0 | 0 | 0 | 0 | 0
2009 | US | MRO | - | - | W07b9 | Energy Only | 0 | 46 | 46 | 46 | 46 | 46 | 46 | 46 | 46 | 46 | 46
2009 | US | MRO | - | - | W08 | Conceptual (Note: Only the net expected on-peak capacity is included in this line and does not include Energy Only.) | 0 | 2609 | 6345 | 9992 | 12578 | 13303 | 14060 | 14108 | 14198 | 14198 | 14898
2009 | US | MRO | - | - | W08a1 | Wind Expected On-Peak | 0 | 1918 | 5194 | 7476 | 8160 | 8385 | 8536 | 8584 | 8674 | 8674 | 8674
2009 | US | MRO | - | - | W08a2 | Wind Derate On-Peak | 0 | 7671 | 20777 | 29906 | 32639 | 33540 | 34143 | 34337 | 34697 | 34697 | 34697
2009 | US | MRO | - | - | W08a3 | Solar Expected On-Peak | 0 | 20 | 20 | 20 | 20 | 20 | 20 | 20 | 20 | 20 | 20
2009 | US | MRO | - | - | W08a4 | Solar Derate On-Peak | 0 | 0 | 0 | 0 | 0 | 0 | 0 | 0 | 0 | 0 | 0
2009 | US | MRO | - | - | W08a5 | Hydro Expected On-Peak | 0 | 0 | 0 | 0 | 0 | 0 | 0 | 0 | 0 | 0 | 0
2009 | US | MRO | - | - | W08a6 | Hydro Derate On-Peak | 0 | 0 | 0 | 0 | 0 | 0 | 0 | 0 | 0 | 0 | 0
2009 | US | MRO | - | - | W08a7 | Biomass Expected On-Peak | 0 | 0 | 0 | 25 | 145 | 145 | 145 | 145 | 145 | 145 | 145
2009 | US | MRO | - | - | W08a8 | Biomass Derate On-Peak | 0 | 0 | 0 | 0 | 0 | 0 | 0 | 0 | 0 | 0 | 0
2009 | US | MRO | - | - | W08a9 | Energy Only | 0 | 0 | 0 | 0 | 0 | 0 | 0 | 0 | 0 | 0 | 0
2009 | US | MRO | - | - | W09 | DELIVERABLE INTERNAL CAPACITY = 6a+7a | 46653.4228 | 48006.207 | 48351.584 | 48426.5837 | 48687.8816 | 48879.2099 | 48882.3234 | 49332.7852 | 49082.9006 | 48943.8103 | 48948.9194
2009 | US | MRO | - | - | W10 | CAPACITY TRANSACTIONS - IMPORTS = 10a+10b+10c+10d | 2271.6 | 2025.3 | 1964 | 1914 | 1814 | 1709 | 1709 | 1409 | 1409 | 1409 | 1409
2009 | US | MRO | - | - | W10a | Firm (Note: The sum of 10a1 and 10a2 must be <= 10a) | 2271.6 | 2025.3 | 1964 | 1914 | 1814 | 1709 | 1709 | 909 | 659 | 659 | 659
2009 | US | MRO | - | - | W10a1 | Full-Responsibility Purchases | 114 | 113 | 113 | 113 | 163 | 163 | 163 | 163 | 163 | 163 | 163
2009 | US | MRO | - | - | W10a2 | Owned Capacity/Entitlement Located Outside the Region/Subregion | 535 | 535 | 535 | 535 | 435 | 435 | 435 | 435 | 435 | 435 | 435
2009 | US | MRO | - | - | W10b | Non-firm | 0 | 0 | 0 | 0 | 0 | 0 | 0 | 0 | 0 | 0 | 0
2009 | US | MRO | - | - | W10c | Expected (Note: The sum of 10c1 and 10c2 must be <= 10c) | 0 | 0 | 0 | 0 | 0 | 0 | 0 | 500 | 500 | 500 | 500
2009 | US | MRO | - | - | W10c1 | Full-Responsibility Purchases | 0 | 0 | 0 | 0 | 0 | 0 | 0 | 0 | 0 | 0 | 0
2009 | US | MRO | - | - | W10c2 | Owned Capacity/Entitlement Located Outside the Region/Subregion | 0 | 0 | 0 | 0 | 0 | 0 | 0 | 0 | 0 | 0 | 0
2009 | US | MRO | - | - | W10d | Provisional – transactions under study, but negotiations have not begun. | 0 | 0 | 0 | 0 | 0 | 0 | 0 | 0 | 250 | 250 | 250
2009 | US | MRO | - | - | W11 | CAPACITY TRANSACTIONS - EXPORTS = 11a+11b+11c+11d | 1582.3154 | 1614.3154 | 1446.3154 | 1246.3154 | 1236.3154 | 1289.6051 | 1214.6051 | 1309.6051 | 1109.6051 | 954.6051 | 754.6051
2009 | US | MRO | - | - | W11a | Firm (Note: The sum of 11a1 and 11a2 must be <= 11a) | 1582.3154 | 1614.3154 | 1446.3154 | 1246.3154 | 1236.3154 | 1289.6051 | 1214.6051 | 1309.6051 | 1109.6051 | 954.6051 | 754.6051
2009 | US | MRO | - | - | W11a1 | Full-Responsibility Purchases | 1067.8154 | 1174.8154 | 1077.8154 | 1027.8154 | 1017.8154 | 971.3251 | 971.3251 | 1066.3251 | 866.3251 | 711.3251 | 511.3251
2009 | US | MRO | - | - | W11a2 | Owned Capacity/Entitlement Located Outside the Region/Subregion | 294.5 | 294.5 | 294.5 | 194.5 | 194.5 | 294.28 | 219.28 | 219.28 | 219.28 | 219.28 | 219.28
2009 | US | MRO | - | - | W11b | Non-firm | 0 | 0 | 0 | 0 | 0 | 0 | 0 | 0 | 0 | 0 | 0
2009 | US | MRO | - | - | W11c | Expected (Note: The sum of 11c1 and 11c2 must be <= 11c) | 0 | 0 | 0 | 0 | 0 | 0 | 0 | 0 | 0 | 0 | 0
2009 | US | MRO | - | - | W11c1 | Full-Responsibility Purchases | 0 | 0 | 0 | 0 | 0 | 0 | 0 | 0 | 0 | 0 | 0
2009 | US | MRO | - | - | W11c2 | Owned Capacity/Entitlement Located Outside the Region/Subregion | 0 | 0 | 0 | 0 | 0 | 0 | 0 | 0 | 0 | 0 | 0
2009 | US | MRO | - | - | W11d | Provisional – transactions under study, but negotiations have not begun. | 0 | 0 | 0 | 0 | 0 | 0 | 0 | 0 | 0 | 0 | 0
2009 | US | MRO | - | - | W12 | EXISTING, CERTAIN CAPACITY & NET FIRM TRANSACTIONS = 6a+Net Firm Transactions | 47342.7074 | 48103.6015 | 48335.6786 | 48460.6783 | 48322.3762 | 48197.4148 | 48270.5283 | 47492.9901 | 47188.1055 | 47199.0152 | 47399.1243
2009 | US | MRO | - | - | W13 | DELIVERABLE CAPACITY RESOURCES = 12+7a+Net Expected Transactions | 47342.7074 | 48417.1915 | 48869.2686 | 49094.2683 | 49265.5662 | 49298.6048 | 49376.7183 | 49432.1801 | 49132.2955 | 49148.2052 | 49353.3143
2009 | US | MRO | - | - | W14 | PROSPECTIVE CAPACITY RESOURCES = 13+6b-[Existing,Other Derates]+16b | 48087.7074 | 49165.0915 | 49664.6686 | 49897.1683 | 50068.4662 | 50101.5048 | 50179.6183 | 50235.0801 | 49935.1955 | 49951.1052 | 50157.1143
2009 | US | MRO | - | - | W15 | TOTAL POTENTIAL CAPACITY RESOURCES = 13+6b-[Existing,Other Derates]+7b+ 8+Net Provisional Transactions | 48087.7074 | 51774.0915 | 56009.6686 | 59889.1683 | 62646.4662 | 63404.5048 | 64239.6183 | 64343.0801 | 64383.1955 | 64399.1052 | 65305.1143
2009 | US | MRO | - | - | W15a | ADJUSTED POTENTIAL CAPACITY RESOURCES = 13+6b-[Existing,Other Derates]+ 16b+16d+Net Provisional Transactions | 48087.7074 | 49947.7915 | 51568.1686 | 52894.7683 | 53841.8662 | 54092.4048 | 54397.6183 | 54467.4801 | 54444.5955 | 54460.5052 | 54876.5143
2009 | US | MRO | - | - | W16a | Confidence of Future, Other (7b), using reasonable judgement | 0 | 1 | 1 | 1 | 1 | 1 | 1 | 1 | 1 | 1 | 1
2009 | US | MRO | - | - | W16b | Net Future, Other Resources After Confidence Percentage Is Applied = 7b*16a | 0 | 7.9 | 55.4 | 62.9 | 62.9 | 62.9 | 62.9 | 62.9 | 62.9 | 62.9 | 63.8
2009 | US | MRO | - | - | W16c | Confidence of Conceptual (8), using reasonable judgement | 0 | 0.3 | 0.3 | 0.3 | 0.3 | 0.3 | 0.3 | 0.3 | 0.3 | 0.3 | 0.3
2009 | US | MRO | - | - | W16d | Net Conceptual Resources After Confidence Percentage Is Applied = 8*16c | 0 | 782.7 | 1903.5 | 2997.6 | 3773.4 | 3990.9 | 4218 | 4232.4 | 4259.4 | 4259.4 | 4469.4
2009 | US | MRO | - | - | W17C | Region/Subregion Target Capacity Margin | 0 | 0.1305 | 0.1305 | 0.1305 | 0.1305 | 0.1305 | 0.1305 | 0.1305 | 0.1305 | 0.1305 | 0.1305
2009 | US | MRO | - | - | W17R | Region/Subregion Target Reserve Margin | 0 | 0.15 | 0.15 | 0.15 | 0.15 | 0.15 | 0.15 | 0.15 | 0.15 | 0.15 | 0.15
2009 | US | MRO | - | - | W18C | Existing Certain and Net Firm Transactions = (12-3)/12 | 0 | 0.27271 | 0.26238 | 0.25243 | 0.23939 | 0.22985 | 0.22017 | 0.19982 | 0.18493 | 0.1764 | 0.17044
2009 | US | MRO | - | - | W19C | Deliverable Capacity Resources = (13-3)/13 | 0 | 0.27742 | 0.27044 | 0.26208 | 0.25395 | 0.24705 | 0.23764 | 0.23121 | 0.21719 | 0.20906 | 0.20329
2009 | US | MRO | - | - | W20C | Prospective Capacity Resources = (14-3)/14 | 0 | 0.28841 | 0.28212 | 0.27395 | 0.26592 | 0.25912 | 0.24984 | 0.24349 | 0.22977 | 0.22178 | 0.21606
2009 | US | MRO | - | - | W21C | Total Potential Resources = (15-3)/15 | 0 | 0.32427 | 0.36344 | 0.39509 | 0.4133 | 0.41456 | 0.41402 | 0.40937 | 0.40262 | 0.39637 | 0.3979
2009 | US | MRO | - | - | W22C | Adjusted Potential Resources = (15a-3)/15a | 0 | 0.29956 | 0.30862 | 0.3151 | 0.31736 | 0.31378 | 0.308 | 0.30228 | 0.29357 | 0.28622 | 0.28348
2009 | US | MRO | - | - | W18R | Existing Certain and Net Firm Transactions = (12-3)/3 | 0 | 0.37497 | 0.35571 | 0.33767 | 0.31473 | 0.29845 | 0.28233 | 0.24971 | 0.22689 | 0.21418 | 0.20546
2009 | US | MRO | - | - | W19R | Deliverable Capacity Resources = (13-3)/3 | 0 | 0.38393 | 0.37068 | 0.35516 | 0.3404 | 0.32811 | 0.31171 | 0.30074 | 0.27744 | 0.26432 | 0.25516
2009 | US | MRO | - | - | W20R | Prospective Capacity Resources = (14-3)/3 | 0 | 0.40531 | 0.39299 | 0.37732 | 0.36224 | 0.34974 | 0.33304 | 0.32187 | 0.29832 | 0.28498 | 0.2756
2009 | US | MRO | - | - | W21R | Total Potential Resources = (15-3)/3 | 0 | 0.47988 | 0.57095 | 0.65313 | 0.70446 | 0.70813 | 0.70655 | 0.6931 | 0.67397 | 0.65665 | 0.66085
2009 | US | MRO | - | - | W22R | Adjusted Potential Resources = (15a-3)/3 | 0 | 0.42768 | 0.44638 | 0.46006 | 0.46491 | 0.45726 | 0.4451 | 0.43324 | 0.41556 | 0.40098 | 0.39563
2009 | US | MRO | - | - | W24 | Other Capacity < 1 MW | 0 | 0 | 0 | 0 | 0 | 0 | 0 | 0 | 0 | 0 | 0
2009 | US | MRO | - | - | W25 | Distributed Generator Capacity >= 1 MW | 0 | 0 | 0 | 0 | 0 | 0 | 0 | 0 | 0 | 0 | 0
2009 | US | MRO | - | - | W26 | Capacity Total from EIA-860 | 0 | 0 | 0 | 0 | 0 | 0 | 0 | 0 | 0 | 0 | 0
2009 | US | MRO | - | - | W27 | Total Installed Baseline Capacity Resources = 12+6b | 52991.9574 | 0 | 0 | 0 | 0 | 0 | 0 | 0 | 0 | 0 | 0
2009 | CA | MRO | - | - | W01 | Unrestricted Non-coincident Peak Demand = 2+1a+1b-1c-1d | 7552 | 7676.224 | 7855.2206 | 8115.6267 | 8404.3096 | 8541.7779 | 8692.0787 | 8699.2602 | 8757.5588 | 8864.4068 | 8967.6552
2009 | CA | MRO | - | - | W01a | New Conservation (Energy Efficiency) | 0 | 56 | 79 | 102 | 122 | 137 | 149 | 161 | 174 | 193 | 179
2009 | CA | MRO | - | - | W01b | Estimated Diversity | 0 | 0 | 0 | 0 | 0 | 0 | 0 | 0 | 0 | 0 | 0
2009 | CA | MRO | - | - | W01c | Additions for non-member load (load served by non-registered LSE's in a region) | 0 | 0 | 0 | 0 | 0 | 0 | 0 | 0 | 0 | 0 | 0
2009 | CA | MRO | - | - | W01d | Stand-by Load Under Contract (Normally served by behind the meter generation) | 0 | 0 | 0 | 0 | 0 | 0 | 0 | 0 | 0 | 0 | 0
2009 | CA | MRO | - | - | W02 | Total Internal Demand | 7552 | 7620.224 | 7776.2206 | 8013.6267 | 8282.3096 | 8404.7779 | 8543.0787 | 8538.2602 | 8583.5588 | 8671.4068 | 8788.6552
2009 | CA | MRO | - | - | W02a | Direct Control Load Management | 27 | 27 | 27 | 0 | 0 | 0 | 0 | 0 | 0 | 0 | 0
2009 | CA | MRO | - | - | W02b | Contractually Interruptible (Curtailable) | 282 | 261 | 261 | 261 | 261 | 261 | 261 | 261 | 261 | 261 | 261
2009 | CA | MRO | - | - | W02c | Critical Peak-Pricing (CPP) with Control | 0 | 0 | 0 | 0 | 0 | 0 | 0 | 0 | 0 | 0 | 0
2009 | CA | MRO | - | - | W02d | Load as a Capacity Resource | 0 | 0 | 0 | 0 | 0 | 0 | 0 | 0 | 0 | 0 | 0
2009 | CA | MRO | - | - | W03 | Net Internal Demand = 2-2a-2b-2c-2d | 7243 | 7332.224 | 7488.2206 | 7752.6267 | 8021.3096 | 8143.7779 | 8282.0787 | 8277.2602 | 8322.5588 | 8410.4068 | 8527.6552
2009 | CA | MRO | - | - | W04a | Demand Response used for Reserves - Spinning | 27 | 27 | 27 | 0 | 0 | 0 | 0 | 0 | 0 | 0 | 0
2009 | CA | MRO | - | - | W04b | Demand Response used for Reserves - Non-Spinning | 40 | 40 | 40 | 40 | 40 | 40 | 40 | 40 | 40 | 40 | 40
2009 | CA | MRO | - | - | W04c | Demand Response used for Regulation | 0 | 0 | 0 | 0 | 0 | 0 | 0 | 0 | 0 | 0 | 0
2009 | CA | MRO | - | - | W04d | Demand Response used for Energy, Voluntary - Emergency | 0 | 0 | 0 | 0 | 0 | 0 | 0 | 0 | 0 | 0 | 0
2009 | CA | MRO | - | - | W05 | TOTAL INTERNAL CAPACITY = 6+7 | 8936.1587 | 9412.1587 | 9781.1587 | 10119.6587 | 11225.6587 | 11225.6587 | 11501.6587 | 11501.6587 | 11544.6587 | 11637.6587 | 12096.6587
2009 | CA | MRO | - | - | W06 | EXISTING CAPACITY = 6a+6b+6c | 8936.1587 | 9171.1587 | 9141.1587 | 9141.1587 | 9141.1587 | 9141.1587 | 9141.1587 | 9141.1587 | 9141.1587 | 9141.1587 | 9141.1587
2009 | CA | MRO | - | - | W06a | Existing, Certain (Note: The sum of 6a1 through 6a4 must be <= 6a) | 8748.1587 | 8795.1587 | 8871.1587 | 8805.1587 | 8805.1587 | 8848.1587 | 8811.1587 | 8811.1587 | 8811.1587 | 8811.1587 | 8811.1587
2009 | CA | MRO | - | - | W06a1 | Wind Expected On-Peak | 0 | 0 | 0 | 0 | 0 | 0 | 0 | 0 | 0 | 0 | 0
2009 | CA | MRO | - | - | W06a2 | Solar Expected On-Peak | 0 | 0 | 0 | 0 | 0 | 0 | 0 | 0 | 0 | 0 | 0
2009 | CA | MRO | - | - | W06a3 | Hydro Expected On-Peak | 5732 | 5781 | 5814 | 5814 | 5814 | 5814 | 5814 | 5814 | 5814 | 5814 | 5814
2009 | CA | MRO | - | - | W06a4 | Biomass Expected On-Peak | 0 | 0 | 0 | 0 | 0 | 0 | 0 | 0 | 0 | 0 | 0
2009 | CA | MRO | - | - | W06a5 | Load as a Capacity Resource Expected On-Peak (Load Management Programs) | 0 | 0 | 0 | 0 | 0 | 0 | 0 | 0 | 0 | 0 | 0
2009 | CA | MRO | - | - | W06b | Existing, Other (Note: The sum of 6b1 through 6b7 must be <= 6b) | 188 | 376 | 270 | 336 | 336 | 293 | 330 | 330 | 330 | 330 | 330
2009 | CA | MRO | - | - | W06b1 | Wind Derate On-Peak | 150 | 270 | 270 | 270 | 270 | 270 | 270 | 270 | 270 | 270 | 270
2009 | CA | MRO | - | - | W06b2 | Solar Derate On-Peak | 0 | 0 | 0 | 0 | 0 | 0 | 0 | 0 | 0 | 0 | 0
2009 | CA | MRO | - | - | W06b3 | Hydro Derate On-Peak | 0 | 0 | 0 | 0 | 0 | 0 | 0 | 0 | 0 | 0 | 0
2009 | CA | MRO | - | - | W06b4 | Biomass Derate On-Peak | 0 | 0 | 0 | 0 | 0 | 0 | 0 | 0 | 0 | 0 | 0
2009 | CA | MRO | - | - | W06b5 | Load as a Capacity Resource Derate On-Peak (Load Management Programs) | 0 | 0 | 0 | 0 | 0 | 0 | 0 | 0 | 0 | 0 | 0
2009 | CA | MRO | - | - | W06b6 | Energy Only | 0 | 0 | 0 | 0 | 0 | 0 | 0 | 0 | 0 | 0 | 0
2009 | CA | MRO | - | - | W06b7 | Scheduled Outage - Maintenance | 120 | 139 | 0 | 66 | 66 | 23 | 60 | 60 | 60 | 60 | 60
2009 | CA | MRO | - | - | W06b8 | Transmission-Limited Resources | 0 | 0 | 0 | 0 | 0 | 0 | 0 | 0 | 0 | 0 | 0
2009 | CA | MRO | - | - | W06c | Existing, Inoperable (Note: Capacity reported in this line are not used in margin calculations) | 0 | 0 | 0 | 0 | 0 | 0 | 0 | 0 | 0 | 0 | 0
2009 | CA | MRO | - | - | W07 | FUTURE CAPACITY ADDITIONS = 7a+7b | 0 | 241 | 640 | 978.5 | 2084.5 | 2084.5 | 2360.5 | 2360.5 | 2403.5 | 2496.5 | 2955.5
2009 | CA | MRO | - | - | W07a | Future, Planned (Note: Only the net expected On-Peak values are included in this line and does not include Energy Only.) | 0 | 199 | 351 | 483.5 | 1016.5 | 1016.5 | 1292.5 | 1292.5 | 1335.5 | 1428.5 | 1887.5
2009 | CA | MRO | - | - | W07a1 | Wind Expected On-Peak | 0 | 0 | 0 | 0 | 0 | 0 | 0 | 0 | 0 | 0 | 0
2009 | CA | MRO | - | - | W07a2 | Solar Expected On-Peak | 0 | 0 | 0 | 0 | 0 | 0 | 0 | 0 | 0 | 0 | 0
2009 | CA | MRO | - | - | W07a3 | Hydro Expected On-Peak | 0 | 0 | 11 | 34 | 275 | 275 | 275 | 275 | 318 | 411 | 590
2009 | CA | MRO | - | - | W07a4 | Biomass Expected On-Peak | 0 | 0 | 0 | 0 | 0 | 0 | 0 | 0 | 0 | 0 | 0
2009 | CA | MRO | - | - | W07b | Future, Other (Note: Only the net expected On-Peak values are included in this line and does not include Energy Only.) | 0 | 0 | 0 | 0 | 0 | 0 | 0 | 0 | 0 | 0 | 0
2009 | CA | MRO | - | - | W07b1 | Wind Expected On-Peak | 0 | 0 | 0 | 0 | 0 | 0 | 0 | 0 | 0 | 0 | 0
2009 | CA | MRO | - | - | W07b2 | Wind Derate On-Peak | 0 | 0 | 0 | 0 | 0 | 0 | 0 | 0 | 0 | 0 | 0
2009 | CA | MRO | - | - | W07b3 | Solar Expected On-Peak | 0 | 0 | 0 | 0 | 0 | 0 | 0 | 0 | 0 | 0 | 0
2009 | CA | MRO | - | - | W07b4 | Solar Derate On-Peak | 0 | 0 | 0 | 0 | 0 | 0 | 0 | 0 | 0 | 0 | 0
2009 | CA | MRO | - | - | W07b5 | Hydro Expected On-Peak | 0 | 0 | 0 | 0 | 0 | 0 | 0 | 0 | 0 | 0 | 0
2009 | CA | MRO | - | - | W07b6 | Hydro Derate On-Peak | 0 | 0 | 0 | 0 | 0 | 0 | 0 | 0 | 0 | 0 | 0
2009 | CA | MRO | - | - | W07b7 | Biomass Expected On-Peak | 0 | 0 | 0 | 0 | 0 | 0 | 0 | 0 | 0 | 0 | 0
2009 | CA | MRO | - | - | W07b8 | Biomass Derate On-Peak | 0 | 0 | 0 | 0 | 0 | 0 | 0 | 0 | 0 | 0 | 0
2009 | CA | MRO | - | - | W07b9 | Energy Only | 0 | 0 | 0 | 0 | 0 | 0 | 0 | 0 | 0 | 0 | 0
2009 | CA | MRO | - | - | W08 | Conceptual (Note: Only the net expected on-peak capacity is included in this line and does not include Energy Only.) | 0 | 42 | 289 | 495 | 1068 | 1068 | 1068 | 1068 | 1068 | 1068 | 1068
2009 | CA | MRO | - | - | W08a1 | Wind Expected On-Peak | 0 | 0 | 0 | 0 | 0 | 0 | 0 | 0 | 0 | 0 | 0
2009 | CA | MRO | - | - | W08a2 | Wind Derate On-Peak | 0 | 761 | 1060 | 1060 | 1060 | 1060 | 1060 | 1060 | 1060 | 1060 | 1060
2009 | CA | MRO | - | - | W08a3 | Solar Expected On-Peak | 0 | 0 | 0 | 0 | 0 | 0 | 0 | 0 | 0 | 0 | 0
2009 | CA | MRO | - | - | W08a4 | Solar Derate On-Peak | 0 | 0 | 0 | 0 | 0 | 0 | 0 | 0 | 0 | 0 | 0
2009 | CA | MRO | - | - | W08a5 | Hydro Expected On-Peak | 0 | 0 | 0 | 0 | 0 | 0 | 0 | 0 | 0 | 0 | 0
2009 | CA | MRO | - | - | W08a6 | Hydro Derate On-Peak | 0 | 0 | 0 | 0 | 0 | 0 | 0 | 0 | 0 | 0 | 0
2009 | CA | MRO | - | - | W08a7 | Biomass Expected On-Peak | 0 | 0 | 0 | 0 | 0 | 0 | 0 | 0 | 0 | 0 | 0
2009 | CA | MRO | - | - | W08a8 | Biomass Derate On-Peak | 0 | 0 | 0 | 0 | 0 | 0 | 0 | 0 | 0 | 0 | 0
2009 | CA | MRO | - | - | W08a9 | Energy Only | 0 | 0 | 0 | 0 | 0 | 0 | 0 | 0 | 0 | 0 | 0
2009 | CA | MRO | - | - | W09 | DELIVERABLE INTERNAL CAPACITY = 6a+7a | 8748.1587 | 8994.1587 | 9222.1587 | 9288.6587 | 9821.6587 | 9864.6587 | 10103.6587 | 10103.6587 | 10146.6587 | 10239.6587 | 10698.6587
2009 | CA | MRO | - | - | W10 | CAPACITY TRANSACTIONS - IMPORTS = 10a+10b+10c+10d | 550 | 550 | 550 | 500 | 500 | 500 | 500 | 600 | 400 | 400 | 200
2009 | CA | MRO | - | - | W10a | Firm (Note: The sum of 10a1 and 10a2 must be <= 10a) | 550 | 550 | 550 | 500 | 500 | 500 | 500 | 600 | 400 | 400 | 200
2009 | CA | MRO | - | - | W10a1 | Full-Responsibility Purchases | 550 | 550 | 550 | 500 | 500 | 500 | 500 | 600 | 400 | 400 | 200
2009 | CA | MRO | - | - | W10a2 | Owned Capacity/Entitlement Located Outside the Region/Subregion | 500 | 500 | 500 | 500 | 500 | 500 | 500 | 600 | 400 | 400 | 200
2009 | CA | MRO | - | - | W10b | Non-firm | 0 | 0 | 0 | 0 | 0 | 0 | 0 | 0 | 0 | 0 | 0
2009 | CA | MRO | - | - | W10c | Expected (Note: The sum of 10c1 and 10c2 must be <= 10c) | 0 | 0 | 0 | 0 | 0 | 0 | 0 | 0 | 0 | 0 | 0
2009 | CA | MRO | - | - | W10c1 | Full-Responsibility Purchases | 0 | 0 | 0 | 0 | 0 | 0 | 0 | 0 | 0 | 0 | 0
2009 | CA | MRO | - | - | W10c2 | Owned Capacity/Entitlement Located Outside the Region/Subregion | 0 | 0 | 0 | 0 | 0 | 0 | 0 | 0 | 0 | 0 | 0
2009 | CA | MRO | - | - | W10d | Provisional – transactions under study, but negotiations have not begun. | 0 | 0 | 0 | 0 | 0 | 0 | 0 | 0 | 0 | 0 | 0
2009 | CA | MRO | - | - | W11 | CAPACITY TRANSACTIONS - EXPORTS = 11a+11b+11c+11d | 873 | 630 | 580 | 580 | 580 | 550 | 550 | 500 | 500 | 500 | 500
2009 | CA | MRO | - | - | W11a | Firm (Note: The sum of 11a1 and 11a2 must be <= 11a) | 873 | 630 | 580 | 580 | 580 | 550 | 550 | 0 | 0 | 0 | 0
2009 | CA | MRO | - | - | W11a1 | Full-Responsibility Purchases | 0 | 0 | 0 | 0 | 0 | 0 | 0 | 0 | 0 | 0 | 0
2009 | CA | MRO | - | - | W11a2 | Owned Capacity/Entitlement Located Outside the Region/Subregion | 873 | 630 | 580 | 580 | 580 | 550 | 550 | 0 | 0 | 0 | 0
2009 | CA | MRO | - | - | W11b | Non-firm | 0 | 0 | 0 | 0 | 0 | 0 | 0 | 0 | 0 | 0 | 0
2009 | CA | MRO | - | - | W11c | Expected (Note: The sum of 11c1 and 11c2 must be <= 11c) | 0 | 0 | 0 | 0 | 0 | 0 | 0 | 500 | 500 | 500 | 500
2009 | CA | MRO | - | - | W11c1 | Full-Responsibility Purchases | 0 | 0 | 0 | 0 | 0 | 0 | 0 | 0 | 0 | 0 | 0
2009 | CA | MRO | - | - | W11c2 | Owned Capacity/Entitlement Located Outside the Region/Subregion | 0 | 0 | 0 | 0 | 0 | 0 | 0 | 500 | 500 | 500 | 500
2009 | CA | MRO | - | - | W11d | Provisional – transactions under study, but negotiations have not begun. | 0 | 0 | 0 | 0 | 0 | 0 | 0 | 0 | 0 | 0 | 0
2009 | CA | MRO | - | - | W12 | EXISTING, CERTAIN CAPACITY & NET FIRM TRANSACTIONS = 6a+Net Firm Transactions | 8425.1587 | 8715.1587 | 8841.1587 | 8725.1587 | 8725.1587 | 8798.1587 | 8761.1587 | 9411.1587 | 9211.1587 | 9211.1587 | 9011.1587
2009 | CA | MRO | - | - | W13 | DELIVERABLE CAPACITY RESOURCES = 12+7a+Net Expected Transactions | 8425.1587 | 8914.1587 | 9192.1587 | 9208.6587 | 9741.6587 | 9814.6587 | 10053.6587 | 10203.6587 | 10046.6587 | 10139.6587 | 10398.6587
2009 | CA | MRO | - | - | W14 | PROSPECTIVE CAPACITY RESOURCES = 13+6b-[Existing,Other Derates]+16b | 8343.1587 | 8881.1587 | 9192.1587 | 9208.6587 | 9741.6587 | 9814.6587 | 10053.6587 | 10203.6587 | 10046.6587 | 10139.6587 | 10398.6587
2009 | CA | MRO | - | - | W15 | TOTAL POTENTIAL CAPACITY RESOURCES = 13+6b-[Existing,Other Derates]+7b+ 8+Net Provisional Transactions | 8343.1587 | 8923.1587 | 9481.1587 | 9703.6587 | 10809.6587 | 10882.6587 | 11121.6587 | 11271.6587 | 11114.6587 | 11207.6587 | 11466.6587
2009 | CA | MRO | - | - | W15a | ADJUSTED POTENTIAL CAPACITY RESOURCES = 13+6b-[Existing,Other Derates]+ 16b+16d+Net Provisional Transactions | 8343.1587 | 8893.7587 | 9278.8587 | 9357.1587 | 10062.0587 | 10135.0587 | 10374.0587 | 10524.0587 | 10367.0587 | 10460.0587 | 10719.0587
2009 | CA | MRO | - | - | W16a | Confidence of Future, Other (7b), using reasonable judgement | 0 | 1 | 1 | 1 | 1 | 1 | 1 | 1 | 1 | 1 | 1
2009 | CA | MRO | - | - | W16b | Net Future, Other Resources After Confidence Percentage Is Applied = 7b*16a | 0 | 0 | 0 | 0 | 0 | 0 | 0 | 0 | 0 | 0 | 0
2009 | CA | MRO | - | - | W16c | Confidence of Conceptual (8), using reasonable judgement | 0 | 0.3 | 0.3 | 0.3 | 0.3 | 0.3 | 0.3 | 0.3 | 0.3 | 0.3 | 0.3
2009 | CA | MRO | - | - | W16d | Net Conceptual Resources After Confidence Percentage Is Applied = 8*16c | 0 | 12.6 | 86.7 | 148.5 | 320.4 | 320.4 | 320.4 | 320.4 | 320.4 | 320.4 | 320.4
2009 | CA | MRO | - | - | W17C | Region/Subregion Target Capacity Margin | 0 | 0.091 | 0.091 | 0.091 | 0.091 | 0.091 | 0.091 | 0.091 | 0.091 | 0.091 | 0.091
2009 | CA | MRO | - | - | W17R | Region/Subregion Target Reserve Margin | 0 | 0.1 | 0.1 | 0.1 | 0.1 | 0.1 | 0.1 | 0.1 | 0.1 | 0.1 | 0.1
2009 | CA | MRO | - | - | W18C | Existing Certain and Net Firm Transactions = (12-3)/12 | 0 | 0.15868 | 0.15303 | 0.11146 | 0.080669 | 0.074377 | 0.054682 | 0.12048 | 0.09647 | 0.086933 | 0.053656
2009 | CA | MRO | - | - | W19C | Deliverable Capacity Resources = (13-3)/13 | 0 | 0.17746 | 0.18537 | 0.15812 | 0.1766 | 0.17024 | 0.17621 | 0.18879 | 0.17161 | 0.17054 | 0.17993
2009 | CA | MRO | - | - | W20C | Prospective Capacity Resources = (14-3)/14 | 0 | 0.17441 | 0.18537 | 0.15812 | 0.1766 | 0.17024 | 0.17621 | 0.18879 | 0.17161 | 0.17054 | 0.17993
2009 | CA | MRO | - | - | W21C | Total Potential Resources = (15-3)/15 | 0 | 0.17829 | 0.2102 | 0.20106 | 0.25795 | 0.25167 | 0.25532 | 0.26566 | 0.25121 | 0.24958 | 0.25631
2009 | CA | MRO | - | - | W22C | Adjusted Potential Resources = (15a-3)/15a | 0 | 0.17558 | 0.19298 | 0.17148 | 0.20282 | 0.19647 | 0.20165 | 0.21349 | 0.19721 | 0.19595 | 0.20444
2009 | CA | MRO | - | - | W18R | Existing Certain and Net Firm Transactions = (12-3)/3 | 0 | 0.18861 | 0.18068 | 0.12545 | 0.087747 | 0.080353 | 0.057845 | 0.13699 | 0.10677 | 0.09521 | 0.056698
2009 | CA | MRO | - | - | W19R | Deliverable Capacity Resources = (13-3)/3 | 0 | 0.21575 | 0.22755 | 0.18781 | 0.21447 | 0.20517 | 0.21391 | 0.23273 | 0.20716 | 0.20561 | 0.2194
2009 | CA | MRO | - | - | W20R | Prospective Capacity Resources = (14-3)/3 | 0 | 0.21125 | 0.22755 | 0.18781 | 0.21447 | 0.20517 | 0.21391 | 0.23273 | 0.20716 | 0.20561 | 0.2194
2009 | CA | MRO | - | - | W21R | Total Potential Resources = (15-3)/3 | 0 | 0.21698 | 0.26614 | 0.25166 | 0.34762 | 0.33632 | 0.34286 | 0.36176 | 0.33549 | 0.33259 | 0.34464
2009 | CA | MRO | - | - | W22R | Adjusted Potential Resources = (15a-3)/3 | 0 | 0.21297 | 0.23913 | 0.20697 | 0.25442 | 0.24452 | 0.25259 | 0.27144 | 0.24566 | 0.2437 | 0.25698
2009 | CA | MRO | - | - | W24 | Other Capacity < 1 MW | 0 | 0 | 0 | 0 | 0 | 0 | 0 | 0 | 0 | 0 | 0
2009 | CA | MRO | - | - | W25 | Distributed Generator Capacity >= 1 MW | 0 | 0 | 0 | 0 | 0 | 0 | 0 | 0 | 0 | 0 | 0
2009 | CA | MRO | - | - | W26 | Capacity Total from EIA-860 | 0 | 0 | 0 | 0 | 0 | 0 | 0 | 0 | 0 | 0 | 0
2009 | CA | MRO | - | - | W27 | Total Installed Baseline Capacity Resources = 12+6b | 8613.1587 | 0 | 0 | 0 | 0 | 0 | 0 | 0 | 0 | 0 | 0
2009 | TL | MRO | - | - | W01 | Unrestricted Non-coincident Peak Demand = 2+1a+1b-1c-1d | 43784.5145 | 44607.4911 | 45598.7923 | 46547.558 | 47476.6092 | 48095.6951 | 48885.7025 | 49368.7645 | 50007.1798 | 50643.5664 | 51310.0464
2009 | TL | MRO | - | - | W01a | New Conservation (Energy Efficiency) | 0 | 119.9916 | 230.5858 | 356.5831 | 477.8293 | 595.1256 | 703.828 | 817.0064 | 933.2567 | 1053.5789 | 1137.9733
2009 | TL | MRO | - | - | W01b | Estimated Diversity | 0 | 0 | 0 | 0 | 0 | 0 | 0 | 0 | 0 | 0 | 0
2009 | TL | MRO | - | - | W01c | Additions for non-member load (load served by non-registered LSE's in a region) | 0 | 25.6 | 1 | 0 | 0 | 0 | 0 | 0 | 0 | 0 | 0
2009 | TL | MRO | - | - | W01d | Stand-by Load Under Contract (Normally served by behind the meter generation) | 0 | 11 | 11 | 11 | 11 | 11 | 11 | 11 | 11 | 11 | 11
2009 | TL | MRO | - | - | W02 | Total Internal Demand | 43784.5145 | 44524.0994 | 45380.2065 | 46201.975 | 47009.7799 | 47511.5695 | 48192.8744 | 48562.7582 | 49084.9231 | 49600.9874 | 50183.0731
2009 | TL | MRO | - | - | W02a | Direct Control Load Management | 877.2 | 997.2 | 1039.2 | 1024.2 | 1038.2 | 1050.2 | 1067.2 | 1079.2 | 1095.2 | 1108.2 | 1123.2
2009 | TL | MRO | - | - | W02b | Contractually Interruptible (Curtailable) | 1125.1 | 1209.4 | 1199.5 | 1197.4 | 1195.8 | 1198.3 | 1200.7 | 1203.2 | 1205.7 | 1209.3 | 1211.9
2009 | TL | MRO | - | - | W02c | Critical Peak-Pricing (CPP) with Control | 0 | 0 | 0 | 0 | 0 | 0 | 0 | 0 | 0 | 0 | 0
2009 | TL | MRO | - | - | W02d | Load as a Capacity Resource | 0 | 0 | 0 | 0 | 0 | 0 | 0 | 0 | 0 | 0 | 0
2009 | TL | MRO | - | - | W03 | Net Internal Demand = 2-2a-2b-2c-2d | 41782.2145 | 42317.4994 | 43141.5065 | 43980.375 | 44775.7799 | 45263.0695 | 45924.9744 | 46280.3582 | 46784.0231 | 47283.4874 | 47847.9731
2009 | TL | MRO | - | - | W04a | Demand Response used for Reserves - Spinning | 30 | 30 | 30 | 3 | 3 | 3 | 3 | 3 | 3 | 3 | 3
2009 | TL | MRO | - | - | W04b | Demand Response used for Reserves - Non-Spinning | 113 | 113 | 113 | 113 | 113 | 113 | 113 | 113 | 113 | 113 | 113
2009 | TL | MRO | - | - | W04c | Demand Response used for Regulation | 0 | 0 | 0 | 0 | 0 | 0 | 0 | 0 | 0 | 0 | 0
2009 | TL | MRO | - | - | W04d | Demand Response used for Energy, Voluntary - Emergency | 120 | 120 | 120 | 120 | 120 | 120 | 120 | 120 | 120 | 120 | 120
2009 | TL | MRO | - | - | W05 | TOTAL INTERNAL CAPACITY = 6+7 | 61313.8316 | 65710.5157 | 70152.9928 | 74213.4924 | 78166.7903 | 79083.1186 | 80119.2322 | 80617.6939 | 80500.8094 | 80454.719 | 81618.8281
2009 | TL | MRO | - | - | W06 | EXISTING CAPACITY = 6a+6b+6c | 61313.8316 | 62539.0257 | 62634.4028 | 62609.4024 | 62561.1003 | 62594.4286 | 62592.5422 | 62710.0039 | 62455.1194 | 62311.029 | 62311.1381
2009 | TL | MRO | - | - | W06a | Existing, Certain (Note: The sum of 6a1 through 6a4 must be <= 6a) | 55401.5816 | 56487.7757 | 56689.1528 | 56598.1524 | 56549.8503 | 56626.1786 | 56587.2922 | 56704.7539 | 56449.8694 | 56305.779 | 56305.8881
2009 | TL | MRO | - | - | W06a1 | Wind Expected On-Peak | 1130 | 1130 | 1130 | 1130 | 1130 | 1130 | 1130 | 1130 | 1130 | 1130 | 1130
2009 | TL | MRO | - | - | W06a2 | Solar Expected On-Peak | 0 | 0 | 0 | 0 | 0 | 0 | 0 | 0 | 0 | 0 | 0
2009 | TL | MRO | - | - | W06a3 | Hydro Expected On-Peak | 8639.55 | 8732.55 | 8765.55 | 8765.55 | 8765.55 | 8765.55 | 8765.55 | 8765.55 | 8765.55 | 8765.55 | 8765.55
2009 | TL | MRO | - | - | W06a4 | Biomass Expected On-Peak | 330.594 | 330.594 | 330.594 | 302.594 | 261.594 | 261.594 | 261.594 | 261.594 | 261.594 | 261.594 | 261.594
2009 | TL | MRO | - | - | W06a5 | Load as a Capacity Resource Expected On-Peak (Load Management Programs) | 0 | 0 | 0 | 0 | 0 | 0 | 0 | 0 | 0 | 0 | 0
2009 | TL | MRO | - | - | W06b | Existing, Other (Note: The sum of 6b1 through 6b7 must be <= 6b) | 5837.25 | 5976.25 | 5870.25 | 5936.25 | 5936.25 | 5893.25 | 5930.25 | 5930.25 | 5930.25 | 5930.25 | 5930.25
2009 | TL | MRO | - | - | W06b1 | Wind Derate On-Peak | 4674 | 4794 | 4124 | 4124 | 4124 | 4124 | 4124 | 4124 | 4124 | 4124 | 4124
2009 | TL | MRO | - | - | W06b2 | Solar Derate On-Peak | 0 | 0 | 0 | 0 | 0 | 0 | 0 | 0 | 0 | 0 | 0
2009 | TL | MRO | - | - | W06b3 | Hydro Derate On-Peak | 158.25 | 114.25 | 114.25 | 114.25 | 114.25 | 114.25 | 114.25 | 114.25 | 114.25 | 114.25 | 114.25
2009 | TL | MRO | - | - | W06b4 | Biomass Derate On-Peak | 8 | 8 | 8 | 8 | 8 | 8 | 8 | 8 | 8 | 8 | 8
2009 | TL | MRO | - | - | W06b5 | Load as a Capacity Resource Derate On-Peak (Load Management Programs) | 0 | 0 | 0 | 0 | 0 | 0 | 0 | 0 | 0 | 0 | 0
2009 | TL | MRO | - | - | W06b6 | Energy Only | 0 | 0 | 0 | 0 | 0 | 0 | 0 | 0 | 0 | 0 | 0
2009 | TL | MRO | - | - | W06b7 | Scheduled Outage - Maintenance | 233 | 252 | 113 | 179 | 179 | 136 | 173 | 173 | 173 | 173 | 173
2009 | TL | MRO | - | - | W06b8 | Transmission-Limited Resources | 101 | 101 | 101 | 101 | 101 | 101 | 101 | 101 | 101 | 101 | 101
2009 | TL | MRO | - | - | W06c | Existing, Inoperable (Note: Capacity reported in this line are not used in margin calculations) | 75 | 75 | 75 | 75 | 75 | 75 | 75 | 75 | 75 | 75 | 75
2009 | TL | MRO | - | - | W07 | FUTURE CAPACITY ADDITIONS = 7a+7b | 0 | 3171.49 | 7518.59 | 11604.09 | 15605.69 | 16488.69 | 17526.69 | 17907.69 | 18045.69 | 18143.69 | 19307.69
2009 | TL | MRO | - | - | W07a | Future, Planned (Note: Only the net expected On-Peak values are included in this line and does not include Energy Only.) | 0 | 512.59 | 884.59 | 1117.09 | 1959.69 | 2117.69 | 2398.69 | 2731.69 | 2779.69 | 2877.69 | 3341.69
2009 | TL | MRO | - | - | W07a1 | Wind Expected On-Peak | 0 | 28.59 | 26.59 | 26.59 | 26.59 | 26.59 | 26.59 | 26.59 | 26.59 | 26.59 | 26.59
2009 | TL | MRO | - | - | W07a2 | Solar Expected On-Peak | 0 | 0 | 0 | 0 | 0 | 0 | 0 | 0 | 0 | 0 | 0
2009 | TL | MRO | - | - | W07a3 | Hydro Expected On-Peak | 0 | 0 | 11 | 34 | 275 | 275 | 275 | 275 | 318 | 411 | 590
2009 | TL | MRO | - | - | W07a4 | Biomass Expected On-Peak | 0 | 0 | 2 | 2 | 2 | 30 | 30 | 30 | 30 | 30 | 30
2009 | TL | MRO | - | - | W07b | Future, Other (Note: Only the net expected On-Peak values are included in this line and does not include Energy Only.) | 0 | 7.9 | 55.4 | 62.9 | 62.9 | 62.9 | 62.9 | 62.9 | 62.9 | 62.9 | 63.8
2009 | TL | MRO | - | - | W07b1 | Wind Expected On-Peak | 0 | 0 | 0 | 0 | 0 | 0 | 0 | 0 | 0 | 0 | 0
2009 | TL | MRO | - | - | W07b2 | Wind Derate On-Peak | 0 | 0 | 0 | 0 | 0 | 0 | 0 | 0 | 0 | 0 | 0
2009 | TL | MRO | - | - | W07b3 | Solar Expected On-Peak | 0 | 0 | 0 | 0 | 0 | 0 | 0 | 0 | 0 | 0 | 0
2009 | TL | MRO | - | - | W07b4 | Solar Derate On-Peak | 0 | 0 | 0 | 0 | 0 | 0 | 0 | 0 | 0 | 0 | 0
2009 | TL | MRO | - | - | W07b5 | Hydro Expected On-Peak | 0 | 0 | 0 | 0 | 0 | 0 | 0 | 0 | 0 | 0 | 0
2009 | TL | MRO | - | - | W07b6 | Hydro Derate On-Peak | 0 | 0 | 0 | 0 | 0 | 0 | 0 | 0 | 0 | 0 | 0
2009 | TL | MRO | - | - | W07b7 | Biomass Expected On-Peak | 0 | 0 | 40 | 40 | 40 | 40 | 40 | 40 | 40 | 40 | 40
2009 | TL | MRO | - | - | W07b8 | Biomass Derate On-Peak | 0 | 0 | 0 | 0 | 0 | 0 | 0 | 0 | 0 | 0 | 0
2009 | TL | MRO | - | - | W07b9 | Energy Only | 0 | 46 | 46 | 46 | 46 | 46 | 46 | 46 | 46 | 46 | 46
2009 | TL | MRO | - | - | W08 | Conceptual (Note: Only the net expected on-peak capacity is included in this line and does not include Energy Only.) | 0 | 2651 | 6634 | 10487 | 13646 | 14371 | 15128 | 15176 | 15266 | 15266 | 15966
2009 | TL | MRO | - | - | W08a1 | Wind Expected On-Peak | 0 | 1918 | 5194 | 7476 | 8160 | 8385 | 8536 | 8584 | 8674 | 8674 | 8674
2009 | TL | MRO | - | - | W08a2 | Wind Derate On-Peak | 0 | 8480 | 23769 | 33826 | 37245 | 38146 | 38749 | 38944 | 39304 | 39304 | 39304
2009 | TL | MRO | - | - | W08a3 | Solar Expected On-Peak | 0 | 20 | 20 | 20 | 20 | 20 | 20 | 20 | 20 | 20 | 20
2009 | TL | MRO | - | - | W08a4 | Solar Derate On-Peak | 0 | 0 | 0 | 0 | 0 | 0 | 0 | 0 | 0 | 0 | 0
2009 | TL | MRO | - | - | W08a5 | Hydro Expected On-Peak | 0 | 0 | 0 | 0 | 0 | 0 | 0 | 0 | 0 | 0 | 0
2009 | TL | MRO | - | - | W08a6 | Hydro Derate On-Peak | 0 | 0 | 0 | 0 | 0 | 0 | 0 | 0 | 0 | 0 | 0
2009 | TL | MRO | - | - | W08a7 | Biomass Expected On-Peak | 0 | 0 | 0 | 25 | 145 | 145 | 145 | 145 | 145 | 145 | 145
2009 | TL | MRO | - | - | W08a8 | Biomass Derate On-Peak | 0 | 0 | 0 | 0 | 0 | 0 | 0 | 0 | 0 | 0 | 0
2009 | TL | MRO | - | - | W08a9 | Energy Only | 0 | 0 | 0 | 0 | 0 | 0 | 0 | 0 | 0 | 0 | 0
2009 | TL | MRO | - | - | W09 | DELIVERABLE INTERNAL CAPACITY = 6a+7a | 55401.5816 | 57000.3657 | 57573.7428 | 57715.2424 | 58509.5403 | 58743.8686 | 58985.9822 | 59436.4439 | 59229.5594 | 59183.469 | 59647.5781
2009 | TL | MRO | - | - | W10 | CAPACITY TRANSACTIONS - IMPORTS = 10a+10b+10c+10d | 1398.6 | 1395.3 | 1384 | 1334 | 1234 | 1159 | 1159 | 909 | 909 | 909 | 909
2009 | TL | MRO | - | - | W10a | Firm (Note: The sum of 10a1 and 10a2 must be <= 10a) | 1398.6 | 1395.3 | 1384 | 1334 | 1234 | 1159 | 1159 | 909 | 659 | 659 | 659
2009 | TL | MRO | - | - | W10a1 | Full-Responsibility Purchases | 114 | 113 | 113 | 113 | 163 | 163 | 163 | 163 | 163 | 163 | 163
2009 | TL | MRO | - | - | W10a2 | Owned Capacity/Entitlement Located Outside the Region/Subregion | 535 | 535 | 535 | 535 | 435 | 435 | 435 | 435 | 435 | 435 | 435
2009 | TL | MRO | - | - | W10b | Non-firm | 0 | 0 | 0 | 0 | 0 | 0 | 0 | 0 | 0 | 0 | 0
2009 | TL | MRO | - | - | W10c | Expected (Note: The sum of 10c1 and 10c2 must be <= 10c) | 0 | 0 | 0 | 0 | 0 | 0 | 0 | 0 | 0 | 0 | 0
2009 | TL | MRO | - | - | W10c1 | Full-Responsibility Purchases | 0 | 0 | 0 | 0 | 0 | 0 | 0 | 0 | 0 | 0 | 0
2009 | TL | MRO | - | - | W10c2 | Owned Capacity/Entitlement Located Outside the Region/Subregion | 0 | 0 | 0 | 0 | 0 | 0 | 0 | 0 | 0 | 0 | 0
2009 | TL | MRO | - | - | W10d | Provisional – transactions under study, but negotiations have not begun. | 0 | 0 | 0 | 0 | 0 | 0 | 0 | 0 | 250 | 250 | 250
2009 | TL | MRO | - | - | W11 | CAPACITY TRANSACTIONS - EXPORTS = 11a+11b+11c+11d | 1032.3154 | 1064.3154 | 896.3154 | 746.3154 | 736.3154 | 789.6051 | 714.6051 | 709.6051 | 709.6051 | 554.6051 | 554.6051
2009 | TL | MRO | - | - | W11a | Firm (Note: The sum of 11a1 and 11a2 must be <= 11a) | 1032.3154 | 1064.3154 | 896.3154 | 746.3154 | 736.3154 | 789.6051 | 714.6051 | 709.6051 | 709.6051 | 554.6051 | 554.6051
2009 | TL | MRO | - | - | W11a1 | Full-Responsibility Purchases | 517.8154 | 624.8154 | 527.8154 | 527.8154 | 517.8154 | 471.3251 | 471.3251 | 466.3251 | 466.3251 | 311.3251 | 311.3251
2009 | TL | MRO | - | - | W11a2 | Owned Capacity/Entitlement Located Outside the Region/Subregion | 294.5 | 294.5 | 294.5 | 194.5 | 194.5 | 294.28 | 219.28 | 219.28 | 219.28 | 219.28 | 219.28
2009 | TL | MRO | - | - | W11b | Non-firm | 0 | 0 | 0 | 0 | 0 | 0 | 0 | 0 | 0 | 0 | 0
2009 | TL | MRO | - | - | W11c | Expected (Note: The sum of 11c1 and 11c2 must be <= 11c) | 0 | 0 | 0 | 0 | 0 | 0 | 0 | 0 | 0 | 0 | 0
2009 | TL | MRO | - | - | W11c1 | Full-Responsibility Purchases | 0 | 0 | 0 | 0 | 0 | 0 | 0 | 0 | 0 | 0 | 0
2009 | TL | MRO | - | - | W11c2 | Owned Capacity/Entitlement Located Outside the Region/Subregion | 0 | 0 | 0 | 0 | 0 | 0 | 0 | 0 | 0 | 0 | 0
2009 | TL | MRO | - | - | W11d | Provisional – transactions under study, but negotiations have not begun. | 0 | 0 | 0 | 0 | 0 | 0 | 0 | 0 | 0 | 0 | 0
2009 | TL | MRO | - | - | W12 | EXISTING, CERTAIN CAPACITY & NET FIRM TRANSACTIONS = 6a+Net Firm Transactions | 55767.8661 | 56818.7602 | 57176.8373 | 57185.837 | 57047.5349 | 56995.5735 | 57031.6871 | 56904.1488 | 56399.2643 | 56410.1739 | 56410.283
2009 | TL | MRO | - | - | W13 | DELIVERABLE CAPACITY RESOURCES = 12+7a+Net Expected Transactions | 55767.8661 | 57331.3502 | 58061.4273 | 58302.927 | 59007.2249 | 59113.2635 | 59430.3771 | 59635.8388 | 59178.9543 | 59287.8639 | 59751.973
2009 | TL | MRO | - | - | W14 | PROSPECTIVE CAPACITY RESOURCES = 13+6b-[Existing,Other Derates]+16b | 56430.8661 | 58046.2502 | 59526.8273 | 59775.827 | 60480.1249 | 60586.1635 | 60903.2771 | 61108.7388 | 60651.8543 | 60760.7639 | 61225.773
2009 | TL | MRO | - | - | W15 | TOTAL POTENTIAL CAPACITY RESOURCES = 13+6b-[Existing,Other Derates]+7b+ 8+Net Provisional Transactions | 56430.8661 | 60697.2502 | 66160.8273 | 70262.827 | 74126.1249 | 74957.1635 | 76031.2771 | 76284.7388 | 76167.8543 | 76276.7639 | 77441.773
2009 | TL | MRO | - | - | W15a | ADJUSTED POTENTIAL CAPACITY RESOURCES = 13+6b-[Existing,Other Derates]+ 16b+16d+Net Provisional Transactions | 56430.8661 | 58841.5502 | 61517.0273 | 62921.927 | 64573.9249 | 64897.4635 | 65441.6771 | 65661.5388 | 65481.6543 | 65590.5639 | 66265.573
2009 | TL | MRO | - | - | W16a | Confidence of Future, Other (7b), using reasonable judgement | 0 | 1 | 1 | 1 | 1 | 1 | 1 | 1 | 1 | 1 | 1
2009 | TL | MRO | - | - | W16b | Net Future, Other Resources After Confidence Percentage Is Applied = 7b*16a | 0 | 7.9 | 55.4 | 62.9 | 62.9 | 62.9 | 62.9 | 62.9 | 62.9 | 62.9 | 63.8
2009 | TL | MRO | - | - | W16c | Confidence of Conceptual (8), using reasonable judgement | 0 | 0.3 | 0.3 | 0.3 | 0.3 | 0.3 | 0.3 | 0.3 | 0.3 | 0.3 | 0.3
2009 | TL | MRO | - | - | W16d | Net Conceptual Resources After Confidence Percentage Is Applied = 8*16c | 0 | 795.3 | 1990.2 | 3146.1 | 4093.8 | 4311.3 | 4538.4 | 4552.8 | 4579.8 | 4579.8 | 4789.8
2009 | TL | MRO | - | - | W17C | Region/Subregion Target Capacity Margin | 0 | 0.1305 | 0.1305 | 0.1305 | 0.1305 | 0.1305 | 0.1305 | 0.1305 | 0.1305 | 0.1305 | 0.1305
2009 | TL | MRO | - | - | W17R | Region/Subregion Target Reserve Margin | 0 | 0.15 | 0.15 | 0.15 | 0.15 | 0.15 | 0.15 | 0.15 | 0.15 | 0.15 | 0.15
2009 | TL | MRO | - | - | W18C | Existing Certain and Net Firm Transactions = (12-3)/12 | 0 | 0.25522 | 0.24547 | 0.23092 | 0.21511 | 0.20585 | 0.19475 | 0.1867 | 0.17049 | 0.16179 | 0.15179
2009 | TL | MRO | - | - | W19C | Deliverable Capacity Resources = (13-3)/13 | 0 | 0.26188 | 0.25697 | 0.24566 | 0.24118 | 0.2343 | 0.22725 | 0.22395 | 0.20945 | 0.20248 | 0.19922
2009 | TL | MRO | - | - | W20C | Prospective Capacity Resources = (14-3)/14 | 0 | 0.27097 | 0.27526 | 0.26424 | 0.25966 | 0.25291 | 0.24594 | 0.24266 | 0.22865 | 0.22181 | 0.2185
2009 | TL | MRO | - | - | W21C | Total Potential Resources = (15-3)/15 | 0 | 0.30281 | 0.34793 | 0.37406 | 0.39595 | 0.39615 | 0.39597 | 0.39332 | 0.38578 | 0.38011 | 0.38214
2009 | TL | MRO | - | - | W22C | Adjusted Potential Resources = (15a-3)/15a | 0 | 0.28082 | 0.29871 | 0.30103 | 0.3066 | 0.30254 | 0.29823 | 0.29517 | 0.28554 | 0.27911 | 0.27794
2009 | TL | MRO | - | - | W18R | Existing Certain and Net Firm Transactions = (12-3)/3 | 0 | 0.34268 | 0.32533 | 0.30026 | 0.27407 | 0.25921 | 0.24184 | 0.22955 | 0.20552 | 0.19302 | 0.17895
2009 | TL | MRO | - | - | W19R | Deliverable Capacity Resources = (13-3)/3 | 0 | 0.35479 | 0.34584 | 0.32566 | 0.31784 | 0.30599 | 0.29408 | 0.28858 | 0.26494 | 0.25388 | 0.24879
2009 | TL | MRO | - | - | W20R | Prospective Capacity Resources = (14-3)/3 | 0 | 0.37168 | 0.3798 | 0.35915 | 0.35073 | 0.33853 | 0.32615 | 0.3204 | 0.29642 | 0.28503 | 0.27959
2009 | TL | MRO | - | - | W21R | Total Potential Resources = (15-3)/3 | 0 | 0.43433 | 0.53358 | 0.59759 | 0.6555 | 0.65603 | 0.65555 | 0.64832 | 0.62807 | 0.61318 | 0.6185
2009 | TL | MRO | - | - | W22R | Adjusted Potential Resources = (15a-3)/3 | 0 | 0.39048 | 0.42594 | 0.43068 | 0.44216 | 0.43378 | 0.42497 | 0.41878 | 0.39966 | 0.38718 | 0.38492
2009 | TL | MRO | - | - | W24 | Other Capacity < 1 MW | 0 | 0 | 0 | 0 | 0 | 0 | 0 | 0 | 0 | 0 | 0
2009 | TL | MRO | - | - | W25 | Distributed Generator Capacity >= 1 MW | 0 | 0 | 0 | 0 | 0 | 0 | 0 | 0 | 0 | 0 | 0
2009 | TL | MRO | - | - | W26 | Capacity Total from EIA-860 | 0 | 0 | 0 | 0 | 0 | 0 | 0 | 0 | 0 | 0 | 0
2009 | TL | MRO | - | - | W27 | Total Installed Baseline Capacity Resources = 12+6b | 61605.1161 | 0 | 0 | 0 | 0 | 0 | 0 | 0 | 0 | 0 | 0
2009 | TL | NPCC | - | - | W01 | Unrestricted Non-coincident Peak Demand = 2+1a+1b-1c-1d | 75750 | 112619.7422 | 113942.0534 | 115087.9665 | 116371.4874 | 117356.8887 | 118636.5178 | 119319.6509 | 121220.717 | 122480.4487 | 123165.832
2009 | TL | NPCC | - | - | W01a | New Conservation (Energy Efficiency) | 0 | 831.8712 | 1498.1892 | 2376.8532 | 3312.347 | 4183.9648 | 4912.3589 | 5668.9509 | 6102.145 | 6566.4341 | 7001.9678
2009 | TL | NPCC | - | - | W01b | Estimated Diversity | 0 | 0 | 0 | 0 | 0 | 0 | 0 | 0 | 0 | 0 | 0
2009 | TL | NPCC | - | - | W01c | Additions for non-member load (load served by non-registered LSE's in a region) | 0 | 0 | 0 | 0 | 0 | 0 | 0 | 0 | 0 | 0 | 0
2009 | TL | NPCC | - | - | W01d | Stand-by Load Under Contract (Normally served by behind the meter generation) | 0 | 0 | 0 | 0 | 0 | 0 | 0 | 0 | 0 | 0 | 0
2009 | TL | NPCC | - | - | W02 | Total Internal Demand | 75750 | 111787.8709 | 112443.8642 | 112711.1134 | 113059.1404 | 113172.9239 | 113724.1589 | 113650.7 | 115118.572 | 115914.0145 | 116163.8642
2009 | TL | NPCC | - | - | W02a | Direct Control Load Management | 0 | 250 | 250 | 250 | 250 | 250 | 250 | 250 | 250 | 250 | 250
2009 | TL | NPCC | - | - | W02b | Contractually Interruptible (Curtailable) | 309 | 1941 | 1938 | 1937 | 1936 | 1935 | 1629 | 1628 | 1626 | 1529 | 1527
2009 | TL | NPCC | - | - | W02c | Critical Peak-Pricing (CPP) with Control | 0 | 0 | 0 | 0 | 0 | 0 | 0 | 0 | 0 | 0 | 0
2009 | TL | NPCC | - | - | W02d | Load as a Capacity Resource | 0 | 0 | 0 | 0 | 0 | 0 | 0 | 0 | 0 | 0 | 0
2009 | TL | NPCC | - | - | W03 | Net Internal Demand = 2-2a-2b-2c-2d | 75441 | 109596.8709 | 110255.8642 | 110524.1134 | 110873.1404 | 110987.9239 | 111845.1589 | 111772.7 | 113242.572 | 114135.0145 | 114386.8642
2009 | TL | NPCC | - | - | W04a | Demand Response used for Reserves - Spinning | 0 | 0 | 0 | 0 | 0 | 0 | 0 | 0 | 0 | 0 | 0
2009 | TL | NPCC | - | - | W04b | Demand Response used for Reserves - Non-Spinning | 0 | 0 | 0 | 0 | 0 | 0 | 0 | 0 | 0 | 0 | 0
2009 | TL | NPCC | - | - | W04c | Demand Response used for Regulation | 0 | 0 | 0 | 0 | 0 | 0 | 0 | 0 | 0 | 0 | 0
2009 | TL | NPCC | - | - | W04d | Demand Response used for Energy, Voluntary - Emergency | 0 | 0 | 0 | 0 | 0 | 0 | 0 | 0 | 0 | 0 | 0
2009 | TL | NPCC | - | - | W05 | TOTAL INTERNAL CAPACITY = 6+7 | 158273 | 164338.8 | 165869.1247 | 171907.7644 | 178468.6189 | 180512.4629 | 181675.8889 | 178789.1979 | 179174.231 | 178685.8673 | 178193.2677
2009 | TL | NPCC | - | - | W06 | EXISTING CAPACITY = 6a+6b+6c | 158273 | 160262.4 | 154327.7748 | 154404.447 | 153983.447 | 153713.447 | 153549.447 | 147171.6508 | 146157.5408 | 144264.9408 | 143277.4408
2009 | TL | NPCC | - | - | W06a | Existing, Certain (Note: The sum of 6a1 through 6a4 must be <= 6a) | 152214 | 149454.4 | 145595.4 | 145693.9 | 146302.9 | 146032.9 | 145873.9 | 139496.1038 | 138631.9938 | 136739.3938 | 135751.8938
2009 | TL | NPCC | - | - | W06a1 | Wind Expected On-Peak | 212 | 932.3645 | 704.3645 | 704.3645 | 704.3645 | 704.3645 | 704.3645 | 704.3645 | 704.3645 | 704.3645 | 704.3645
2009 | TL | NPCC | - | - | W06a2 | Solar Expected On-Peak | 0 | 1 | 0 | 0.7815 | 0.7815 | 0.7815 | 0.7815 | 0.7815 | 0.7815 | 0.7815 | 0.7815
2009 | TL | NPCC | - | - | W06a3 | Hydro Expected On-Peak | 46298 | 46961.6355 | 46343.3062 | 46417.3062 | 46386.3062 | 46386.3062 | 46386.3062 | 46370.3062 | 46333.3062 | 46333.3062 | 46333.3062
2009 | TL | NPCC | - | - | W06a4 | Biomass Expected On-Peak | 1270 | 1771 | 1783.6 | 1704.6 | 1704.6 | 1704.6 | 1704.6 | 1704.6 | 1704.6 | 1704.6 | 1704.6
2009 | TL | NPCC | - | - | W06a5 | Load as a Capacity Resource Expected On-Peak (Load Management Programs) | 3279 | 3035 | 2513.7673 | 2920.0924 | 2542.0924 | 2542.0924 | 2453.0798 | 2453.0798 | 2453.0798 | 2453.0798 | 2453.0798
2009 | TL | NPCC | - | - | W06b | Existing, Other (Note: The sum of 6b1 through 6b7 must be <= 6b) | 5492 | 10788 | 8712.3748 | 8690.547 | 7660.547 | 7660.547 | 7655.547 | 7655.547 | 7505.547 | 7505.547 | 7505.547
2009 | TL | NPCC | - | - | W06b1 | Wind Derate On-Peak | 1137 | 1619.9809 | 1575.9809 | 1575.9809 | 1575.9809 | 1575.9809 | 1575.9809 | 1575.9809 | 1575.9809 | 1575.9809 | 1575.9809
2009 | TL | NPCC | - | - | W06b2 | Solar Derate On-Peak | 0 | 0 | 0 | 1.1722 | 1.1722 | 1.1722 | 1.1722 | 1.1722 | 1.1722 | 1.1722 | 1.1722
2009 | TL | NPCC | - | - | W06b3 | Hydro Derate On-Peak | 2591 | 3182.3645 | 3481.3938 | 3440.3938 | 3440.3938 | 3440.3938 | 3440.3938 | 3440.3938 | 3440.3938 | 3440.3938 | 3440.3938
2009 | TL | NPCC | - | - | W06b4 | Biomass Derate On-Peak | 21 | 30 | 26 | 26 | 26 | 26 | 26 | 26 | 26 | 26 | 26
2009 | TL | NPCC | - | - | W06b5 | Load as a Capacity Resource Derate On-Peak (Load Management Programs) | 276 | 479 | 556 | 533 | 533 | 533 | 528 | 528 | 528 | 528 | 528
2009 | TL | NPCC | - | - | W06b6 | Energy Only | 0 | 121 | 121 | 121 | 121 | 121 | 121 | 121 | 121 | 121 | 121
2009 | TL | NPCC | - | - | W06b7 | Scheduled Outage - Maintenance | 973 | 2491 | 1278 | 1278 | 1278 | 1278 | 1278 | 1278 | 1278 | 1278 | 1278
2009 | TL | NPCC | - | - | W06b8 | Transmission-Limited Resources | 0 | 1734 | 1180 | 1180 | 150 | 150 | 150 | 150 | 0 | 0 | 0
2009 | TL | NPCC | - | - | W06c | Existing, Inoperable (Note: Capacity reported in this line are not used in margin calculations) | 567 | 20 | 20 | 20 | 20 | 20 | 20 | 20 | 20 | 20 | 20
2009 | TL | NPCC | - | - | W07 | FUTURE CAPACITY ADDITIONS = 7a+7b | 0 | 4076.4 | 11541.35 | 17503.3174 | 24485.1719 | 26799.0159 | 28126.4419 | 31617.5471 | 33016.6902 | 34420.9265 | 34915.8269
2009 | TL | NPCC | - | - | W07a | Future, Planned (Note: Only the net expected On-Peak values are included in this line and does not include Energy Only.) | 0 | 3607.4 | 6691.3625 | 9716.8841 | 11115.285 | 11831.8178 | 12605.2004 | 13247.1354 | 13295.8694 | 13529.8244 | 13400.7174
2009 | TL | NPCC | - | - | W07a1 | Wind Expected On-Peak | 0 | 153 | 309.5851 | 496.0851 | 586.9251 | 597.0051 | 597.0051 | 597.0051 | 597.0051 | 597.0051 | 597.0051
2009 | TL | NPCC | - | - | W07a2 | Solar Expected On-Peak | 0 | 0 | 148.2699 | 209.4682 | 209.4682 | 209.4682 | 209.4682 | 209.4682 | 209.4682 | 209.4682 | 209.4682
2009 | TL | NPCC | - | - | W07a3 | Hydro Expected On-Peak | 0 | 45 | 97.213 | 786.362 | 1096.362 | 1146.362 | 2146.862 | 2146.862 | 2406.862 | 2784.862 | 2784.862
2009 | TL | NPCC | - | - | W07a4 | Biomass Expected On-Peak | 0 | 63 | 71 | 122 | 234 | 234 | 334 | 334 | 334 | 334 | 334
2009 | TL | NPCC | - | - | W07b | Future, Other (Note: Only the net expected On-Peak values are included in this line and does not include Energy Only.) | 0 | 0 | 23 | 195 | 195 | 211 | 227 | 227 | 243 | 243 | 259
2009 | TL | NPCC | - | - | W07b1 | Wind Expected On-Peak | 0 | 0 | 0 | 0 | 0 | 16 | 32 | 32 | 48 | 48 | 64
2009 | TL | NPCC | - | - | W07b2 | Wind Derate On-Peak | 0 | 594.2 | 934 | 2238.3468 | 3274.7068 | 3821.0268 | 4505.0268 | 4779.0268 | 4813.0268 | 4813.0268 | 4847.0268
2009 | TL | NPCC | - | - | W07b3 | Solar Expected On-Peak | 0 | 0 | 0 | 0 | 0 | 0 | 0 | 0 | 0 | 0 | 0
2009 | TL | NPCC | - | - | W07b4 | Solar Derate On-Peak | 0 | 0 | 0 | 314.2023 | 314.2023 | 314.2023 | 314.2023 | 314.2023 | 314.2023 | 314.2023 | 314.2023
2009 | TL | NPCC | - | - | W07b5 | Hydro Expected On-Peak | 0 | 2.5 | 4.887 | 16.038 | 16.038 | 16.038 | 137.538 | 137.538 | 137.538 | 137.538 | 137.538
2009 | TL | NPCC | - | - | W07b6 | Hydro Derate On-Peak | 0 | 0 | 0 | 0 | 0 | 0 | 0 | 0 | 0 | 0 | 0
2009 | TL | NPCC | - | - | W07b7 | Biomass Expected On-Peak | 0 | 0 | 0 | 0 | 0 | 0 | 0 | 0 | 0 | 0 | 0
2009 | TL | NPCC | - | - | W07b8 | Biomass Derate On-Peak | 0 | 0 | 0 | 0 | 13 | 13 | 13 | 13 | 13 | 13 | 13
2009 | TL | NPCC | - | - | W07b9 | Energy Only | 0 | 0 | 0 | 0 | 0 | 0 | 0 | 0 | 0 | 0 | 0
2009 | TL | NPCC | - | - | W08 | Conceptual (Note: Only the net expected on-peak capacity is included in this line and does not include Energy Only.) | 0 | 469 | 4849.9875 | 7786.4333 | 13369.8868 | 14967.1981 | 15521.2415 | 18370.4118 | 19720.8208 | 20891.1021 | 21515.1096
2009 | TL | NPCC | - | - | W08a1 | Wind Expected On-Peak | 0 | 287 | 1636 | 2321.2349 | 3230.0093 | 3587.035 | 3651.5186 | 3899.0766 | 4128.5397 | 4129.5267 | 4130.8673
2009 | TL | NPCC | - | - | W08a2 | Wind Derate On-Peak | 0 | 0 | 0 | 1.2333 | 1612.5489 | 2528.9962 | 2787.4724 | 3778.3397 | 4697.0832 | 4702.2652 | 4709.3032
2009 | TL | NPCC | - | - | W08a3 | Solar Expected On-Peak | 0 | 0 | 0 | 1.0548 | 69.8171 | 110.2683 | 123.6148 | 172.767 | 221.1728 | 234.3307 | 250.7957
2009 | TL | NPCC | - | - | W08a4 | Solar Derate On-Peak | 0 | 0 | 0 | 1.5822 | 104.7256 | 165.4025 | 185.4222 | 259.1505 | 331.7591 | 351.496 | 376.1935
2009 | TL | NPCC | - | - | W08a5 | Hydro Expected On-Peak | 0 | 8 | 29.6875 | 37.3525 | 46.806 | 57.1172 | 107.3047 | 179.6404 | 231.3299 | 269.0764 | 286.4504
2009 | TL | NPCC | - | - | W08a6 | Hydro Derate On-Peak | 0 | 0 | 5.0625 | 7.8975 | 11.394 | 15.2078 | 33.7702 | 60.5245 | 79.6426 | 93.6036 | 100.0296
2009 | TL | NPCC | - | - | W08a7 | Biomass Expected On-Peak | 0 | 104 | 179 | 390 | 390 | 440 | 490 | 840 | 1640 | 1640 | 1640
2009 | TL | NPCC | - | - | W08a8 | Biomass Derate On-Peak | 0 | 0 | 0 | 0 | 200 | 350 | 350 | 0 | 0 | 0 | 0
2009 | TL | NPCC | - | - | W08a9 | Energy Only | 0 | 0 | 0 | 0 | 0 | 0 | 0 | 0 | 0 | 0 | 0
2009 | TL | NPCC | - | - | W09 | DELIVERABLE INTERNAL CAPACITY = 6a+7a | 152214 | 153061.8 | 152286.7625 | 155410.7841 | 157418.185 | 157864.7178 | 158479.1004 | 152743.2392 | 151927.8632 | 150269.2182 | 149152.6112
2009 | TL | NPCC | - | - | W10 | CAPACITY TRANSACTIONS - IMPORTS = 10a+10b+10c+10d | 3932 | 685.9 | 601 | 401 | 918.5 | 918.5 | 868.5 | 868.5 | 868.5 | 868.5 | 868.5
2009 | TL | NPCC | - | - | W10a | Firm (Note: The sum of 10a1 and 10a2 must be <= 10a) | 3932 | 685.9 | 601 | 401 | 918.5 | 918.5 | 868.5 | 868.5 | 868.5 | 868.5 | 868.5
2009 | TL | NPCC | - | - | W10a1 | Full-Responsibility Purchases | 1995 | 401 | 401 | 401 | 401 | 401 | 401 | 401 | 401 | 401 | 401
2009 | TL | NPCC | - | - | W10a2 | Owned Capacity/Entitlement Located Outside the Region/Subregion | 0 | 0 | 0 | 0 | 0 | 0 | 0 | 0 | 0 | 0 | 0
2009 | TL | NPCC | - | - | W10b | Non-firm | 0 | 0 | 0 | 0 | 0 | 0 | 0 | 0 | 0 | 0 | 0
2009 | TL | NPCC | - | - | W10c | Expected (Note: The sum of 10c1 and 10c2 must be <= 10c) | 0 | 0 | 0 | 0 | 0 | 0 | 0 | 0 | 0 | 0 | 0
2009 | TL | NPCC | - | - | W10c1 | Full-Responsibility Purchases | 0 | 0 | 0 | 0 | 0 | 0 | 0 | 0 | 0 | 0 | 0
2009 | TL | NPCC | - | - | W10c2 | Owned Capacity/Entitlement Located Outside the Region/Subregion | 0 | 0 | 0 | 0 | 0 | 0 | 0 | 0 | 0 | 0 | 0
2009 | TL | NPCC | - | - | W10d | Provisional – transactions under study, but negotiations have not begun. | 0 | 0 | 0 | 0 | 0 | 0 | 0 | 0 | 0 | 0 | 0
2009 | TL | NPCC | - | - | W11 | CAPACITY TRANSACTIONS - EXPORTS = 11a+11b+11c+11d | 1922 | 998 | 1114.1 | 996.3 | 488 | 488 | 488 | 488 | 488 | 488 | 488
2009 | TL | NPCC | - | - | W11a | Firm (Note: The sum of 11a1 and 11a2 must be <= 11a) | 1922 | 998 | 1114.1 | 996.3 | 488 | 488 | 488 | 488 | 488 | 488 | 488
2009 | TL | NPCC | - | - | W11a1 | Full-Responsibility Purchases | 1467 | 543 | 543 | 343 | 343 | 343 | 343 | 343 | 343 | 343 | 343
2009 | TL | NPCC | - | - | W11a2 | Owned Capacity/Entitlement Located Outside the Region/Subregion | 0 | 0 | 0 | 0 | 0 | 0 | 0 | 0 | 0 | 0 | 0
2009 | TL | NPCC | - | - | W11b | Non-firm | 0 | 0 | 0 | 0 | 0 | 0 | 0 | 0 | 0 | 0 | 0
2009 | TL | NPCC | - | - | W11c | Expected (Note: The sum of 11c1 and 11c2 must be <= 11c) | 0 | 0 | 0 | 0 | 0 | 0 | 0 | 0 | 0 | 0 | 0
2009 | TL | NPCC | - | - | W11c1 | Full-Responsibility Purchases | 0 | 0 | 0 | 0 | 0 | 0 | 0 | 0 | 0 | 0 | 0
2009 | TL | NPCC | - | - | W11c2 | Owned Capacity/Entitlement Located Outside the Region/Subregion | 0 | 0 | 0 | 0 | 0 | 0 | 0 | 0 | 0 | 0 | 0
2009 | TL | NPCC | - | - | W11d | Provisional – transactions under study, but negotiations have not begun. | 0 | 0 | 0 | 0 | 0 | 0 | 0 | 0 | 0 | 0 | 0
2009 | TL | NPCC | - | - | W12 | EXISTING, CERTAIN CAPACITY & NET FIRM TRANSACTIONS = 6a+Net Firm Transactions | 154224 | 149142.3 | 145082.3 | 145098.6 | 146733.4 | 146463.4 | 146254.4 | 139876.6038 | 139012.4938 | 137119.8938 | 136132.3938
2009 | TL | NPCC | - | - | W13 | DELIVERABLE CAPACITY RESOURCES = 12+7a+Net Expected Transactions | 154224 | 152749.7 | 151773.6625 | 154815.4841 | 157848.685 | 158295.2178 | 158859.6004 | 153123.7392 | 152308.3632 | 150649.7182 | 149533.1112
2009 | TL | NPCC | - | - | W14 | PROSPECTIVE CAPACITY RESOURCES = 13+6b-[Existing,Other Derates]+16b | 154718 | 153880.3546 | 152267.6625 | 155350.4841 | 158383.685 | 158830.2178 | 159394.6004 | 153658.7392 | 152843.3632 | 151184.7182 | 150068.1112
2009 | TL | NPCC | - | - | W15 | TOTAL POTENTIAL CAPACITY RESOURCES = 13+6b-[Existing,Other Derates]+7b+ 8+Net Provisional Transactions | 154718 | 154349.3546 | 157140.65 | 163331.9174 | 171948.5719 | 174008.4159 | 175142.8419 | 172256.1509 | 172807.184 | 172318.8203 | 171842.2207
2009 | TL | NPCC | - | - | W15a | ADJUSTED POTENTIAL CAPACITY RESOURCES = 13+6b-[Existing,Other Derates]+ 16b+16d+Net Provisional Transactions | 154718 | 153880.3546 | 152267.6625 | 155350.4841 | 158383.685 | 158830.2178 | 159394.6004 | 153658.7392 | 152843.3632 | 151184.7182 | 150068.1112
2009 | TL | NPCC | - | - | W16a | Confidence of Future, Other (7b), using reasonable judgement | 0 | 0 | 0 | 0 | 0 | 0 | 0 | 0 | 0 | 0 | 0
2009 | TL | NPCC | - | - | W16b | Net Future, Other Resources After Confidence Percentage Is Applied = 7b*16a | 0 | 0 | 0 | 0 | 0 | 0 | 0 | 0 | 0 | 0 | 0
2009 | TL | NPCC | - | - | W16c | Confidence of Conceptual (8), using reasonable judgement | 0 | 0 | 0 | 0 | 0 | 0 | 0 | 0 | 0 | 0 | 0
2009 | TL | NPCC | - | - | W16d | Net Conceptual Resources After Confidence Percentage Is Applied = 8*16c | 0 | 0 | 0 | 0 | 0 | 0 | 0 | 0 | 0 | 0 | 0
2009 | TL | NPCC | - | - | W17C | Region/Subregion Target Capacity Margin | 0 | 0 | 0 | 0 | 0 | 0 | 0 | 0 | 0 | 0 | 0
2009 | TL | NPCC | - | - | W17R | Region/Subregion Target Reserve Margin | 0 | 0.15 | 0.15 | 0.15 | 0.15 | 0.15 | 0.15 | 0.15 | 0.15 | 0.15 | 0.15
2009 | TL | NPCC | - | - | W18C | Existing Certain and Net Firm Transactions = (12-3)/12 | 0 | 0.26515 | 0.24005 | 0.23828 | 0.24439 | 0.24221 | 0.23527 | 0.20092 | 0.18538 | 0.16763 | 0.15974
2009 | TL | NPCC | - | - | W19C | Deliverable Capacity Resources = (13-3)/13 | 0 | 0.28251 | 0.27355 | 0.28609 | 0.2976 | 0.29885 | 0.29595 | 0.27005 | 0.25649 | 0.24238 | 0.23504
2009 | TL | NPCC | - | - | W20C | Prospective Capacity Resources = (14-3)/14 | 0 | 0.28778 | 0.27591 | 0.28855 | 0.29997 | 0.30122 | 0.29831 | 0.27259 | 0.25909 | 0.24506 | 0.23777
2009 | TL | NPCC | - | - | W21C | Total Potential Resources = (15-3)/15 | 0 | 0.28994 | 0.29836 | 0.32332 | 0.3552 | 0.36217 | 0.36141 | 0.35113 | 0.34469 | 0.33765 | 0.33435
2009 | TL | NPCC | - | - | W22C | Adjusted Potential Resources = (15a-3)/15a | 0 | 0.28778 | 0.27591 | 0.28855 | 0.29997 | 0.30122 | 0.29831 | 0.27259 | 0.25909 | 0.24506 | 0.23777
2009 | TL | NPCC | - | - | W18R | Existing Certain and Net Firm Transactions = (12-3)/3 | 0 | 0.36083 | 0.31587 | 0.31282 | 0.32344 | 0.31963 | 0.30765 | 0.25144 | 0.22756 | 0.20138 | 0.19011
2009 | TL | NPCC | - | - | W19R | Deliverable Capacity Resources = (13-3)/3 | 0 | 0.39374 | 0.37656 | 0.40074 | 0.42369 | 0.42624 | 0.42035 | 0.36996 | 0.34497 | 0.31993 | 0.30726
2009 | TL | NPCC | - | - | W20R | Prospective Capacity Resources = (14-3)/3 | 0 | 0.40406 | 0.38104 | 0.40558 | 0.42851 | 0.43106 | 0.42514 | 0.37474 | 0.3497 | 0.32461 | 0.31193
2009 | TL | NPCC | - | - | W21R | Total Potential Resources = (15-3)/3 | 0 | 0.40834 | 0.42524 | 0.47779 | 0.55086 | 0.56781 | 0.56594 | 0.54113 | 0.52599 | 0.50978 | 0.50229
2009 | TL | NPCC | - | - | W22R | Adjusted Potential Resources = (15a-3)/3 | 0 | 0.40406 | 0.38104 | 0.40558 | 0.42851 | 0.43106 | 0.42514 | 0.37474 | 0.3497 | 0.32461 | 0.31193
2009 | TL | NPCC | - | - | W24 | Other Capacity < 1 MW | 0 | 0 | 0 | 0 | 0 | 0 | 0 | 0 | 0 | 0 | 0
2009 | TL | NPCC | - | - | W25 | Distributed Generator Capacity >= 1 MW | 0 | 0 | 0 | 0 | 0 | 0 | 0 | 0 | 0 | 0 | 0
2009 | TL | NPCC | - | - | W26 | Capacity Total from EIA-860 | 0 | 0 | 0 | 0 | 0 | 0 | 0 | 0 | 0 | 0 | 0
2009 | TL | NPCC | - | - | W27 | Total Installed Baseline Capacity Resources = 12+6b | 159716 | 0 | 0 | 0 | 0 | 0 | 0 | 0 | 0 | 0 | 0
2009 | US | NPCC | - | - | W01 | Unrestricted Non-coincident Peak Demand = 2+1a+1b-1c-1d | 47151 | 47233 | 47373 | 47700 | 48144 | 48607 | 49019 | 49423 | 49843 | 50267 | 50699
2009 | US | NPCC | - | - | W01a | New Conservation (Energy Efficiency) | 0 | 135 | 297 | 505 | 760 | 987 | 1165 | 1366 | 1511 | 1658 | 1801
2009 | US | NPCC | - | - | W01b | Estimated Diversity | 0 | 0 | 0 | 0 | 0 | 0 | 0 | 0 | 0 | 0 | 0
2009 | US | NPCC | - | - | W01c | Additions for non-member load (load served by non-registered LSE's in a region) | 0 | 0 | 0 | 0 | 0 | 0 | 0 | 0 | 0 | 0 | 0
2009 | US | NPCC | - | - | W01d | Stand-by Load Under Contract (Normally served by behind the meter generation) | 0 | 0 | 0 | 0 | 0 | 0 | 0 | 0 | 0 | 0 | 0
2009 | US | NPCC | - | - | W02 | Total Internal Demand | 47151 | 47098 | 47076 | 47195 | 47384 | 47620 | 47854 | 48057 | 48332 | 48609 | 48898
2009 | US | NPCC | - | - | W02a | Direct Control Load Management | 0 | 0 | 0 | 0 | 0 | 0 | 0 | 0 | 0 | 0 | 0
2009 | US | NPCC | - | - | W02b | Contractually Interruptible (Curtailable) | 0 | 0 | 0 | 0 | 0 | 0 | 0 | 0 | 0 | 0 | 0
2009 | US | NPCC | - | - | W02c | Critical Peak-Pricing (CPP) with Control | 0 | 0 | 0 | 0 | 0 | 0 | 0 | 0 | 0 | 0 | 0
2009 | US | NPCC | - | - | W02d | Load as a Capacity Resource | 0 | 0 | 0 | 0 | 0 | 0 | 0 | 0 | 0 | 0 | 0
2009 | US | NPCC | - | - | W03 | Net Internal Demand = 2-2a-2b-2c-2d | 47151 | 47098 | 47076 | 47195 | 47384 | 47620 | 47854 | 48057 | 48332 | 48609 | 48898
2009 | US | NPCC | - | - | W04a | Demand Response used for Reserves - Spinning | 0 | 0 | 0 | 0 | 0 | 0 | 0 | 0 | 0 | 0 | 0
2009 | US | NPCC | - | - | W04b | Demand Response used for Reserves - Non-Spinning | 0 | 0 | 0 | 0 | 0 | 0 | 0 | 0 | 0 | 0 | 0
2009 | US | NPCC | - | - | W04c | Demand Response used for Regulation | 0 | 0 | 0 | 0 | 0 | 0 | 0 | 0 | 0 | 0 | 0
2009 | US | NPCC | - | - | W04d | Demand Response used for Energy, Voluntary - Emergency | 0 | 0 | 0 | 0 | 0 | 0 | 0 | 0 | 0 | 0 | 0
2009 | US | NPCC | - | - | W05 | TOTAL INTERNAL CAPACITY = 6+7 | 78126 | 78897.8 | 79787.1 | 85562.3 | 90288.1 | 91590.8 | 91590.8 | 93537.8 | 93537.8 | 93537.8 | 93537.8
2009 | US | NPCC | - | - | W06 | EXISTING CAPACITY = 6a+6b+6c | 78126 | 77701.4 | 73468.4 | 75123.9 | 74745.9 | 74745.9 | 74745.9 | 74745.9 | 74745.9 | 74745.9 | 74745.9
2009 | US | NPCC | - | - | W06a | Existing, Certain (Note: The sum of 6a1 through 6a4 must be <= 6a) | 77129 | 76706.4 | 72254.4 | 73909.9 | 73531.9 | 73531.9 | 73531.9 | 73531.9 | 73531.9 | 73531.9 | 73531.9
2009 | US | NPCC | - | - | W06a1 | Wind Expected On-Peak | 31 | 459 | 231 | 231 | 231 | 231 | 231 | 231 | 231 | 231 | 231
2009 | US | NPCC | - | - | W06a2 | Solar Expected On-Peak | 0 | 1 | 0 | 0 | 0 | 0 | 0 | 0 | 0 | 0 | 0
2009 | US | NPCC | - | - | W06a3 | Hydro Expected On-Peak | 1897 | 1936 | 1566 | 1648 | 1648 | 1648 | 1648 | 1648 | 1648 | 1648 | 1648
2009 | US | NPCC | - | - | W06a4 | Biomass Expected On-Peak | 996 | 1373 | 1382 | 1303 | 1303 | 1303 | 1303 | 1303 | 1303 | 1303 | 1303
2009 | US | NPCC | - | - | W06a5 | Load as a Capacity Resource Expected On-Peak (Load Management Programs) | 2737 | 2519 | 2305 | 2724 | 2346 | 2346 | 2346 | 2346 | 2346 | 2346 | 2346
2009 | US | NPCC | - | - | W06b | Existing, Other (Note: The sum of 6b1 through 6b7 must be <= 6b) | 997 | 995 | 1214 | 1214 | 1214 | 1214 | 1214 | 1214 | 1214 | 1214 | 1214
2009 | US | NPCC | - | - | W06b1 | Wind Derate On-Peak | 44 | 44 | 0 | 0 | 0 | 0 | 0 | 0 | 0 | 0 | 0
2009 | US | NPCC | - | - | W06b2 | Solar Derate On-Peak | 0 | 0 | 0 | 0 | 0 | 0 | 0 | 0 | 0 | 0 | 0
2009 | US | NPCC | - | - | W06b3 | Hydro Derate On-Peak | 38 | 36 | 299 | 258 | 258 | 258 | 258 | 258 | 258 | 258 | 258
2009 | US | NPCC | - | - | W06b4 | Biomass Derate On-Peak | 0 | 0 | 0 | 0 | 0 | 0 | 0 | 0 | 0 | 0 | 0
2009 | US | NPCC | - | - | W06b5 | Load as a Capacity Resource Derate On-Peak (Load Management Programs) | 0 | 0 | 0 | 0 | 0 | 0 | 0 | 0 | 0 | 0 | 0
2009 | US | NPCC | - | - | W06b6 | Energy Only | 0 | 0 | 0 | 0 | 0 | 0 | 0 | 0 | 0 | 0 | 0
2009 | US | NPCC | - | - | W06b7 | Scheduled Outage - Maintenance | 400 | 400 | 400 | 400 | 400 | 400 | 400 | 400 | 400 | 400 | 400
2009 | US | NPCC | - | - | W06b8 | Transmission-Limited Resources | 0 | 0 | 0 | 0 | 0 | 0 | 0 | 0 | 0 | 0 | 0
2009 | US | NPCC | - | - | W06c | Existing, Inoperable (Note: Capacity reported in this line are not used in margin calculations) | 0 | 0 | 0 | 0 | 0 | 0 | 0 | 0 | 0 | 0 | 0
2009 | US | NPCC | - | - | W07 | FUTURE CAPACITY ADDITIONS = 7a+7b | 0 | 1196.4 | 6318.7 | 10438.4 | 15542.2 | 16844.9 | 16844.9 | 18791.9 | 18791.9 | 18791.9 | 18791.9
2009 | US | NPCC | - | - | W07a | Future, Planned (Note: Only the net expected On-Peak values are included in this line and does not include Energy Only.) | 0 | 727.4 | 1482.4 | 2674.4 | 2676.2 | 2660.9 | 2660.9 | 2660.9 | 2660.9 | 2660.9 | 2660.9
2009 | US | NPCC | - | - | W07a1 | Wind Expected On-Peak | 0 | 0 | 31 | 169 | 170 | 170 | 170 | 170 | 170 | 170 | 170
2009 | US | NPCC | - | - | W07a2 | Solar Expected On-Peak | 0 | 0 | 0 | 0 | 0 | 0 | 0 | 0 | 0 | 0 | 0
2009 | US | NPCC | - | - | W07a3 | Hydro Expected On-Peak | 0 | 0 | 9 | 10 | 10 | 10 | 10 | 10 | 10 | 10 | 10
2009 | US | NPCC | - | - | W07a4 | Biomass Expected On-Peak | 0 | 0 | 8 | 59 | 59 | 59 | 59 | 59 | 59 | 59 | 59
2009 | US | NPCC | - | - | W07b | Future, Other (Note: Only the net expected On-Peak values are included in this line and does not include Energy Only.) | 0 | 0 | 23 | 195 | 195 | 195 | 195 | 195 | 195 | 195 | 195
2009 | US | NPCC | - | - | W07b1 | Wind Expected On-Peak | 0 | 0 | 0 | 0 | 0 | 0 | 0 | 0 | 0 | 0 | 0
2009 | US | NPCC | - | - | W07b2 | Wind Derate On-Peak | 0 | 0 | 23 | 195 | 195 | 195 | 195 | 195 | 195 | 195 | 195
2009 | US | NPCC | - | - | W07b3 | Solar Expected On-Peak | 0 | 0 | 0 | 0 | 0 | 0 | 0 | 0 | 0 | 0 | 0
2009 | US | NPCC | - | - | W07b4 | Solar Derate On-Peak | 0 | 0 | 0 | 0 | 0 | 0 | 0 | 0 | 0 | 0 | 0
2009 | US | NPCC | - | - | W07b5 | Hydro Expected On-Peak | 0 | 0 | 0 | 0 | 0 | 0 | 0 | 0 | 0 | 0 | 0
2009 | US | NPCC | - | - | W07b6 | Hydro Derate On-Peak | 0 | 0 | 0 | 0 | 0 | 0 | 0 | 0 | 0 | 0 | 0
2009 | US | NPCC | - | - | W07b7 | Biomass Expected On-Peak | 0 | 0 | 0 | 0 | 0 | 0 | 0 | 0 | 0 | 0 | 0
2009 | US | NPCC | - | - | W07b8 | Biomass Derate On-Peak | 0 | 0 | 0 | 0 | 0 | 0 | 0 | 0 | 0 | 0 | 0
2009 | US | NPCC | - | - | W07b9 | Energy Only | 0 | 0 | 0 | 0 | 0 | 0 | 0 | 0 | 0 | 0 | 0
2009 | US | NPCC | - | - | W08 | Conceptual (Note: Only the net expected on-peak capacity is included in this line and does not include Energy Only.) | 0 | 469 | 4836.3 | 7764 | 12866 | 14184 | 14184 | 16131 | 16131 | 16131 | 16131
2009 | US | NPCC | - | - | W08a1 | Wind Expected On-Peak | 0 | 287 | 1636 | 2321 | 2827 | 2955 | 2955 | 2955 | 2955 | 2955 | 2955
2009 | US | NPCC | - | - | W08a2 | Wind Derate On-Peak | 0 | 0 | 0 | 0 | 0 | 0 | 0 | 0 | 0 | 0 | 0
2009 | US | NPCC | - | - | W08a3 | Solar Expected On-Peak | 0 | 0 | 0 | 0 | 0 | 0 | 0 | 0 | 0 | 0 | 0
2009 | US | NPCC | - | - | W08a4 | Solar Derate On-Peak | 0 | 0 | 0 | 0 | 0 | 0 | 0 | 0 | 0 | 0 | 0
2009 | US | NPCC | - | - | W08a5 | Hydro Expected On-Peak | 0 | 8 | 16 | 16 | 16 | 16 | 16 | 16 | 16 | 16 | 16
2009 | US | NPCC | - | - | W08a6 | Hydro Derate On-Peak | 0 | 0 | 0 | 0 | 0 | 0 | 0 | 0 | 0 | 0 | 0
2009 | US | NPCC | - | - | W08a7 | Biomass Expected On-Peak | 0 | 104 | 179 | 390 | 390 | 440 | 490 | 490 | 490 | 490 | 490
2009 | US | NPCC | - | - | W08a8 | Biomass Derate On-Peak | 0 | 0 | 0 | 0 | 0 | 0 | 0 | 0 | 0 | 0 | 0
2009 | US | NPCC | - | - | W08a9 | Energy Only | 0 | 0 | 0 | 0 | 0 | 0 | 0 | 0 | 0 | 0 | 0
2009 | US | NPCC | - | - | W09 | DELIVERABLE INTERNAL CAPACITY = 6a+7a | 77129 | 77433.8 | 73736.8 | 76584.3 | 76208.1 | 76192.8 | 76192.8 | 76192.8 | 76192.8 | 76192.8 | 76192.8
2009 | US | NPCC | - | - | W10 | CAPACITY TRANSACTIONS - IMPORTS = 10a+10b+10c+10d | 3532 | 485.9 | 401 | 401 | 918.5 | 918.5 | 868.5 | 868.5 | 868.5 | 868.5 | 868.5
2009 | US | NPCC | - | - | W10a | Firm (Note: The sum of 10a1 and 10a2 must be <= 10a) | 3532 | 485.9 | 401 | 401 | 918.5 | 918.5 | 868.5 | 868.5 | 868.5 | 868.5 | 868.5
2009 | US | NPCC | - | - | W10a1 | Full-Responsibility Purchases | 1795 | 401 | 401 | 401 | 401 | 401 | 401 | 401 | 401 | 401 | 401
2009 | US | NPCC | - | - | W10a2 | Owned Capacity/Entitlement Located Outside the Region/Subregion | 0 | 0 | 0 | 0 | 0 | 0 | 0 | 0 | 0 | 0 | 0
2009 | US | NPCC | - | - | W10b | Non-firm | 0 | 0 | 0 | 0 | 0 | 0 | 0 | 0 | 0 | 0 | 0
2009 | US | NPCC | - | - | W10c | Expected (Note: The sum of 10c1 and 10c2 must be <= 10c) | 0 | 0 | 0 | 0 | 0 | 0 | 0 | 0 | 0 | 0 | 0
2009 | US | NPCC | - | - | W10c1 | Full-Responsibility Purchases | 0 | 0 | 0 | 0 | 0 | 0 | 0 | 0 | 0 | 0 | 0
2009 | US | NPCC | - | - | W10c2 | Owned Capacity/Entitlement Located Outside the Region/Subregion | 0 | 0 | 0 | 0 | 0 | 0 | 0 | 0 | 0 | 0 | 0
2009 | US | NPCC | - | - | W10d | Provisional – transactions under study, but negotiations have not begun. | 0 | 0 | 0 | 0 | 0 | 0 | 0 | 0 | 0 | 0 | 0
2009 | US | NPCC | - | - | W11 | CAPACITY TRANSACTIONS - EXPORTS = 11a+11b+11c+11d | 1267 | 343 | 459.1 | 541.3 | 343 | 343 | 343 | 343 | 343 | 343 | 343
2009 | US | NPCC | - | - | W11a | Firm (Note: The sum of 11a1 and 11a2 must be <= 11a) | 1267 | 343 | 459.1 | 541.3 | 343 | 343 | 343 | 343 | 343 | 343 | 343
2009 | US | NPCC | - | - | W11a1 | Full-Responsibility Purchases | 1267 | 343 | 343 | 343 | 343 | 343 | 343 | 343 | 343 | 343 | 343
2009 | US | NPCC | - | - | W11a2 | Owned Capacity/Entitlement Located Outside the Region/Subregion | 0 | 0 | 0 | 0 | 0 | 0 | 0 | 0 | 0 | 0 | 0
2009 | US | NPCC | - | - | W11b | Non-firm | 0 | 0 | 0 | 0 | 0 | 0 | 0 | 0 | 0 | 0 | 0
2009 | US | NPCC | - | - | W11c | Expected (Note: The sum of 11c1 and 11c2 must be <= 11c) | 0 | 0 | 0 | 0 | 0 | 0 | 0 | 0 | 0 | 0 | 0
2009 | US | NPCC | - | - | W11c1 | Full-Responsibility Purchases | 0 | 0 | 0 | 0 | 0 | 0 | 0 | 0 | 0 | 0 | 0
2009 | US | NPCC | - | - | W11c2 | Owned Capacity/Entitlement Located Outside the Region/Subregion | 0 | 0 | 0 | 0 | 0 | 0 | 0 | 0 | 0 | 0 | 0
2009 | US | NPCC | - | - | W11d | Provisional – transactions under study, but negotiations have not begun. | 0 | 0 | 0 | 0 | 0 | 0 | 0 | 0 | 0 | 0 | 0
2009 | US | NPCC | - | - | W12 | EXISTING, CERTAIN CAPACITY & NET FIRM TRANSACTIONS = 6a+Net Firm Transactions | 79394 | 76849.3 | 72196.3 | 73769.6 | 74107.4 | 74107.4 | 74057.4 | 74057.4 | 74057.4 | 74057.4 | 74057.4
2009 | US | NPCC | - | - | W13 | DELIVERABLE CAPACITY RESOURCES = 12+7a+Net Expected Transactions | 79394 | 77576.7 | 73678.7 | 76444 | 76783.6 | 76768.3 | 76718.3 | 76718.3 | 76718.3 | 76718.3 | 76718.3
2009 | US | NPCC | - | - | W14 | PROSPECTIVE CAPACITY RESOURCES = 13+6b-[Existing,Other Derates]+16b | 79909 | 78091.7 | 74193.7 | 77000 | 77339.6 | 77324.3 | 77274.3 | 77274.3 | 77274.3 | 77274.3 | 77274.3
2009 | US | NPCC | - | - | W15 | TOTAL POTENTIAL CAPACITY RESOURCES = 13+6b-[Existing,Other Derates]+7b+ 8+Net Provisional Transactions | 79909 | 78560.7 | 79053 | 84959 | 90400.6 | 91703.3 | 91653.3 | 93600.3 | 93600.3 | 93600.3 | 93600.3
2009 | US | NPCC | - | - | W15a | ADJUSTED POTENTIAL CAPACITY RESOURCES = 13+6b-[Existing,Other Derates]+ 16b+16d+Net Provisional Transactions | 79909 | 78091.7 | 74193.7 | 77000 | 77339.6 | 77324.3 | 77274.3 | 77274.3 | 77274.3 | 77274.3 | 77274.3
2009 | US | NPCC | - | - | W16a | Confidence of Future, Other (7b), using reasonable judgement | 0 | 0 | 0 | 0 | 0 | 0 | 0 | 0 | 0 | 0 | 0
2009 | US | NPCC | - | - | W16b | Net Future, Other Resources After Confidence Percentage Is Applied = 7b*16a | 0 | 0 | 0 | 0 | 0 | 0 | 0 | 0 | 0 | 0 | 0
2009 | US | NPCC | - | - | W16c | Confidence of Conceptual (8), using reasonable judgement | 0 | 0 | 0 | 0 | 0 | 0 | 0 | 0 | 0 | 0 | 0
2009 | US | NPCC | - | - | W16d | Net Conceptual Resources After Confidence Percentage Is Applied = 8*16c | 0 | 0 | 0 | 0 | 0 | 0 | 0 | 0 | 0 | 0 | 0
2009 | US | NPCC | - | - | W17C | Region/Subregion Target Capacity Margin | 0 | 0 | 0 | 0 | 0 | 0 | 0 | 0 | 0 | 0 | 0
2009 | US | NPCC | - | - | W17R | Region/Subregion Target Reserve Margin | 0 | 0.15 | 0.15 | 0.15 | 0.15 | 0.15 | 0.15 | 0.15 | 0.15 | 0.15 | 0.15
2009 | US | NPCC | - | - | W18C | Existing Certain and Net Firm Transactions = (12-3)/12 | 0 | 0.38714 | 0.34794 | 0.36024 | 0.3606 | 0.35742 | 0.35383 | 0.35108 | 0.34737 | 0.34363 | 0.33973
2009 | US | NPCC | - | - | W19C | Deliverable Capacity Resources = (13-3)/13 | 0 | 0.39288 | 0.36106 | 0.38262 | 0.38289 | 0.37969 | 0.37624 | 0.37359 | 0.37001 | 0.3664 | 0.36263
2009 | US | NPCC | - | - | W20C | Prospective Capacity Resources = (14-3)/14 | 0 | 0.39689 | 0.3655 | 0.38708 | 0.38733 | 0.38415 | 0.38073 | 0.3781 | 0.37454 | 0.37096 | 0.36722
2009 | US | NPCC | - | - | W21C | Total Potential Resources = (15-3)/15 | 0 | 0.40049 | 0.4045 | 0.4445 | 0.47584 | 0.48072 | 0.47788 | 0.48657 | 0.48363 | 0.48067 | 0.47759
2009 | US | NPCC | - | - | W22C | Adjusted Potential Resources = (15a-3)/15a | 0 | 0.39689 | 0.3655 | 0.38708 | 0.38733 | 0.38415 | 0.38073 | 0.3781 | 0.37454 | 0.37096 | 0.36722
2009 | US | NPCC | - | - | W18R | Existing Certain and Net Firm Transactions = (12-3)/3 | 0 | 0.63169 | 0.53361 | 0.56308 | 0.56398 | 0.55622 | 0.54757 | 0.54103 | 0.53226 | 0.52353 | 0.51453
2009 | US | NPCC | - | - | W19R | Deliverable Capacity Resources = (13-3)/3 | 0 | 0.64713 | 0.5651 | 0.61975 | 0.62045 | 0.6121 | 0.60317 | 0.5964 | 0.58732 | 0.57827 | 0.56895
2009 | US | NPCC | - | - | W20R | Prospective Capacity Resources = (14-3)/3 | 0 | 0.65807 | 0.57604 | 0.63153 | 0.63219 | 0.62378 | 0.61479 | 0.60797 | 0.59882 | 0.58971 | 0.58032
2009 | US | NPCC | - | - | W21R | Total Potential Resources = (15-3)/3 | 0 | 0.66803 | 0.67926 | 0.80017 | 0.90783 | 0.92573 | 0.91527 | 0.94769 | 0.93661 | 0.92558 | 0.91419
2009 | US | NPCC | - | - | W22R | Adjusted Potential Resources = (15a-3)/3 | 0 | 0.65807 | 0.57604 | 0.63153 | 0.63219 | 0.62378 | 0.61479 | 0.60797 | 0.59882 | 0.58971 | 0.58032
2009 | US | NPCC | - | - | W24 | Other Capacity < 1 MW | 0 | 0 | 0 | 0 | 0 | 0 | 0 | 0 | 0 | 0 | 0
2009 | US | NPCC | - | - | W25 | Distributed Generator Capacity >= 1 MW | 0 | 0 | 0 | 0 | 0 | 0 | 0 | 0 | 0 | 0 | 0
2009 | US | NPCC | - | - | W26 | Capacity Total from EIA-860 | 0 | 0 | 0 | 0 | 0 | 0 | 0 | 0 | 0 | 0 | 0
2009 | US | NPCC | - | - | W27 | Total Installed Baseline Capacity Resources = 12+6b | 80391 | 0 | 0 | 0 | 0 | 0 | 0 | 0 | 0 | 0 | 0
2009 | CA | NPCC | - | - | W01 | Unrestricted Non-coincident Peak Demand = 2+1a+1b-1c-1d | 28599 | 65386.7422 | 66569.0534 | 67387.9665 | 68227.4874 | 68749.8887 | 69617.5178 | 69896.6509 | 71377.717 | 72213.4487 | 72466.832
2009 | CA | NPCC | - | - | W01a | New Conservation (Energy Efficiency) | 0 | 696.8712 | 1201.1892 | 1871.8532 | 2552.347 | 3196.9648 | 3747.3589 | 4302.9509 | 4591.145 | 4908.4341 | 5200.9678
2009 | CA | NPCC | - | - | W01b | Estimated Diversity | 0 | 0 | 0 | 0 | 0 | 0 | 0 | 0 | 0 | 0 | 0
2009 | CA | NPCC | - | - | W01c | Additions for non-member load (load served by non-registered LSE's in a region) | 0 | 0 | 0 | 0 | 0 | 0 | 0 | 0 | 0 | 0 | 0
2009 | CA | NPCC | - | - | W01d | Stand-by Load Under Contract (Normally served by behind the meter generation) | 0 | 0 | 0 | 0 | 0 | 0 | 0 | 0 | 0 | 0 | 0
2009 | CA | NPCC | - | - | W02 | Total Internal Demand | 28599 | 64689.8709 | 65367.8642 | 65516.1134 | 65675.1404 | 65552.9239 | 65870.1589 | 65593.7 | 66786.572 | 67305.0145 | 67265.8642
2009 | CA | NPCC | - | - | W02a | Direct Control Load Management | 0 | 250 | 250 | 250 | 250 | 250 | 250 | 250 | 250 | 250 | 250
2009 | CA | NPCC | - | - | W02b | Contractually Interruptible (Curtailable) | 309 | 1941 | 1938 | 1937 | 1936 | 1935 | 1629 | 1628 | 1626 | 1529 | 1527
2009 | CA | NPCC | - | - | W02c | Critical Peak-Pricing (CPP) with Control | 0 | 0 | 0 | 0 | 0 | 0 | 0 | 0 | 0 | 0 | 0
2009 | CA | NPCC | - | - | W02d | Load as a Capacity Resource | 0 | 0 | 0 | 0 | 0 | 0 | 0 | 0 | 0 | 0 | 0
2009 | CA | NPCC | - | - | W03 | Net Internal Demand = 2-2a-2b-2c-2d | 28290 | 62498.8709 | 63179.8642 | 63329.1134 | 63489.1404 | 63367.9239 | 63991.1589 | 63715.7 | 64910.572 | 65526.0145 | 65488.8642
2009 | CA | NPCC | - | - | W04a | Demand Response used for Reserves - Spinning | 0 | 0 | 0 | 0 | 0 | 0 | 0 | 0 | 0 | 0 | 0
2009 | CA | NPCC | - | - | W04b | Demand Response used for Reserves - Non-Spinning | 0 | 0 | 0 | 0 | 0 | 0 | 0 | 0 | 0 | 0 | 0
2009 | CA | NPCC | - | - | W04c | Demand Response used for Regulation | 0 | 0 | 0 | 0 | 0 | 0 | 0 | 0 | 0 | 0 | 0
2009 | CA | NPCC | - | - | W04d | Demand Response used for Energy, Voluntary - Emergency | 0 | 0 | 0 | 0 | 0 | 0 | 0 | 0 | 0 | 0 | 0
2009 | CA | NPCC | - | - | W05 | TOTAL INTERNAL CAPACITY = 6+7 | 80147 | 85441 | 86082.0247 | 86345.4644 | 88180.5189 | 88921.6629 | 90085.0889 | 85251.3979 | 85636.431 | 85148.0673 | 84655.4677
2009 | CA | NPCC | - | - | W06 | EXISTING CAPACITY = 6a+6b+6c | 80147 | 82561 | 80859.3748 | 79280.547 | 79237.547 | 78967.547 | 78803.547 | 72425.7508 | 71411.6408 | 69519.0408 | 68531.5408
2009 | CA | NPCC | - | - | W06a | Existing, Certain (Note: The sum of 6a1 through 6a4 must be <= 6a) | 75085 | 72748 | 73341 | 71784 | 72771 | 72501 | 72342 | 65964.2038 | 65100.0938 | 63207.4938 | 62219.9938
2009 | CA | NPCC | - | - | W06a1 | Wind Expected On-Peak | 181 | 473.3645 | 473.3645 | 473.3645 | 473.3645 | 473.3645 | 473.3645 | 473.3645 | 473.3645 | 473.3645 | 473.3645
2009 | CA | NPCC | - | - | W06a2 | Solar Expected On-Peak | 0 | 0 | 0 | 0.7815 | 0.7815 | 0.7815 | 0.7815 | 0.7815 | 0.7815 | 0.7815 | 0.7815
2009 | CA | NPCC | - | - | W06a3 | Hydro Expected On-Peak | 44401 | 45025.6355 | 44777.3062 | 44769.3062 | 44738.3062 | 44738.3062 | 44738.3062 | 44722.3062 | 44685.3062 | 44685.3062 | 44685.3062
2009 | CA | NPCC | - | - | W06a4 | Biomass Expected On-Peak | 274 | 398 | 401.6 | 401.6 | 401.6 | 401.6 | 401.6 | 401.6 | 401.6 | 401.6 | 401.6
2009 | CA | NPCC | - | - | W06a5 | Load as a Capacity Resource Expected On-Peak (Load Management Programs) | 542 | 516 | 208.7673 | 196.0924 | 196.0924 | 196.0924 | 107.0798 | 107.0798 | 107.0798 | 107.0798 | 107.0798
2009 | CA | NPCC | - | - | W06b | Existing, Other (Note: The sum of 6b1 through 6b7 must be <= 6b) | 4495 | 9793 | 7498.3748 | 7476.547 | 6446.547 | 6446.547 | 6441.547 | 6441.547 | 6291.547 | 6291.547 | 6291.547
2009 | CA | NPCC | - | - | W06b1 | Wind Derate On-Peak | 1093 | 1575.9809 | 1575.9809 | 1575.9809 | 1575.9809 | 1575.9809 | 1575.9809 | 1575.9809 | 1575.9809 | 1575.9809 | 1575.9809
2009 | CA | NPCC | - | - | W06b2 | Solar Derate On-Peak | 0 | 0 | 0 | 1.1722 | 1.1722 | 1.1722 | 1.1722 | 1.1722 | 1.1722 | 1.1722 | 1.1722
2009 | CA | NPCC | - | - | W06b3 | Hydro Derate On-Peak | 2553 | 3146.3645 | 3182.3938 | 3182.3938 | 3182.3938 | 3182.3938 | 3182.3938 | 3182.3938 | 3182.3938 | 3182.3938 | 3182.3938
2009 | CA | NPCC | - | - | W06b4 | Biomass Derate On-Peak | 21 | 30 | 26 | 26 | 26 | 26 | 26 | 26 | 26 | 26 | 26
2009 | CA | NPCC | - | - | W06b5 | Load as a Capacity Resource Derate On-Peak (Load Management Programs) | 276 | 479 | 556 | 533 | 533 | 533 | 528 | 528 | 528 | 528 | 528
2009 | CA | NPCC | - | - | W06b6 | Energy Only | 0 | 121 | 121 | 121 | 121 | 121 | 121 | 121 | 121 | 121 | 121
2009 | CA | NPCC | - | - | W06b7 | Scheduled Outage - Maintenance | 573 | 2091 | 878 | 878 | 878 | 878 | 878 | 878 | 878 | 878 | 878
2009 | CA | NPCC | - | - | W06b8 | Transmission-Limited Resources | 0 | 1734 | 1180 | 1180 | 150 | 150 | 150 | 150 | 0 | 0 | 0
2009 | CA | NPCC | - | - | W06c | Existing, Inoperable (Note: Capacity reported in this line are not used in margin calculations) | 567 | 20 | 20 | 20 | 20 | 20 | 20 | 20 | 20 | 20 | 20
2009 | CA | NPCC | - | - | W07 | FUTURE CAPACITY ADDITIONS = 7a+7b | 0 | 2880 | 5222.65 | 7064.9174 | 8942.9719 | 9954.1159 | 11281.5419 | 12825.6471 | 14224.7902 | 15629.0265 | 16123.9269
2009 | CA | NPCC | - | - | W07a | Future, Planned (Note: Only the net expected On-Peak values are included in this line and does not include Energy Only.) | 0 | 2880 | 5208.9625 | 7042.4841 | 8439.085 | 9170.9178 | 9944.3004 | 10586.2354 | 10634.9694 | 10868.9244 | 10739.8174
2009 | CA | NPCC | - | - | W07a1 | Wind Expected On-Peak | 0 | 153 | 278.5851 | 327.0851 | 416.9251 | 427.0051 | 427.0051 | 427.0051 | 427.0051 | 427.0051 | 427.0051
2009 | CA | NPCC | - | - | W07a2 | Solar Expected On-Peak | 0 | 0 | 148.2699 | 209.4682 | 209.4682 | 209.4682 | 209.4682 | 209.4682 | 209.4682 | 209.4682 | 209.4682
2009 | CA | NPCC | - | - | W07a3 | Hydro Expected On-Peak | 0 | 45 | 88.213 | 776.362 | 1086.362 | 1136.362 | 2136.862 | 2136.862 | 2396.862 | 2774.862 | 2774.862
2009 | CA | NPCC | - | - | W07a4 | Biomass Expected On-Peak | 0 | 63 | 63 | 63 | 175 | 175 | 275 | 275 | 275 | 275 | 275
2009 | CA | NPCC | - | - | W07b | Future, Other (Note: Only the net expected On-Peak values are included in this line and does not include Energy Only.) | 0 | 0 | 0 | 0 | 0 | 16 | 32 | 32 | 48 | 48 | 64
2009 | CA | NPCC | - | - | W07b1 | Wind Expected On-Peak | 0 | 0 | 0 | 0 | 0 | 16 | 32 | 32 | 48 | 48 | 64
2009 | CA | NPCC | - | - | W07b2 | Wind Derate On-Peak | 0 | 594.2 | 911 | 2043.3468 | 3079.7068 | 3626.0268 | 4310.0268 | 4584.0268 | 4618.0268 | 4618.0268 | 4652.0268
2009 | CA | NPCC | - | - | W07b3 | Solar Expected On-Peak | 0 | 0 | 0 | 0 | 0 | 0 | 0 | 0 | 0 | 0 | 0
2009 | CA | NPCC | - | - | W07b4 | Solar Derate On-Peak | 0 | 0 | 0 | 314.2023 | 314.2023 | 314.2023 | 314.2023 | 314.2023 | 314.2023 | 314.2023 | 314.2023
2009 | CA | NPCC | - | - | W07b5 | Hydro Expected On-Peak | 0 | 2.5 | 4.887 | 16.038 | 16.038 | 16.038 | 137.538 | 137.538 | 137.538 | 137.538 | 137.538
2009 | CA | NPCC | - | - | W07b6 | Hydro Derate On-Peak | 0 | 0 | 0 | 0 | 0 | 0 | 0 | 0 | 0 | 0 | 0
2009 | CA | NPCC | - | - | W07b7 | Biomass Expected On-Peak | 0 | 0 | 0 | 0 | 0 | 0 | 0 | 0 | 0 | 0 | 0
2009 | CA | NPCC | - | - | W07b8 | Biomass Derate On-Peak | 0 | 0 | 0 | 0 | 13 | 13 | 13 | 13 | 13 | 13 | 13
2009 | CA | NPCC | - | - | W07b9 | Energy Only | 0 | 0 | 0 | 0 | 0 | 0 | 0 | 0 | 0 | 0 | 0
2009 | CA | NPCC | - | - | W08 | Conceptual (Note: Only the net expected on-peak capacity is included in this line and does not include Energy Only.) | 0 | 0 | 13.6875 | 22.4333 | 503.8868 | 783.1981 | 1337.2415 | 2239.4118 | 3589.8208 | 4760.1021 | 5384.1096
2009 | CA | NPCC | - | - | W08a1 | Wind Expected On-Peak | 0 | 0 | 0 | 0.23492 | 403.0093 | 632.035 | 696.5186 | 944.0766 | 1173.5397 | 1174.5267 | 1175.8673
2009 | CA | NPCC | - | - | W08a2 | Wind Derate On-Peak | 0 | 0 | 0 | 1.2333 | 1612.5489 | 2528.9962 | 2787.4724 | 3778.3397 | 4697.0832 | 4702.2652 | 4709.3032
2009 | CA | NPCC | - | - | W08a3 | Solar Expected On-Peak | 0 | 0 | 0 | 1.0548 | 69.8171 | 110.2683 | 123.6148 | 172.767 | 221.1728 | 234.3307 | 250.7957
2009 | CA | NPCC | - | - | W08a4 | Solar Derate On-Peak | 0 | 0 | 0 | 1.5822 | 104.7256 | 165.4025 | 185.4222 | 259.1505 | 331.7591 | 351.496 | 376.1935
2009 | CA | NPCC | - | - | W08a5 | Hydro Expected On-Peak | 0 | 0 | 13.6875 | 21.3525 | 30.806 | 41.1172 | 91.3047 | 163.6404 | 215.3299 | 253.0764 | 270.4504
2009 | CA | NPCC | - | - | W08a6 | Hydro Derate On-Peak | 0 | 0 | 5.0625 | 7.8975 | 11.394 | 15.2078 | 33.7702 | 60.5245 | 79.6426 | 93.6036 | 100.0296
2009 | CA | NPCC | - | - | W08a7 | Biomass Expected On-Peak | 0 | 0 | 0 | 0 | 0 | 0 | 0 | 350 | 1150 | 1150 | 1150
2009 | CA | NPCC | - | - | W08a8 | Biomass Derate On-Peak | 0 | 0 | 0 | 0 | 200 | 350 | 350 | 0 | 0 | 0 | 0
2009 | CA | NPCC | - | - | W08a9 | Energy Only | 0 | 0 | 0 | 0 | 0 | 0 | 0 | 0 | 0 | 0 | 0
2009 | CA | NPCC | - | - | W09 | DELIVERABLE INTERNAL CAPACITY = 6a+7a | 75085 | 75628 | 78549.9625 | 78826.4841 | 81210.085 | 81671.9178 | 82286.3004 | 76550.4392 | 75735.0632 | 74076.4182 | 72959.8112
2009 | CA | NPCC | - | - | W10 | CAPACITY TRANSACTIONS - IMPORTS = 10a+10b+10c+10d | 400 | 200 | 200 | 0 | 0 | 0 | 0 | 0 | 0 | 0 | 0
2009 | CA | NPCC | - | - | W10a | Firm (Note: The sum of 10a1 and 10a2 must be <= 10a) | 400 | 200 | 200 | 0 | 0 | 0 | 0 | 0 | 0 | 0 | 0
2009 | CA | NPCC | - | - | W10a1 | Full-Responsibility Purchases | 200 | 0 | 0 | 0 | 0 | 0 | 0 | 0 | 0 | 0 | 0
2009 | CA | NPCC | - | - | W10a2 | Owned Capacity/Entitlement Located Outside the Region/Subregion | 0 | 0 | 0 | 0 | 0 | 0 | 0 | 0 | 0 | 0 | 0
2009 | CA | NPCC | - | - | W10b | Non-firm | 0 | 0 | 0 | 0 | 0 | 0 | 0 | 0 | 0 | 0 | 0
2009 | CA | NPCC | - | - | W10c | Expected (Note: The sum of 10c1 and 10c2 must be <= 10c) | 0 | 0 | 0 | 0 | 0 | 0 | 0 | 0 | 0 | 0 | 0
2009 | CA | NPCC | - | - | W10c1 | Full-Responsibility Purchases | 0 | 0 | 0 | 0 | 0 | 0 | 0 | 0 | 0 | 0 | 0
2009 | CA | NPCC | - | - | W10c2 | Owned Capacity/Entitlement Located Outside the Region/Subregion | 0 | 0 | 0 | 0 | 0 | 0 | 0 | 0 | 0 | 0 | 0
2009 | CA | NPCC | - | - | W10d | Provisional – transactions under study, but negotiations have not begun. | 0 | 0 | 0 | 0 | 0 | 0 | 0 | 0 | 0 | 0 | 0
2009 | CA | NPCC | - | - | W11 | CAPACITY TRANSACTIONS - EXPORTS = 11a+11b+11c+11d | 655 | 655 | 655 | 455 | 145 | 145 | 145 | 145 | 145 | 145 | 145
2009 | CA | NPCC | - | - | W11a | Firm (Note: The sum of 11a1 and 11a2 must be <= 11a) | 655 | 655 | 655 | 455 | 145 | 145 | 145 | 145 | 145 | 145 | 145
2009 | CA | NPCC | - | - | W11a1 | Full-Responsibility Purchases | 200 | 200 | 200 | 0 | 0 | 0 | 0 | 0 | 0 | 0 | 0
2009 | CA | NPCC | - | - | W11a2 | Owned Capacity/Entitlement Located Outside the Region/Subregion | 0 | 0 | 0 | 0 | 0 | 0 | 0 | 0 | 0 | 0 | 0
2009 | CA | NPCC | - | - | W11b | Non-firm | 0 | 0 | 0 | 0 | 0 | 0 | 0 | 0 | 0 | 0 | 0
2009 | CA | NPCC | - | - | W11c | Expected (Note: The sum of 11c1 and 11c2 must be <= 11c) | 0 | 0 | 0 | 0 | 0 | 0 | 0 | 0 | 0 | 0 | 0
2009 | CA | NPCC | - | - | W11c1 | Full-Responsibility Purchases | 0 | 0 | 0 | 0 | 0 | 0 | 0 | 0 | 0 | 0 | 0
2009 | CA | NPCC | - | - | W11c2 | Owned Capacity/Entitlement Located Outside the Region/Subregion | 0 | 0 | 0 | 0 | 0 | 0 | 0 | 0 | 0 | 0 | 0
2009 | CA | NPCC | - | - | W11d | Provisional – transactions under study, but negotiations have not begun. | 0 | 0 | 0 | 0 | 0 | 0 | 0 | 0 | 0 | 0 | 0
2009 | CA | NPCC | - | - | W12 | EXISTING, CERTAIN CAPACITY & NET FIRM TRANSACTIONS = 6a+Net Firm Transactions | 74830 | 72293 | 72886 | 71329 | 72626 | 72356 | 72197 | 65819.2038 | 64955.0938 | 63062.4938 | 62074.9938
2009 | CA | NPCC | - | - | W13 | DELIVERABLE CAPACITY RESOURCES = 12+7a+Net Expected Transactions | 74830 | 75173 | 78094.9625 | 78371.4841 | 81065.085 | 81526.9178 | 82141.3004 | 76405.4392 | 75590.0632 | 73931.4182 | 72814.8112
2009 | CA | NPCC | - | - | W14 | PROSPECTIVE CAPACITY RESOURCES = 13+6b-[Existing,Other Derates]+16b | 74809 | 75788.6546 | 78073.9625 | 78350.4841 | 81044.085 | 81505.9178 | 82120.3004 | 76384.4392 | 75569.0632 | 73910.4182 | 72793.8112
2009 | CA | NPCC | - | - | W15 | TOTAL POTENTIAL CAPACITY RESOURCES = 13+6b-[Existing,Other Derates]+7b+ 8+Net Provisional Transactions | 74809 | 75788.6546 | 78087.65 | 78372.9174 | 81547.9719 | 82305.1159 | 83489.5419 | 78655.8509 | 79206.884 | 78718.5203 | 78241.9207
2009 | CA | NPCC | - | - | W15a | ADJUSTED POTENTIAL CAPACITY RESOURCES = 13+6b-[Existing,Other Derates]+ 16b+16d+Net Provisional Transactions | 74809 | 75788.6546 | 78073.9625 | 78350.4841 | 81044.085 | 81505.9178 | 82120.3004 | 76384.4392 | 75569.0632 | 73910.4182 | 72793.8112
2009 | CA | NPCC | - | - | W16a | Confidence of Future, Other (7b), using reasonable judgement | 0 | 0 | 0 | 0 | 0 | 0 | 0 | 0 | 0 | 0 | 0
2009 | CA | NPCC | - | - | W16b | Net Future, Other Resources After Confidence Percentage Is Applied = 7b*16a | 0 | 0 | 0 | 0 | 0 | 0 | 0 | 0 | 0 | 0 | 0
2009 | CA | NPCC | - | - | W16c | Confidence of Conceptual (8), using reasonable judgement | 0 | 0 | 0 | 0 | 0 | 0 | 0 | 0 | 0 | 0 | 0
2009 | CA | NPCC | - | - | W16d | Net Conceptual Resources After Confidence Percentage Is Applied = 8*16c | 0 | 0 | 0 | 0 | 0 | 0 | 0 | 0 | 0 | 0 | 0
2009 | CA | NPCC | - | - | W17C | Region/Subregion Target Capacity Margin | 0 | 0 | 0 | 0 | 0 | 0 | 0 | 0 | 0 | 0 | 0
2009 | CA | NPCC | - | - | W17R | Region/Subregion Target Reserve Margin | 0 | 0.15 | 0.15 | 0.15 | 0.15 | 0.15 | 0.15 | 0.15 | 0.15 | 0.15 | 0.15
2009 | CA | NPCC | - | - | W18C | Existing Certain and Net Firm Transactions = (12-3)/12 | 0 | 0.13548 | 0.13317 | 0.11215 | 0.12581 | 0.12422 | 0.11366 | 0.031959 | 0.00068542 | -0.039065 | -0.054996
2009 | CA | NPCC | - | - | W19C | Deliverable Capacity Resources = (13-3)/13 | 0 | 0.1686 | 0.19099 | 0.19194 | 0.21681 | 0.22274 | 0.22096 | 0.16608 | 0.14128 | 0.11369 | 0.10061
2009 | CA | NPCC | - | - | W20C | Prospective Capacity Resources = (14-3)/14 | 0 | 0.17535 | 0.19077 | 0.19172 | 0.21661 | 0.22254 | 0.22076 | 0.16585 | 0.14104 | 0.11344 | 0.10035
2009 | CA | NPCC | - | - | W21C | Total Potential Resources = (15-3)/15 | 0 | 0.17535 | 0.19091 | 0.19195 | 0.22145 | 0.23009 | 0.23354 | 0.18994 | 0.18049 | 0.16759 | 0.163
2009 | CA | NPCC | - | - | W22C | Adjusted Potential Resources = (15a-3)/15a | 0 | 0.17535 | 0.19077 | 0.19172 | 0.21661 | 0.22254 | 0.22076 | 0.16585 | 0.14104 | 0.11344 | 0.10035
2009 | CA | NPCC | - | - | W18R | Existing Certain and Net Firm Transactions = (12-3)/3 | 0 | 0.15671 | 0.15363 | 0.12632 | 0.14391 | 0.14184 | 0.12823 | 0.033014 | 0.00068589 | -0.037596 | -0.052129
2009 | CA | NPCC | - | - | W19R | Deliverable Capacity Resources = (13-3)/3 | 0 | 0.20279 | 0.23607 | 0.23753 | 0.27683 | 0.28656 | 0.28364 | 0.19916 | 0.16453 | 0.12828 | 0.11187
2009 | CA | NPCC | - | - | W20R | Prospective Capacity Resources = (14-3)/3 | 0 | 0.21264 | 0.23574 | 0.2372 | 0.2765 | 0.28623 | 0.28331 | 0.19883 | 0.1642 | 0.12796 | 0.11154
2009 | CA | NPCC | - | - | W21R | Total Potential Resources = (15-3)/3 | 0 | 0.21264 | 0.23596 | 0.23755 | 0.28444 | 0.29885 | 0.3047 | 0.23448 | 0.22025 | 0.20133 | 0.19474
2009 | CA | NPCC | - | - | W22R | Adjusted Potential Resources = (15a-3)/3 | 0 | 0.21264 | 0.23574 | 0.2372 | 0.2765 | 0.28623 | 0.28331 | 0.19883 | 0.1642 | 0.12796 | 0.11154
2009 | CA | NPCC | - | - | W24 | Other Capacity < 1 MW | 0 | 0 | 0 | 0 | 0 | 0 | 0 | 0 | 0 | 0 | 0
2009 | CA | NPCC | - | - | W25 | Distributed Generator Capacity >= 1 MW | 0 | 0 | 0 | 0 | 0 | 0 | 0 | 0 | 0 | 0 | 0
2009 | CA | NPCC | - | - | W26 | Capacity Total from EIA-860 | 0 | 0 | 0 | 0 | 0 | 0 | 0 | 0 | 0 | 0 | 0
2009 | CA | NPCC | - | - | W27 | Total Installed Baseline Capacity Resources = 12+6b | 79325 | 0 | 0 | 0 | 0 | 0 | 0 | 0 | 0 | 0 | 0
2009 | US | NPCC | New York | New York | W01 | Unrestricted Non-coincident Peak Demand = 2+1a+1b-1c-1d | 25021 | 25133 | 25268 | 25525 | 25854 | 26272 | 26579 | 26883 | 27198 | 27517 | 27839
2009 | US | NPCC | New York | New York | W01a | New Conservation (Energy Efficiency) | 0 | 135 | 297 | 505 | 760 | 987 | 1165 | 1366 | 1511 | 1658 | 1801
2009 | US | NPCC | New York | New York | W01b | Estimated Diversity | 0 | 0 | 0 | 0 | 0 | 0 | 0 | 0 | 0 | 0 | 0
2009 | US | NPCC | New York | New York | W01c | Additions for non-member load (load served by non-registered LSE's in a region) | 0 | 0 | 0 | 0 | 0 | 0 | 0 | 0 | 0 | 0 | 0
2009 | US | NPCC | New York | New York | W01d | Stand-by Load Under Contract (Normally served by behind the meter generation) | 0 | 0 | 0 | 0 | 0 | 0 | 0 | 0 | 0 | 0 | 0
2009 | US | NPCC | New York | New York | W02 | Total Internal Demand | 25021 | 24998 | 24971 | 25020 | 25094 | 25285 | 25414 | 25517 | 25687 | 25859 | 26038
2009 | US | NPCC | New York | New York | W02a | Direct Control Load Management | 0 | 0 | 0 | 0 | 0 | 0 | 0 | 0 | 0 | 0 | 0
2009 | US | NPCC | New York | New York | W02b | Contractually Interruptible (Curtailable) | 0 | 0 | 0 | 0 | 0 | 0 | 0 | 0 | 0 | 0 | 0
2009 | US | NPCC | New York | New York | W02c | Critical Peak-Pricing (CPP) with Control | 0 | 0 | 0 | 0 | 0 | 0 | 0 | 0 | 0 | 0 | 0
2009 | US | NPCC | New York | New York | W02d | Load as a Capacity Resource | 0 | 0 | 0 | 0 | 0 | 0 | 0 | 0 | 0 | 0 | 0
2009 | US | NPCC | New York | New York | W03 | Net Internal Demand = 2-2a-2b-2c-2d | 25021 | 24998 | 24971 | 25020 | 25094 | 25285 | 25414 | 25517 | 25687 | 25859 | 26038
2009 | US | NPCC | New York | New York | W04a | Demand Response used for Reserves - Spinning | 0 | 0 | 0 | 0 | 0 | 0 | 0 | 0 | 0 | 0 | 0
2009 | US | NPCC | New York | New York | W04b | Demand Response used for Reserves - Non-Spinning | 0 | 0 | 0 | 0 | 0 | 0 | 0 | 0 | 0 | 0 | 0
2009 | US | NPCC | New York | New York | W04c | Demand Response used for Regulation | 0 | 0 | 0 | 0 | 0 | 0 | 0 | 0 | 0 | 0 | 0
2009 | US | NPCC | New York | New York | W04d | Demand Response used for Energy, Voluntary - Emergency | 0 | 0 | 0 | 0 | 0 | 0 | 0 | 0 | 0 | 0 | 0
2009 | US | NPCC | New York | New York | W05 | TOTAL INTERNAL CAPACITY = 6+7 | 41159 | 40946.8 | 42953.1 | 42964.3 | 44585.1 | 44569.8 | 44569.8 | 44569.8 | 44569.8 | 44569.8 | 44569.8
2009 | US | NPCC | New York | New York | W06 | EXISTING CAPACITY = 6a+6b+6c | 41159 | 40554.4 | 40554.4 | 39663.9 | 39663.9 | 39663.9 | 39663.9 | 39663.9 | 39663.9 | 39663.9 | 39663.9
2009 | US | NPCC | New York | New York | W06a | Existing, Certain (Note: The sum of 6a1 through 6a4 must be <= 6a) | 41159 | 40554.4 | 40554.4 | 39663.9 | 39663.9 | 39663.9 | 39663.9 | 39663.9 | 39663.9 | 39663.9 | 39663.9
2009 | US | NPCC | New York | New York | W06a1 | Wind Expected On-Peak | 0 | 231 | 231 | 231 | 231 | 231 | 231 | 231 | 231 | 231 | 231
2009 | US | NPCC | New York | New York | W06a2 | Solar Expected On-Peak | 0 | 0 | 0 | 0 | 0 | 0 | 0 | 0 | 0 | 0 | 0
2009 | US | NPCC | New York | New York | W06a3 | Hydro Expected On-Peak | 0 | 0 | 0 | 0 | 0 | 0 | 0 | 0 | 0 | 0 | 0
2009 | US | NPCC | New York | New York | W06a4 | Biomass Expected On-Peak | 0 | 368 | 411 | 411 | 411 | 411 | 411 | 411 | 411 | 411 | 411
2009 | US | NPCC | New York | New York | W06a5 | Load as a Capacity Resource Expected On-Peak (Load Management Programs) | 0 | 0 | 0 | 0 | 0 | 0 | 0 | 0 | 0 | 0 | 0
2009 | US | NPCC | New York | New York | W06b | Existing, Other (Note: The sum of 6b1 through 6b7 must be <= 6b) | 0 | 0 | 0 | 0 | 0 | 0 | 0 | 0 | 0 | 0 | 0
2009 | US | NPCC | New York | New York | W06b1 | Wind Derate On-Peak | 0 | 0 | 0 | 0 | 0 | 0 | 0 | 0 | 0 | 0 | 0
2009 | US | NPCC | New York | New York | W06b2 | Solar Derate On-Peak | 0 | 0 | 0 | 0 | 0 | 0 | 0 | 0 | 0 | 0 | 0
2009 | US | NPCC | New York | New York | W06b3 | Hydro Derate On-Peak | 0 | 0 | 0 | 0 | 0 | 0 | 0 | 0 | 0 | 0 | 0
2009 | US | NPCC | New York | New York | W06b4 | Biomass Derate On-Peak | 0 | 0 | 0 | 0 | 0 | 0 | 0 | 0 | 0 | 0 | 0
2009 | US | NPCC | New York | New York | W06b5 | Load as a Capacity Resource Derate On-Peak (Load Management Programs) | 0 | 0 | 0 | 0 | 0 | 0 | 0 | 0 | 0 | 0 | 0
2009 | US | NPCC | New York | New York | W06b6 | Energy Only | 0 | 0 | 0 | 0 | 0 | 0 | 0 | 0 | 0 | 0 | 0
2009 | US | NPCC | New York | New York | W06b7 | Scheduled Outage - Maintenance | 0 | 0 | 0 | 0 | 0 | 0 | 0 | 0 | 0 | 0 | 0
2009 | US | NPCC | New York | New York | W06b8 | Transmission-Limited Resources | 0 | 0 | 0 | 0 | 0 | 0 | 0 | 0 | 0 | 0 | 0
2009 | US | NPCC | New York | New York | W06c | Existing, Inoperable (Note: Capacity reported in this line are not used in margin calculations) | 0 | 0 | 0 | 0 | 0 | 0 | 0 | 0 | 0 | 0 | 0
2009 | US | NPCC | New York | New York | W07 | FUTURE CAPACITY ADDITIONS = 7a+7b | 0 | 392.4 | 2398.7 | 3300.4 | 4921.2 | 4905.9 | 4905.9 | 4905.9 | 4905.9 | 4905.9 | 4905.9
2009 | US | NPCC | New York | New York | W07a | Future, Planned (Note: Only the net expected On-Peak values are included in this line and does not include Energy Only.) | 0 | 392.4 | 1250.4 | 1250.4 | 1252.2 | 1236.9 | 1236.9 | 1236.9 | 1236.9 | 1236.9 | 1236.9
2009 | US | NPCC | New York | New York | W07a1 | Wind Expected On-Peak | 0 | 0 | 14 | 14 | 15 | 15 | 15 | 15 | 15 | 15 | 15
2009 | US | NPCC | New York | New York | W07a2 | Solar Expected On-Peak | 0 | 0 | 0 | 0 | 0 | 0 | 0 | 0 | 0 | 0 | 0
2009 | US | NPCC | New York | New York | W07a3 | Hydro Expected On-Peak | 0 | 0 | 9 | 9 | 9 | 9 | 9 | 9 | 9 | 9 | 9
2009 | US | NPCC | New York | New York | W07a4 | Biomass Expected On-Peak | 0 | 0 | 6 | 6 | 6 | 6 | 6 | 6 | 6 | 6 | 6
2009 | US | NPCC | New York | New York | W07b | Future, Other (Note: Only the net expected On-Peak values are included in this line and does not include Energy Only.) | 0 | 0 | 0 | 0 | 0 | 0 | 0 | 0 | 0 | 0 | 0
2009 | US | NPCC | New York | New York | W07b1 | Wind Expected On-Peak | 0 | 0 | 0 | 0 | 0 | 0 | 0 | 0 | 0 | 0 | 0
2009 | US | NPCC | New York | New York | W07b2 | Wind Derate On-Peak | 0 | 0 | 0 | 0 | 0 | 0 | 0 | 0 | 0 | 0 | 0
2009 | US | NPCC | New York | New York | W07b3 | Solar Expected On-Peak | 0 | 0 | 0 | 0 | 0 | 0 | 0 | 0 | 0 | 0 | 0
2009 | US | NPCC | New York | New York | W07b4 | Solar Derate On-Peak | 0 | 0 | 0 | 0 | 0 | 0 | 0 | 0 | 0 | 0 | 0
2009 | US | NPCC | New York | New York | W07b5 | Hydro Expected On-Peak | 0 | 0 | 0 | 0 | 0 | 0 | 0 | 0 | 0 | 0 | 0
2009 | US | NPCC | New York | New York | W07b6 | Hydro Derate On-Peak | 0 | 0 | 0 | 0 | 0 | 0 | 0 | 0 | 0 | 0 | 0
2009 | US | NPCC | New York | New York | W07b7 | Biomass Expected On-Peak | 0 | 0 | 0 | 0 | 0 | 0 | 0 | 0 | 0 | 0 | 0
2009 | US | NPCC | New York | New York | W07b8 | Biomass Derate On-Peak | 0 | 0 | 0 | 0 | 0 | 0 | 0 | 0 | 0 | 0 | 0
2009 | US | NPCC | New York | New York | W07b9 | Energy Only | 0 | 0 | 0 | 0 | 0 | 0 | 0 | 0 | 0 | 0 | 0
2009 | US | NPCC | New York | New York | W08 | Conceptual (Note: Only the net expected on-peak capacity is included in this line and does not include Energy Only.) | 0 | 0 | 1148.3 | 2050 | 3669 | 3669 | 3669 | 3669 | 3669 | 3669 | 3669
2009 | US | NPCC | New York | New York | W08a1 | Wind Expected On-Peak | 0 | 0 | 626 | 775 | 775 | 775 | 775 | 775 | 775 | 775 | 775
2009 | US | NPCC | New York | New York | W08a2 | Wind Derate On-Peak | 0 | 0 | 0 | 0 | 0 | 0 | 0 | 0 | 0 | 0 | 0
2009 | US | NPCC | New York | New York | W08a3 | Solar Expected On-Peak | 0 | 0 | 0 | 0 | 0 | 0 | 0 | 0 | 0 | 0 | 0
2009 | US | NPCC | New York | New York | W08a4 | Solar Derate On-Peak | 0 | 0 | 0 | 0 | 0 | 0 | 0 | 0 | 0 | 0 | 0
2009 | US | NPCC | New York | New York | W08a5 | Hydro Expected On-Peak | 0 | 0 | 0 | 0 | 0 | 0 | 0 | 0 | 0 | 0 | 0
2009 | US | NPCC | New York | New York | W08a6 | Hydro Derate On-Peak | 0 | 0 | 0 | 0 | 0 | 0 | 0 | 0 | 0 | 0 | 0
2009 | US | NPCC | New York | New York | W08a7 | Biomass Expected On-Peak | 0 | 0 | 22 | 22 | 22 | 22 | 22 | 22 | 22 | 22 | 22
2009 | US | NPCC | New York | New York | W08a8 | Biomass Derate On-Peak | 0 | 0 | 0 | 0 | 0 | 0 | 0 | 0 | 0 | 0 | 0
2009 | US | NPCC | New York | New York | W08a9 | Energy Only | 0 | 0 | 0 | 0 | 0 | 0 | 0 | 0 | 0 | 0 | 0
2009 | US | NPCC | New York | New York | W09 | DELIVERABLE INTERNAL CAPACITY = 6a+7a | 41159 | 40946.8 | 41804.8 | 40914.3 | 40916.1 | 40900.8 | 40900.8 | 40900.8 | 40900.8 | 40900.8 | 40900.8
2009 | US | NPCC | New York | New York | W10 | CAPACITY TRANSACTIONS - IMPORTS = 10a+10b+10c+10d | 1737 | 84.9 | 0 | 0 | 517.5 | 517.5 | 467.5 | 467.5 | 467.5 | 467.5 | 467.5
2009 | US | NPCC | New York | New York | W10a | Firm (Note: The sum of 10a1 and 10a2 must be <= 10a) | 1737 | 84.9 | 0 | 0 | 517.5 | 517.5 | 467.5 | 467.5 | 467.5 | 467.5 | 467.5
2009 | US | NPCC | New York | New York | W10a1 | Full-Responsibility Purchases | 0 | 0 | 0 | 0 | 0 | 0 | 0 | 0 | 0 | 0 | 0
2009 | US | NPCC | New York | New York | W10a2 | Owned Capacity/Entitlement Located Outside the Region/Subregion | 0 | 0 | 0 | 0 | 0 | 0 | 0 | 0 | 0 | 0 | 0
2009 | US | NPCC | New York | New York | W10b | Non-firm | 0 | 0 | 0 | 0 | 0 | 0 | 0 | 0 | 0 | 0 | 0
2009 | US | NPCC | New York | New York | W10c | Expected (Note: The sum of 10c1 and 10c2 must be <= 10c) | 0 | 0 | 0 | 0 | 0 | 0 | 0 | 0 | 0 | 0 | 0
2009 | US | NPCC | New York | New York | W10c1 | Full-Responsibility Purchases | 0 | 0 | 0 | 0 | 0 | 0 | 0 | 0 | 0 | 0 | 0
2009 | US | NPCC | New York | New York | W10c2 | Owned Capacity/Entitlement Located Outside the Region/Subregion | 0 | 0 | 0 | 0 | 0 | 0 | 0 | 0 | 0 | 0 | 0
2009 | US | NPCC | New York | New York | W10d | Provisional – transactions under study, but negotiations have not begun. | 0 | 0 | 0 | 0 | 0 | 0 | 0 | 0 | 0 | 0 | 0
2009 | US | NPCC | New York | New York | W11 | CAPACITY TRANSACTIONS - EXPORTS = 11a+11b+11c+11d | 0 | 0 | 116.1 | 198.3 | 0 | 0 | 0 | 0 | 0 | 0 | 0
2009 | US | NPCC | New York | New York | W11a | Firm (Note: The sum of 11a1 and 11a2 must be <= 11a) | 0 | 0 | 116.1 | 198.3 | 0 | 0 | 0 | 0 | 0 | 0 | 0
2009 | US | NPCC | New York | New York | W11a1 | Full-Responsibility Purchases | 0 | 0 | 0 | 0 | 0 | 0 | 0 | 0 | 0 | 0 | 0
2009 | US | NPCC | New York | New York | W11a2 | Owned Capacity/Entitlement Located Outside the Region/Subregion | 0 | 0 | 0 | 0 | 0 | 0 | 0 | 0 | 0 | 0 | 0
2009 | US | NPCC | New York | New York | W11b | Non-firm | 0 | 0 | 0 | 0 | 0 | 0 | 0 | 0 | 0 | 0 | 0
2009 | US | NPCC | New York | New York | W11c | Expected (Note: The sum of 11c1 and 11c2 must be <= 11c) | 0 | 0 | 0 | 0 | 0 | 0 | 0 | 0 | 0 | 0 | 0
2009 | US | NPCC | New York | New York | W11c1 | Full-Responsibility Purchases | 0 | 0 | 0 | 0 | 0 | 0 | 0 | 0 | 0 | 0 | 0
2009 | US | NPCC | New York | New York | W11c2 | Owned Capacity/Entitlement Located Outside the Region/Subregion | 0 | 0 | 0 | 0 | 0 | 0 | 0 | 0 | 0 | 0 | 0
2009 | US | NPCC | New York | New York | W11d | Provisional – transactions under study, but negotiations have not begun. | 0 | 0 | 0 | 0 | 0 | 0 | 0 | 0 | 0 | 0 | 0
2009 | US | NPCC | New York | New York | W12 | EXISTING, CERTAIN CAPACITY & NET FIRM TRANSACTIONS = 6a+Net Firm Transactions | 42896 | 40639.3 | 40438.3 | 39465.6 | 40181.4 | 40181.4 | 40131.4 | 40131.4 | 40131.4 | 40131.4 | 40131.4
2009 | US | NPCC | New York | New York | W13 | DELIVERABLE CAPACITY RESOURCES = 12+7a+Net Expected Transactions | 42896 | 41031.7 | 41688.7 | 40716 | 41433.6 | 41418.3 | 41368.3 | 41368.3 | 41368.3 | 41368.3 | 41368.3
2009 | US | NPCC | New York | New York | W14 | PROSPECTIVE CAPACITY RESOURCES = 13+6b-[Existing,Other Derates]+16b | 42896 | 41031.7 | 41688.7 | 40716 | 41433.6 | 41418.3 | 41368.3 | 41368.3 | 41368.3 | 41368.3 | 41368.3
2009 | US | NPCC | New York | New York | W15 | TOTAL POTENTIAL CAPACITY RESOURCES = 13+6b-[Existing,Other Derates]+7b+ 8+Net Provisional Transactions | 42896 | 41031.7 | 42837 | 42766 | 45102.6 | 45087.3 | 45037.3 | 45037.3 | 45037.3 | 45037.3 | 45037.3
2009 | US | NPCC | New York | New York | W15a | ADJUSTED POTENTIAL CAPACITY RESOURCES = 13+6b-[Existing,Other Derates]+ 16b+16d+Net Provisional Transactions | 42896 | 41031.7 | 41803.53 | 40921 | 41800.5 | 41785.2 | 41735.2 | 41735.2 | 41735.2 | 41735.2 | 41735.2
2009 | US | NPCC | New York | New York | W16a | Confidence of Future, Other (7b), using reasonable judgement | 0 | 0 | 0 | 0 | 0 | 0 | 0 | 0 | 0 | 0 | 0
2009 | US | NPCC | New York | New York | W16b | Net Future, Other Resources After Confidence Percentage Is Applied = 7b*16a | 0 | 0 | 0 | 0 | 0 | 0 | 0 | 0 | 0 | 0 | 0
2009 | US | NPCC | New York | New York | W16c | Confidence of Conceptual (8), using reasonable judgement | 0 | 0.1 | 0.1 | 0.1 | 0.1 | 0.1 | 0.1 | 0.1 | 0.1 | 0.1 | 0.1
2009 | US | NPCC | New York | New York | W16d | Net Conceptual Resources After Confidence Percentage Is Applied = 8*16c | 0 | 0 | 114.83 | 205 | 366.9 | 366.9 | 366.9 | 366.9 | 366.9 | 366.9 | 366.9
2009 | US | NPCC | New York | New York | W17C | Region/Subregion Target Capacity Margin | 0 | 0 | 0 | 0 | 0 | 0 | 0 | 0 | 0 | 0 | 0
2009 | US | NPCC | New York | New York | W17R | Region/Subregion Target Reserve Margin | 0 | 0.165 | 0.165 | 0.165 | 0.165 | 0.165 | 0.165 | 0.165 | 0.165 | 0.165 | 0.165
2009 | US | NPCC | New York | New York | W18C | Existing Certain and Net Firm Transactions = (12-3)/12 | 0 | 0.38488 | 0.38249 | 0.36603 | 0.37548 | 0.37073 | 0.36673 | 0.36416 | 0.35993 | 0.35564 | 0.35118
2009 | US | NPCC | New York | New York | W19C | Deliverable Capacity Resources = (13-3)/13 | 0 | 0.39076 | 0.40101 | 0.3855 | 0.39436 | 0.38952 | 0.38566 | 0.38318 | 0.37907 | 0.37491 | 0.37058
2009 | US | NPCC | New York | New York | W20C | Prospective Capacity Resources = (14-3)/14 | 0 | 0.39076 | 0.40101 | 0.3855 | 0.39436 | 0.38952 | 0.38566 | 0.38318 | 0.37907 | 0.37491 | 0.37058
2009 | US | NPCC | New York | New York | W21C | Total Potential Resources = (15-3)/15 | 0 | 0.39076 | 0.41707 | 0.41496 | 0.44362 | 0.4392 | 0.43571 | 0.43343 | 0.42965 | 0.42583 | 0.42186
2009 | US | NPCC | New York | New York | W22C | Adjusted Potential Resources = (15a-3)/15a | 0 | 0.39076 | 0.40266 | 0.38858 | 0.39967 | 0.39488 | 0.39107 | 0.3886 | 0.38452 | 0.3804 | 0.37611
2009 | US | NPCC | New York | New York | W18R | Existing Certain and Net Firm Transactions = (12-3)/3 | 0 | 0.6257 | 0.61941 | 0.57736 | 0.60124 | 0.58914 | 0.57911 | 0.57273 | 0.56232 | 0.55193 | 0.54126
2009 | US | NPCC | New York | New York | W19R | Deliverable Capacity Resources = (13-3)/3 | 0 | 0.6414 | 0.66948 | 0.62734 | 0.65114 | 0.63806 | 0.62778 | 0.62121 | 0.61048 | 0.59976 | 0.58877
2009 | US | NPCC | New York | New York | W20R | Prospective Capacity Resources = (14-3)/3 | 0 | 0.6414 | 0.66948 | 0.62734 | 0.65114 | 0.63806 | 0.62778 | 0.62121 | 0.61048 | 0.59976 | 0.58877
2009 | US | NPCC | New York | New York | W21R | Total Potential Resources = (15-3)/3 | 0 | 0.6414 | 0.71547 | 0.70927 | 0.79735 | 0.78316 | 0.77215 | 0.76499 | 0.75331 | 0.74165 | 0.72968
2009 | US | NPCC | New York | New York | W22R | Adjusted Potential Resources = (15a-3)/3 | 0 | 0.6414 | 0.67408 | 0.63553 | 0.66576 | 0.65257 | 0.64221 | 0.63558 | 0.62476 | 0.61395 | 0.60286
2009 | US | NPCC | New York | New York | W24 | Other Capacity < 1 MW | 0 | 0 | 0 | 0 | 0 | 0 | 0 | 0 | 0 | 0 | 0
2009 | US | NPCC | New York | New York | W25 | Distributed Generator Capacity >= 1 MW | 0 | 0 | 0 | 0 | 0 | 0 | 0 | 0 | 0 | 0 | 0
2009 | US | NPCC | New York | New York | W26 | Capacity Total from EIA-860 | 0 | 0 | 0 | 0 | 0 | 0 | 0 | 0 | 0 | 0 | 0
2009 | US | NPCC | New York | New York | W27 | Total Installed Baseline Capacity Resources = 12+6b | 42896 | 0 | 0 | 0 | 0 | 0 | 0 | 0 | 0 | 0 | 0
2009 | US | NPCC | New England | New England | W01 | Unrestricted Non-coincident Peak Demand = 2+1a+1b-1c-1d | 22130 | 22100 | 22105 | 22175 | 22290 | 22335 | 22440 | 22540 | 22645 | 22750 | 22860
2009 | US | NPCC | New England | New England | W01a | New Conservation (Energy Efficiency) | 0 | 0 | 0 | 0 | 0 | 0 | 0 | 0 | 0 | 0 | 0
2009 | US | NPCC | New England | New England | W01b | Estimated Diversity | 0 | 0 | 0 | 0 | 0 | 0 | 0 | 0 | 0 | 0 | 0
2009 | US | NPCC | New England | New England | W01c | Additions for non-member load (load served by non-registered LSE's in a region) | 0 | 0 | 0 | 0 | 0 | 0 | 0 | 0 | 0 | 0 | 0
2009 | US | NPCC | New England | New England | W01d | Stand-by Load Under Contract (Normally served by behind the meter generation) | 0 | 0 | 0 | 0 | 0 | 0 | 0 | 0 | 0 | 0 | 0
2009 | US | NPCC | New England | New England | W02 | Total Internal Demand | 22130 | 22100 | 22105 | 22175 | 22290 | 22335 | 22440 | 22540 | 22645 | 22750 | 22860
2009 | US | NPCC | New England | New England | W02a | Direct Control Load Management | 0 | 0 | 0 | 0 | 0 | 0 | 0 | 0 | 0 | 0 | 0
2009 | US | NPCC | New England | New England | W02b | Contractually Interruptible (Curtailable) | 0 | 0 | 0 | 0 | 0 | 0 | 0 | 0 | 0 | 0 | 0
2009 | US | NPCC | New England | New England | W02c | Critical Peak-Pricing (CPP) with Control | 0 | 0 | 0 | 0 | 0 | 0 | 0 | 0 | 0 | 0 | 0
2009 | US | NPCC | New England | New England | W02d | Load as a Capacity Resource | 0 | 0 | 0 | 0 | 0 | 0 | 0 | 0 | 0 | 0 | 0
2009 | US | NPCC | New England | New England | W03 | Net Internal Demand = 2-2a-2b-2c-2d | 22130 | 22100 | 22105 | 22175 | 22290 | 22335 | 22440 | 22540 | 22645 | 22750 | 22860
2009 | US | NPCC | New England | New England | W04a | Demand Response used for Reserves - Spinning | 0 | 0 | 0 | 0 | 0 | 0 | 0 | 0 | 0 | 0 | 0
2009 | US | NPCC | New England | New England | W04b | Demand Response used for Reserves - Non-Spinning | 0 | 0 | 0 | 0 | 0 | 0 | 0 | 0 | 0 | 0 | 0
2009 | US | NPCC | New England | New England | W04c | Demand Response used for Regulation | 0 | 0 | 0 | 0 | 0 | 0 | 0 | 0 | 0 | 0 | 0
2009 | US | NPCC | New England | New England | W04d | Demand Response used for Energy, Voluntary - Emergency | 0 | 0 | 0 | 0 | 0 | 0 | 0 | 0 | 0 | 0 | 0
2009 | US | NPCC | New England | New England | W05 | TOTAL INTERNAL CAPACITY = 6+7 | 36967 | 37951 | 36834 | 42598 | 45703 | 47021 | 47021 | 48968 | 48968 | 48968 | 48968
2009 | US | NPCC | New England | New England | W06 | EXISTING CAPACITY = 6a+6b+6c | 36967 | 37147 | 32914 | 35460 | 35082 | 35082 | 35082 | 35082 | 35082 | 35082 | 35082
2009 | US | NPCC | New England | New England | W06a | Existing, Certain (Note: The sum of 6a1 through 6a4 must be <= 6a) | 35970 | 36152 | 31700 | 34246 | 33868 | 33868 | 33868 | 33868 | 33868 | 33868 | 33868
2009 | US | NPCC | New England | New England | W06a1 | Wind Expected On-Peak | 31 | 228 | 0 | 0 | 0 | 0 | 0 | 0 | 0 | 0 | 0
2009 | US | NPCC | New England | New England | W06a2 | Solar Expected On-Peak | 0 | 1 | 0 | 0 | 0 | 0 | 0 | 0 | 0 | 0 | 0
2009 | US | NPCC | New England | New England | W06a3 | Hydro Expected On-Peak | 1897 | 1936 | 1566 | 1648 | 1648 | 1648 | 1648 | 1648 | 1648 | 1648 | 1648
2009 | US | NPCC | New England | New England | W06a4 | Biomass Expected On-Peak | 996 | 1005 | 971 | 892 | 892 | 892 | 892 | 892 | 892 | 892 | 892
2009 | US | NPCC | New England | New England | W06a5 | Load as a Capacity Resource Expected On-Peak (Load Management Programs) | 2737 | 2519 | 2305 | 2724 | 2346 | 2346 | 2346 | 2346 | 2346 | 2346 | 2346
2009 | US | NPCC | New England | New England | W06b | Existing, Other (Note: The sum of 6b1 through 6b7 must be <= 6b) | 997 | 995 | 1214 | 1214 | 1214 | 1214 | 1214 | 1214 | 1214 | 1214 | 1214
2009 | US | NPCC | New England | New England | W06b1 | Wind Derate On-Peak | 44 | 44 | 0 | 0 | 0 | 0 | 0 | 0 | 0 | 0 | 0
2009 | US | NPCC | New England | New England | W06b2 | Solar Derate On-Peak | 0 | 0 | 0 | 0 | 0 | 0 | 0 | 0 | 0 | 0 | 0
2009 | US | NPCC | New England | New England | W06b3 | Hydro Derate On-Peak | 38 | 36 | 299 | 258 | 258 | 258 | 258 | 258 | 258 | 258 | 258
2009 | US | NPCC | New England | New England | W06b4 | Biomass Derate On-Peak | 0 | 0 | 0 | 0 | 0 | 0 | 0 | 0 | 0 | 0 | 0
2009 | US | NPCC | New England | New England | W06b5 | Load as a Capacity Resource Derate On-Peak (Load Management Programs) | 0 | 0 | 0 | 0 | 0 | 0 | 0 | 0 | 0 | 0 | 0
2009 | US | NPCC | New England | New England | W06b6 | Energy Only | 0 | 0 | 0 | 0 | 0 | 0 | 0 | 0 | 0 | 0 | 0
2009 | US | NPCC | New England | New England | W06b7 | Scheduled Outage - Maintenance | 400 | 400 | 400 | 400 | 400 | 400 | 400 | 400 | 400 | 400 | 400
2009 | US | NPCC | New England | New England | W06b8 | Transmission-Limited Resources | 0 | 0 | 0 | 0 | 0 | 0 | 0 | 0 | 0 | 0 | 0
2009 | US | NPCC | New England | New England | W06c | Existing, Inoperable (Note: Capacity reported in this line are not used in margin calculations) | 0 | 0 | 0 | 0 | 0 | 0 | 0 | 0 | 0 | 0 | 0
2009 | US | NPCC | New England | New England | W07 | FUTURE CAPACITY ADDITIONS = 7a+7b | 0 | 804 | 3920 | 7138 | 10621 | 11939 | 11939 | 13886 | 13886 | 13886 | 13886
2009 | US | NPCC | New England | New England | W07a | Future, Planned (Note: Only the net expected On-Peak values are included in this line and does not include Energy Only.) | 0 | 335 | 232 | 1424 | 1424 | 1424 | 1424 | 1424 | 1424 | 1424 | 1424
2009 | US | NPCC | New England | New England | W07a1 | Wind Expected On-Peak | 0 | 0 | 17 | 155 | 155 | 155 | 155 | 155 | 155 | 155 | 155
2009 | US | NPCC | New England | New England | W07a2 | Solar Expected On-Peak | 0 | 0 | 0 | 0 | 0 | 0 | 0 | 0 | 0 | 0 | 0
2009 | US | NPCC | New England | New England | W07a3 | Hydro Expected On-Peak | 0 | 0 | 0 | 1 | 1 | 1 | 1 | 1 | 1 | 1 | 1
2009 | US | NPCC | New England | New England | W07a4 | Biomass Expected On-Peak | 0 | 0 | 2 | 53 | 53 | 53 | 53 | 53 | 53 | 53 | 53
2009 | US | NPCC | New England | New England | W07b | Future, Other (Note: Only the net expected On-Peak values are included in this line and does not include Energy Only.) | 0 | 0 | 23 | 195 | 195 | 195 | 195 | 195 | 195 | 195 | 195
2009 | US | NPCC | New England | New England | W07b1 | Wind Expected On-Peak | 0 | 0 | 0 | 0 | 0 | 0 | 0 | 0 | 0 | 0 | 0
2009 | US | NPCC | New England | New England | W07b2 | Wind Derate On-Peak | 0 | 0 | 23 | 195 | 195 | 195 | 195 | 195 | 195 | 195 | 195
2009 | US | NPCC | New England | New England | W07b3 | Solar Expected On-Peak | 0 | 0 | 0 | 0 | 0 | 0 | 0 | 0 | 0 | 0 | 0
2009 | US | NPCC | New England | New England | W07b4 | Solar Derate On-Peak | 0 | 0 | 0 | 0 | 0 | 0 | 0 | 0 | 0 | 0 | 0
2009 | US | NPCC | New England | New England | W07b5 | Hydro Expected On-Peak | 0 | 0 | 0 | 0 | 0 | 0 | 0 | 0 | 0 | 0 | 0
2009 | US | NPCC | New England | New England | W07b6 | Hydro Derate On-Peak | 0 | 0 | 0 | 0 | 0 | 0 | 0 | 0 | 0 | 0 | 0
2009 | US | NPCC | New England | New England | W07b7 | Biomass Expected On-Peak | 0 | 0 | 0 | 0 | 0 | 0 | 0 | 0 | 0 | 0 | 0
2009 | US | NPCC | New England | New England | W07b8 | Biomass Derate On-Peak | 0 | 0 | 0 | 0 | 0 | 0 | 0 | 0 | 0 | 0 | 0
2009 | US | NPCC | New England | New England | W07b9 | Energy Only | 0 | 0 | 0 | 0 | 0 | 0 | 0 | 0 | 0 | 0 | 0
2009 | US | NPCC | New England | New England | W08 | Conceptual (Note: Only the net expected on-peak capacity is included in this line and does not include Energy Only.) | 0 | 469 | 3688 | 5714 | 9197 | 10515 | 10515 | 12462 | 12462 | 12462 | 12462
2009 | US | NPCC | New England | New England | W08a1 | Wind Expected On-Peak | 0 | 287 | 1010 | 1546 | 2052 | 2180 | 2180 | 2180 | 2180 | 2180 | 2180
2009 | US | NPCC | New England | New England | W08a2 | Wind Derate On-Peak | 0 | 0 | 0 | 0 | 0 | 0 | 0 | 0 | 0 | 0 | 0
2009 | US | NPCC | New England | New England | W08a3 | Solar Expected On-Peak | 0 | 0 | 0 | 0 | 0 | 0 | 0 | 0 | 0 | 0 | 0
2009 | US | NPCC | New England | New England | W08a4 | Solar Derate On-Peak | 0 | 0 | 0 | 0 | 0 | 0 | 0 | 0 | 0 | 0 | 0
2009 | US | NPCC | New England | New England | W08a5 | Hydro Expected On-Peak | 0 | 8 | 16 | 16 | 16 | 16 | 16 | 16 | 16 | 16 | 16
2009 | US | NPCC | New England | New England | W08a6 | Hydro Derate On-Peak | 0 | 0 | 0 | 0 | 0 | 0 | 0 | 0 | 0 | 0 | 0
2009 | US | NPCC | New England | New England | W08a7 | Biomass Expected On-Peak | 0 | 104 | 157 | 368 | 368 | 418 | 468 | 468 | 468 | 468 | 468
2009 | US | NPCC | New England | New England | W08a8 | Biomass Derate On-Peak | 0 | 0 | 0 | 0 | 0 | 0 | 0 | 0 | 0 | 0 | 0
2009 | US | NPCC | New England | New England | W08a9 | Energy Only | 0 | 0 | 0 | 0 | 0 | 0 | 0 | 0 | 0 | 0 | 0
2009 | US | NPCC | New England | New England | W09 | DELIVERABLE INTERNAL CAPACITY = 6a+7a | 35970 | 36487 | 31932 | 35670 | 35292 | 35292 | 35292 | 35292 | 35292 | 35292 | 35292
2009 | US | NPCC | New England | New England | W10 | CAPACITY TRANSACTIONS - IMPORTS = 10a+10b+10c+10d | 1795 | 401 | 401 | 401 | 401 | 401 | 401 | 401 | 401 | 401 | 401
2009 | US | NPCC | New England | New England | W10a | Firm (Note: The sum of 10a1 and 10a2 must be <= 10a) | 1795 | 401 | 401 | 401 | 401 | 401 | 401 | 401 | 401 | 401 | 401
2009 | US | NPCC | New England | New England | W10a1 | Full-Responsibility Purchases | 1795 | 401 | 401 | 401 | 401 | 401 | 401 | 401 | 401 | 401 | 401
2009 | US | NPCC | New England | New England | W10a2 | Owned Capacity/Entitlement Located Outside the Region/Subregion | 0 | 0 | 0 | 0 | 0 | 0 | 0 | 0 | 0 | 0 | 0
2009 | US | NPCC | New England | New England | W10b | Non-firm | 0 | 0 | 0 | 0 | 0 | 0 | 0 | 0 | 0 | 0 | 0
2009 | US | NPCC | New England | New England | W10c | Expected (Note: The sum of 10c1 and 10c2 must be <= 10c) | 0 | 0 | 0 | 0 | 0 | 0 | 0 | 0 | 0 | 0 | 0
2009 | US | NPCC | New England | New England | W10c1 | Full-Responsibility Purchases | 0 | 0 | 0 | 0 | 0 | 0 | 0 | 0 | 0 | 0 | 0
2009 | US | NPCC | New England | New England | W10c2 | Owned Capacity/Entitlement Located Outside the Region/Subregion | 0 | 0 | 0 | 0 | 0 | 0 | 0 | 0 | 0 | 0 | 0
2009 | US | NPCC | New England | New England | W10d | Provisional – transactions under study, but negotiations have not begun. | 0 | 0 | 0 | 0 | 0 | 0 | 0 | 0 | 0 | 0 | 0
2009 | US | NPCC | New England | New England | W11 | CAPACITY TRANSACTIONS - EXPORTS = 11a+11b+11c+11d | 1267 | 343 | 343 | 343 | 343 | 343 | 343 | 343 | 343 | 343 | 343
2009 | US | NPCC | New England | New England | W11a | Firm (Note: The sum of 11a1 and 11a2 must be <= 11a) | 1267 | 343 | 343 | 343 | 343 | 343 | 343 | 343 | 343 | 343 | 343
2009 | US | NPCC | New England | New England | W11a1 | Full-Responsibility Purchases | 1267 | 343 | 343 | 343 | 343 | 343 | 343 | 343 | 343 | 343 | 343
2009 | US | NPCC | New England | New England | W11a2 | Owned Capacity/Entitlement Located Outside the Region/Subregion | 0 | 0 | 0 | 0 | 0 | 0 | 0 | 0 | 0 | 0 | 0
2009 | US | NPCC | New England | New England | W11b | Non-firm | 0 | 0 | 0 | 0 | 0 | 0 | 0 | 0 | 0 | 0 | 0
2009 | US | NPCC | New England | New England | W11c | Expected (Note: The sum of 11c1 and 11c2 must be <= 11c) | 0 | 0 | 0 | 0 | 0 | 0 | 0 | 0 | 0 | 0 | 0
2009 | US | NPCC | New England | New England | W11c1 | Full-Responsibility Purchases | 0 | 0 | 0 | 0 | 0 | 0 | 0 | 0 | 0 | 0 | 0
2009 | US | NPCC | New England | New England | W11c2 | Owned Capacity/Entitlement Located Outside the Region/Subregion | 0 | 0 | 0 | 0 | 0 | 0 | 0 | 0 | 0 | 0 | 0
2009 | US | NPCC | New England | New England | W11d | Provisional – transactions under study, but negotiations have not begun. | 0 | 0 | 0 | 0 | 0 | 0 | 0 | 0 | 0 | 0 | 0
2009 | US | NPCC | New England | New England | W12 | EXISTING, CERTAIN CAPACITY & NET FIRM TRANSACTIONS = 6a+Net Firm Transactions | 36498 | 36210 | 31758 | 34304 | 33926 | 33926 | 33926 | 33926 | 33926 | 33926 | 33926
2009 | US | NPCC | New England | New England | W13 | DELIVERABLE CAPACITY RESOURCES = 12+7a+Net Expected Transactions | 36498 | 36545 | 31990 | 35728 | 35350 | 35350 | 35350 | 35350 | 35350 | 35350 | 35350
2009 | US | NPCC | New England | New England | W14 | PROSPECTIVE CAPACITY RESOURCES = 13+6b-[Existing,Other Derates]+16b | 37013 | 37060 | 32505 | 36284 | 35906 | 35906 | 35906 | 35906 | 35906 | 35906 | 35906
2009 | US | NPCC | New England | New England | W15 | TOTAL POTENTIAL CAPACITY RESOURCES = 13+6b-[Existing,Other Derates]+7b+ 8+Net Provisional Transactions | 37013 | 37529 | 36216 | 42193 | 45298 | 46616 | 46616 | 48563 | 48563 | 48563 | 48563
2009 | US | NPCC | New England | New England | W15a | ADJUSTED POTENTIAL CAPACITY RESOURCES = 13+6b-[Existing,Other Derates]+ 16b+16d+Net Provisional Transactions | 37013 | 37060 | 33242.6 | 37426.8 | 37745.4 | 38009 | 38009 | 38398.4 | 38398.4 | 38398.4 | 38398.4
2009 | US | NPCC | New England | New England | W16a | Confidence of Future, Other (7b), using reasonable judgement | 0 | 0 | 0 | 0 | 0 | 0 | 0 | 0 | 0 | 0 | 0
2009 | US | NPCC | New England | New England | W16b | Net Future, Other Resources After Confidence Percentage Is Applied = 7b*16a | 0 | 0 | 0 | 0 | 0 | 0 | 0 | 0 | 0 | 0 | 0
2009 | US | NPCC | New England | New England | W16c | Confidence of Conceptual (8), using reasonable judgement | 0 | 0 | 0.2 | 0.2 | 0.2 | 0.2 | 0.2 | 0.2 | 0.2 | 0.2 | 0.2
2009 | US | NPCC | New England | New England | W16d | Net Conceptual Resources After Confidence Percentage Is Applied = 8*16c | 0 | 0 | 737.6 | 1142.8 | 1839.4 | 2103 | 2103 | 2492.4 | 2492.4 | 2492.4 | 2492.4
2009 | US | NPCC | New England | New England | W17C | Region/Subregion Target Capacity Margin | 0 | 0 | 0 | 0 | 0 | 0 | 0 | 0 | 0 | 0 | 0
2009 | US | NPCC | New England | New England | W17R | Region/Subregion Target Reserve Margin | 0 | 0.15 | 0.15 | 0.15 | 0.15 | 0.15 | 0.15 | 0.15 | 0.15 | 0.15 | 0.15
2009 | US | NPCC | New England | New England | W18C | Existing Certain and Net Firm Transactions = (12-3)/12 | 0 | 0.38967 | 0.30395 | 0.35357 | 0.34298 | 0.34166 | 0.33856 | 0.33561 | 0.33252 | 0.32942 | 0.32618
2009 | US | NPCC | New England | New England | W19C | Deliverable Capacity Resources = (13-3)/13 | 0 | 0.39527 | 0.309 | 0.37934 | 0.36945 | 0.36818 | 0.36521 | 0.36238 | 0.35941 | 0.35644 | 0.35332
2009 | US | NPCC | New England | New England | W20C | Prospective Capacity Resources = (14-3)/14 | 0 | 0.40367 | 0.31995 | 0.38885 | 0.37921 | 0.37796 | 0.37503 | 0.37225 | 0.36933 | 0.3664 | 0.36334
2009 | US | NPCC | New England | New England | W21C | Total Potential Resources = (15-3)/15 | 0 | 0.41112 | 0.38963 | 0.47444 | 0.50793 | 0.52087 | 0.51862 | 0.53586 | 0.5337 | 0.53154 | 0.52927
2009 | US | NPCC | New England | New England | W22C | Adjusted Potential Resources = (15a-3)/15a | 0 | 0.40367 | 0.33504 | 0.40751 | 0.40946 | 0.41238 | 0.40961 | 0.413 | 0.41026 | 0.40753 | 0.40466
2009 | US | NPCC | New England | New England | W18R | Existing Certain and Net Firm Transactions = (12-3)/3 | 0 | 0.63846 | 0.43669 | 0.54697 | 0.52203 | 0.51896 | 0.51185 | 0.50515 | 0.49817 | 0.49125 | 0.48408
2009 | US | NPCC | New England | New England | W19R | Deliverable Capacity Resources = (13-3)/3 | 0 | 0.65362 | 0.44718 | 0.61118 | 0.58591 | 0.58272 | 0.57531 | 0.56832 | 0.56105 | 0.55385 | 0.54637
2009 | US | NPCC | New England | New England | W20R | Prospective Capacity Resources = (14-3)/3 | 0 | 0.67692 | 0.47048 | 0.63626 | 0.61086 | 0.60761 | 0.60009 | 0.59299 | 0.5856 | 0.57829 | 0.57069
2009 | US | NPCC | New England | New England | W21R | Total Potential Resources = (15-3)/3 | 0 | 0.69814 | 0.63836 | 0.90273 | 1.0322 | 1.0871 | 1.0774 | 1.1545 | 1.1445 | 1.1346 | 1.1244
2009 | US | NPCC | New England | New England | W22R | Adjusted Potential Resources = (15a-3)/3 | 0 | 0.67692 | 0.50385 | 0.68779 | 0.69338 | 0.70177 | 0.69381 | 0.70357 | 0.69567 | 0.68784 | 0.67972
2009 | US | NPCC | New England | New England | W24 | Other Capacity < 1 MW | 0 | 0 | 0 | 0 | 0 | 0 | 0 | 0 | 0 | 0 | 0
2009 | US | NPCC | New England | New England | W25 | Distributed Generator Capacity >= 1 MW | 0 | 0 | 0 | 0 | 0 | 0 | 0 | 0 | 0 | 0 | 0
2009 | US | NPCC | New England | New England | W26 | Capacity Total from EIA-860 | 0 | 0 | 0 | 0 | 0 | 0 | 0 | 0 | 0 | 0 | 0
2009 | US | NPCC | New England | New England | W27 | Total Installed Baseline Capacity Resources = 12+6b | 37495 | 0 | 0 | 0 | 0 | 0 | 0 | 0 | 0 | 0 | 0
2009 | CA | NPCC | Ontario | Ontario | W01 | Unrestricted Non-coincident Peak Demand = 2+1a+1b-1c-1d | 22983 | 23387.7422 | 23603.0534 | 23755.9665 | 23858.4874 | 23801.8887 | 24073.5178 | 23870.6509 | 24398.717 | 24840.4487 | 24726.832
2009 | CA | NPCC | Ontario | Ontario | W01a | New Conservation (Energy Efficiency) | 0 | 501.8712 | 818.1892 | 1312.8532 | 1777.347 | 2226.9648 | 2631.3589 | 3030.9509 | 3304.145 | 3605.4341 | 3881.9678
2009 | CA | NPCC | Ontario | Ontario | W01b | Estimated Diversity | 0 | 0 | 0 | 0 | 0 | 0 | 0 | 0 | 0 | 0 | 0
2009 | CA | NPCC | Ontario | Ontario | W01c | Additions for non-member load (load served by non-registered LSE's in a region) | 0 | 0 | 0 | 0 | 0 | 0 | 0 | 0 | 0 | 0 | 0
2009 | CA | NPCC | Ontario | Ontario | W01d | Stand-by Load Under Contract (Normally served by behind the meter generation) | 0 | 0 | 0 | 0 | 0 | 0 | 0 | 0 | 0 | 0 | 0
2009 | CA | NPCC | Ontario | Ontario | W02 | Total Internal Demand | 22983 | 22885.8709 | 22784.8642 | 22443.1134 | 22081.1404 | 21574.9239 | 21442.1589 | 20839.7 | 21094.572 | 21235.0145 | 20844.8642
2009 | CA | NPCC | Ontario | Ontario | W02a | Direct Control Load Management | 0 | 0 | 0 | 0 | 0 | 0 | 0 | 0 | 0 | 0 | 0
2009 | CA | NPCC | Ontario | Ontario | W02b | Contractually Interruptible (Curtailable) | 0 | 0 | 0 | 0 | 0 | 0 | 0 | 0 | 0 | 0 | 0
2009 | CA | NPCC | Ontario | Ontario | W02c | Critical Peak-Pricing (CPP) with Control | 0 | 0 | 0 | 0 | 0 | 0 | 0 | 0 | 0 | 0 | 0
2009 | CA | NPCC | Ontario | Ontario | W02d | Load as a Capacity Resource | 0 | 0 | 0 | 0 | 0 | 0 | 0 | 0 | 0 | 0 | 0
2009 | CA | NPCC | Ontario | Ontario | W03 | Net Internal Demand = 2-2a-2b-2c-2d | 22983 | 22885.8709 | 22784.8642 | 22443.1134 | 22081.1404 | 21574.9239 | 21442.1589 | 20839.7 | 21094.572 | 21235.0145 | 20844.8642
2009 | CA | NPCC | Ontario | Ontario | W04a | Demand Response used for Reserves - Spinning | 0 | 0 | 0 | 0 | 0 | 0 | 0 | 0 | 0 | 0 | 0
2009 | CA | NPCC | Ontario | Ontario | W04b | Demand Response used for Reserves - Non-Spinning | 0 | 0 | 0 | 0 | 0 | 0 | 0 | 0 | 0 | 0 | 0
2009 | CA | NPCC | Ontario | Ontario | W04c | Demand Response used for Regulation | 0 | 0 | 0 | 0 | 0 | 0 | 0 | 0 | 0 | 0 | 0
2009 | CA | NPCC | Ontario | Ontario | W04d | Demand Response used for Energy, Voluntary - Emergency | 0 | 0 | 0 | 0 | 0 | 0 | 0 | 0 | 0 | 0 | 0
2009 | CA | NPCC | Ontario | Ontario | W05 | TOTAL INTERNAL CAPACITY = 6+7 | 31268 | 35713 | 36289.0247 | 36529.4644 | 37253.5189 | 37944.6629 | 38436.0889 | 33618.3979 | 33780.431 | 32914.0673 | 32421.4677
2009 | CA | NPCC | Ontario | Ontario | W06 | EXISTING CAPACITY = 6a+6b+6c | 31268 | 33637 | 32014.3748 | 31070.547 | 30383.547 | 30113.547 | 29949.547 | 23587.7508 | 22610.6408 | 20718.0408 | 19730.5408
2009 | CA | NPCC | Ontario | Ontario | W06a | Existing, Certain (Note: The sum of 6a1 through 6a4 must be <= 6a) | 28706 | 26028 | 26700 | 25778 | 26121 | 25851 | 25692 | 19330.2038 | 18503.0938 | 16610.4938 | 15622.9938
2009 | CA | NPCC | Ontario | Ontario | W06a1 | Wind Expected On-Peak | 143 | 368.3645 | 368.3645 | 368.3645 | 368.3645 | 368.3645 | 368.3645 | 368.3645 | 368.3645 | 368.3645 | 368.3645
2009 | CA | NPCC | Ontario | Ontario | W06a2 | Solar Expected On-Peak | 0 | 0 | 0 | 0.7815 | 0.7815 | 0.7815 | 0.7815 | 0.7815 | 0.7815 | 0.7815 | 0.7815
2009 | CA | NPCC | Ontario | Ontario | W06a3 | Hydro Expected On-Peak | 6602 | 6079.6355 | 5851.3062 | 5851.3062 | 5851.3062 | 5851.3062 | 5851.3062 | 5851.3062 | 5851.3062 | 5851.3062 | 5851.3062
2009 | CA | NPCC | Ontario | Ontario | W06a4 | Biomass Expected On-Peak | 84 | 71 | 74.6 | 74.6 | 74.6 | 74.6 | 74.6 | 74.6 | 74.6 | 74.6 | 74.6
2009 | CA | NPCC | Ontario | Ontario | W06a5 | Load as a Capacity Resource Expected On-Peak (Load Management Programs) | 542 | 516 | 208.7673 | 196.0924 | 196.0924 | 196.0924 | 107.0798 | 107.0798 | 107.0798 | 107.0798 | 107.0798
2009 | CA | NPCC | Ontario | Ontario | W06b | Existing, Other (Note: The sum of 6b1 through 6b7 must be <= 6b) | 2562 | 7609 | 5314.3748 | 5292.547 | 4262.547 | 4262.547 | 4257.547 | 4257.547 | 4107.547 | 4107.547 | 4107.547
2009 | CA | NPCC | Ontario | Ontario | W06b1 | Wind Derate On-Peak | 561 | 920.9809 | 920.9809 | 920.9809 | 920.9809 | 920.9809 | 920.9809 | 920.9809 | 920.9809 | 920.9809 | 920.9809
2009 | CA | NPCC | Ontario | Ontario | W06b2 | Solar Derate On-Peak | 0 | 0 | 0 | 1.1722 | 1.1722 | 1.1722 | 1.1722 | 1.1722 | 1.1722 | 1.1722 | 1.1722
2009 | CA | NPCC | Ontario | Ontario | W06b3 | Hydro Derate On-Peak | 1152 | 1743.3645 | 1779.3938 | 1779.3938 | 1779.3938 | 1779.3938 | 1779.3938 | 1779.3938 | 1779.3938 | 1779.3938 | 1779.3938
2009 | CA | NPCC | Ontario | Ontario | W06b4 | Biomass Derate On-Peak | 0 | 4 | 0 | 0 | 0 | 0 | 0 | 0 | 0 | 0 | 0
2009 | CA | NPCC | Ontario | Ontario | W06b5 | Load as a Capacity Resource Derate On-Peak (Load Management Programs) | 276 | 479 | 556 | 533 | 533 | 533 | 528 | 528 | 528 | 528 | 528
2009 | CA | NPCC | Ontario | Ontario | W06b6 | Energy Only | 0 | 0 | 0 | 0 | 0 | 0 | 0 | 0 | 0 | 0 | 0
2009 | CA | NPCC | Ontario | Ontario | W06b7 | Scheduled Outage - Maintenance | 573 | 2091 | 878 | 878 | 878 | 878 | 878 | 878 | 878 | 878 | 878
2009 | CA | NPCC | Ontario | Ontario | W06b8 | Transmission-Limited Resources | 0 | 1734 | 1180 | 1180 | 150 | 150 | 150 | 150 | 0 | 0 | 0
2009 | CA | NPCC | Ontario | Ontario | W06c | Existing, Inoperable (Note: Capacity reported in this line are not used in margin calculations) | 0 | 0 | 0 | 0 | 0 | 0 | 0 | 0 | 0 | 0 | 0
2009 | CA | NPCC | Ontario | Ontario | W07 | FUTURE CAPACITY ADDITIONS = 7a+7b | 0 | 2076 | 4274.65 | 5458.9174 | 6869.9719 | 7831.1159 | 8486.5419 | 10030.6471 | 11169.7902 | 12196.0265 | 12690.9269
2009 | CA | NPCC | Ontario | Ontario | W07a | Future, Planned (Note: Only the net expected On-Peak values are included in this line and does not include Energy Only.) | 0 | 2076 | 4260.9625 | 5436.4841 | 6366.085 | 7047.9178 | 7149.3004 | 7791.2354 | 7579.9694 | 7435.9244 | 7306.8174
2009 | CA | NPCC | Ontario | Ontario | W07a1 | Wind Expected On-Peak | 0 | 42 | 115.5851 | 164.0851 | 221.9251 | 232.0051 | 232.0051 | 232.0051 | 232.0051 | 232.0051 | 232.0051
2009 | CA | NPCC | Ontario | Ontario | W07a2 | Solar Expected On-Peak | 0 | 0 | 148.2699 | 209.4682 | 209.4682 | 209.4682 | 209.4682 | 209.4682 | 209.4682 | 209.4682 | 209.4682
2009 | CA | NPCC | Ontario | Ontario | W07a3 | Hydro Expected On-Peak | 0 | 10 | 13.213 | 43.362 | 43.362 | 43.362 | 371.862 | 371.862 | 371.862 | 371.862 | 371.862
2009 | CA | NPCC | Ontario | Ontario | W07a4 | Biomass Expected On-Peak | 0 | 63 | 63 | 63 | 63 | 63 | 163 | 163 | 163 | 163 | 163
2009 | CA | NPCC | Ontario | Ontario | W07b | Future, Other (Note: Only the net expected On-Peak values are included in this line and does not include Energy Only.) | 0 | 0 | 0 | 0 | 0 | 0 | 0 | 0 | 0 | 0 | 0
2009 | CA | NPCC | Ontario | Ontario | W07b1 | Wind Expected On-Peak | 0 | 0 | 0 | 0 | 0 | 0 | 0 | 0 | 0 | 0 | 0
2009 | CA | NPCC | Ontario | Ontario | W07b2 | Wind Derate On-Peak | 0 | 338.2 | 408 | 656.3468 | 897.7068 | 938.0268 | 938.0268 | 938.0268 | 938.0268 | 938.0268 | 938.0268
2009 | CA | NPCC | Ontario | Ontario | W07b3 | Solar Expected On-Peak | 0 | 0 | 0 | 0 | 0 | 0 | 0 | 0 | 0 | 0 | 0
2009 | CA | NPCC | Ontario | Ontario | W07b4 | Solar Derate On-Peak | 0 | 0 | 0 | 314.2023 | 314.2023 | 314.2023 | 314.2023 | 314.2023 | 314.2023 | 314.2023 | 314.2023
2009 | CA | NPCC | Ontario | Ontario | W07b5 | Hydro Expected On-Peak | 0 | 2.5 | 4.887 | 16.038 | 16.038 | 16.038 | 137.538 | 137.538 | 137.538 | 137.538 | 137.538
2009 | CA | NPCC | Ontario | Ontario | W07b6 | Hydro Derate On-Peak | 0 | 0 | 0 | 0 | 0 | 0 | 0 | 0 | 0 | 0 | 0
2009 | CA | NPCC | Ontario | Ontario | W07b7 | Biomass Expected On-Peak | 0 | 0 | 0 | 0 | 0 | 0 | 0 | 0 | 0 | 0 | 0
2009 | CA | NPCC | Ontario | Ontario | W07b8 | Biomass Derate On-Peak | 0 | 0 | 0 | 0 | 0 | 0 | 0 | 0 | 0 | 0 | 0
2009 | CA | NPCC | Ontario | Ontario | W07b9 | Energy Only | 0 | 0 | 0 | 0 | 0 | 0 | 0 | 0 | 0 | 0 | 0
2009 | CA | NPCC | Ontario | Ontario | W08 | Conceptual (Note: Only the net expected on-peak capacity is included in this line and does not include Energy Only.) | 0 | 0 | 13.6875 | 22.4333 | 503.8868 | 783.1981 | 1337.2415 | 2239.4118 | 3589.8208 | 4760.1021 | 5384.1096
2009 | CA | NPCC | Ontario | Ontario | W08a1 | Wind Expected On-Peak | 0 | 0 | 0 | 0.23492 | 403.0093 | 632.035 | 696.5186 | 944.0766 | 1173.5397 | 1174.5267 | 1175.8673
2009 | CA | NPCC | Ontario | Ontario | W08a2 | Wind Derate On-Peak | 0 | 0 | 0 | 1.2333 | 1612.5489 | 2528.9962 | 2787.4724 | 3778.3397 | 4697.0832 | 4702.2652 | 4709.3032
2009 | CA | NPCC | Ontario | Ontario | W08a3 | Solar Expected On-Peak | 0 | 0 | 0 | 1.0548 | 69.8171 | 110.2683 | 123.6148 | 172.767 | 221.1728 | 234.3307 | 250.7957
2009 | CA | NPCC | Ontario | Ontario | W08a4 | Solar Derate On-Peak | 0 | 0 | 0 | 1.5822 | 104.7256 | 165.4025 | 185.4222 | 259.1505 | 331.7591 | 351.496 | 376.1935
2009 | CA | NPCC | Ontario | Ontario | W08a5 | Hydro Expected On-Peak | 0 | 0 | 13.6875 | 21.3525 | 30.806 | 41.1172 | 91.3047 | 163.6404 | 215.3299 | 253.0764 | 270.4504
2009 | CA | NPCC | Ontario | Ontario | W08a6 | Hydro Derate On-Peak | 0 | 0 | 5.0625 | 7.8975 | 11.394 | 15.2078 | 33.7702 | 60.5245 | 79.6426 | 93.6036 | 100.0296
2009 | CA | NPCC | Ontario | Ontario | W08a7 | Biomass Expected On-Peak | 0 | 0 | 0 | 0 | 0 | 0 | 0 | 350 | 1150 | 1150 | 1150
2009 | CA | NPCC | Ontario | Ontario | W08a8 | Biomass Derate On-Peak | 0 | 0 | 0 | 0 | 200 | 350 | 350 | 0 | 0 | 0 | 0
2009 | CA | NPCC | Ontario | Ontario | W08a9 | Energy Only | 0 | 0 | 0 | 0 | 0 | 0 | 0 | 0 | 0 | 0 | 0
2009 | CA | NPCC | Ontario | Ontario | W09 | DELIVERABLE INTERNAL CAPACITY = 6a+7a | 28706 | 28104 | 30960.9625 | 31214.4841 | 32487.085 | 32898.9178 | 32841.3004 | 27121.4392 | 26083.0632 | 24046.4182 | 22929.8112
2009 | CA | NPCC | Ontario | Ontario | W10 | CAPACITY TRANSACTIONS - IMPORTS = 10a+10b+10c+10d | 0 | 0 | 0 | 0 | 0 | 0 | 0 | 0 | 0 | 0 | 0
2009 | CA | NPCC | Ontario | Ontario | W10a | Firm (Note: The sum of 10a1 and 10a2 must be <= 10a) | 0 | 0 | 0 | 0 | 0 | 0 | 0 | 0 | 0 | 0 | 0
2009 | CA | NPCC | Ontario | Ontario | W10a1 | Full-Responsibility Purchases | 0 | 0 | 0 | 0 | 0 | 0 | 0 | 0 | 0 | 0 | 0
2009 | CA | NPCC | Ontario | Ontario | W10a2 | Owned Capacity/Entitlement Located Outside the Region/Subregion | 0 | 0 | 0 | 0 | 0 | 0 | 0 | 0 | 0 | 0 | 0
2009 | CA | NPCC | Ontario | Ontario | W10b | Non-firm | 0 | 0 | 0 | 0 | 0 | 0 | 0 | 0 | 0 | 0 | 0
2009 | CA | NPCC | Ontario | Ontario | W10c | Expected (Note: The sum of 10c1 and 10c2 must be <= 10c) | 0 | 0 | 0 | 0 | 0 | 0 | 0 | 0 | 0 | 0 | 0
2009 | CA | NPCC | Ontario | Ontario | W10c1 | Full-Responsibility Purchases | 0 | 0 | 0 | 0 | 0 | 0 | 0 | 0 | 0 | 0 | 0
2009 | CA | NPCC | Ontario | Ontario | W10c2 | Owned Capacity/Entitlement Located Outside the Region/Subregion | 0 | 0 | 0 | 0 | 0 | 0 | 0 | 0 | 0 | 0 | 0
2009 | CA | NPCC | Ontario | Ontario | W10d | Provisional – transactions under study, but negotiations have not begun. | 0 | 0 | 0 | 0 | 0 | 0 | 0 | 0 | 0 | 0 | 0
2009 | CA | NPCC | Ontario | Ontario | W11 | CAPACITY TRANSACTIONS - EXPORTS = 11a+11b+11c+11d | 0 | 0 | 0 | 0 | 0 | 0 | 0 | 0 | 0 | 0 | 0
2009 | CA | NPCC | Ontario | Ontario | W11a | Firm (Note: The sum of 11a1 and 11a2 must be <= 11a) | 0 | 0 | 0 | 0 | 0 | 0 | 0 | 0 | 0 | 0 | 0
2009 | CA | NPCC | Ontario | Ontario | W11a1 | Full-Responsibility Purchases | 0 | 0 | 0 | 0 | 0 | 0 | 0 | 0 | 0 | 0 | 0
2009 | CA | NPCC | Ontario | Ontario | W11a2 | Owned Capacity/Entitlement Located Outside the Region/Subregion | 0 | 0 | 0 | 0 | 0 | 0 | 0 | 0 | 0 | 0 | 0
2009 | CA | NPCC | Ontario | Ontario | W11b | Non-firm | 0 | 0 | 0 | 0 | 0 | 0 | 0 | 0 | 0 | 0 | 0
2009 | CA | NPCC | Ontario | Ontario | W11c | Expected (Note: The sum of 11c1 and 11c2 must be <= 11c) | 0 | 0 | 0 | 0 | 0 | 0 | 0 | 0 | 0 | 0 | 0
2009 | CA | NPCC | Ontario | Ontario | W11c1 | Full-Responsibility Purchases | 0 | 0 | 0 | 0 | 0 | 0 | 0 | 0 | 0 | 0 | 0
2009 | CA | NPCC | Ontario | Ontario | W11c2 | Owned Capacity/Entitlement Located Outside the Region/Subregion | 0 | 0 | 0 | 0 | 0 | 0 | 0 | 0 | 0 | 0 | 0
2009 | CA | NPCC | Ontario | Ontario | W11d | Provisional – transactions under study, but negotiations have not begun. | 0 | 0 | 0 | 0 | 0 | 0 | 0 | 0 | 0 | 0 | 0
2009 | CA | NPCC | Ontario | Ontario | W12 | EXISTING, CERTAIN CAPACITY & NET FIRM TRANSACTIONS = 6a+Net Firm Transactions | 28706 | 26028 | 26700 | 25778 | 26121 | 25851 | 25692 | 19330.2038 | 18503.0938 | 16610.4938 | 15622.9938
2009 | CA | NPCC | Ontario | Ontario | W13 | DELIVERABLE CAPACITY RESOURCES = 12+7a+Net Expected Transactions | 28706 | 28104 | 30960.9625 | 31214.4841 | 32487.085 | 32898.9178 | 32841.3004 | 27121.4392 | 26083.0632 | 24046.4182 | 22929.8112
2009 | CA | NPCC | Ontario | Ontario | W14 | PROSPECTIVE CAPACITY RESOURCES = 13+6b-[Existing,Other Derates]+16b | 28706 | 28740.6546 | 30960.9625 | 31214.4841 | 32487.085 | 32898.9178 | 32841.3004 | 27121.4392 | 26083.0632 | 24046.4182 | 22929.8112
2009 | CA | NPCC | Ontario | Ontario | W15 | TOTAL POTENTIAL CAPACITY RESOURCES = 13+6b-[Existing,Other Derates]+7b+ 8+Net Provisional Transactions | 28706 | 28740.6546 | 30974.65 | 31236.9174 | 32990.9719 | 33682.1159 | 34178.5419 | 29360.8509 | 29672.884 | 28806.5203 | 28313.9207
2009 | CA | NPCC | Ontario | Ontario | W15a | ADJUSTED POTENTIAL CAPACITY RESOURCES = 13+6b-[Existing,Other Derates]+ 16b+16d+Net Provisional Transactions | 28706 | 28740.6546 | 30974.65 | 31236.9174 | 32990.9719 | 33682.1159 | 34178.5419 | 29360.8509 | 29672.884 | 28806.5203 | 28313.9207
2009 | CA | NPCC | Ontario | Ontario | W16a | Confidence of Future, Other (7b), using reasonable judgement | 0 | 0 | 0 | 0 | 0 | 0 | 0 | 0 | 0 | 0 | 0
2009 | CA | NPCC | Ontario | Ontario | W16b | Net Future, Other Resources After Confidence Percentage Is Applied = 7b*16a | 0 | 0 | 0 | 0 | 0 | 0 | 0 | 0 | 0 | 0 | 0
2009 | CA | NPCC | Ontario | Ontario | W16c | Confidence of Conceptual (8), using reasonable judgement | 0 | 1 | 1 | 1 | 1 | 1 | 1 | 1 | 1 | 1 | 1
2009 | CA | NPCC | Ontario | Ontario | W16d | Net Conceptual Resources After Confidence Percentage Is Applied = 8*16c | 0 | 0 | 13.6875 | 22.4333 | 503.8868 | 783.1981 | 1337.2415 | 2239.4118 | 3589.8208 | 4760.1021 | 5384.1096
2009 | CA | NPCC | Ontario | Ontario | W17C | Region/Subregion Target Capacity Margin | 0 | 0 | 0 | 0 | 0 | 0 | 0 | 0 | 0 | 0 | 0
2009 | CA | NPCC | Ontario | Ontario | W17R | Region/Subregion Target Reserve Margin | 0 | 0.175 | 0.17738 | 0.18196 | 0.18646 | 0.19092 | 0.19378 | 0.19667 | 0.19877 | 0.20066 | 0.20254
2009 | CA | NPCC | Ontario | Ontario | W18C | Existing Certain and Net Firm Transactions = (12-3)/12 | 0 | 0.12072 | 0.14663 | 0.12937 | 0.15466 | 0.16541 | 0.16541 | -0.07809 | -0.14006 | -0.27841 | -0.33424
2009 | CA | NPCC | Ontario | Ontario | W19C | Deliverable Capacity Resources = (13-3)/13 | 0 | 0.18567 | 0.26408 | 0.281 | 0.32031 | 0.34421 | 0.3471 | 0.23162 | 0.19125 | 0.11692 | 0.090927
2009 | CA | NPCC | Ontario | Ontario | W20C | Prospective Capacity Resources = (14-3)/14 | 0 | 0.20371 | 0.26408 | 0.281 | 0.32031 | 0.34421 | 0.3471 | 0.23162 | 0.19125 | 0.11692 | 0.090927
2009 | CA | NPCC | Ontario | Ontario | W21C | Total Potential Resources = (15-3)/15 | 0 | 0.20371 | 0.2644 | 0.28152 | 0.33069 | 0.35945 | 0.37264 | 0.29022 | 0.2891 | 0.26284 | 0.26379
2009 | CA | NPCC | Ontario | Ontario | W22C | Adjusted Potential Resources = (15a-3)/15a | 0 | 0.20371 | 0.2644 | 0.28152 | 0.33069 | 0.35945 | 0.37264 | 0.29022 | 0.2891 | 0.26284 | 0.26379
2009 | CA | NPCC | Ontario | Ontario | W18R | Existing Certain and Net Firm Transactions = (12-3)/3 | 0 | 0.1373 | 0.17183 | 0.14859 | 0.18296 | 0.1982 | 0.1982 | -0.072434 | -0.12285 | -0.21778 | -0.25051
2009 | CA | NPCC | Ontario | Ontario | W19R | Deliverable Capacity Resources = (13-3)/3 | 0 | 0.22801 | 0.35884 | 0.39083 | 0.47126 | 0.52487 | 0.53162 | 0.30143 | 0.23648 | 0.13239 | 0.10002
2009 | CA | NPCC | Ontario | Ontario | W20R | Prospective Capacity Resources = (14-3)/3 | 0 | 0.25583 | 0.35884 | 0.39083 | 0.47126 | 0.52487 | 0.53162 | 0.30143 | 0.23648 | 0.13239 | 0.10002
2009 | CA | NPCC | Ontario | Ontario | W21R | Total Potential Resources = (15-3)/3 | 0 | 0.25583 | 0.35944 | 0.39183 | 0.49408 | 0.56117 | 0.59399 | 0.40889 | 0.40666 | 0.35656 | 0.35832
2009 | CA | NPCC | Ontario | Ontario | W22R | Adjusted Potential Resources = (15a-3)/3 | 0 | 0.25583 | 0.35944 | 0.39183 | 0.49408 | 0.56117 | 0.59399 | 0.40889 | 0.40666 | 0.35656 | 0.35832
2009 | CA | NPCC | Ontario | Ontario | W24 | Other Capacity < 1 MW | 0 | 0 | 0 | 0 | 0 | 0 | 0 | 0 | 0 | 0 | 0
2009 | CA | NPCC | Ontario | Ontario | W25 | Distributed Generator Capacity >= 1 MW | 0 | 0 | 0 | 0 | 0 | 0 | 0 | 0 | 0 | 0 | 0
2009 | CA | NPCC | Ontario | Ontario | W26 | Capacity Total from EIA-860 | 0 | 0 | 0 | 0 | 0 | 0 | 0 | 0 | 0 | 0 | 0
2009 | CA | NPCC | Ontario | Ontario | W27 | Total Installed Baseline Capacity Resources = 12+6b | 31268 | 0 | 0 | 0 | 0 | 0 | 0 | 0 | 0 | 0 | 0
2009 | CA | NPCC | Quebec | Quebec | W01 | Unrestricted Non-coincident Peak Demand = 2+1a+1b-1c-1d | 0 | 36420 | 37443 | 38076 | 38763 | 39302 | 39847 | 40271 | 41166 | 41500 | 41806
2009 | CA | NPCC | Quebec | Quebec | W01a | New Conservation (Energy Efficiency) | 0 | 170 | 340 | 500 | 700 | 880 | 1010 | 1150 | 1150 | 1150 | 1150
2009 | CA | NPCC | Quebec | Quebec | W01b | Estimated Diversity | 0 | 0 | 0 | 0 | 0 | 0 | 0 | 0 | 0 | 0 | 0
2009 | CA | NPCC | Quebec | Quebec | W01c | Additions for non-member load (load served by non-registered LSE's in a region) | 0 | 0 | 0 | 0 | 0 | 0 | 0 | 0 | 0 | 0 | 0
2009 | CA | NPCC | Quebec | Quebec | W01d | Stand-by Load Under Contract (Normally served by behind the meter generation) | 0 | 0 | 0 | 0 | 0 | 0 | 0 | 0 | 0 | 0 | 0
2009 | CA | NPCC | Quebec | Quebec | W02 | Total Internal Demand | 0 | 36250 | 37103 | 37576 | 38063 | 38422 | 38837 | 39121 | 40016 | 40350 | 40656
2009 | CA | NPCC | Quebec | Quebec | W02a | Direct Control Load Management | 0 | 250 | 250 | 250 | 250 | 250 | 250 | 250 | 250 | 250 | 250
2009 | CA | NPCC | Quebec | Quebec | W02b | Contractually Interruptible (Curtailable) | 0 | 1500 | 1500 | 1500 | 1500 | 1500 | 1196 | 1196 | 1196 | 1100 | 1100
2009 | CA | NPCC | Quebec | Quebec | W02c | Critical Peak-Pricing (CPP) with Control | 0 | 0 | 0 | 0 | 0 | 0 | 0 | 0 | 0 | 0 | 0
2009 | CA | NPCC | Quebec | Quebec | W02d | Load as a Capacity Resource | 0 | 0 | 0 | 0 | 0 | 0 | 0 | 0 | 0 | 0 | 0
2009 | CA | NPCC | Quebec | Quebec | W03 | Net Internal Demand = 2-2a-2b-2c-2d | 0 | 34500 | 35353 | 35826 | 36313 | 36672 | 37391 | 37675 | 38570 | 39000 | 39306
2009 | CA | NPCC | Quebec | Quebec | W04a | Demand Response used for Reserves - Spinning | 0 | 0 | 0 | 0 | 0 | 0 | 0 | 0 | 0 | 0 | 0
2009 | CA | NPCC | Quebec | Quebec | W04b | Demand Response used for Reserves - Non-Spinning | 0 | 0 | 0 | 0 | 0 | 0 | 0 | 0 | 0 | 0 | 0
2009 | CA | NPCC | Quebec | Quebec | W04c | Demand Response used for Regulation | 0 | 0 | 0 | 0 | 0 | 0 | 0 | 0 | 0 | 0 | 0
2009 | CA | NPCC | Quebec | Quebec | W04d | Demand Response used for Energy, Voluntary - Emergency | 0 | 0 | 0 | 0 | 0 | 0 | 0 | 0 | 0 | 0 | 0
2009 | CA | NPCC | Quebec | Quebec | W05 | TOTAL INTERNAL CAPACITY = 6+7 | 42521 | 42370 | 42378 | 42401 | 43480 | 43530 | 44202 | 44186 | 44409 | 44787 | 44787
2009 | CA | NPCC | Quebec | Quebec | W06 | EXISTING CAPACITY = 6a+6b+6c | 42521 | 42335 | 42308 | 41673 | 42317 | 42317 | 42317 | 42301 | 42264 | 42264 | 42264
2009 | CA | NPCC | Quebec | Quebec | W06a | Existing, Certain (Note: The sum of 6a1 through 6a4 must be <= 6a) | 40041 | 40402 | 40375 | 39740 | 40384 | 40384 | 40384 | 40368 | 40331 | 40331 | 40331
2009 | CA | NPCC | Quebec | Quebec | W06a1 | Wind Expected On-Peak | 0 | 0 | 0 | 0 | 0 | 0 | 0 | 0 | 0 | 0 | 0
2009 | CA | NPCC | Quebec | Quebec | W06a2 | Solar Expected On-Peak | 0 | 0 | 0 | 0 | 0 | 0 | 0 | 0 | 0 | 0 | 0
2009 | CA | NPCC | Quebec | Quebec | W06a3 | Hydro Expected On-Peak | 37799 | 37620 | 37600 | 37592 | 37561 | 37561 | 37561 | 37545 | 37508 | 37508 | 37508
2009 | CA | NPCC | Quebec | Quebec | W06a4 | Biomass Expected On-Peak | 190 | 190 | 190 | 190 | 190 | 190 | 190 | 190 | 190 | 190 | 190
2009 | CA | NPCC | Quebec | Quebec | W06a5 | Load as a Capacity Resource Expected On-Peak (Load Management Programs) | 0 | 0 | 0 | 0 | 0 | 0 | 0 | 0 | 0 | 0 | 0
2009 | CA | NPCC | Quebec | Quebec | W06b | Existing, Other (Note: The sum of 6b1 through 6b7 must be <= 6b) | 1933 | 1933 | 1933 | 1933 | 1933 | 1933 | 1933 | 1933 | 1933 | 1933 | 1933
2009 | CA | NPCC | Quebec | Quebec | W06b1 | Wind Derate On-Peak | 532 | 532 | 532 | 532 | 532 | 532 | 532 | 532 | 532 | 532 | 532
2009 | CA | NPCC | Quebec | Quebec | W06b2 | Solar Derate On-Peak | 0 | 0 | 0 | 0 | 0 | 0 | 0 | 0 | 0 | 0 | 0
2009 | CA | NPCC | Quebec | Quebec | W06b3 | Hydro Derate On-Peak | 1401 | 1401 | 1401 | 1401 | 1401 | 1401 | 1401 | 1401 | 1401 | 1401 | 1401
2009 | CA | NPCC | Quebec | Quebec | W06b4 | Biomass Derate On-Peak | 21 | 21 | 21 | 21 | 21 | 21 | 21 | 21 | 21 | 21 | 21
2009 | CA | NPCC | Quebec | Quebec | W06b5 | Load as a Capacity Resource Derate On-Peak (Load Management Programs) | 0 | 0 | 0 | 0 | 0 | 0 | 0 | 0 | 0 | 0 | 0
2009 | CA | NPCC | Quebec | Quebec | W06b6 | Energy Only | 0 | 0 | 0 | 0 | 0 | 0 | 0 | 0 | 0 | 0 | 0
2009 | CA | NPCC | Quebec | Quebec | W06b7 | Scheduled Outage - Maintenance | 0 | 0 | 0 | 0 | 0 | 0 | 0 | 0 | 0 | 0 | 0
2009 | CA | NPCC | Quebec | Quebec | W06b8 | Transmission-Limited Resources | 0 | 0 | 0 | 0 | 0 | 0 | 0 | 0 | 0 | 0 | 0
2009 | CA | NPCC | Quebec | Quebec | W06c | Existing, Inoperable (Note: Capacity reported in this line are not used in margin calculations) | 547 | 0 | 0 | 0 | 0 | 0 | 0 | 0 | 0 | 0 | 0
2009 | CA | NPCC | Quebec | Quebec | W07 | FUTURE CAPACITY ADDITIONS = 7a+7b | 0 | 35 | 70 | 728 | 1163 | 1213 | 1885 | 1885 | 2145 | 2523 | 2523
2009 | CA | NPCC | Quebec | Quebec | W07a | Future, Planned (Note: Only the net expected On-Peak values are included in this line and does not include Energy Only.) | 0 | 35 | 70 | 728 | 1163 | 1213 | 1885 | 1885 | 2145 | 2523 | 2523
2009 | CA | NPCC | Quebec | Quebec | W07a1 | Wind Expected On-Peak | 0 | 0 | 0 | 0 | 0 | 0 | 0 | 0 | 0 | 0 | 0
2009 | CA | NPCC | Quebec | Quebec | W07a2 | Solar Expected On-Peak | 0 | 0 | 0 | 0 | 0 | 0 | 0 | 0 | 0 | 0 | 0
2009 | CA | NPCC | Quebec | Quebec | W07a3 | Hydro Expected On-Peak | 0 | 35 | 70 | 728 | 1038 | 1088 | 1760 | 1760 | 2020 | 2398 | 2398
2009 | CA | NPCC | Quebec | Quebec | W07a4 | Biomass Expected On-Peak | 0 | 0 | 0 | 0 | 112 | 112 | 112 | 112 | 112 | 112 | 112
2009 | CA | NPCC | Quebec | Quebec | W07b | Future, Other (Note: Only the net expected On-Peak values are included in this line and does not include Energy Only.) | 0 | 0 | 0 | 0 | 0 | 0 | 0 | 0 | 0 | 0 | 0
2009 | CA | NPCC | Quebec | Quebec | W07b1 | Wind Expected On-Peak | 0 | 0 | 0 | 0 | 0 | 0 | 0 | 0 | 0 | 0 | 0
2009 | CA | NPCC | Quebec | Quebec | W07b2 | Wind Derate On-Peak | 0 | 128 | 375 | 1259 | 2054 | 2526 | 3176 | 3450 | 3450 | 3450 | 3450
2009 | CA | NPCC | Quebec | Quebec | W07b3 | Solar Expected On-Peak | 0 | 0 | 0 | 0 | 0 | 0 | 0 | 0 | 0 | 0 | 0
2009 | CA | NPCC | Quebec | Quebec | W07b4 | Solar Derate On-Peak | 0 | 0 | 0 | 0 | 0 | 0 | 0 | 0 | 0 | 0 | 0
2009 | CA | NPCC | Quebec | Quebec | W07b5 | Hydro Expected On-Peak | 0 | 0 | 0 | 0 | 0 | 0 | 0 | 0 | 0 | 0 | 0
2009 | CA | NPCC | Quebec | Quebec | W07b6 | Hydro Derate On-Peak | 0 | 0 | 0 | 0 | 0 | 0 | 0 | 0 | 0 | 0 | 0
2009 | CA | NPCC | Quebec | Quebec | W07b7 | Biomass Expected On-Peak | 0 | 0 | 0 | 0 | 0 | 0 | 0 | 0 | 0 | 0 | 0
2009 | CA | NPCC | Quebec | Quebec | W07b8 | Biomass Derate On-Peak | 0 | 0 | 0 | 0 | 13 | 13 | 13 | 13 | 13 | 13 | 13
2009 | CA | NPCC | Quebec | Quebec | W07b9 | Energy Only | 0 | 0 | 0 | 0 | 0 | 0 | 0 | 0 | 0 | 0 | 0
2009 | CA | NPCC | Quebec | Quebec | W08 | Conceptual (Note: Only the net expected on-peak capacity is included in this line and does not include Energy Only.) | 0 | 0 | 0 | 0 | 0 | 0 | 0 | 0 | 0 | 0 | 0
2009 | CA | NPCC | Quebec | Quebec | W08a1 | Wind Expected On-Peak | 0 | 0 | 0 | 0 | 0 | 0 | 0 | 0 | 0 | 0 | 0
2009 | CA | NPCC | Quebec | Quebec | W08a2 | Wind Derate On-Peak | 0 | 0 | 0 | 0 | 0 | 0 | 0 | 0 | 0 | 0 | 0
2009 | CA | NPCC | Quebec | Quebec | W08a3 | Solar Expected On-Peak | 0 | 0 | 0 | 0 | 0 | 0 | 0 | 0 | 0 | 0 | 0
2009 | CA | NPCC | Quebec | Quebec | W08a4 | Solar Derate On-Peak | 0 | 0 | 0 | 0 | 0 | 0 | 0 | 0 | 0 | 0 | 0
2009 | CA | NPCC | Quebec | Quebec | W08a5 | Hydro Expected On-Peak | 0 | 0 | 0 | 0 | 0 | 0 | 0 | 0 | 0 | 0 | 0
2009 | CA | NPCC | Quebec | Quebec | W08a6 | Hydro Derate On-Peak | 0 | 0 | 0 | 0 | 0 | 0 | 0 | 0 | 0 | 0 | 0
2009 | CA | NPCC | Quebec | Quebec | W08a7 | Biomass Expected On-Peak | 0 | 0 | 0 | 0 | 0 | 0 | 0 | 0 | 0 | 0 | 0
2009 | CA | NPCC | Quebec | Quebec | W08a8 | Biomass Derate On-Peak | 0 | 0 | 0 | 0 | 0 | 0 | 0 | 0 | 0 | 0 | 0
2009 | CA | NPCC | Quebec | Quebec | W08a9 | Energy Only | 0 | 0 | 0 | 0 | 0 | 0 | 0 | 0 | 0 | 0 | 0
2009 | CA | NPCC | Quebec | Quebec | W09 | DELIVERABLE INTERNAL CAPACITY = 6a+7a | 40041 | 40437 | 40445 | 40468 | 41547 | 41597 | 42269 | 42253 | 42476 | 42854 | 42854
2009 | CA | NPCC | Quebec | Quebec | W10 | CAPACITY TRANSACTIONS - IMPORTS = 10a+10b+10c+10d | 200 | 200 | 200 | 0 | 0 | 0 | 0 | 0 | 0 | 0 | 0
2009 | CA | NPCC | Quebec | Quebec | W10a | Firm (Note: The sum of 10a1 and 10a2 must be <= 10a) | 200 | 200 | 200 | 0 | 0 | 0 | 0 | 0 | 0 | 0 | 0
2009 | CA | NPCC | Quebec | Quebec | W10a1 | Full-Responsibility Purchases | 0 | 0 | 0 | 0 | 0 | 0 | 0 | 0 | 0 | 0 | 0
2009 | CA | NPCC | Quebec | Quebec | W10a2 | Owned Capacity/Entitlement Located Outside the Region/Subregion | 0 | 0 | 0 | 0 | 0 | 0 | 0 | 0 | 0 | 0 | 0
2009 | CA | NPCC | Quebec | Quebec | W10b | Non-firm | 0 | 0 | 0 | 0 | 0 | 0 | 0 | 0 | 0 | 0 | 0
2009 | CA | NPCC | Quebec | Quebec | W10c | Expected (Note: The sum of 10c1 and 10c2 must be <= 10c) | 0 | 0 | 0 | 0 | 0 | 0 | 0 | 0 | 0 | 0 | 0
2009 | CA | NPCC | Quebec | Quebec | W10c1 | Full-Responsibility Purchases | 0 | 0 | 0 | 0 | 0 | 0 | 0 | 0 | 0 | 0 | 0
2009 | CA | NPCC | Quebec | Quebec | W10c2 | Owned Capacity/Entitlement Located Outside the Region/Subregion | 0 | 0 | 0 | 0 | 0 | 0 | 0 | 0 | 0 | 0 | 0
2009 | CA | NPCC | Quebec | Quebec | W10d | Provisional – transactions under study, but negotiations have not begun. | 0 | 0 | 0 | 0 | 0 | 0 | 0 | 0 | 0 | 0 | 0
2009 | CA | NPCC | Quebec | Quebec | W11 | CAPACITY TRANSACTIONS - EXPORTS = 11a+11b+11c+11d | 455 | 455 | 455 | 455 | 145 | 145 | 145 | 145 | 145 | 145 | 145
2009 | CA | NPCC | Quebec | Quebec | W11a | Firm (Note: The sum of 11a1 and 11a2 must be <= 11a) | 455 | 455 | 455 | 455 | 145 | 145 | 145 | 145 | 145 | 145 | 145
2009 | CA | NPCC | Quebec | Quebec | W11a1 | Full-Responsibility Purchases | 0 | 0 | 0 | 0 | 0 | 0 | 0 | 0 | 0 | 0 | 0
2009 | CA | NPCC | Quebec | Quebec | W11a2 | Owned Capacity/Entitlement Located Outside the Region/Subregion | 0 | 0 | 0 | 0 | 0 | 0 | 0 | 0 | 0 | 0 | 0
2009 | CA | NPCC | Quebec | Quebec | W11b | Non-firm | 0 | 0 | 0 | 0 | 0 | 0 | 0 | 0 | 0 | 0 | 0
2009 | CA | NPCC | Quebec | Quebec | W11c | Expected (Note: The sum of 11c1 and 11c2 must be <= 11c) | 0 | 0 | 0 | 0 | 0 | 0 | 0 | 0 | 0 | 0 | 0
2009 | CA | NPCC | Quebec | Quebec | W11c1 | Full-Responsibility Purchases | 0 | 0 | 0 | 0 | 0 | 0 | 0 | 0 | 0 | 0 | 0
2009 | CA | NPCC | Quebec | Quebec | W11c2 | Owned Capacity/Entitlement Located Outside the Region/Subregion | 0 | 0 | 0 | 0 | 0 | 0 | 0 | 0 | 0 | 0 | 0
2009 | CA | NPCC | Quebec | Quebec | W11d | Provisional – transactions under study, but negotiations have not begun. | 0 | 0 | 0 | 0 | 0 | 0 | 0 | 0 | 0 | 0 | 0
2009 | CA | NPCC | Quebec | Quebec | W12 | EXISTING, CERTAIN CAPACITY & NET FIRM TRANSACTIONS = 6a+Net Firm Transactions | 39786 | 40147 | 40120 | 39285 | 40239 | 40239 | 40239 | 40223 | 40186 | 40186 | 40186
2009 | CA | NPCC | Quebec | Quebec | W13 | DELIVERABLE CAPACITY RESOURCES = 12+7a+Net Expected Transactions | 39786 | 40182 | 40190 | 40013 | 41402 | 41452 | 42124 | 42108 | 42331 | 42709 | 42709
2009 | CA | NPCC | Quebec | Quebec | W14 | PROSPECTIVE CAPACITY RESOURCES = 13+6b-[Existing,Other Derates]+16b | 39765 | 40161 | 40169 | 39992 | 41381 | 41431 | 42103 | 42087 | 42310 | 42688 | 42688
2009 | CA | NPCC | Quebec | Quebec | W15 | TOTAL POTENTIAL CAPACITY RESOURCES = 13+6b-[Existing,Other Derates]+7b+ 8+Net Provisional Transactions | 39765 | 40161 | 40169 | 39992 | 41381 | 41431 | 42103 | 42087 | 42310 | 42688 | 42688
2009 | CA | NPCC | Quebec | Quebec | W15a | ADJUSTED POTENTIAL CAPACITY RESOURCES = 13+6b-[Existing,Other Derates]+ 16b+16d+Net Provisional Transactions | 39765 | 40161 | 40169 | 39992 | 41381 | 41431 | 42103 | 42087 | 42310 | 42688 | 42688
2009 | CA | NPCC | Quebec | Quebec | W16a | Confidence of Future, Other (7b), using reasonable judgement | 0 | 0 | 0 | 0 | 0 | 0 | 0 | 0 | 0 | 0 | 0
2009 | CA | NPCC | Quebec | Quebec | W16b | Net Future, Other Resources After Confidence Percentage Is Applied = 7b*16a | 0 | 0 | 0 | 0 | 0 | 0 | 0 | 0 | 0 | 0 | 0
2009 | CA | NPCC | Quebec | Quebec | W16c | Confidence of Conceptual (8), using reasonable judgement | 0 | 0 | 0 | 0 | 0 | 0 | 0 | 0 | 0 | 0 | 0
2009 | CA | NPCC | Quebec | Quebec | W16d | Net Conceptual Resources After Confidence Percentage Is Applied = 8*16c | 0 | 0 | 0 | 0 | 0 | 0 | 0 | 0 | 0 | 0 | 0
2009 | CA | NPCC | Quebec | Quebec | W17C | Region/Subregion Target Capacity Margin | 0 | 0 | 0 | 0 | 0 | 0 | 0 | 0 | 0 | 0 | 0
2009 | CA | NPCC | Quebec | Quebec | W17R | Region/Subregion Target Reserve Margin | 0 | 0.104 | 0.108 | 0.114 | 0.117 | 0.117 | 0.117 | 0.117 | 0.117 | 0.117 | 0.117
2009 | CA | NPCC | Quebec | Quebec | W18C | Existing Certain and Net Firm Transactions = (12-3)/12 | 0 | 0.14066 | 0.11882 | 0.088049 | 0.097567 | 0.088645 | 0.070777 | 0.063347 | 0.040213 | 0.029513 | 0.021898
2009 | CA | NPCC | Quebec | Quebec | W19C | Deliverable Capacity Resources = (13-3)/13 | 0 | 0.14141 | 0.12035 | 0.10464 | 0.12292 | 0.11531 | 0.11236 | 0.10528 | 0.088847 | 0.086844 | 0.079679
2009 | CA | NPCC | Quebec | Quebec | W20C | Prospective Capacity Resources = (14-3)/14 | 0 | 0.14096 | 0.11989 | 0.10417 | 0.12247 | 0.11487 | 0.11192 | 0.10483 | 0.088395 | 0.086394 | 0.079226
2009 | CA | NPCC | Quebec | Quebec | W21C | Total Potential Resources = (15-3)/15 | 0 | 0.14096 | 0.11989 | 0.10417 | 0.12247 | 0.11487 | 0.11192 | 0.10483 | 0.088395 | 0.086394 | 0.079226
2009 | CA | NPCC | Quebec | Quebec | W22C | Adjusted Potential Resources = (15a-3)/15a | 0 | 0.14096 | 0.11989 | 0.10417 | 0.12247 | 0.11487 | 0.11192 | 0.10483 | 0.088395 | 0.086394 | 0.079226
2009 | CA | NPCC | Quebec | Quebec | W18R | Existing Certain and Net Firm Transactions = (12-3)/3 | 0 | 0.16368 | 0.13484 | 0.09655 | 0.10812 | 0.097268 | 0.076168 | 0.067631 | 0.041898 | 0.03041 | 0.022388
2009 | CA | NPCC | Quebec | Quebec | W19R | Deliverable Capacity Resources = (13-3)/3 | 0 | 0.1647 | 0.13682 | 0.11687 | 0.14014 | 0.13034 | 0.12658 | 0.11766 | 0.097511 | 0.095103 | 0.086577
2009 | CA | NPCC | Quebec | Quebec | W20R | Prospective Capacity Resources = (14-3)/3 | 0 | 0.16409 | 0.13623 | 0.11628 | 0.13956 | 0.12977 | 0.12602 | 0.11711 | 0.096967 | 0.094564 | 0.086043
2009 | CA | NPCC | Quebec | Quebec | W21R | Total Potential Resources = (15-3)/3 | 0 | 0.16409 | 0.13623 | 0.11628 | 0.13956 | 0.12977 | 0.12602 | 0.11711 | 0.096967 | 0.094564 | 0.086043
2009 | CA | NPCC | Quebec | Quebec | W22R | Adjusted Potential Resources = (15a-3)/3 | 0 | 0.16409 | 0.13623 | 0.11628 | 0.13956 | 0.12977 | 0.12602 | 0.11711 | 0.096967 | 0.094564 | 0.086043
2009 | CA | NPCC | Quebec | Quebec | W24 | Other Capacity < 1 MW | 0 | 0 | 0 | 0 | 0 | 0 | 0 | 0 | 0 | 0 | 0
2009 | CA | NPCC | Quebec | Quebec | W25 | Distributed Generator Capacity >= 1 MW | 0 | 0 | 0 | 0 | 0 | 0 | 0 | 0 | 0 | 0 | 0
2009 | CA | NPCC | Quebec | Quebec | W26 | Capacity Total from EIA-860 | 0 | 0 | 0 | 0 | 0 | 0 | 0 | 0 | 0 | 0 | 0
2009 | CA | NPCC | Quebec | Quebec | W27 | Total Installed Baseline Capacity Resources = 12+6b | 41719 | 0 | 0 | 0 | 0 | 0 | 0 | 0 | 0 | 0 | 0
2009 | CA | NPCC | Maritimes | Maritimes | W01 | Unrestricted Non-coincident Peak Demand = 2+1a+1b-1c-1d | 5616 | 5579 | 5523 | 5556 | 5606 | 5646 | 5697 | 5755 | 5813 | 5873 | 5934
2009 | CA | NPCC | Maritimes | Maritimes | W01a | New Conservation (Energy Efficiency) | 0 | 25 | 43 | 59 | 75 | 90 | 106 | 122 | 137 | 153 | 169
2009 | CA | NPCC | Maritimes | Maritimes | W01b | Estimated Diversity | 0 | 0 | 0 | 0 | 0 | 0 | 0 | 0 | 0 | 0 | 0
2009 | CA | NPCC | Maritimes | Maritimes | W01c | Additions for non-member load (load served by non-registered LSE's in a region) | 0 | 0 | 0 | 0 | 0 | 0 | 0 | 0 | 0 | 0 | 0
2009 | CA | NPCC | Maritimes | Maritimes | W01d | Stand-by Load Under Contract (Normally served by behind the meter generation) | 0 | 0 | 0 | 0 | 0 | 0 | 0 | 0 | 0 | 0 | 0
2009 | CA | NPCC | Maritimes | Maritimes | W02 | Total Internal Demand | 5616 | 5554 | 5480 | 5497 | 5531 | 5556 | 5591 | 5633 | 5676 | 5720 | 5765
2009 | CA | NPCC | Maritimes | Maritimes | W02a | Direct Control Load Management | 0 | 0 | 0 | 0 | 0 | 0 | 0 | 0 | 0 | 0 | 0
2009 | CA | NPCC | Maritimes | Maritimes | W02b | Contractually Interruptible (Curtailable) | 309 | 441 | 438 | 437 | 436 | 435 | 433 | 432 | 430 | 429 | 427
2009 | CA | NPCC | Maritimes | Maritimes | W02c | Critical Peak-Pricing (CPP) with Control | 0 | 0 | 0 | 0 | 0 | 0 | 0 | 0 | 0 | 0 | 0
2009 | CA | NPCC | Maritimes | Maritimes | W02d | Load as a Capacity Resource | 0 | 0 | 0 | 0 | 0 | 0 | 0 | 0 | 0 | 0 | 0
2009 | CA | NPCC | Maritimes | Maritimes | W03 | Net Internal Demand = 2-2a-2b-2c-2d | 5307 | 5113 | 5042 | 5060 | 5095 | 5121 | 5158 | 5201 | 5246 | 5291 | 5338
2009 | CA | NPCC | Maritimes | Maritimes | W04a | Demand Response used for Reserves - Spinning | 0 | 0 | 0 | 0 | 0 | 0 | 0 | 0 | 0 | 0 | 0
2009 | CA | NPCC | Maritimes | Maritimes | W04b | Demand Response used for Reserves - Non-Spinning | 0 | 0 | 0 | 0 | 0 | 0 | 0 | 0 | 0 | 0 | 0
2009 | CA | NPCC | Maritimes | Maritimes | W04c | Demand Response used for Regulation | 0 | 0 | 0 | 0 | 0 | 0 | 0 | 0 | 0 | 0 | 0
2009 | CA | NPCC | Maritimes | Maritimes | W04d | Demand Response used for Energy, Voluntary - Emergency | 0 | 0 | 0 | 0 | 0 | 0 | 0 | 0 | 0 | 0 | 0
2009 | CA | NPCC | Maritimes | Maritimes | W05 | TOTAL INTERNAL CAPACITY = 6+7 | 6358 | 7358 | 7415 | 7415 | 7447 | 7447 | 7447 | 7447 | 7447 | 7447 | 7447
2009 | CA | NPCC | Maritimes | Maritimes | W06 | EXISTING CAPACITY = 6a+6b+6c | 6358 | 6589 | 6537 | 6537 | 6537 | 6537 | 6537 | 6537 | 6537 | 6537 | 6537
2009 | CA | NPCC | Maritimes | Maritimes | W06a | Existing, Certain (Note: The sum of 6a1 through 6a4 must be <= 6a) | 6338 | 6318 | 6266 | 6266 | 6266 | 6266 | 6266 | 6266 | 6266 | 6266 | 6266
2009 | CA | NPCC | Maritimes | Maritimes | W06a1 | Wind Expected On-Peak | 38 | 105 | 105 | 105 | 105 | 105 | 105 | 105 | 105 | 105 | 105
2009 | CA | NPCC | Maritimes | Maritimes | W06a2 | Solar Expected On-Peak | 0 | 0 | 0 | 0 | 0 | 0 | 0 | 0 | 0 | 0 | 0
2009 | CA | NPCC | Maritimes | Maritimes | W06a3 | Hydro Expected On-Peak | 0 | 1326 | 1326 | 1326 | 1326 | 1326 | 1326 | 1326 | 1326 | 1326 | 1326
2009 | CA | NPCC | Maritimes | Maritimes | W06a4 | Biomass Expected On-Peak | 0 | 137 | 137 | 137 | 137 | 137 | 137 | 137 | 137 | 137 | 137
2009 | CA | NPCC | Maritimes | Maritimes | W06a5 | Load as a Capacity Resource Expected On-Peak (Load Management Programs) | 0 | 0 | 0 | 0 | 0 | 0 | 0 | 0 | 0 | 0 | 0
2009 | CA | NPCC | Maritimes | Maritimes | W06b | Existing, Other (Note: The sum of 6b1 through 6b7 must be <= 6b) | 0 | 251 | 251 | 251 | 251 | 251 | 251 | 251 | 251 | 251 | 251
2009 | CA | NPCC | Maritimes | Maritimes | W06b1 | Wind Derate On-Peak | 0 | 123 | 123 | 123 | 123 | 123 | 123 | 123 | 123 | 123 | 123
2009 | CA | NPCC | Maritimes | Maritimes | W06b2 | Solar Derate On-Peak | 0 | 0 | 0 | 0 | 0 | 0 | 0 | 0 | 0 | 0 | 0
2009 | CA | NPCC | Maritimes | Maritimes | W06b3 | Hydro Derate On-Peak | 0 | 2 | 2 | 2 | 2 | 2 | 2 | 2 | 2 | 2 | 2
2009 | CA | NPCC | Maritimes | Maritimes | W06b4 | Biomass Derate On-Peak | 0 | 5 | 5 | 5 | 5 | 5 | 5 | 5 | 5 | 5 | 5
2009 | CA | NPCC | Maritimes | Maritimes | W06b5 | Load as a Capacity Resource Derate On-Peak (Load Management Programs) | 0 | 0 | 0 | 0 | 0 | 0 | 0 | 0 | 0 | 0 | 0
2009 | CA | NPCC | Maritimes | Maritimes | W06b6 | Energy Only | 0 | 121 | 121 | 121 | 121 | 121 | 121 | 121 | 121 | 121 | 121
2009 | CA | NPCC | Maritimes | Maritimes | W06b7 | Scheduled Outage - Maintenance | 0 | 0 | 0 | 0 | 0 | 0 | 0 | 0 | 0 | 0 | 0
2009 | CA | NPCC | Maritimes | Maritimes | W06b8 | Transmission-Limited Resources | 0 | 0 | 0 | 0 | 0 | 0 | 0 | 0 | 0 | 0 | 0
2009 | CA | NPCC | Maritimes | Maritimes | W06c | Existing, Inoperable (Note: Capacity reported in this line are not used in margin calculations) | 20 | 20 | 20 | 20 | 20 | 20 | 20 | 20 | 20 | 20 | 20
2009 | CA | NPCC | Maritimes | Maritimes | W07 | FUTURE CAPACITY ADDITIONS = 7a+7b | 0 | 769 | 878 | 878 | 910 | 910 | 910 | 910 | 910 | 910 | 910
2009 | CA | NPCC | Maritimes | Maritimes | W07a | Future, Planned (Note: Only the net expected On-Peak values are included in this line and does not include Energy Only.) | 0 | 769 | 878 | 878 | 910 | 910 | 910 | 910 | 910 | 910 | 910
2009 | CA | NPCC | Maritimes | Maritimes | W07a1 | Wind Expected On-Peak | 0 | 111 | 163 | 163 | 195 | 195 | 195 | 195 | 195 | 195 | 195
2009 | CA | NPCC | Maritimes | Maritimes | W07a2 | Solar Expected On-Peak | 0 | 0 | 0 | 0 | 0 | 0 | 0 | 0 | 0 | 0 | 0
2009 | CA | NPCC | Maritimes | Maritimes | W07a3 | Hydro Expected On-Peak | 0 | 0 | 5 | 5 | 5 | 5 | 5 | 5 | 5 | 5 | 5
2009 | CA | NPCC | Maritimes | Maritimes | W07a4 | Biomass Expected On-Peak | 0 | 0 | 0 | 0 | 0 | 0 | 0 | 0 | 0 | 0 | 0
2009 | CA | NPCC | Maritimes | Maritimes | W07b | Future, Other (Note: Only the net expected On-Peak values are included in this line and does not include Energy Only.) | 0 | 0 | 0 | 0 | 0 | 16 | 32 | 32 | 48 | 48 | 64
2009 | CA | NPCC | Maritimes | Maritimes | W07b1 | Wind Expected On-Peak | 0 | 0 | 0 | 0 | 0 | 16 | 32 | 32 | 48 | 48 | 64
2009 | CA | NPCC | Maritimes | Maritimes | W07b2 | Wind Derate On-Peak | 0 | 128 | 128 | 128 | 128 | 162 | 196 | 196 | 230 | 230 | 264
2009 | CA | NPCC | Maritimes | Maritimes | W07b3 | Solar Expected On-Peak | 0 | 0 | 0 | 0 | 0 | 0 | 0 | 0 | 0 | 0 | 0
2009 | CA | NPCC | Maritimes | Maritimes | W07b4 | Solar Derate On-Peak | 0 | 0 | 0 | 0 | 0 | 0 | 0 | 0 | 0 | 0 | 0
2009 | CA | NPCC | Maritimes | Maritimes | W07b5 | Hydro Expected On-Peak | 0 | 0 | 0 | 0 | 0 | 0 | 0 | 0 | 0 | 0 | 0
2009 | CA | NPCC | Maritimes | Maritimes | W07b6 | Hydro Derate On-Peak | 0 | 0 | 0 | 0 | 0 | 0 | 0 | 0 | 0 | 0 | 0
2009 | CA | NPCC | Maritimes | Maritimes | W07b7 | Biomass Expected On-Peak | 0 | 0 | 0 | 0 | 0 | 0 | 0 | 0 | 0 | 0 | 0
2009 | CA | NPCC | Maritimes | Maritimes | W07b8 | Biomass Derate On-Peak | 0 | 0 | 0 | 0 | 0 | 0 | 0 | 0 | 0 | 0 | 0
2009 | CA | NPCC | Maritimes | Maritimes | W07b9 | Energy Only | 0 | 0 | 0 | 0 | 0 | 0 | 0 | 0 | 0 | 0 | 0
2009 | CA | NPCC | Maritimes | Maritimes | W08 | Conceptual (Note: Only the net expected on-peak capacity is included in this line and does not include Energy Only.) | 0 | 0 | 0 | 0 | 0 | 0 | 0 | 0 | 0 | 0 | 0
2009 | CA | NPCC | Maritimes | Maritimes | W08a1 | Wind Expected On-Peak | 0 | 0 | 0 | 0 | 0 | 0 | 0 | 0 | 0 | 0 | 0
2009 | CA | NPCC | Maritimes | Maritimes | W08a2 | Wind Derate On-Peak | 0 | 0 | 0 | 0 | 0 | 0 | 0 | 0 | 0 | 0 | 0
2009 | CA | NPCC | Maritimes | Maritimes | W08a3 | Solar Expected On-Peak | 0 | 0 | 0 | 0 | 0 | 0 | 0 | 0 | 0 | 0 | 0
2009 | CA | NPCC | Maritimes | Maritimes | W08a4 | Solar Derate On-Peak | 0 | 0 | 0 | 0 | 0 | 0 | 0 | 0 | 0 | 0 | 0
2009 | CA | NPCC | Maritimes | Maritimes | W08a5 | Hydro Expected On-Peak | 0 | 0 | 0 | 0 | 0 | 0 | 0 | 0 | 0 | 0 | 0
2009 | CA | NPCC | Maritimes | Maritimes | W08a6 | Hydro Derate On-Peak | 0 | 0 | 0 | 0 | 0 | 0 | 0 | 0 | 0 | 0 | 0
2009 | CA | NPCC | Maritimes | Maritimes | W08a7 | Biomass Expected On-Peak | 0 | 0 | 0 | 0 | 0 | 0 | 0 | 0 | 0 | 0 | 0
2009 | CA | NPCC | Maritimes | Maritimes | W08a8 | Biomass Derate On-Peak | 0 | 0 | 0 | 0 | 0 | 0 | 0 | 0 | 0 | 0 | 0
2009 | CA | NPCC | Maritimes | Maritimes | W08a9 | Energy Only | 0 | 0 | 0 | 0 | 0 | 0 | 0 | 0 | 0 | 0 | 0
2009 | CA | NPCC | Maritimes | Maritimes | W09 | DELIVERABLE INTERNAL CAPACITY = 6a+7a | 6338 | 7087 | 7144 | 7144 | 7176 | 7176 | 7176 | 7176 | 7176 | 7176 | 7176
2009 | CA | NPCC | Maritimes | Maritimes | W10 | CAPACITY TRANSACTIONS - IMPORTS = 10a+10b+10c+10d | 200 | 0 | 0 | 0 | 0 | 0 | 0 | 0 | 0 | 0 | 0
2009 | CA | NPCC | Maritimes | Maritimes | W10a | Firm (Note: The sum of 10a1 and 10a2 must be <= 10a) | 200 | 0 | 0 | 0 | 0 | 0 | 0 | 0 | 0 | 0 | 0
2009 | CA | NPCC | Maritimes | Maritimes | W10a1 | Full-Responsibility Purchases | 200 | 0 | 0 | 0 | 0 | 0 | 0 | 0 | 0 | 0 | 0
2009 | CA | NPCC | Maritimes | Maritimes | W10a2 | Owned Capacity/Entitlement Located Outside the Region/Subregion | 0 | 0 | 0 | 0 | 0 | 0 | 0 | 0 | 0 | 0 | 0
2009 | CA | NPCC | Maritimes | Maritimes | W10b | Non-firm | 0 | 0 | 0 | 0 | 0 | 0 | 0 | 0 | 0 | 0 | 0
2009 | CA | NPCC | Maritimes | Maritimes | W10c | Expected (Note: The sum of 10c1 and 10c2 must be <= 10c) | 0 | 0 | 0 | 0 | 0 | 0 | 0 | 0 | 0 | 0 | 0
2009 | CA | NPCC | Maritimes | Maritimes | W10c1 | Full-Responsibility Purchases | 0 | 0 | 0 | 0 | 0 | 0 | 0 | 0 | 0 | 0 | 0
2009 | CA | NPCC | Maritimes | Maritimes | W10c2 | Owned Capacity/Entitlement Located Outside the Region/Subregion | 0 | 0 | 0 | 0 | 0 | 0 | 0 | 0 | 0 | 0 | 0
2009 | CA | NPCC | Maritimes | Maritimes | W10d | Provisional – transactions under study, but negotiations have not begun. | 0 | 0 | 0 | 0 | 0 | 0 | 0 | 0 | 0 | 0 | 0
2009 | CA | NPCC | Maritimes | Maritimes | W11 | CAPACITY TRANSACTIONS - EXPORTS = 11a+11b+11c+11d | 200 | 200 | 200 | 0 | 0 | 0 | 0 | 0 | 0 | 0 | 0
2009 | CA | NPCC | Maritimes | Maritimes | W11a | Firm (Note: The sum of 11a1 and 11a2 must be <= 11a) | 200 | 200 | 200 | 0 | 0 | 0 | 0 | 0 | 0 | 0 | 0
2009 | CA | NPCC | Maritimes | Maritimes | W11a1 | Full-Responsibility Purchases | 200 | 200 | 200 | 0 | 0 | 0 | 0 | 0 | 0 | 0 | 0
2009 | CA | NPCC | Maritimes | Maritimes | W11a2 | Owned Capacity/Entitlement Located Outside the Region/Subregion | 0 | 0 | 0 | 0 | 0 | 0 | 0 | 0 | 0 | 0 | 0
2009 | CA | NPCC | Maritimes | Maritimes | W11b | Non-firm | 0 | 0 | 0 | 0 | 0 | 0 | 0 | 0 | 0 | 0 | 0
2009 | CA | NPCC | Maritimes | Maritimes | W11c | Expected (Note: The sum of 11c1 and 11c2 must be <= 11c) | 0 | 0 | 0 | 0 | 0 | 0 | 0 | 0 | 0 | 0 | 0
2009 | CA | NPCC | Maritimes | Maritimes | W11c1 | Full-Responsibility Purchases | 0 | 0 | 0 | 0 | 0 | 0 | 0 | 0 | 0 | 0 | 0
2009 | CA | NPCC | Maritimes | Maritimes | W11c2 | Owned Capacity/Entitlement Located Outside the Region/Subregion | 0 | 0 | 0 | 0 | 0 | 0 | 0 | 0 | 0 | 0 | 0
2009 | CA | NPCC | Maritimes | Maritimes | W11d | Provisional – transactions under study, but negotiations have not begun. | 0 | 0 | 0 | 0 | 0 | 0 | 0 | 0 | 0 | 0 | 0
2009 | CA | NPCC | Maritimes | Maritimes | W12 | EXISTING, CERTAIN CAPACITY & NET FIRM TRANSACTIONS = 6a+Net Firm Transactions | 6338 | 6118 | 6066 | 6266 | 6266 | 6266 | 6266 | 6266 | 6266 | 6266 | 6266
2009 | CA | NPCC | Maritimes | Maritimes | W13 | DELIVERABLE CAPACITY RESOURCES = 12+7a+Net Expected Transactions | 6338 | 6887 | 6944 | 7144 | 7176 | 7176 | 7176 | 7176 | 7176 | 7176 | 7176
2009 | CA | NPCC | Maritimes | Maritimes | W14 | PROSPECTIVE CAPACITY RESOURCES = 13+6b-[Existing,Other Derates]+16b | 6338 | 6887 | 6944 | 7144 | 7176 | 7176 | 7176 | 7176 | 7176 | 7176 | 7176
2009 | CA | NPCC | Maritimes | Maritimes | W15 | TOTAL POTENTIAL CAPACITY RESOURCES = 13+6b-[Existing,Other Derates]+7b+ 8+Net Provisional Transactions | 6338 | 6887 | 6944 | 7144 | 7176 | 7192 | 7208 | 7208 | 7224 | 7224 | 7240
2009 | CA | NPCC | Maritimes | Maritimes | W15a | ADJUSTED POTENTIAL CAPACITY RESOURCES = 13+6b-[Existing,Other Derates]+ 16b+16d+Net Provisional Transactions | 6338 | 6887 | 6944 | 7144 | 7176 | 7176 | 7176 | 7176 | 7176 | 7176 | 7176
2009 | CA | NPCC | Maritimes | Maritimes | W16a | Confidence of Future, Other (7b), using reasonable judgement | 0 | 0 | 0 | 0 | 0 | 0 | 0 | 0 | 0 | 0 | 0
2009 | CA | NPCC | Maritimes | Maritimes | W16b | Net Future, Other Resources After Confidence Percentage Is Applied = 7b*16a | 0 | 0 | 0 | 0 | 0 | 0 | 0 | 0 | 0 | 0 | 0
2009 | CA | NPCC | Maritimes | Maritimes | W16c | Confidence of Conceptual (8), using reasonable judgement | 0 | 0 | 0 | 0 | 0 | 0 | 0 | 0 | 0 | 0 | 0
2009 | CA | NPCC | Maritimes | Maritimes | W16d | Net Conceptual Resources After Confidence Percentage Is Applied = 8*16c | 0 | 0 | 0 | 0 | 0 | 0 | 0 | 0 | 0 | 0 | 0
2009 | CA | NPCC | Maritimes | Maritimes | W17C | Region/Subregion Target Capacity Margin | 0 | 0 | 0 | 0 | 0 | 0 | 0 | 0 | 0 | 0 | 0
2009 | CA | NPCC | Maritimes | Maritimes | W17R | Region/Subregion Target Reserve Margin | 0 | 0.2 | 0.2 | 0.2 | 0.2 | 0.2 | 0.2 | 0.2 | 0.19877 | 0.20066 | 0.20254
2009 | CA | NPCC | Maritimes | Maritimes | W18C | Existing Certain and Net Firm Transactions = (12-3)/12 | 0 | 0.16427 | 0.16881 | 0.19247 | 0.18688 | 0.18273 | 0.17683 | 0.16996 | 0.16278 | 0.1556 | 0.1481
2009 | CA | NPCC | Maritimes | Maritimes | W19C | Deliverable Capacity Resources = (13-3)/13 | 0 | 0.25759 | 0.27391 | 0.29171 | 0.28999 | 0.28637 | 0.28122 | 0.27522 | 0.26895 | 0.26268 | 0.25613
2009 | CA | NPCC | Maritimes | Maritimes | W20C | Prospective Capacity Resources = (14-3)/14 | 0 | 0.25759 | 0.27391 | 0.29171 | 0.28999 | 0.28637 | 0.28122 | 0.27522 | 0.26895 | 0.26268 | 0.25613
2009 | CA | NPCC | Maritimes | Maritimes | W21C | Total Potential Resources = (15-3)/15 | 0 | 0.25759 | 0.27391 | 0.29171 | 0.28999 | 0.28796 | 0.28441 | 0.27844 | 0.27381 | 0.26758 | 0.26271
2009 | CA | NPCC | Maritimes | Maritimes | W22C | Adjusted Potential Resources = (15a-3)/15a | 0 | 0.25759 | 0.27391 | 0.29171 | 0.28999 | 0.28637 | 0.28122 | 0.27522 | 0.26895 | 0.26268 | 0.25613
2009 | CA | NPCC | Maritimes | Maritimes | W18R | Existing Certain and Net Firm Transactions = (12-3)/3 | 0 | 0.19656 | 0.20309 | 0.23834 | 0.22983 | 0.22359 | 0.21481 | 0.20477 | 0.19443 | 0.18428 | 0.17385
2009 | CA | NPCC | Maritimes | Maritimes | W19R | Deliverable Capacity Resources = (13-3)/3 | 0 | 0.34696 | 0.37723 | 0.41186 | 0.40844 | 0.40129 | 0.39124 | 0.37973 | 0.3679 | 0.35627 | 0.34432
2009 | CA | NPCC | Maritimes | Maritimes | W20R | Prospective Capacity Resources = (14-3)/3 | 0 | 0.34696 | 0.37723 | 0.41186 | 0.40844 | 0.40129 | 0.39124 | 0.37973 | 0.3679 | 0.35627 | 0.34432
2009 | CA | NPCC | Maritimes | Maritimes | W21R | Total Potential Resources = (15-3)/3 | 0 | 0.34696 | 0.37723 | 0.41186 | 0.40844 | 0.40441 | 0.39744 | 0.38589 | 0.37705 | 0.36534 | 0.35631
2009 | CA | NPCC | Maritimes | Maritimes | W22R | Adjusted Potential Resources = (15a-3)/3 | 0 | 0.34696 | 0.37723 | 0.41186 | 0.40844 | 0.40129 | 0.39124 | 0.37973 | 0.3679 | 0.35627 | 0.34432
2009 | CA | NPCC | Maritimes | Maritimes | W24 | Other Capacity < 1 MW | 0 | 0 | 0 | 0 | 0 | 0 | 0 | 0 | 0 | 0 | 0
2009 | CA | NPCC | Maritimes | Maritimes | W25 | Distributed Generator Capacity >= 1 MW | 0 | 0 | 0 | 0 | 0 | 0 | 0 | 0 | 0 | 0 | 0
2009 | CA | NPCC | Maritimes | Maritimes | W26 | Capacity Total from EIA-860 | 0 | 0 | 0 | 0 | 0 | 0 | 0 | 0 | 0 | 0 | 0
2009 | CA | NPCC | Maritimes | Maritimes | W27 | Total Installed Baseline Capacity Resources = 12+6b | 6338 | 0 | 0 | 0 | 0 | 0 | 0 | 0 | 0 | 0 | 0
2009 | US | RF | MISO | - | W01 | Unrestricted Non-coincident Peak Demand = 2+1a+1b-1c-1d | 0 | 50358 | 50878 | 52173 | 52356 | 52591 | 53050 | 53431 | 53849 | 54298 | 54397
2009 | US | RF | MISO | - | W01a | New Conservation (Energy Efficiency) | 0 | 0 | 0 | 0 | 0 | 0 | 0 | 0 | 0 | 0 | 0
2009 | US | RF | MISO | - | W01b | Estimated Diversity | 0 | 1307 | 1321 | 1354 | 1359 | 1365 | 1377 | 1387 | 1398 | 1410 | 1412
2009 | US | RF | MISO | - | W01c | Additions for non-member load (load served by non-registered LSE's in a region) | 0 | 0 | 0 | 0 | 0 | 0 | 0 | 0 | 0 | 0 | 0
2009 | US | RF | MISO | - | W01d | Stand-by Load Under Contract (Normally served by behind the meter generation) | 0 | 0 | 0 | 0 | 0 | 0 | 0 | 0 | 0 | 0 | 0
2009 | US | RF | MISO | - | W02 | Total Internal Demand | 0 | 49051 | 49557 | 50819 | 50997 | 51226 | 51673 | 52044 | 52451 | 52888 | 52985
2009 | US | RF | MISO | - | W02a | Direct Control Load Management | 0 | 551 | 551 | 551 | 551 | 551 | 551 | 551 | 551 | 551 | 551
2009 | US | RF | MISO | - | W02b | Contractually Interruptible (Curtailable) | 0 | 1074 | 1074 | 1074 | 1074 | 1074 | 1074 | 1074 | 1074 | 1074 | 1074
2009 | US | RF | MISO | - | W02c | Critical Peak-Pricing (CPP) with Control | 0 | 0 | 0 | 0 | 0 | 0 | 0 | 0 | 0 | 0 | 0
2009 | US | RF | MISO | - | W02d | Load as a Capacity Resource | 0 | 0 | 0 | 0 | 0 | 0 | 0 | 0 | 0 | 0 | 0
2009 | US | RF | MISO | - | W03 | Net Internal Demand = 2-2a-2b-2c-2d | 0 | 47426 | 47932 | 49194 | 49372 | 49601 | 50048 | 50419 | 50826 | 51263 | 51360
2009 | US | RF | MISO | - | W04a | Demand Response used for Reserves - Spinning | 0 | 0 | 0 | 0 | 0 | 0 | 0 | 0 | 0 | 0 | 0
2009 | US | RF | MISO | - | W04b | Demand Response used for Reserves - Non-Spinning | 0 | 0 | 0 | 0 | 0 | 0 | 0 | 0 | 0 | 0 | 0
2009 | US | RF | MISO | - | W04c | Demand Response used for Regulation | 0 | 0 | 0 | 0 | 0 | 0 | 0 | 0 | 0 | 0 | 0
2009 | US | RF | MISO | - | W04d | Demand Response used for Energy, Voluntary - Emergency | 0 | 0 | 0 | 0 | 0 | 0 | 0 | 0 | 0 | 0 | 0
2009 | US | RF | MISO | - | W05 | TOTAL INTERNAL CAPACITY = 6+7 | 69368 | 72464 | 72888 | 72888 | 72888 | 72888 | 72888 | 72888 | 72888 | 72888 | 72888
2009 | US | RF | MISO | - | W06 | EXISTING CAPACITY = 6a+6b+6c | 69368 | 72464 | 72464 | 72464 | 72464 | 72464 | 72464 | 72464 | 72464 | 72464 | 72464
2009 | US | RF | MISO | - | W06a | Existing, Certain (Note: The sum of 6a1 through 6a4 must be <= 6a) | 65292 | 69764 | 69764 | 69764 | 69764 | 69764 | 69764 | 69764 | 69764 | 69764 | 69764
2009 | US | RF | MISO | - | W06a1 | Wind Expected On-Peak | 66 | 87 | 87 | 87 | 87 | 87 | 87 | 87 | 87 | 87 | 87
2009 | US | RF | MISO | - | W06a2 | Solar Expected On-Peak | 0 | 0 | 0 | 0 | 0 | 0 | 0 | 0 | 0 | 0 | 0
2009 | US | RF | MISO | - | W06a3 | Hydro Expected On-Peak | 2423 | 2132 | 2132 | 2132 | 2132 | 2132 | 2132 | 2132 | 2132 | 2132 | 2132
2009 | US | RF | MISO | - | W06a4 | Biomass Expected On-Peak | 29 | 0 | 0 | 0 | 0 | 0 | 0 | 0 | 0 | 0 | 0
2009 | US | RF | MISO | - | W06a5 | Load as a Capacity Resource Expected On-Peak (Load Management Programs) | 0 | 0 | 0 | 0 | 0 | 0 | 0 | 0 | 0 | 0 | 0
2009 | US | RF | MISO | - | W06b | Existing, Other (Note: The sum of 6b1 through 6b7 must be <= 6b) | 4076 | 2700 | 2700 | 2700 | 2700 | 2700 | 2700 | 2700 | 2700 | 2700 | 2700
2009 | US | RF | MISO | - | W06b1 | Wind Derate On-Peak | 288 | 349 | 349 | 349 | 349 | 349 | 349 | 349 | 349 | 349 | 349
2009 | US | RF | MISO | - | W06b2 | Solar Derate On-Peak | 0 | 0 | 0 | 0 | 0 | 0 | 0 | 0 | 0 | 0 | 0
2009 | US | RF | MISO | - | W06b3 | Hydro Derate On-Peak | 339 | 0 | 0 | 0 | 0 | 0 | 0 | 0 | 0 | 0 | 0
2009 | US | RF | MISO | - | W06b4 | Biomass Derate On-Peak | 21 | 0 | 0 | 0 | 0 | 0 | 0 | 0 | 0 | 0 | 0
2009 | US | RF | MISO | - | W06b5 | Load as a Capacity Resource Derate On-Peak (Load Management Programs) | 0 | 0 | 0 | 0 | 0 | 0 | 0 | 0 | 0 | 0 | 0
2009 | US | RF | MISO | - | W06b6 | Energy Only | 0 | 0 | 0 | 0 | 0 | 0 | 0 | 0 | 0 | 0 | 0
2009 | US | RF | MISO | - | W06b7 | Scheduled Outage - Maintenance | 0 | 757 | 757 | 757 | 757 | 757 | 757 | 757 | 757 | 757 | 757
2009 | US | RF | MISO | - | W06b8 | Transmission-Limited Resources | 0 | 0 | 0 | 0 | 0 | 0 | 0 | 0 | 0 | 0 | 0
2009 | US | RF | MISO | - | W06c | Existing, Inoperable (Note: Capacity reported in this line are not used in margin calculations) | 0 | 0 | 0 | 0 | 0 | 0 | 0 | 0 | 0 | 0 | 0
2009 | US | RF | MISO | - | W07 | FUTURE CAPACITY ADDITIONS = 7a+7b | 0 | 0 | 424 | 424 | 424 | 424 | 424 | 424 | 424 | 424 | 424
2009 | US | RF | MISO | - | W07a | Future, Planned (Note: Only the net expected On-Peak values are included in this line and does not include Energy Only.) | 0 | 0 | 424 | 424 | 424 | 424 | 424 | 424 | 424 | 424 | 424
2009 | US | RF | MISO | - | W07a1 | Wind Expected On-Peak | 0 | 0 | 4 | 4 | 4 | 4 | 4 | 4 | 4 | 4 | 4
2009 | US | RF | MISO | - | W07a2 | Solar Expected On-Peak | 0 | 0 | 0 | 0 | 0 | 0 | 0 | 0 | 0 | 0 | 0
2009 | US | RF | MISO | - | W07a3 | Hydro Expected On-Peak | 0 | 0 | 0 | 0 | 0 | 0 | 0 | 0 | 0 | 0 | 0
2009 | US | RF | MISO | - | W07a4 | Biomass Expected On-Peak | 0 | 0 | 0 | 0 | 0 | 0 | 0 | 0 | 0 | 0 | 0
2009 | US | RF | MISO | - | W07b | Future, Other (Note: Only the net expected On-Peak values are included in this line and does not include Energy Only.) | 0 | 0 | 0 | 0 | 0 | 0 | 0 | 0 | 0 | 0 | 0
2009 | US | RF | MISO | - | W07b1 | Wind Expected On-Peak | 0 | 0 | 0 | 0 | 0 | 0 | 0 | 0 | 0 | 0 | 0
2009 | US | RF | MISO | - | W07b2 | Wind Derate On-Peak | 0 | 0 | 0 | 0 | 0 | 0 | 0 | 0 | 0 | 0 | 0
2009 | US | RF | MISO | - | W07b3 | Solar Expected On-Peak | 0 | 0 | 0 | 0 | 0 | 0 | 0 | 0 | 0 | 0 | 0
2009 | US | RF | MISO | - | W07b4 | Solar Derate On-Peak | 0 | 0 | 0 | 0 | 0 | 0 | 0 | 0 | 0 | 0 | 0
2009 | US | RF | MISO | - | W07b5 | Hydro Expected On-Peak | 0 | 0 | 0 | 0 | 0 | 0 | 0 | 0 | 0 | 0 | 0
2009 | US | RF | MISO | - | W07b6 | Hydro Derate On-Peak | 0 | 0 | 0 | 0 | 0 | 0 | 0 | 0 | 0 | 0 | 0
2009 | US | RF | MISO | - | W07b7 | Biomass Expected On-Peak | 0 | 0 | 0 | 0 | 0 | 0 | 0 | 0 | 0 | 0 | 0
2009 | US | RF | MISO | - | W07b8 | Biomass Derate On-Peak | 0 | 0 | 0 | 0 | 0 | 0 | 0 | 0 | 0 | 0 | 0
2009 | US | RF | MISO | - | W07b9 | Energy Only | 0 | 0 | 0 | 0 | 0 | 0 | 0 | 0 | 0 | 0 | 0
2009 | US | RF | MISO | - | W08 | Conceptual (Note: Only the net expected on-peak capacity is included in this line and does not include Energy Only.) | 0 | 0 | 446 | 2467 | 4021 | 4221 | 4291 | 5166 | 5166 | 6729 | 6729
2009 | US | RF | MISO | - | W08a1 | Wind Expected On-Peak | 0 | 0 | 254 | 667 | 857 | 1007 | 1077 | 1077 | 1077 | 1077 | 1077
2009 | US | RF | MISO | - | W08a2 | Wind Derate On-Peak | 0 | 0 | 1018 | 2672 | 3432 | 4032 | 4312 | 4312 | 4312 | 4312 | 4312
2009 | US | RF | MISO | - | W08a3 | Solar Expected On-Peak | 0 | 0 | 0 | 0 | 0 | 0 | 0 | 0 | 0 | 0 | 0
2009 | US | RF | MISO | - | W08a4 | Solar Derate On-Peak | 0 | 0 | 0 | 0 | 0 | 0 | 0 | 0 | 0 | 0 | 0
2009 | US | RF | MISO | - | W08a5 | Hydro Expected On-Peak | 0 | 0 | 84 | 84 | 84 | 84 | 84 | 84 | 84 | 84 | 84
2009 | US | RF | MISO | - | W08a6 | Hydro Derate On-Peak | 0 | 0 | 0 | 0 | 0 | 0 | 0 | 0 | 0 | 0 | 0
2009 | US | RF | MISO | - | W08a7 | Biomass Expected On-Peak | 0 | 0 | 49 | 85 | 85 | 135 | 135 | 135 | 135 | 135 | 135
2009 | US | RF | MISO | - | W08a8 | Biomass Derate On-Peak | 0 | 0 | 0 | 0 | 0 | 0 | 0 | 0 | 0 | 0 | 0
2009 | US | RF | MISO | - | W08a9 | Energy Only | 0 | 0 | 0 | 0 | 0 | 0 | 0 | 0 | 0 | 0 | 0
2009 | US | RF | MISO | - | W09 | DELIVERABLE INTERNAL CAPACITY = 6a+7a | 65292 | 69764 | 70188 | 70188 | 70188 | 70188 | 70188 | 70188 | 70188 | 70188 | 70188
2009 | US | RF | MISO | - | W10 | CAPACITY TRANSACTIONS - IMPORTS = 10a+10b+10c+10d | 2015 | 950 | 950 | 950 | 950 | 950 | 950 | 950 | 950 | 950 | 950
2009 | US | RF | MISO | - | W10a | Firm (Note: The sum of 10a1 and 10a2 must be <= 10a) | 2015 | 950 | 950 | 950 | 950 | 950 | 950 | 950 | 950 | 950 | 950
2009 | US | RF | MISO | - | W10a1 | Full-Responsibility Purchases | 0 | 0 | 0 | 0 | 0 | 0 | 0 | 0 | 0 | 0 | 0
2009 | US | RF | MISO | - | W10a2 | Owned Capacity/Entitlement Located Outside the Region/Subregion | 0 | 0 | 0 | 0 | 0 | 0 | 0 | 0 | 0 | 0 | 0
2009 | US | RF | MISO | - | W10b | Non-firm | 0 | 0 | 0 | 0 | 0 | 0 | 0 | 0 | 0 | 0 | 0
2009 | US | RF | MISO | - | W10c | Expected (Note: The sum of 10c1 and 10c2 must be <= 10c) | 0 | 0 | 0 | 0 | 0 | 0 | 0 | 0 | 0 | 0 | 0
2009 | US | RF | MISO | - | W10c1 | Full-Responsibility Purchases | 0 | 0 | 0 | 0 | 0 | 0 | 0 | 0 | 0 | 0 | 0
2009 | US | RF | MISO | - | W10c2 | Owned Capacity/Entitlement Located Outside the Region/Subregion | 0 | 0 | 0 | 0 | 0 | 0 | 0 | 0 | 0 | 0 | 0
2009 | US | RF | MISO | - | W10d | Provisional – transactions under study, but negotiations have not begun. | 0 | 0 | 0 | 0 | 0 | 0 | 0 | 0 | 0 | 0 | 0
2009 | US | RF | MISO | - | W11 | CAPACITY TRANSACTIONS - EXPORTS = 11a+11b+11c+11d | 0 | 0 | 0 | 0 | 0 | 0 | 0 | 0 | 0 | 0 | 0
2009 | US | RF | MISO | - | W11a | Firm (Note: The sum of 11a1 and 11a2 must be <= 11a) | 0 | 0 | 0 | 0 | 0 | 0 | 0 | 0 | 0 | 0 | 0
2009 | US | RF | MISO | - | W11a1 | Full-Responsibility Purchases | 0 | 0 | 0 | 0 | 0 | 0 | 0 | 0 | 0 | 0 | 0
2009 | US | RF | MISO | - | W11a2 | Owned Capacity/Entitlement Located Outside the Region/Subregion | 0 | 0 | 0 | 0 | 0 | 0 | 0 | 0 | 0 | 0 | 0
2009 | US | RF | MISO | - | W11b | Non-firm | 0 | 0 | 0 | 0 | 0 | 0 | 0 | 0 | 0 | 0 | 0
2009 | US | RF | MISO | - | W11c | Expected (Note: The sum of 11c1 and 11c2 must be <= 11c) | 0 | 0 | 0 | 0 | 0 | 0 | 0 | 0 | 0 | 0 | 0
2009 | US | RF | MISO | - | W11c1 | Full-Responsibility Purchases | 0 | 0 | 0 | 0 | 0 | 0 | 0 | 0 | 0 | 0 | 0
2009 | US | RF | MISO | - | W11c2 | Owned Capacity/Entitlement Located Outside the Region/Subregion | 0 | 0 | 0 | 0 | 0 | 0 | 0 | 0 | 0 | 0 | 0
2009 | US | RF | MISO | - | W11d | Provisional – transactions under study, but negotiations have not begun. | 0 | 0 | 0 | 0 | 0 | 0 | 0 | 0 | 0 | 0 | 0
2009 | US | RF | MISO | - | W12 | EXISTING, CERTAIN CAPACITY & NET FIRM TRANSACTIONS = 6a+Net Firm Transactions | 67307 | 70714 | 70714 | 70714 | 70714 | 70714 | 70714 | 70714 | 70714 | 70714 | 70714
2009 | US | RF | MISO | - | W13 | DELIVERABLE CAPACITY RESOURCES = 12+7a+Net Expected Transactions | 67307 | 70714 | 71138 | 71138 | 71138 | 71138 | 71138 | 71138 | 71138 | 71138 | 71138
2009 | US | RF | MISO | - | W14 | PROSPECTIVE CAPACITY RESOURCES = 13+6b-[Existing,Other Derates]+16b | 70735 | 72308 | 72732 | 72732 | 72732 | 72732 | 72732 | 72732 | 72732 | 72732 | 72732
2009 | US | RF | MISO | - | W15 | TOTAL POTENTIAL CAPACITY RESOURCES = 13+6b-[Existing,Other Derates]+7b+ 8+Net Provisional Transactions | 70735 | 72308 | 73178 | 75199 | 76753 | 76953 | 77023 | 77898 | 77898 | 79461 | 79461
2009 | US | RF | MISO | - | W15a | ADJUSTED POTENTIAL CAPACITY RESOURCES = 13+6b-[Existing,Other Derates]+ 16b+16d+Net Provisional Transactions | 70735 | 72308 | 72815.402 | 73200.4524 | 73510.1725 | 73544.2233 | 73551.7213 | 73710.0082 | 73709.9859 | 74011.2892 | 74016.376
2009 | US | RF | MISO | - | W16a | Confidence of Future, Other (7b), using reasonable judgement | 0 | 0 | 0 | 0 | 0 | 0 | 0 | 0 | 0 | 0 | 0
2009 | US | RF | MISO | - | W16b | Net Future, Other Resources After Confidence Percentage Is Applied = 7b*16a | 0 | 0 | 0 | 0 | 0 | 0 | 0 | 0 | 0 | 0 | 0
2009 | US | RF | MISO | - | W16c | Confidence of Conceptual (8), using reasonable judgement | 0 | 0 | 0.187 | 0.18989 | 0.19353 | 0.19242 | 0.19103 | 0.18932 | 0.18931 | 0.19012 | 0.19087
2009 | US | RF | MISO | - | W16d | Net Conceptual Resources After Confidence Percentage Is Applied = 8*16c | 0 | 0 | 83.402 | 468.4524 | 778.1725 | 812.2233 | 819.7213 | 978.0082 | 977.9859 | 1279.2892 | 1284.376
2009 | US | RF | MISO | - | W17C | Region/Subregion Target Capacity Margin | 0 | 0 | 0 | 0 | 0 | 0 | 0 | 0 | 0 | 0 | 0
2009 | US | RF | MISO | - | W17R | Region/Subregion Target Reserve Margin | 0 | 0.154 | 0.154 | 0.154 | 0.154 | 0.154 | 0.154 | 0.154 | 0.154 | 0.154 | 0.154
2009 | US | RF | MISO | - | W18C | Existing Certain and Net Firm Transactions = (12-3)/12 | 0 | 0.32933 | 0.32217 | 0.30432 | 0.30181 | 0.29857 | 0.29225 | 0.287 | 0.28125 | 0.27507 | 0.27369
2009 | US | RF | MISO | - | W19C | Deliverable Capacity Resources = (13-3)/13 | 0 | 0.32933 | 0.32621 | 0.30847 | 0.30597 | 0.30275 | 0.29647 | 0.29125 | 0.28553 | 0.27939 | 0.27802
2009 | US | RF | MISO | - | W20C | Prospective Capacity Resources = (14-3)/14 | 0 | 0.34411 | 0.34098 | 0.32363 | 0.32118 | 0.31803 | 0.31188 | 0.30678 | 0.30119 | 0.29518 | 0.29385
2009 | US | RF | MISO | - | W21C | Total Potential Resources = (15-3)/15 | 0 | 0.34411 | 0.34499 | 0.34582 | 0.35674 | 0.35544 | 0.35022 | 0.35276 | 0.34753 | 0.35487 | 0.35365
2009 | US | RF | MISO | - | W22C | Adjusted Potential Resources = (15a-3)/15a | 0 | 0.34411 | 0.34173 | 0.32795 | 0.32837 | 0.32556 | 0.31955 | 0.31598 | 0.31046 | 0.30736 | 0.3061
2009 | US | RF | MISO | - | W18R | Existing Certain and Net Firm Transactions = (12-3)/3 | 0 | 0.49104 | 0.4753 | 0.43745 | 0.43227 | 0.42566 | 0.41292 | 0.40253 | 0.3913 | 0.37944 | 0.37683
2009 | US | RF | MISO | - | W19R | Deliverable Capacity Resources = (13-3)/3 | 0 | 0.49104 | 0.48414 | 0.44607 | 0.44086 | 0.4342 | 0.4214 | 0.41094 | 0.39964 | 0.38771 | 0.38509
2009 | US | RF | MISO | - | W20R | Prospective Capacity Resources = (14-3)/3 | 0 | 0.52465 | 0.5174 | 0.47847 | 0.47314 | 0.46634 | 0.45324 | 0.44255 | 0.431 | 0.4188 | 0.41612
2009 | US | RF | MISO | - | W21R | Total Potential Resources = (15-3)/3 | 0 | 0.52465 | 0.5267 | 0.52862 | 0.55459 | 0.55144 | 0.53898 | 0.54501 | 0.53264 | 0.55007 | 0.54714
2009 | US | RF | MISO | - | W22R | Adjusted Potential Resources = (15a-3)/3 | 0 | 0.52465 | 0.51914 | 0.488 | 0.4889 | 0.48272 | 0.46962 | 0.46195 | 0.45024 | 0.44376 | 0.44113
2009 | US | RF | MISO | - | W24 | Other Capacity < 1 MW | 0 | 0 | 0 | 0 | 0 | 0 | 0 | 0 | 0 | 0 | 0
2009 | US | RF | MISO | - | W25 | Distributed Generator Capacity >= 1 MW | 0 | 0 | 0 | 0 | 0 | 0 | 0 | 0 | 0 | 0 | 0
2009 | US | RF | MISO | - | W26 | Capacity Total from EIA-860 | 0 | 0 | 0 | 0 | 0 | 0 | 0 | 0 | 0 | 0 | 0
2009 | US | RF | MISO | - | W27 | Total Installed Baseline Capacity Resources = 12+6b | 71383 | 0 | 0 | 0 | 0 | 0 | 0 | 0 | 0 | 0 | 0
2009 | US | RF | PJM | - | W01 | Unrestricted Non-coincident Peak Demand = 2+1a+1b-1c-1d | 98899 | 98857 | 100562 | 103159 | 105127 | 106054 | 107109 | 108122 | 109452 | 110315 | 111169
2009 | US | RF | PJM | - | W01a | New Conservation (Energy Efficiency) | 0 | 0 | 0 | 0 | 0 | 0 | 0 | 0 | 0 | 0 | 0
2009 | US | RF | PJM | - | W01b | Estimated Diversity | 2358 | 2213 | 2211 | 2264 | 2385 | 2264 | 2297 | 2371 | 2671 | 2629 | 2644
2009 | US | RF | PJM | - | W01c | Additions for non-member load (load served by non-registered LSE's in a region) | 0 | 0 | 0 | 0 | 0 | 0 | 0 | 0 | 0 | 0 | 0
2009 | US | RF | PJM | - | W01d | Stand-by Load Under Contract (Normally served by behind the meter generation) | 0 | 0 | 0 | 0 | 0 | 0 | 0 | 0 | 0 | 0 | 0
2009 | US | RF | PJM | - | W02 | Total Internal Demand | 96541 | 96644 | 98351 | 100895 | 102742 | 103790 | 104812 | 105751 | 106781 | 107686 | 108525
2009 | US | RF | PJM | - | W02a | Direct Control Load Management | 0 | 0 | 0 | 0 | 0 | 0 | 0 | 0 | 0 | 0 | 0
2009 | US | RF | PJM | - | W02b | Contractually Interruptible (Curtailable) | 3946 | 3249 | 2554 | 2865 | 2865 | 2865 | 2865 | 2865 | 2865 | 2865 | 2865
2009 | US | RF | PJM | - | W02c | Critical Peak-Pricing (CPP) with Control | 0 | 0 | 0 | 0 | 0 | 0 | 0 | 0 | 0 | 0 | 0
2009 | US | RF | PJM | - | W02d | Load as a Capacity Resource | 0 | 0 | 0 | 0 | 0 | 0 | 0 | 0 | 0 | 0 | 0
2009 | US | RF | PJM | - | W03 | Net Internal Demand = 2-2a-2b-2c-2d | 92595 | 93395 | 95797 | 98030 | 99877 | 100925 | 101947 | 102886 | 103916 | 104821 | 105660
2009 | US | RF | PJM | - | W04a | Demand Response used for Reserves - Spinning | 325 | 325 | 325 | 325 | 325 | 325 | 325 | 325 | 325 | 325 | 325
2009 | US | RF | PJM | - | W04b | Demand Response used for Reserves - Non-Spinning | 0 | 0 | 0 | 0 | 0 | 0 | 0 | 0 | 0 | 0 | 0
2009 | US | RF | PJM | - | W04c | Demand Response used for Regulation | 0 | 0 | 0 | 0 | 0 | 0 | 0 | 0 | 0 | 0 | 0
2009 | US | RF | PJM | - | W04d | Demand Response used for Energy, Voluntary - Emergency | 0 | 0 | 0 | 0 | 0 | 0 | 0 | 0 | 0 | 0 | 0
2009 | US | RF | PJM | - | W05 | TOTAL INTERNAL CAPACITY = 6+7 | 145294 | 145396 | 146421 | 149225 | 148808 | 148808 | 148948 | 148948 | 148948 | 148948 | 148948
2009 | US | RF | PJM | - | W06 | EXISTING CAPACITY = 6a+6b+6c | 145294 | 145294 | 144481 | 144392 | 143602 | 143602 | 143602 | 143602 | 143602 | 143602 | 143602
2009 | US | RF | PJM | - | W06a | Existing, Certain (Note: The sum of 6a1 through 6a4 must be <= 6a) | 143544 | 143544 | 142731 | 142642 | 141852 | 141852 | 141852 | 141852 | 141852 | 141852 | 141852
2009 | US | RF | PJM | - | W06a1 | Wind Expected On-Peak | 159 | 159 | 159 | 159 | 159 | 159 | 159 | 159 | 159 | 159 | 159
2009 | US | RF | PJM | - | W06a2 | Solar Expected On-Peak | 0 | 0 | 0 | 0 | 0 | 0 | 0 | 0 | 0 | 0 | 0
2009 | US | RF | PJM | - | W06a3 | Hydro Expected On-Peak | 4218 | 4218 | 4218 | 4218 | 4218 | 4218 | 4218 | 4218 | 4218 | 4218 | 4218
2009 | US | RF | PJM | - | W06a4 | Biomass Expected On-Peak | 671 | 671 | 671 | 671 | 671 | 671 | 671 | 671 | 671 | 671 | 671
2009 | US | RF | PJM | - | W06a5 | Load as a Capacity Resource Expected On-Peak (Load Management Programs) | 0 | 0 | 0 | 0 | 0 | 0 | 0 | 0 | 0 | 0 | 0
2009 | US | RF | PJM | - | W06b | Existing, Other (Note: The sum of 6b1 through 6b7 must be <= 6b) | 1750 | 1750 | 1750 | 1750 | 1750 | 1750 | 1750 | 1750 | 1750 | 1750 | 1750
2009 | US | RF | PJM | - | W06b1 | Wind Derate On-Peak | 1064 | 981 | 985 | 1064 | 1064 | 1064 | 1064 | 1064 | 1064 | 1064 | 1064
2009 | US | RF | PJM | - | W06b2 | Solar Derate On-Peak | 0 | 0 | 0 | 0 | 0 | 0 | 0 | 0 | 0 | 0 | 0
2009 | US | RF | PJM | - | W06b3 | Hydro Derate On-Peak | 0 | 0 | 0 | 0 | 0 | 0 | 0 | 0 | 0 | 0 | 0
2009 | US | RF | PJM | - | W06b4 | Biomass Derate On-Peak | 0 | 0 | 0 | 0 | 0 | 0 | 0 | 0 | 0 | 0 | 0
2009 | US | RF | PJM | - | W06b5 | Load as a Capacity Resource Derate On-Peak (Load Management Programs) | 0 | 0 | 0 | 0 | 0 | 0 | 0 | 0 | 0 | 0 | 0
2009 | US | RF | PJM | - | W06b6 | Energy Only | 595 | 595 | 595 | 595 | 595 | 595 | 595 | 595 | 595 | 595 | 595
2009 | US | RF | PJM | - | W06b7 | Scheduled Outage - Maintenance | 0 | 0 | 0 | 0 | 0 | 0 | 0 | 0 | 0 | 0 | 0
2009 | US | RF | PJM | - | W06b8 | Transmission-Limited Resources | 0 | 0 | 0 | 0 | 0 | 0 | 0 | 0 | 0 | 0 | 0
2009 | US | RF | PJM | - | W06c | Existing, Inoperable (Note: Capacity reported in this line are not used in margin calculations) | 0 | 0 | 0 | 0 | 0 | 0 | 0 | 0 | 0 | 0 | 0
2009 | US | RF | PJM | - | W07 | FUTURE CAPACITY ADDITIONS = 7a+7b | 0 | 102 | 1940 | 4833 | 5206 | 5206 | 5346 | 5346 | 5346 | 5346 | 5346
2009 | US | RF | PJM | - | W07a | Future, Planned (Note: Only the net expected On-Peak values are included in this line and does not include Energy Only.) | 0 | 102 | 1940 | 4833 | 5206 | 5206 | 5346 | 5346 | 5346 | 5346 | 5346
2009 | US | RF | PJM | - | W07a1 | Wind Expected On-Peak | 0 | 83 | 79 | 112 | 112 | 112 | 112 | 112 | 112 | 112 | 112
2009 | US | RF | PJM | - | W07a2 | Solar Expected On-Peak | 0 | 0 | 0 | 0 | 0 | 0 | 0 | 0 | 0 | 0 | 0
2009 | US | RF | PJM | - | W07a3 | Hydro Expected On-Peak | 0 | 0 | 0 | 0 | 0 | 0 | 0 | 0 | 0 | 0 | 0
2009 | US | RF | PJM | - | W07a4 | Biomass Expected On-Peak | 0 | 0 | 0 | 0 | 0 | 0 | 0 | 0 | 0 | 0 | 0
2009 | US | RF | PJM | - | W07b | Future, Other (Note: Only the net expected On-Peak values are included in this line and does not include Energy Only.) | 0 | 0 | 0 | 0 | 0 | 0 | 0 | 0 | 0 | 0 | 0
2009 | US | RF | PJM | - | W07b1 | Wind Expected On-Peak | 0 | 0 | 0 | 0 | 0 | 0 | 0 | 0 | 0 | 0 | 0
2009 | US | RF | PJM | - | W07b2 | Wind Derate On-Peak | 0 | 0 | 0 | 132 | 132 | 132 | 132 | 132 | 132 | 132 | 132
2009 | US | RF | PJM | - | W07b3 | Solar Expected On-Peak | 0 | 0 | 0 | 0 | 0 | 0 | 0 | 0 | 0 | 0 | 0
2009 | US | RF | PJM | - | W07b4 | Solar Derate On-Peak | 0 | 0 | 0 | 0 | 0 | 0 | 0 | 0 | 0 | 0 | 0
2009 | US | RF | PJM | - | W07b5 | Hydro Expected On-Peak | 0 | 0 | 0 | 0 | 0 | 0 | 0 | 0 | 0 | 0 | 0
2009 | US | RF | PJM | - | W07b6 | Hydro Derate On-Peak | 0 | 0 | 0 | 0 | 0 | 0 | 0 | 0 | 0 | 0 | 0
2009 | US | RF | PJM | - | W07b7 | Biomass Expected On-Peak | 0 | 0 | 0 | 0 | 0 | 0 | 0 | 0 | 0 | 0 | 0
2009 | US | RF | PJM | - | W07b8 | Biomass Derate On-Peak | 0 | 0 | 0 | 0 | 0 | 0 | 0 | 0 | 0 | 0 | 0
2009 | US | RF | PJM | - | W07b9 | Energy Only | 0 | 0 | 0 | 0 | 0 | 0 | 0 | 0 | 0 | 0 | 0
2009 | US | RF | PJM | - | W08 | Conceptual (Note: Only the net expected on-peak capacity is included in this line and does not include Energy Only.) | 0 | 1627 | 5218 | 16885 | 26809 | 34139 | 36133 | 38044 | 39685 | 39685 | 39685
2009 | US | RF | PJM | - | W08a1 | Wind Expected On-Peak | 0 | 491 | 1455 | 3282 | 4537 | 4851 | 5250 | 6965 | 6965 | 6965 | 6965
2009 | US | RF | PJM | - | W08a2 | Wind Derate On-Peak | 0 | 1891 | 6021 | 14334 | 20615 | 22151 | 24252 | 31637 | 31637 | 31637 | 31637
2009 | US | RF | PJM | - | W08a3 | Solar Expected On-Peak | 0 | 18 | 23 | 23 | 23 | 23 | 23 | 23 | 23 | 23 | 23
2009 | US | RF | PJM | - | W08a4 | Solar Derate On-Peak | 0 | 0 | 0 | 0 | 0 | 0 | 0 | 0 | 0 | 0 | 0
2009 | US | RF | PJM | - | W08a5 | Hydro Expected On-Peak | 0 | 0 | 0 | 0 | 0 | 0 | 0 | 0 | 0 | 0 | 0
2009 | US | RF | PJM | - | W08a6 | Hydro Derate On-Peak | 0 | 0 | 0 | 0 | 0 | 0 | 0 | 0 | 0 | 0 | 0
2009 | US | RF | PJM | - | W08a7 | Biomass Expected On-Peak | 0 | 14 | 74 | 112 | 112 | 112 | 112 | 112 | 112 | 112 | 112
2009 | US | RF | PJM | - | W08a8 | Biomass Derate On-Peak | 0 | 0 | 0 | 0 | 0 | 0 | 0 | 0 | 0 | 0 | 0
2009 | US | RF | PJM | - | W08a9 | Energy Only | 0 | 0 | 0 | 0 | 0 | 0 | 0 | 0 | 0 | 0 | 0
2009 | US | RF | PJM | - | W09 | DELIVERABLE INTERNAL CAPACITY = 6a+7a | 143544 | 143646 | 144671 | 147475 | 147058 | 147058 | 147198 | 147198 | 147198 | 147198 | 147198
2009 | US | RF | PJM | - | W10 | CAPACITY TRANSACTIONS - IMPORTS = 10a+10b+10c+10d | 2718 | 3669 | 2912 | 2994 | 2994 | 2994 | 2994 | 2994 | 2994 | 2994 | 2994
2009 | US | RF | PJM | - | W10a | Firm (Note: The sum of 10a1 and 10a2 must be <= 10a) | 2718 | 3669 | 2912 | 2994 | 2994 | 2994 | 2994 | 2994 | 2994 | 2994 | 2994
2009 | US | RF | PJM | - | W10a1 | Full-Responsibility Purchases | 0 | 474 | 420 | 578 | 578 | 578 | 578 | 578 | 578 | 578 | 578
2009 | US | RF | PJM | - | W10a2 | Owned Capacity/Entitlement Located Outside the Region/Subregion | 0 | 3195 | 2492 | 2417 | 2417 | 2417 | 2417 | 2417 | 2417 | 2417 | 2417
2009 | US | RF | PJM | - | W10b | Non-firm | 0 | 0 | 0 | 0 | 0 | 0 | 0 | 0 | 0 | 0 | 0
2009 | US | RF | PJM | - | W10c | Expected (Note: The sum of 10c1 and 10c2 must be <= 10c) | 0 | 0 | 0 | 0 | 0 | 0 | 0 | 0 | 0 | 0 | 0
2009 | US | RF | PJM | - | W10c1 | Full-Responsibility Purchases | 0 | 0 | 0 | 0 | 0 | 0 | 0 | 0 | 0 | 0 | 0
2009 | US | RF | PJM | - | W10c2 | Owned Capacity/Entitlement Located Outside the Region/Subregion | 0 | 0 | 0 | 0 | 0 | 0 | 0 | 0 | 0 | 0 | 0
2009 | US | RF | PJM | - | W10d | Provisional – transactions under study, but negotiations have not begun. | 0 | 0 | 0 | 0 | 0 | 0 | 0 | 0 | 0 | 0 | 0
2009 | US | RF | PJM | - | W11 | CAPACITY TRANSACTIONS - EXPORTS = 11a+11b+11c+11d | 4156 | 2376 | 2956 | 2824 | 2824 | 2824 | 2824 | 2824 | 2824 | 2824 | 2824
2009 | US | RF | PJM | - | W11a | Firm (Note: The sum of 11a1 and 11a2 must be <= 11a) | 4156 | 2376 | 2956 | 2824 | 2824 | 2824 | 2824 | 2824 | 2824 | 2824 | 2824
2009 | US | RF | PJM | - | W11a1 | Full-Responsibility Purchases | 0 | 527 | 1096 | 953 | 953 | 953 | 953 | 953 | 953 | 953 | 953
2009 | US | RF | PJM | - | W11a2 | Owned Capacity/Entitlement Located Outside the Region/Subregion | 0 | 1849 | 1860 | 1871 | 1871 | 1871 | 1871 | 1871 | 1871 | 1871 | 1871
2009 | US | RF | PJM | - | W11b | Non-firm | 0 | 0 | 0 | 0 | 0 | 0 | 0 | 0 | 0 | 0 | 0
2009 | US | RF | PJM | - | W11c | Expected (Note: The sum of 11c1 and 11c2 must be <= 11c) | 0 | 0 | 0 | 0 | 0 | 0 | 0 | 0 | 0 | 0 | 0
2009 | US | RF | PJM | - | W11c1 | Full-Responsibility Purchases | 0 | 0 | 0 | 0 | 0 | 0 | 0 | 0 | 0 | 0 | 0
2009 | US | RF | PJM | - | W11c2 | Owned Capacity/Entitlement Located Outside the Region/Subregion | 0 | 0 | 0 | 0 | 0 | 0 | 0 | 0 | 0 | 0 | 0
2009 | US | RF | PJM | - | W11d | Provisional – transactions under study, but negotiations have not begun. | 0 | 0 | 0 | 0 | 0 | 0 | 0 | 0 | 0 | 0 | 0
2009 | US | RF | PJM | - | W12 | EXISTING, CERTAIN CAPACITY & NET FIRM TRANSACTIONS = 6a+Net Firm Transactions | 142106 | 144837 | 142687 | 142812 | 142022 | 142022 | 142022 | 142022 | 142022 | 142022 | 142022
2009 | US | RF | PJM | - | W13 | DELIVERABLE CAPACITY RESOURCES = 12+7a+Net Expected Transactions | 142106 | 144939 | 144627 | 147645 | 147228 | 147228 | 147368 | 147368 | 147368 | 147368 | 147368
2009 | US | RF | PJM | - | W14 | PROSPECTIVE CAPACITY RESOURCES = 13+6b-[Existing,Other Derates]+16b | 142197 | 145113 | 144797 | 147736 | 147319 | 147319 | 147459 | 147459 | 147459 | 147459 | 147459
2009 | US | RF | PJM | - | W15 | TOTAL POTENTIAL CAPACITY RESOURCES = 13+6b-[Existing,Other Derates]+7b+ 8+Net Provisional Transactions | 142197 | 146740 | 150015 | 164621 | 174128 | 181458 | 183592 | 185503 | 187144 | 187144 | 187144
2009 | US | RF | PJM | - | W15a | ADJUSTED POTENTIAL CAPACITY RESOURCES = 13+6b-[Existing,Other Derates]+ 16b+16d+Net Provisional Transactions | 142197 | 145422.13 | 145788.42 | 150944.15 | 152412.71 | 153732.11 | 154231.03 | 154575.01 | 154771.93 | 154771.93 | 154771.93
2009 | US | RF | PJM | - | W16a | Confidence of Future, Other (7b), using reasonable judgement | 0 | 0 | 0 | 0 | 0 | 0 | 0 | 0 | 0 | 0 | 0
2009 | US | RF | PJM | - | W16b | Net Future, Other Resources After Confidence Percentage Is Applied = 7b*16a | 0 | 0 | 0 | 0 | 0 | 0 | 0 | 0 | 0 | 0 | 0
2009 | US | RF | PJM | - | W16c | Confidence of Conceptual (8), using reasonable judgement | 0 | 0.19 | 0.19 | 0.19 | 0.19 | 0.18785 | 0.18742 | 0.18705 | 0.18427 | 0.18427 | 0.18427
2009 | US | RF | PJM | - | W16d | Net Conceptual Resources After Confidence Percentage Is Applied = 8*16c | 0 | 309.13 | 991.42 | 3208.15 | 5093.71 | 6413.11 | 6772.03 | 7116.01 | 7312.93 | 7312.93 | 7312.93
2009 | US | RF | PJM | - | W17C | Region/Subregion Target Capacity Margin | 0 | 0 | 0 | 0 | 0 | 0 | 0 | 0 | 0 | 0 | 0
2009 | US | RF | PJM | - | W17R | Region/Subregion Target Reserve Margin | 0 | 0.15 | 0.155 | 0.155 | 0.162 | 0.162 | 0.162 | 0.162 | 0.162 | 0.162 | 0.162
2009 | US | RF | PJM | - | W18C | Existing Certain and Net Firm Transactions = (12-3)/12 | 0 | 0.35517 | 0.32862 | 0.31357 | 0.29675 | 0.28937 | 0.28217 | 0.27556 | 0.26831 | 0.26194 | 0.25603
2009 | US | RF | PJM | - | W19C | Deliverable Capacity Resources = (13-3)/13 | 0 | 0.35563 | 0.33763 | 0.33604 | 0.32162 | 0.3145 | 0.30821 | 0.30184 | 0.29485 | 0.28871 | 0.28302
2009 | US | RF | PJM | - | W20C | Prospective Capacity Resources = (14-3)/14 | 0 | 0.3564 | 0.3384 | 0.33645 | 0.32204 | 0.31492 | 0.30864 | 0.30227 | 0.29529 | 0.28915 | 0.28346
2009 | US | RF | PJM | - | W21C | Total Potential Resources = (15-3)/15 | 0 | 0.36353 | 0.36142 | 0.40451 | 0.42642 | 0.44381 | 0.44471 | 0.44537 | 0.44473 | 0.43989 | 0.43541
2009 | US | RF | PJM | - | W22C | Adjusted Potential Resources = (15a-3)/15a | 0 | 0.35777 | 0.3429 | 0.35055 | 0.34469 | 0.3435 | 0.339 | 0.33439 | 0.32859 | 0.32274 | 0.31732
2009 | US | RF | PJM | - | W18R | Existing Certain and Net Firm Transactions = (12-3)/3 | 0 | 0.5508 | 0.48947 | 0.45682 | 0.42197 | 0.4072 | 0.3931 | 0.38038 | 0.3667 | 0.3549 | 0.34414
2009 | US | RF | PJM | - | W19R | Deliverable Capacity Resources = (13-3)/3 | 0 | 0.55189 | 0.50972 | 0.50612 | 0.47409 | 0.45879 | 0.44554 | 0.43234 | 0.41815 | 0.4059 | 0.39474
2009 | US | RF | PJM | - | W20R | Prospective Capacity Resources = (14-3)/3 | 0 | 0.55376 | 0.5115 | 0.50705 | 0.475 | 0.45969 | 0.44643 | 0.43323 | 0.41902 | 0.40677 | 0.3956
2009 | US | RF | PJM | - | W21R | Total Potential Resources = (15-3)/3 | 0 | 0.57118 | 0.56597 | 0.67929 | 0.74342 | 0.79795 | 0.80086 | 0.803 | 0.80092 | 0.78537 | 0.77119
2009 | US | RF | PJM | - | W22R | Adjusted Potential Resources = (15a-3)/3 | 0 | 0.55707 | 0.52185 | 0.53978 | 0.526 | 0.52323 | 0.51286 | 0.50239 | 0.48939 | 0.47654 | 0.46481
2009 | US | RF | PJM | - | W24 | Other Capacity < 1 MW | 0 | 0 | 0 | 0 | 0 | 0 | 0 | 0 | 0 | 0 | 0
2009 | US | RF | PJM | - | W25 | Distributed Generator Capacity >= 1 MW | 0 | 0 | 0 | 0 | 0 | 0 | 0 | 0 | 0 | 0 | 0
2009 | US | RF | PJM | - | W26 | Capacity Total from EIA-860 | 0 | 0 | 0 | 0 | 0 | 0 | 0 | 0 | 0 | 0 | 0
2009 | US | RF | PJM | - | W27 | Total Installed Baseline Capacity Resources = 12+6b | 143856 | 0 | 0 | 0 | 0 | 0 | 0 | 0 | 0 | 0 | 0
2009 | US | RF | - | - | W01 | Unrestricted Non-coincident Peak Demand = 2+1a+1b-1c-1d | 142395 | 149300 | 151500 | 155400 | 157500 | 158700 | 160300 | 161700 | 163400 | 164700 | 165700
2009 | US | RF | - | - | W01a | New Conservation (Energy Efficiency) | 0 | 0 | 0 | 0 | 0 | 0 | 0 | 0 | 0 | 0 | 0
2009 | US | RF | - | - | W01b | Estimated Diversity | 0 | 3500 | 3500 | 3600 | 3700 | 3600 | 3700 | 3800 | 4100 | 4000 | 4100
2009 | US | RF | - | - | W01c | Additions for non-member load (load served by non-registered LSE's in a region) | 0 | 0 | 0 | 0 | 0 | 0 | 0 | 0 | 0 | 0 | 0
2009 | US | RF | - | - | W01d | Stand-by Load Under Contract (Normally served by behind the meter generation) | 0 | 0 | 0 | 0 | 0 | 0 | 0 | 0 | 0 | 0 | 0
2009 | US | RF | - | - | W02 | Total Internal Demand | 142395 | 145800 | 148000 | 151800 | 153800 | 155100 | 156600 | 157900 | 159300 | 160700 | 161600
2009 | US | RF | - | - | W02a | Direct Control Load Management | 0 | 600 | 600 | 600 | 600 | 600 | 600 | 600 | 600 | 600 | 600
2009 | US | RF | - | - | W02b | Contractually Interruptible (Curtailable) | 0 | 4300 | 4300 | 4300 | 4300 | 4300 | 4300 | 4300 | 4300 | 4300 | 4300
2009 | US | RF | - | - | W02c | Critical Peak-Pricing (CPP) with Control | 0 | 0 | 0 | 0 | 0 | 0 | 0 | 0 | 0 | 0 | 0
2009 | US | RF | - | - | W02d | Load as a Capacity Resource | 0 | 0 | 0 | 0 | 0 | 0 | 0 | 0 | 0 | 0 | 0
2009 | US | RF | - | - | W03 | Net Internal Demand = 2-2a-2b-2c-2d | 142395 | 140900 | 143100 | 146900 | 148900 | 150200 | 151700 | 153000 | 154400 | 155800 | 156700
2009 | US | RF | - | - | W04a | Demand Response used for Reserves - Spinning | 325 | 325 | 325 | 325 | 325 | 325 | 325 | 325 | 325 | 325 | 325
2009 | US | RF | - | - | W04b | Demand Response used for Reserves - Non-Spinning | 0 | 0 | 0 | 0 | 0 | 0 | 0 | 0 | 0 | 0 | 0
2009 | US | RF | - | - | W04c | Demand Response used for Regulation | 0 | 0 | 0 | 0 | 0 | 0 | 0 | 0 | 0 | 0 | 0
2009 | US | RF | - | - | W04d | Demand Response used for Energy, Voluntary - Emergency | 0 | 0 | 0 | 0 | 0 | 0 | 0 | 0 | 0 | 0 | 0
2009 | US | RF | - | - | W05 | TOTAL INTERNAL CAPACITY = 6+7 | 215477 | 222400 | 224401 | 228002 | 228203 | 228204 | 228305 | 228306 | 228307 | 228308 | 228309
2009 | US | RF | - | - | W06 | EXISTING CAPACITY = 6a+6b+6c | 215477 | 222300 | 221501 | 221402 | 220603 | 220604 | 220605 | 220606 | 220607 | 220608 | 220609
2009 | US | RF | - | - | W06a | Existing, Certain (Note: The sum of 6a1 through 6a4 must be <= 6a) | 211000 | 217800 | 217000 | 216900 | 216100 | 216100 | 216100 | 216100 | 216100 | 216100 | 216100
2009 | US | RF | - | - | W06a1 | Wind Expected On-Peak | 200 | 200 | 200 | 200 | 200 | 200 | 200 | 200 | 200 | 200 | 200
2009 | US | RF | - | - | W06a2 | Solar Expected On-Peak | 0 | 0 | 0 | 0 | 0 | 0 | 0 | 0 | 0 | 0 | 0
2009 | US | RF | - | - | W06a3 | Hydro Expected On-Peak | 6600 | 6400 | 6400 | 6400 | 6400 | 6400 | 6400 | 6400 | 6400 | 6400 | 6400
2009 | US | RF | - | - | W06a4 | Biomass Expected On-Peak | 700 | 700 | 700 | 700 | 700 | 700 | 700 | 700 | 700 | 700 | 700
2009 | US | RF | - | - | W06a5 | Load as a Capacity Resource Expected On-Peak (Load Management Programs) | 0 | 0 | 0 | 0 | 0 | 0 | 0 | 0 | 0 | 0 | 0
2009 | US | RF | - | - | W06b | Existing, Other (Note: The sum of 6b1 through 6b7 must be <= 6b) | 5800 | 4500 | 4500 | 4500 | 4500 | 4500 | 4500 | 4500 | 4500 | 4500 | 4500
2009 | US | RF | - | - | W06b1 | Wind Derate On-Peak | 1400 | 1400 | 1400 | 1400 | 1400 | 1400 | 1400 | 1400 | 1400 | 1400 | 1400
2009 | US | RF | - | - | W06b2 | Solar Derate On-Peak | 0 | 0 | 0 | 0 | 0 | 0 | 0 | 0 | 0 | 0 | 0
2009 | US | RF | - | - | W06b3 | Hydro Derate On-Peak | 300 | 0 | 0 | 0 | 0 | 0 | 0 | 0 | 0 | 0 | 0
2009 | US | RF | - | - | W06b4 | Biomass Derate On-Peak | 0 | 0 | 0 | 0 | 0 | 0 | 0 | 0 | 0 | 0 | 0
2009 | US | RF | - | - | W06b5 | Load as a Capacity Resource Derate On-Peak (Load Management Programs) | 0 | 0 | 0 | 0 | 0 | 0 | 0 | 0 | 0 | 0 | 0
2009 | US | RF | - | - | W06b6 | Energy Only | 600 | 600 | 600 | 600 | 600 | 600 | 600 | 600 | 600 | 600 | 600
2009 | US | RF | - | - | W06b7 | Scheduled Outage - Maintenance | 0 | 800 | 800 | 800 | 800 | 800 | 800 | 800 | 800 | 800 | 800
2009 | US | RF | - | - | W06b8 | Transmission-Limited Resources | 0 | 0 | 0 | 0 | 0 | 0 | 0 | 0 | 0 | 0 | 0
2009 | US | RF | - | - | W06c | Existing, Inoperable (Note: Capacity reported in this line are not used in margin calculations) | 0 | 0 | 1 | 2 | 3 | 4 | 5 | 6 | 7 | 8 | 9
2009 | US | RF | - | - | W07 | FUTURE CAPACITY ADDITIONS = 7a+7b | 0 | 100 | 2400 | 5300 | 5600 | 5600 | 5800 | 5800 | 5800 | 5800 | 5800
2009 | US | RF | - | - | W07a | Future, Planned (Note: Only the net expected On-Peak values are included in this line and does not include Energy Only.) | 0 | 100 | 2400 | 5300 | 5600 | 5600 | 5800 | 5800 | 5800 | 5800 | 5800
2009 | US | RF | - | - | W07a1 | Wind Expected On-Peak | 0 | 100 | 100 | 100 | 100 | 100 | 100 | 100 | 100 | 100 | 100
2009 | US | RF | - | - | W07a2 | Solar Expected On-Peak | 0 | 0 | 0 | 0 | 0 | 0 | 0 | 0 | 0 | 0 | 0
2009 | US | RF | - | - | W07a3 | Hydro Expected On-Peak | 0 | 0 | 0 | 0 | 0 | 0 | 0 | 0 | 0 | 0 | 0
2009 | US | RF | - | - | W07a4 | Biomass Expected On-Peak | 0 | 0 | 0 | 0 | 0 | 0 | 0 | 0 | 0 | 0 | 0
2009 | US | RF | - | - | W07b | Future, Other (Note: Only the net expected On-Peak values are included in this line and does not include Energy Only.) | 0 | 0 | 0 | 0 | 0 | 0 | 0 | 0 | 0 | 0 | 0
2009 | US | RF | - | - | W07b1 | Wind Expected On-Peak | 0 | 0 | 0 | 0 | 0 | 0 | 0 | 0 | 0 | 0 | 0
2009 | US | RF | - | - | W07b2 | Wind Derate On-Peak | 0 | 0 | 0 | 100 | 100 | 100 | 100 | 100 | 100 | 100 | 100
2009 | US | RF | - | - | W07b3 | Solar Expected On-Peak | 0 | 0 | 0 | 0 | 0 | 0 | 0 | 0 | 0 | 0 | 0
2009 | US | RF | - | - | W07b4 | Solar Derate On-Peak | 0 | 0 | 0 | 0 | 0 | 0 | 0 | 0 | 0 | 0 | 0
2009 | US | RF | - | - | W07b5 | Hydro Expected On-Peak | 0 | 0 | 0 | 0 | 0 | 0 | 0 | 0 | 0 | 0 | 0
2009 | US | RF | - | - | W07b6 | Hydro Derate On-Peak | 0 | 0 | 0 | 0 | 0 | 0 | 0 | 0 | 0 | 0 | 0
2009 | US | RF | - | - | W07b7 | Biomass Expected On-Peak | 0 | 0 | 0 | 0 | 0 | 0 | 0 | 0 | 0 | 0 | 0
2009 | US | RF | - | - | W07b8 | Biomass Derate On-Peak | 0 | 0 | 0 | 0 | 0 | 0 | 0 | 0 | 0 | 0 | 0
2009 | US | RF | - | - | W07b9 | Energy Only | 0 | 0 | 0 | 0 | 0 | 0 | 0 | 0 | 0 | 0 | 0
2009 | US | RF | - | - | W08 | Conceptual (Note: Only the net expected on-peak capacity is included in this line and does not include Energy Only.) | 0 | 1600 | 5700 | 19400 | 30800 | 38400 | 40400 | 43200 | 44900 | 46400 | 46400
2009 | US | RF | - | - | W08a1 | Wind Expected On-Peak | 0 | 500 | 1700 | 3900 | 5400 | 5900 | 6300 | 8000 | 8000 | 8000 | 8000
2009 | US | RF | - | - | W08a2 | Wind Derate On-Peak | 0 | 1900 | 7000 | 17000 | 24000 | 26200 | 28600 | 35900 | 35900 | 35900 | 35900
2009 | US | RF | - | - | W08a3 | Solar Expected On-Peak | 0 | 0 | 0 | 0 | 0 | 0 | 0 | 0 | 0 | 0 | 0
2009 | US | RF | - | - | W08a4 | Solar Derate On-Peak | 0 | 0 | 0 | 0 | 0 | 0 | 0 | 0 | 0 | 0 | 0
2009 | US | RF | - | - | W08a5 | Hydro Expected On-Peak | 0 | 0 | 0 | 0 | 0 | 0 | 0 | 0 | 0 | 0 | 0
2009 | US | RF | - | - | W08a6 | Hydro Derate On-Peak | 0 | 0 | 0 | 0 | 0 | 0 | 0 | 0 | 0 | 0 | 0
2009 | US | RF | - | - | W08a7 | Biomass Expected On-Peak | 0 | 0 | 0 | 0 | 0 | 0 | 0 | 0 | 0 | 0 | 0
2009 | US | RF | - | - | W08a8 | Biomass Derate On-Peak | 0 | 0 | 0 | 0 | 0 | 0 | 0 | 0 | 0 | 0 | 0
2009 | US | RF | - | - | W08a9 | Energy Only | 0 | 0 | 0 | 0 | 0 | 0 | 0 | 0 | 0 | 0 | 0
2009 | US | RF | - | - | W09 | DELIVERABLE INTERNAL CAPACITY = 6a+7a | 215477 | 217900 | 219000 | 222600 | 222800 | 222800 | 222900 | 222900 | 222900 | 222900 | 222900
2009 | US | RF | - | - | W10 | CAPACITY TRANSACTIONS - IMPORTS = 10a+10b+10c+10d | 0 | 1300 | 1300 | 1300 | 1300 | 1300 | 1300 | 1300 | 1300 | 1300 | 1300
2009 | US | RF | - | - | W10a | Firm (Note: The sum of 10a1 and 10a2 must be <= 10a) | 2300 | 1300 | 1300 | 1300 | 1300 | 1300 | 1300 | 1300 | 1300 | 1300 | 1300
2009 | US | RF | - | - | W10a1 | Full-Responsibility Purchases | 0 | 1200 | 1200 | 1200 | 1200 | 1200 | 1200 | 1200 | 1200 | 1200 | 1200
2009 | US | RF | - | - | W10a2 | Owned Capacity/Entitlement Located Outside the Region/Subregion | 0 | 100 | 100 | 100 | 100 | 100 | 100 | 100 | 100 | 100 | 100
2009 | US | RF | - | - | W10b | Non-firm | 0 | 0 | 0 | 0 | 0 | 0 | 0 | 0 | 0 | 0 | 0
2009 | US | RF | - | - | W10c | Expected (Note: The sum of 10c1 and 10c2 must be <= 10c) | 0 | 0 | 0 | 0 | 0 | 0 | 0 | 0 | 0 | 0 | 0
2009 | US | RF | - | - | W10c1 | Full-Responsibility Purchases | 0 | 0 | 0 | 0 | 0 | 0 | 0 | 0 | 0 | 0 | 0
2009 | US | RF | - | - | W10c2 | Owned Capacity/Entitlement Located Outside the Region/Subregion | 0 | 0 | 0 | 0 | 0 | 0 | 0 | 0 | 0 | 0 | 0
2009 | US | RF | - | - | W10d | Provisional – transactions under study, but negotiations have not begun. | 0 | 0 | 0 | 0 | 0 | 0 | 0 | 0 | 0 | 0 | 0
2009 | US | RF | - | - | W11 | CAPACITY TRANSACTIONS - EXPORTS = 11a+11b+11c+11d | 0 | 1100 | 1100 | 1100 | 1100 | 1100 | 1100 | 1100 | 1100 | 1100 | 1100
2009 | US | RF | - | - | W11a | Firm (Note: The sum of 11a1 and 11a2 must be <= 11a) | 2200 | 1100 | 1100 | 1100 | 1100 | 1100 | 1100 | 1100 | 1100 | 1100 | 1100
2009 | US | RF | - | - | W11a1 | Full-Responsibility Purchases | 0 | 700 | 700 | 700 | 700 | 700 | 700 | 700 | 700 | 700 | 700
2009 | US | RF | - | - | W11a2 | Owned Capacity/Entitlement Located Outside the Region/Subregion | 0 | 400 | 400 | 400 | 400 | 400 | 400 | 400 | 400 | 400 | 400
2009 | US | RF | - | - | W11b | Non-firm | 0 | 0 | 0 | 0 | 0 | 0 | 0 | 0 | 0 | 0 | 0
2009 | US | RF | - | - | W11c | Expected (Note: The sum of 11c1 and 11c2 must be <= 11c) | 0 | 0 | 0 | 0 | 0 | 0 | 0 | 0 | 0 | 0 | 0
2009 | US | RF | - | - | W11c1 | Full-Responsibility Purchases | 0 | 0 | 0 | 0 | 0 | 0 | 0 | 0 | 0 | 0 | 0
2009 | US | RF | - | - | W11c2 | Owned Capacity/Entitlement Located Outside the Region/Subregion | 0 | 0 | 0 | 0 | 0 | 0 | 0 | 0 | 0 | 0 | 0
2009 | US | RF | - | - | W11d | Provisional – transactions under study, but negotiations have not begun. | 0 | 0 | 0 | 0 | 0 | 0 | 0 | 0 | 0 | 0 | 0
2009 | US | RF | - | - | W12 | EXISTING, CERTAIN CAPACITY & NET FIRM TRANSACTIONS = 6a+Net Firm Transactions | 211100 | 218000 | 217200 | 217100 | 216300 | 216300 | 216300 | 216300 | 216300 | 216300 | 216300
2009 | US | RF | - | - | W13 | DELIVERABLE CAPACITY RESOURCES = 12+7a+Net Expected Transactions | 211100 | 218100 | 219600 | 222400 | 221900 | 221900 | 222100 | 222100 | 222100 | 222100 | 222100
2009 | US | RF | - | - | W14 | PROSPECTIVE CAPACITY RESOURCES = 13+6b-[Existing,Other Derates]+16b | 214600 | 219800 | 221300 | 224100 | 223600 | 223600 | 223800 | 223800 | 223800 | 223800 | 223800
2009 | US | RF | - | - | W15 | TOTAL POTENTIAL CAPACITY RESOURCES = 13+6b-[Existing,Other Derates]+7b+ 8+Net Provisional Transactions | 214600 | 221400 | 227000 | 243500 | 254400 | 262000 | 264200 | 267000 | 268700 | 270200 | 270200
2009 | US | RF | - | - | W15a | ADJUSTED POTENTIAL CAPACITY RESOURCES = 13+6b-[Existing,Other Derates]+ 16b+16d+Net Provisional Transactions | 214600 | 220104 | 222379.8582 | 227750.4541 | 229436.7588 | 230802.3464 | 231362.5714 | 231845.6816 | 232053.4711 | 232354.4829 | 232354.4829
2009 | US | RF | - | - | W16a | Confidence of Future, Other (7b), using reasonable judgement | 0 | 0 | 0 | 0 | 0 | 0 | 0 | 0 | 0 | 0 | 0
2009 | US | RF | - | - | W16b | Net Future, Other Resources After Confidence Percentage Is Applied = 7b*16a | 0 | 0 | 0 | 0 | 0 | 0 | 0 | 0 | 0 | 0 | 0
2009 | US | RF | - | - | W16c | Confidence of Conceptual (8), using reasonable judgement | 0 | 0.19 | 0.18945 | 0.18817 | 0.18951 | 0.18756 | 0.18719 | 0.18624 | 0.18382 | 0.18436 | 0.18436
2009 | US | RF | - | - | W16d | Net Conceptual Resources After Confidence Percentage Is Applied = 8*16c | 0 | 304 | 1079.8582 | 3650.4541 | 5836.7588 | 7202.3464 | 7562.5714 | 8045.6816 | 8253.4711 | 8554.4829 | 8554.4829
2009 | US | RF | - | - | W17C | Region/Subregion Target Capacity Margin | 0 | 0 | 0 | 0 | 0 | 0 | 0 | 0 | 0 | 0 | 0
2009 | US | RF | - | - | W17R | Region/Subregion Target Reserve Margin | 0 | 0.15 | 0.15 | 0.15 | 0.15 | 0.15 | 0.15 | 0.15 | 0.15 | 0.15 | 0.15
2009 | US | RF | - | - | W18C | Existing Certain and Net Firm Transactions = (12-3)/12 | 0 | 0.35367 | 0.34116 | 0.32335 | 0.3116 | 0.30559 | 0.29866 | 0.29265 | 0.28618 | 0.2797 | 0.27554
2009 | US | RF | - | - | W19C | Deliverable Capacity Resources = (13-3)/13 | 0 | 0.35397 | 0.34836 | 0.33948 | 0.32898 | 0.32312 | 0.31697 | 0.31112 | 0.30482 | 0.29851 | 0.29446
2009 | US | RF | - | - | W20C | Prospective Capacity Resources = (14-3)/14 | 0 | 0.35896 | 0.35337 | 0.34449 | 0.33408 | 0.32826 | 0.32216 | 0.31635 | 0.3101 | 0.30384 | 0.29982
2009 | US | RF | - | - | W21C | Total Potential Resources = (15-3)/15 | 0 | 0.3636 | 0.3696 | 0.39671 | 0.4147 | 0.42672 | 0.42581 | 0.42697 | 0.42538 | 0.42339 | 0.42006
2009 | US | RF | - | - | W22C | Adjusted Potential Resources = (15a-3)/15a | 0 | 0.35985 | 0.35651 | 0.355 | 0.35102 | 0.34923 | 0.34432 | 0.34008 | 0.33464 | 0.32947 | 0.3256
2009 | US | RF | - | - | W18R | Existing Certain and Net Firm Transactions = (12-3)/3 | 0 | 0.5472 | 0.51782 | 0.47788 | 0.45265 | 0.44008 | 0.42584 | 0.41373 | 0.40091 | 0.38832 | 0.38034
2009 | US | RF | - | - | W19R | Deliverable Capacity Resources = (13-3)/3 | 0 | 0.54791 | 0.53459 | 0.51396 | 0.49026 | 0.47736 | 0.46407 | 0.45163 | 0.43847 | 0.42555 | 0.41736
2009 | US | RF | - | - | W20R | Prospective Capacity Resources = (14-3)/3 | 0 | 0.55997 | 0.54647 | 0.52553 | 0.50168 | 0.48868 | 0.47528 | 0.46275 | 0.44948 | 0.43646 | 0.42821
2009 | US | RF | - | - | W21R | Total Potential Resources = (15-3)/3 | 0 | 0.57133 | 0.5863 | 0.65759 | 0.70853 | 0.74434 | 0.7416 | 0.7451 | 0.74028 | 0.73427 | 0.72431
2009 | US | RF | - | - | W22R | Adjusted Potential Resources = (15a-3)/3 | 0 | 0.56213 | 0.55402 | 0.55038 | 0.54088 | 0.53663 | 0.52513 | 0.51533 | 0.50294 | 0.49136 | 0.4828
2009 | US | RF | - | - | W24 | Other Capacity < 1 MW | 0 | 0 | 0 | 0 | 0 | 0 | 0 | 0 | 0 | 0 | 0
2009 | US | RF | - | - | W25 | Distributed Generator Capacity >= 1 MW | 0 | 0 | 0 | 0 | 0 | 0 | 0 | 0 | 0 | 0 | 0
2009 | US | RF | - | - | W26 | Capacity Total from EIA-860 | 0 | 0 | 0 | 0 | 0 | 0 | 0 | 0 | 0 | 0 | 0
2009 | US | RF | - | - | W27 | Total Installed Baseline Capacity Resources = 12+6b | 216900 | 0 | 0 | 0 | 0 | 0 | 0 | 0 | 0 | 0 | 0
2009 | US | SERC | - | - | W01 | Unrestricted Non-coincident Peak Demand = 2+1a+1b-1c-1d | 179596 | 182124 | 185165 | 189745 | 192694 | 196299 | 198705 | 200920 | 203683 | 207325 | 210559
2009 | US | SERC | - | - | W01a | New Conservation (Energy Efficiency) | 0 | 622 | 1073 | 1599 | 1905 | 2169 | 2450 | 2738 | 2938 | 3139 | 3343
2009 | US | SERC | - | - | W01b | Estimated Diversity | 0 | 667 | 678 | 707 | 723 | 748 | 735 | 735 | 774 | 789 | 795
2009 | US | SERC | - | - | W01c | Additions for non-member load (load served by non-registered LSE's in a region) | 0 | 79 | 62 | 65 | 65 | 66 | 67 | 68 | 69 | 69 | 71
2009 | US | SERC | - | - | W01d | Stand-by Load Under Contract (Normally served by behind the meter generation) | 0 | 131 | 132 | 135 | 135 | 138 | 138 | 141 | 142 | 145 | 147
2009 | US | SERC | - | - | W02 | Total Internal Demand | 179596 | 181045 | 183608 | 187639 | 190266 | 193586 | 195725 | 197656 | 200182 | 203611 | 206639
2009 | US | SERC | - | - | W02a | Direct Control Load Management | 380 | 621 | 725 | 823 | 921 | 1018 | 1108 | 1203 | 1222 | 1241 | 1255
2009 | US | SERC | - | - | W02b | Contractually Interruptible (Curtailable) | 3863 | 4612 | 4871 | 4982 | 4920 | 4937 | 4939 | 4937 | 4913 | 4946 | 4930
2009 | US | SERC | - | - | W02c | Critical Peak-Pricing (CPP) with Control | 0 | 0 | 2 | 4 | 5 | 7 | 9 | 11 | 13 | 13 | 13
2009 | US | SERC | - | - | W02d | Load as a Capacity Resource | 154 | 271 | 272 | 273 | 260 | 260 | 260 | 260 | 260 | 260 | 260
2009 | US | SERC | - | - | W03 | Net Internal Demand = 2-2a-2b-2c-2d | 175199 | 175541 | 177738 | 181557 | 184160 | 187364 | 189409 | 191245 | 193774 | 197151 | 200181
2009 | US | SERC | - | - | W04a | Demand Response used for Reserves - Spinning | 615 | 608 | 608 | 608 | 608 | 608 | 608 | 608 | 608 | 608 | 608
2009 | US | SERC | - | - | W04b | Demand Response used for Reserves - Non-Spinning | 239 | 241 | 254 | 258 | 258 | 258 | 258 | 258 | 258 | 258 | 258
2009 | US | SERC | - | - | W04c | Demand Response used for Regulation | 23 | 23 | 23 | 24 | 24 | 25 | 25 | 25 | 26 | 26 | 26
2009 | US | SERC | - | - | W04d | Demand Response used for Energy, Voluntary - Emergency | 419 | 419 | 419 | 419 | 419 | 419 | 419 | 419 | 419 | 419 | 419
2009 | US | SERC | - | - | W05 | TOTAL INTERNAL CAPACITY = 6+7 | 252762 | 270691 | 269442 | 274095 | 277446 | 280392 | 282150 | 284254 | 287673 | 288833 | 292059
2009 | US | SERC | - | - | W06 | EXISTING CAPACITY = 6a+6b+6c | 252762 | 267743 | 265362 | 265904 | 264647 | 265239 | 264836 | 265984 | 265812 | 265663 | 267172
2009 | US | SERC | - | - | W06a | Existing, Certain (Note: The sum of 6a1 through 6a4 must be <= 6a) | 237617 | 250204 | 246360 | 245641 | 243032 | 242195 | 241465 | 242081 | 241633 | 241332 | 241271
2009 | US | SERC | - | - | W06a1 | Wind Expected On-Peak | 0 | 0 | 0 | 0 | 0 | 0 | 0 | 0 | 0 | 0 | 0
2009 | US | SERC | - | - | W06a2 | Solar Expected On-Peak | 0 | 0 | 0 | 0 | 0 | 0 | 0 | 0 | 0 | 0 | 0
2009 | US | SERC | - | - | W06a3 | Hydro Expected On-Peak | 12127.6 | 12147.6 | 12251.6 | 12273.6 | 12276.6 | 12240.6 | 12276.6 | 12276.6 | 12276.6 | 12277.6 | 12277.6
2009 | US | SERC | - | - | W06a4 | Biomass Expected On-Peak | 214 | 214 | 214 | 214 | 214 | 214 | 214 | 214 | 214 | 214 | 214
2009 | US | SERC | - | - | W06a5 | Load as a Capacity Resource Expected On-Peak (Load Management Programs) | 0 | 0 | 0 | 0 | 0 | 0 | 0 | 0 | 0 | 0 | 0
2009 | US | SERC | - | - | W06b | Existing, Other (Note: The sum of 6b1 through 6b7 must be <= 6b) | 14686 | 15164 | 16835 | 17528 | 18742 | 19481 | 19531 | 19531 | 19531 | 19530 | 21100
2009 | US | SERC | - | - | W06b1 | Wind Derate On-Peak | 0 | 0 | 0 | 0 | 0 | 0 | 0 | 0 | 0 | 0 | 0
2009 | US | SERC | - | - | W06b2 | Solar Derate On-Peak | 0 | 0 | 0 | 0 | 0 | 0 | 0 | 0 | 0 | 0 | 0
2009 | US | SERC | - | - | W06b3 | Hydro Derate On-Peak | 118 | 100 | 120 | 100 | 99 | 99 | 99 | 99 | 99 | 98 | 98
2009 | US | SERC | - | - | W06b4 | Biomass Derate On-Peak | 0 | 0 | 0 | 0 | 0 | 0 | 0 | 0 | 0 | 0 | 0
2009 | US | SERC | - | - | W06b5 | Load as a Capacity Resource Derate On-Peak (Load Management Programs) | 0 | 0 | 0 | 0 | 0 | 0 | 0 | 0 | 0 | 0 | 0
2009 | US | SERC | - | - | W06b6 | Energy Only | 2165 | 2165 | 2765 | 2730 | 2730 | 2730 | 2730 | 2730 | 2730 | 2730 | 2730
2009 | US | SERC | - | - | W06b7 | Scheduled Outage - Maintenance | 1159 | 819 | 1211 | 875 | 700 | 520 | 340 | 340 | 340 | 340 | 340
2009 | US | SERC | - | - | W06b8 | Transmission-Limited Resources | 0 | 0 | 0 | 0 | 0 | 0 | 0 | 0 | 0 | 0 | 0
2009 | US | SERC | - | - | W06c | Existing, Inoperable (Note: Capacity reported in this line are not used in margin calculations) | 459 | 2375 | 2167 | 2735 | 2873 | 3563 | 3840 | 4372 | 4648 | 4801 | 4801
2009 | US | SERC | - | - | W07 | FUTURE CAPACITY ADDITIONS = 7a+7b | 0 | 2948 | 4080 | 8191 | 12799 | 15153 | 17314 | 18270 | 21861 | 23170 | 24887
2009 | US | SERC | - | - | W07a | Future, Planned (Note: Only the net expected On-Peak values are included in this line and does not include Energy Only.) | 0 | 2519 | 4080 | 8106 | 12560 | 13290 | 13820 | 13838 | 16405 | 16388 | 16388
2009 | US | SERC | - | - | W07a1 | Wind Expected On-Peak | 0 | 0 | 0 | 0 | 0 | 0 | 0 | 0 | 0 | 0 | 0
2009 | US | SERC | - | - | W07a2 | Solar Expected On-Peak | 0 | 0 | 0 | 0 | 0 | 0 | 0 | 0 | 0 | 0 | 0
2009 | US | SERC | - | - | W07a3 | Hydro Expected On-Peak | 0 | 4 | 2 | 2 | 2 | 0 | 0 | 0 | 0 | 0 | 0
2009 | US | SERC | - | - | W07a4 | Biomass Expected On-Peak | 0 | 34 | 34 | 34 | 34 | 34 | 34 | 34 | 34 | 34 | 34
2009 | US | SERC | - | - | W07b | Future, Other (Note: Only the net expected On-Peak values are included in this line and does not include Energy Only.) | 0 | 429 | 1632 | 2249 | 2252 | 2255 | 3258 | 3261 | 3415 | 4418 | 4421
2009 | US | SERC | - | - | W07b1 | Wind Expected On-Peak | 0 | 0 | 0 | 0 | 0 | 0 | 0 | 0 | 0 | 0 | 0
2009 | US | SERC | - | - | W07b2 | Wind Derate On-Peak | 0 | 0 | 0 | 0 | 0 | 0 | 0 | 0 | 0 | 0 | 0
2009 | US | SERC | - | - | W07b3 | Solar Expected On-Peak | 0 | 0 | 0 | 0 | 0 | 0 | 0 | 0 | 0 | 0 | 0
2009 | US | SERC | - | - | W07b4 | Solar Derate On-Peak | 0 | 0 | 0 | 0 | 0 | 0 | 0 | 0 | 0 | 0 | 0
2009 | US | SERC | - | - | W07b5 | Hydro Expected On-Peak | 0 | 0 | 0 | 0 | 0 | 0 | 0 | 0 | 0 | 0 | 0
2009 | US | SERC | - | - | W07b6 | Hydro Derate On-Peak | 0 | 0 | 0 | 0 | 0 | 0 | 0 | 0 | 0 | 0 | 0
2009 | US | SERC | - | - | W07b7 | Biomass Expected On-Peak | 0 | 3 | 6 | 10 | 13 | 16 | 19 | 22 | 26 | 29 | 32
2009 | US | SERC | - | - | W07b8 | Biomass Derate On-Peak | 0 | 0 | 0 | 0 | 0 | 0 | 0 | 0 | 0 | 0 | 0
2009 | US | SERC | - | - | W07b9 | Energy Only | 0 | 0 | 0 | 0 | 0 | 0 | 0 | 0 | 0 | 0 | 0
2009 | US | SERC | - | - | W08 | Conceptual (Note: Only the net expected on-peak capacity is included in this line and does not include Energy Only.) | 0 | 0 | 0 | 85 | 239 | 1863 | 3494 | 4432 | 5456 | 6782 | 8499
2009 | US | SERC | - | - | W08a1 | Wind Expected On-Peak | 0 | 0 | 0 | 0 | 0 | 0 | 0 | 0 | 0 | 0 | 0
2009 | US | SERC | - | - | W08a2 | Wind Derate On-Peak | 0 | 0 | 0 | 0 | 0 | 0 | 0 | 0 | 0 | 0 | 0
2009 | US | SERC | - | - | W08a3 | Solar Expected On-Peak | 0 | 0 | 0 | 0 | 0 | 0 | 0 | 0 | 0 | 0 | 0
2009 | US | SERC | - | - | W08a4 | Solar Derate On-Peak | 0 | 0 | 0 | 0 | 0 | 0 | 0 | 0 | 0 | 0 | 0
2009 | US | SERC | - | - | W08a5 | Hydro Expected On-Peak | 0 | 0 | 0 | 0 | 0 | 0 | 1 | 1 | 1 | 0 | 0
2009 | US | SERC | - | - | W08a6 | Hydro Derate On-Peak | 0 | 0 | 0 | 0 | 0 | 0 | 0 | 0 | 0 | 0 | 0
2009 | US | SERC | - | - | W08a7 | Biomass Expected On-Peak | 0 | 0 | 0 | 0 | 0 | 0 | 0 | 0 | 0 | 0 | 0
2009 | US | SERC | - | - | W08a8 | Biomass Derate On-Peak | 0 | 0 | 0 | 0 | 0 | 0 | 0 | 0 | 0 | 0 | 0
2009 | US | SERC | - | - | W08a9 | Energy Only | 0 | 0 | 0 | 0 | 0 | 0 | 0 | 0 | 0 | 0 | 0
2009 | US | SERC | - | - | W09 | DELIVERABLE INTERNAL CAPACITY = 6a+7a | 237617 | 252723 | 250440 | 253747 | 255592 | 255485 | 255285 | 255919 | 258038 | 257720 | 257659
2009 | US | SERC | - | - | W10 | CAPACITY TRANSACTIONS - IMPORTS = 10a+10b+10c+10d | 5454 | 5249 | 5233 | 5735 | 5862 | 6116 | 7183 | 7534 | 7386 | 7347 | 7628
2009 | US | SERC | - | - | W10a | Firm (Note: The sum of 10a1 and 10a2 must be <= 10a) | 5454 | 5249 | 5233 | 5735 | 5862 | 6116 | 7183 | 7534 | 7386 | 7347 | 7628
2009 | US | SERC | - | - | W10a1 | Full-Responsibility Purchases | 0 | 0 | 0 | 0 | 0 | 0 | 0 | 0 | 0 | 0 | 0
2009 | US | SERC | - | - | W10a2 | Owned Capacity/Entitlement Located Outside the Region/Subregion | 0 | 0 | 0 | 0 | 0 | 0 | 0 | 0 | 0 | 0 | 0
2009 | US | SERC | - | - | W10b | Non-firm | 0 | 0 | 0 | 0 | 0 | 0 | 0 | 0 | 0 | 0 | 0
2009 | US | SERC | - | - | W10c | Expected (Note: The sum of 10c1 and 10c2 must be <= 10c) | 0 | 0 | 0 | 0 | 0 | 0 | 0 | 0 | 0 | 0 | 0
2009 | US | SERC | - | - | W10c1 | Full-Responsibility Purchases | 0 | 0 | 0 | 0 | 0 | 0 | 0 | 0 | 0 | 0 | 0
2009 | US | SERC | - | - | W10c2 | Owned Capacity/Entitlement Located Outside the Region/Subregion | 0 | 0 | 0 | 0 | 0 | 0 | 0 | 0 | 0 | 0 | 0
2009 | US | SERC | - | - | W10d | Provisional – transactions under study, but negotiations have not begun. | 0 | 0 | 0 | 0 | 0 | 0 | 0 | 0 | 0 | 0 | 0
2009 | US | SERC | - | - | W11 | CAPACITY TRANSACTIONS - EXPORTS = 11a+11b+11c+11d | 8274 | 6952 | 5664 | 5422 | 5294 | 5314 | 5137 | 5149 | 4301 | 4409 | 4518
2009 | US | SERC | - | - | W11a | Firm (Note: The sum of 11a1 and 11a2 must be <= 11a) | 8274 | 6780 | 5492 | 5250 | 5122 | 5142 | 4965 | 4977 | 4129 | 4237 | 4346
2009 | US | SERC | - | - | W11a1 | Full-Responsibility Purchases | 0 | 0 | 0 | 0 | 0 | 0 | 0 | 0 | 0 | 0 | 0
2009 | US | SERC | - | - | W11a2 | Owned Capacity/Entitlement Located Outside the Region/Subregion | 0 | 0 | 0 | 0 | 0 | 0 | 0 | 0 | 0 | 0 | 0
2009 | US | SERC | - | - | W11b | Non-firm | 0 | 172 | 172 | 172 | 172 | 172 | 172 | 172 | 172 | 172 | 172
2009 | US | SERC | - | - | W11c | Expected (Note: The sum of 11c1 and 11c2 must be <= 11c) | 0 | 0 | 0 | 0 | 0 | 0 | 0 | 0 | 0 | 0 | 0
2009 | US | SERC | - | - | W11c1 | Full-Responsibility Purchases | 0 | 0 | 0 | 0 | 0 | 0 | 0 | 0 | 0 | 0 | 0
2009 | US | SERC | - | - | W11c2 | Owned Capacity/Entitlement Located Outside the Region/Subregion | 0 | 0 | 0 | 0 | 0 | 0 | 0 | 0 | 0 | 0 | 0
2009 | US | SERC | - | - | W11d | Provisional – transactions under study, but negotiations have not begun. | 0 | 0 | 0 | 0 | 0 | 0 | 0 | 0 | 0 | 0 | 0
2009 | US | SERC | - | - | W12 | EXISTING, CERTAIN CAPACITY & NET FIRM TRANSACTIONS = 6a+Net Firm Transactions | 234797 | 248673 | 246101 | 246126 | 243772 | 243169 | 243683 | 244638 | 244890 | 244442 | 244553
2009 | US | SERC | - | - | W13 | DELIVERABLE CAPACITY RESOURCES = 12+7a+Net Expected Transactions | 234797 | 251192 | 250181 | 254232 | 256332 | 256459 | 257503 | 258476 | 261295 | 260830 | 260941
2009 | US | SERC | - | - | W14 | PROSPECTIVE CAPACITY RESOURCES = 13+6b-[Existing,Other Derates]+16b | 246041 | 263272 | 262920 | 268055 | 271545 | 272591 | 273865 | 274838 | 277657 | 277192 | 278873
2009 | US | SERC | - | - | W15 | TOTAL POTENTIAL CAPACITY RESOURCES = 13+6b-[Existing,Other Derates]+7b+ 8+Net Provisional Transactions | 246041 | 263701 | 264552 | 270389 | 274036 | 276709 | 280617 | 282531 | 286528 | 288392 | 291793
2009 | US | SERC | - | - | W15a | ADJUSTED POTENTIAL CAPACITY RESOURCES = 13+6b-[Existing,Other Derates]+ 16b+16d+Net Provisional Transactions | 246041 | 263272 | 262920 | 268055 | 271545 | 272591 | 273865 | 274838 | 277657 | 277192 | 278873
2009 | US | SERC | - | - | W16a | Confidence of Future, Other (7b), using reasonable judgement | 0 | 0 | 0 | 0 | 0 | 0 | 0 | 0 | 0 | 0 | 0
2009 | US | SERC | - | - | W16b | Net Future, Other Resources After Confidence Percentage Is Applied = 7b*16a | 0 | 0 | 0 | 0 | 0 | 0 | 0 | 0 | 0 | 0 | 0
2009 | US | SERC | - | - | W16c | Confidence of Conceptual (8), using reasonable judgement | 0 | 0 | 0 | 0 | 0 | 0 | 0 | 0 | 0 | 0 | 0
2009 | US | SERC | - | - | W16d | Net Conceptual Resources After Confidence Percentage Is Applied = 8*16c | 0 | 0 | 0 | 0 | 0 | 0 | 0 | 0 | 0 | 0 | 0
2009 | US | SERC | - | - | W17C | Region/Subregion Target Capacity Margin | 0 | 0 | 0 | 0 | 0 | 0 | 0 | 0 | 0 | 0 | 0
2009 | US | SERC | - | - | W17R | Region/Subregion Target Reserve Margin | 0 | 0.15 | 0.15 | 0.15 | 0.15 | 0.15 | 0.15 | 0.15 | 0.15 | 0.15 | 0.15
2009 | US | SERC | - | - | W18C | Existing Certain and Net Firm Transactions = (12-3)/12 | 0 | 0.29409 | 0.27778 | 0.26234 | 0.24454 | 0.22949 | 0.22272 | 0.21825 | 0.20873 | 0.19347 | 0.18144
2009 | US | SERC | - | - | W19C | Deliverable Capacity Resources = (13-3)/13 | 0 | 0.30117 | 0.28956 | 0.28586 | 0.28156 | 0.26942 | 0.26444 | 0.26011 | 0.25841 | 0.24414 | 0.23285
2009 | US | SERC | - | - | W20C | Prospective Capacity Resources = (14-3)/14 | 0 | 0.33323 | 0.32398 | 0.32269 | 0.32181 | 0.31266 | 0.30839 | 0.30415 | 0.30211 | 0.28876 | 0.28218
2009 | US | SERC | - | - | W21C | Total Potential Resources = (15-3)/15 | 0 | 0.33432 | 0.32815 | 0.32853 | 0.32797 | 0.32288 | 0.32503 | 0.3231 | 0.32372 | 0.31638 | 0.31396
2009 | US | SERC | - | - | W22C | Adjusted Potential Resources = (15a-3)/15a | 0 | 0.33323 | 0.32398 | 0.32269 | 0.32181 | 0.31266 | 0.30839 | 0.30415 | 0.30211 | 0.28876 | 0.28218
2009 | US | SERC | - | - | W18R | Existing Certain and Net Firm Transactions = (12-3)/3 | 0 | 0.41661 | 0.38463 | 0.35564 | 0.3237 | 0.29784 | 0.28654 | 0.27919 | 0.26379 | 0.23987 | 0.22166
2009 | US | SERC | - | - | W19R | Deliverable Capacity Resources = (13-3)/3 | 0 | 0.43096 | 0.40758 | 0.40029 | 0.3919 | 0.36877 | 0.35951 | 0.35154 | 0.34845 | 0.323 | 0.30353
2009 | US | SERC | - | - | W20R | Prospective Capacity Resources = (14-3)/3 | 0 | 0.49977 | 0.47926 | 0.47642 | 0.47451 | 0.45487 | 0.44589 | 0.4371 | 0.43289 | 0.40599 | 0.3931
2009 | US | SERC | - | - | W21R | Total Potential Resources = (15-3)/3 | 0 | 0.50222 | 0.48844 | 0.48928 | 0.48803 | 0.47685 | 0.48154 | 0.47732 | 0.47867 | 0.4628 | 0.45765
2009 | US | SERC | - | - | W22R | Adjusted Potential Resources = (15a-3)/3 | 0 | 0.49977 | 0.47926 | 0.47642 | 0.47451 | 0.45487 | 0.44589 | 0.4371 | 0.43289 | 0.40599 | 0.3931
2009 | US | SERC | - | - | W24 | Other Capacity < 1 MW | 0 | 0 | 0 | 0 | 0 | 0 | 0 | 0 | 0 | 0 | 0
2009 | US | SERC | - | - | W25 | Distributed Generator Capacity >= 1 MW | 0 | 0 | 0 | 0 | 0 | 0 | 0 | 0 | 0 | 0 | 0
2009 | US | SERC | - | - | W26 | Capacity Total from EIA-860 | 0 | 0 | 0 | 0 | 0 | 0 | 0 | 0 | 0 | 0 | 0
2009 | US | SERC | - | - | W27 | Total Installed Baseline Capacity Resources = 12+6b | 249483 | 0 | 0 | 0 | 0 | 0 | 0 | 0 | 0 | 0 | 0
2009 | US | SERC | Central | - | W01 | Unrestricted Non-coincident Peak Demand = 2+1a+1b-1c-1d | 42556 | 42598 | 43338 | 44245 | 44751 | 45554 | 45227 | 44950 | 45406 | 46156 | 46933
2009 | US | SERC | Central | - | W01a | New Conservation (Energy Efficiency) | 0 | 358 | 677 | 1101 | 1296 | 1438 | 1596 | 1771 | 1856 | 1939 | 2039
2009 | US | SERC | Central | - | W01b | Estimated Diversity | 0 | 0 | 0 | 0 | 0 | 0 | 0 | 0 | 0 | 0 | 0
2009 | US | SERC | Central | - | W01c | Additions for non-member load (load served by non-registered LSE's in a region) | 0 | 0 | 0 | 0 | 0 | 0 | 0 | 0 | 0 | 0 | 0
2009 | US | SERC | Central | - | W01d | Stand-by Load Under Contract (Normally served by behind the meter generation) | 0 | 0 | 0 | 0 | 0 | 0 | 0 | 0 | 0 | 0 | 0
2009 | US | SERC | Central | - | W02 | Total Internal Demand | 42556 | 42240 | 42661 | 43144 | 43455 | 44116 | 43631 | 43179 | 43550 | 44217 | 44894
2009 | US | SERC | Central | - | W02a | Direct Control Load Management | 0 | 9 | 12 | 15 | 15 | 15 | 15 | 15 | 15 | 15 | 15
2009 | US | SERC | Central | - | W02b | Contractually Interruptible (Curtailable) | 1379 | 1595 | 1789 | 1780 | 1774 | 1770 | 1770 | 1770 | 1770 | 1770 | 1770
2009 | US | SERC | Central | - | W02c | Critical Peak-Pricing (CPP) with Control | 0 | 0 | 2 | 4 | 5 | 7 | 9 | 11 | 13 | 13 | 13
2009 | US | SERC | Central | - | W02d | Load as a Capacity Resource | 0 | 0 | 0 | 0 | 0 | 0 | 0 | 0 | 0 | 0 | 0
2009 | US | SERC | Central | - | W03 | Net Internal Demand = 2-2a-2b-2c-2d | 41177 | 40636 | 40858 | 41345 | 41661 | 42324 | 41837 | 41383 | 41752 | 42419 | 43096
2009 | US | SERC | Central | - | W04a | Demand Response used for Reserves - Spinning | 0 | 0 | 0 | 0 | 0 | 0 | 0 | 0 | 0 | 0 | 0
2009 | US | SERC | Central | - | W04b | Demand Response used for Reserves - Non-Spinning | 0 | 0 | 0 | 0 | 0 | 0 | 0 | 0 | 0 | 0 | 0
2009 | US | SERC | Central | - | W04c | Demand Response used for Regulation | 0 | 0 | 0 | 0 | 0 | 0 | 0 | 0 | 0 | 0 | 0
2009 | US | SERC | Central | - | W04d | Demand Response used for Energy, Voluntary - Emergency | 0 | 0 | 0 | 0 | 0 | 0 | 0 | 0 | 0 | 0 | 0
2009 | US | SERC | Central | - | W05 | TOTAL INTERNAL CAPACITY = 6+7 | 51197 | 53809 | 55110 | 54863 | 56434 | 57243 | 57255 | 56939 | 57303 | 57721 | 57721
2009 | US | SERC | Central | - | W06 | EXISTING CAPACITY = 6a+6b+6c | 51197 | 53639 | 54191 | 53943 | 53962 | 54672 | 54586 | 54564 | 54536 | 54527 | 54527
2009 | US | SERC | Central | - | W06a | Existing, Certain (Note: The sum of 6a1 through 6a4 must be <= 6a) | 50729 | 52741 | 52931 | 52562 | 51366 | 51334 | 51428 | 51406 | 51378 | 51369 | 51369
2009 | US | SERC | Central | - | W06a1 | Wind Expected On-Peak | 0 | 0 | 0 | 0 | 0 | 0 | 0 | 0 | 0 | 0 | 0
2009 | US | SERC | Central | - | W06a2 | Solar Expected On-Peak | 0 | 0 | 0 | 0 | 0 | 0 | 0 | 0 | 0 | 0 | 0
2009 | US | SERC | Central | - | W06a3 | Hydro Expected On-Peak | 4396 | 4372 | 4485 | 4485 | 4485 | 4485 | 4485 | 4485 | 4485 | 4485 | 4485
2009 | US | SERC | Central | - | W06a4 | Biomass Expected On-Peak | 73 | 73 | 73 | 73 | 73 | 73 | 73 | 73 | 73 | 73 | 73
2009 | US | SERC | Central | - | W06a5 | Load as a Capacity Resource Expected On-Peak (Load Management Programs) | 0 | 0 | 0 | 0 | 0 | 0 | 0 | 0 | 0 | 0 | 0
2009 | US | SERC | Central | - | W06b | Existing, Other (Note: The sum of 6b1 through 6b7 must be <= 6b) | 468 | 898 | 1260 | 1381 | 2596 | 3338 | 3158 | 3158 | 3158 | 3158 | 3158
2009 | US | SERC | Central | - | W06b1 | Wind Derate On-Peak | 0 | 0 | 0 | 0 | 0 | 0 | 0 | 0 | 0 | 0 | 0
2009 | US | SERC | Central | - | W06b2 | Solar Derate On-Peak | 0 | 0 | 0 | 0 | 0 | 0 | 0 | 0 | 0 | 0 | 0
2009 | US | SERC | Central | - | W06b3 | Hydro Derate On-Peak | 0 | 0 | 0 | 0 | 0 | 0 | 0 | 0 | 0 | 0 | 0
2009 | US | SERC | Central | - | W06b4 | Biomass Derate On-Peak | 0 | 0 | 0 | 0 | 0 | 0 | 0 | 0 | 0 | 0 | 0
2009 | US | SERC | Central | - | W06b5 | Load as a Capacity Resource Derate On-Peak (Load Management Programs) | 0 | 0 | 0 | 0 | 0 | 0 | 0 | 0 | 0 | 0 | 0
2009 | US | SERC | Central | - | W06b6 | Energy Only | 0 | 0 | 0 | 0 | 0 | 0 | 0 | 0 | 0 | 0 | 0
2009 | US | SERC | Central | - | W06b7 | Scheduled Outage - Maintenance | 468 | 479 | 841 | 535 | 360 | 180 | 0 | 0 | 0 | 0 | 0
2009 | US | SERC | Central | - | W06b8 | Transmission-Limited Resources | 0 | 0 | 0 | 0 | 0 | 0 | 0 | 0 | 0 | 0 | 0
2009 | US | SERC | Central | - | W06c | Existing, Inoperable (Note: Capacity reported in this line are not used in margin calculations) | 0 | 0 | 0 | 0 | 0 | 0 | 0 | 0 | 0 | 0 | 0
2009 | US | SERC | Central | - | W07 | FUTURE CAPACITY ADDITIONS = 7a+7b | 0 | 170 | 919 | 920 | 2472 | 2571 | 2669 | 2375 | 2767 | 3194 | 3194
2009 | US | SERC | Central | - | W07a | Future, Planned (Note: Only the net expected On-Peak values are included in this line and does not include Energy Only.) | 0 | 167 | 919 | 920 | 2374 | 2375 | 2375 | 2375 | 2375 | 2375 | 2375
2009 | US | SERC | Central | - | W07a1 | Wind Expected On-Peak | 0 | 0 | 0 | 0 | 0 | 0 | 0 | 0 | 0 | 0 | 0
2009 | US | SERC | Central | - | W07a2 | Solar Expected On-Peak | 0 | 0 | 0 | 0 | 0 | 0 | 0 | 0 | 0 | 0 | 0
2009 | US | SERC | Central | - | W07a3 | Hydro Expected On-Peak | 0 | 0 | 0 | 0 | 0 | 0 | 0 | 0 | 0 | 0 | 0
2009 | US | SERC | Central | - | W07a4 | Biomass Expected On-Peak | 0 | 0 | 0 | 0 | 0 | 0 | 0 | 0 | 0 | 0 | 0
2009 | US | SERC | Central | - | W07b | Future, Other (Note: Only the net expected On-Peak values are included in this line and does not include Energy Only.) | 0 | 3 | 6 | 10 | 13 | 16 | 19 | 22 | 26 | 29 | 32
2009 | US | SERC | Central | - | W07b1 | Wind Expected On-Peak | 0 | 0 | 0 | 0 | 0 | 0 | 0 | 0 | 0 | 0 | 0
2009 | US | SERC | Central | - | W07b2 | Wind Derate On-Peak | 0 | 0 | 0 | 0 | 0 | 0 | 0 | 0 | 0 | 0 | 0
2009 | US | SERC | Central | - | W07b3 | Solar Expected On-Peak | 0 | 0 | 0 | 0 | 0 | 0 | 0 | 0 | 0 | 0 | 0
2009 | US | SERC | Central | - | W07b4 | Solar Derate On-Peak | 0 | 0 | 0 | 0 | 0 | 0 | 0 | 0 | 0 | 0 | 0
2009 | US | SERC | Central | - | W07b5 | Hydro Expected On-Peak | 0 | 0 | 0 | 0 | 0 | 0 | 0 | 0 | 0 | 0 | 0
2009 | US | SERC | Central | - | W07b6 | Hydro Derate On-Peak | 0 | 0 | 0 | 0 | 0 | 0 | 0 | 0 | 0 | 0 | 0
2009 | US | SERC | Central | - | W07b7 | Biomass Expected On-Peak | 0 | 3 | 6 | 10 | 13 | 16 | 19 | 22 | 26 | 29 | 32
2009 | US | SERC | Central | - | W07b8 | Biomass Derate On-Peak | 0 | 0 | 0 | 0 | 0 | 0 | 0 | 0 | 0 | 0 | 0
2009 | US | SERC | Central | - | W07b9 | Energy Only | 0 | 0 | 0 | 0 | 0 | 0 | 0 | 0 | 0 | 0 | 0
2009 | US | SERC | Central | - | W08 | Conceptual (Note: Only the net expected on-peak capacity is included in this line and does not include Energy Only.) | 0 | 0 | 0 | 0 | 98 | 196 | 294 | 0 | 392 | 819 | 819
2009 | US | SERC | Central | - | W08a1 | Wind Expected On-Peak | 0 | 0 | 0 | 0 | 0 | 0 | 0 | 0 | 0 | 0 | 0
2009 | US | SERC | Central | - | W08a2 | Wind Derate On-Peak | 0 | 0 | 0 | 0 | 0 | 0 | 0 | 0 | 0 | 0 | 0
2009 | US | SERC | Central | - | W08a3 | Solar Expected On-Peak | 0 | 0 | 0 | 0 | 0 | 0 | 0 | 0 | 0 | 0 | 0
2009 | US | SERC | Central | - | W08a4 | Solar Derate On-Peak | 0 | 0 | 0 | 0 | 0 | 0 | 0 | 0 | 0 | 0 | 0
2009 | US | SERC | Central | - | W08a5 | Hydro Expected On-Peak | 0 | 0 | 0 | 0 | 0 | 0 | 0 | 0 | 0 | 0 | 0
2009 | US | SERC | Central | - | W08a6 | Hydro Derate On-Peak | 0 | 0 | 0 | 0 | 0 | 0 | 0 | 0 | 0 | 0 | 0
2009 | US | SERC | Central | - | W08a7 | Biomass Expected On-Peak | 0 | 0 | 0 | 0 | 0 | 0 | 0 | 0 | 0 | 0 | 0
2009 | US | SERC | Central | - | W08a8 | Biomass Derate On-Peak | 0 | 0 | 0 | 0 | 0 | 0 | 0 | 0 | 0 | 0 | 0
2009 | US | SERC | Central | - | W08a9 | Energy Only | 0 | 0 | 0 | 0 | 0 | 0 | 0 | 0 | 0 | 0 | 0
2009 | US | SERC | Central | - | W09 | DELIVERABLE INTERNAL CAPACITY = 6a+7a | 50729 | 52908 | 53850 | 53482 | 53740 | 53709 | 53803 | 53781 | 53753 | 53744 | 53744
2009 | US | SERC | Central | - | W10 | CAPACITY TRANSACTIONS - IMPORTS = 10a+10b+10c+10d | 234 | 184 | 184 | 184 | 184 | 184 | 184 | 184 | 184 | 184 | 184
2009 | US | SERC | Central | - | W10a | Firm (Note: The sum of 10a1 and 10a2 must be <= 10a) | 234 | 184 | 184 | 184 | 184 | 184 | 184 | 184 | 184 | 184 | 184
2009 | US | SERC | Central | - | W10a1 | Full-Responsibility Purchases | 0 | 0 | 0 | 0 | 0 | 0 | 0 | 0 | 0 | 0 | 0
2009 | US | SERC | Central | - | W10a2 | Owned Capacity/Entitlement Located Outside the Region/Subregion | 0 | 0 | 0 | 0 | 0 | 0 | 0 | 0 | 0 | 0 | 0
2009 | US | SERC | Central | - | W10b | Non-firm | 0 | 0 | 0 | 0 | 0 | 0 | 0 | 0 | 0 | 0 | 0
2009 | US | SERC | Central | - | W10c | Expected (Note: The sum of 10c1 and 10c2 must be <= 10c) | 0 | 0 | 0 | 0 | 0 | 0 | 0 | 0 | 0 | 0 | 0
2009 | US | SERC | Central | - | W10c1 | Full-Responsibility Purchases | 0 | 0 | 0 | 0 | 0 | 0 | 0 | 0 | 0 | 0 | 0
2009 | US | SERC | Central | - | W10c2 | Owned Capacity/Entitlement Located Outside the Region/Subregion | 0 | 0 | 0 | 0 | 0 | 0 | 0 | 0 | 0 | 0 | 0
2009 | US | SERC | Central | - | W10d | Provisional – transactions under study, but negotiations have not begun. | 0 | 0 | 0 | 0 | 0 | 0 | 0 | 0 | 0 | 0 | 0
2009 | US | SERC | Central | - | W11 | CAPACITY TRANSACTIONS - EXPORTS = 11a+11b+11c+11d | 308 | 307 | 495 | 495 | 495 | 495 | 504 | 504 | 504 | 504 | 504
2009 | US | SERC | Central | - | W11a | Firm (Note: The sum of 11a1 and 11a2 must be <= 11a) | 308 | 307 | 495 | 495 | 495 | 495 | 504 | 504 | 504 | 504 | 504
2009 | US | SERC | Central | - | W11a1 | Full-Responsibility Purchases | 0 | 0 | 0 | 0 | 0 | 0 | 0 | 0 | 0 | 0 | 0
2009 | US | SERC | Central | - | W11a2 | Owned Capacity/Entitlement Located Outside the Region/Subregion | 0 | 0 | 0 | 0 | 0 | 0 | 0 | 0 | 0 | 0 | 0
2009 | US | SERC | Central | - | W11b | Non-firm | 0 | 0 | 0 | 0 | 0 | 0 | 0 | 0 | 0 | 0 | 0
2009 | US | SERC | Central | - | W11c | Expected (Note: The sum of 11c1 and 11c2 must be <= 11c) | 0 | 0 | 0 | 0 | 0 | 0 | 0 | 0 | 0 | 0 | 0
2009 | US | SERC | Central | - | W11c1 | Full-Responsibility Purchases | 0 | 0 | 0 | 0 | 0 | 0 | 0 | 0 | 0 | 0 | 0
2009 | US | SERC | Central | - | W11c2 | Owned Capacity/Entitlement Located Outside the Region/Subregion | 0 | 0 | 0 | 0 | 0 | 0 | 0 | 0 | 0 | 0 | 0
2009 | US | SERC | Central | - | W11d | Provisional – transactions under study, but negotiations have not begun. | 0 | 0 | 0 | 0 | 0 | 0 | 0 | 0 | 0 | 0 | 0
2009 | US | SERC | Central | - | W12 | EXISTING, CERTAIN CAPACITY & NET FIRM TRANSACTIONS = 6a+Net Firm Transactions | 50655 | 52618 | 52620 | 52251 | 51055 | 51023 | 51108 | 51086 | 51058 | 51049 | 51049
2009 | US | SERC | Central | - | W13 | DELIVERABLE CAPACITY RESOURCES = 12+7a+Net Expected Transactions | 50655 | 52785 | 53539 | 53171 | 53429 | 53398 | 53483 | 53461 | 53433 | 53424 | 53424
2009 | US | SERC | Central | - | W14 | PROSPECTIVE CAPACITY RESOURCES = 13+6b-[Existing,Other Derates]+16b | 50655 | 53204 | 53958 | 54017 | 55665 | 56556 | 56641 | 56619 | 56591 | 56582 | 56582
2009 | US | SERC | Central | - | W15 | TOTAL POTENTIAL CAPACITY RESOURCES = 13+6b-[Existing,Other Derates]+7b+ 8+Net Provisional Transactions | 50655 | 53207 | 53964 | 54027 | 55776 | 56768 | 56954 | 56641 | 57009 | 57430 | 57433
2009 | US | SERC | Central | - | W15a | ADJUSTED POTENTIAL CAPACITY RESOURCES = 13+6b-[Existing,Other Derates]+ 16b+16d+Net Provisional Transactions | 50655 | 53204 | 53958 | 54017 | 55665 | 56556 | 56641 | 56619 | 56591 | 56582 | 56582
2009 | US | SERC | Central | - | W16a | Confidence of Future, Other (7b), using reasonable judgement | 0 | 0 | 0 | 0 | 0 | 0 | 0 | 0 | 0 | 0 | 0
2009 | US | SERC | Central | - | W16b | Net Future, Other Resources After Confidence Percentage Is Applied = 7b*16a | 0 | 0 | 0 | 0 | 0 | 0 | 0 | 0 | 0 | 0 | 0
2009 | US | SERC | Central | - | W16c | Confidence of Conceptual (8), using reasonable judgement | 0 | 0 | 0 | 0 | 0 | 0 | 0 | 0 | 0 | 0 | 0
2009 | US | SERC | Central | - | W16d | Net Conceptual Resources After Confidence Percentage Is Applied = 8*16c | 0 | 0 | 0 | 0 | 0 | 0 | 0 | 0 | 0 | 0 | 0
2009 | US | SERC | Central | - | W17C | Region/Subregion Target Capacity Margin | 0 | 0 | 0 | 0 | 0 | 0 | 0 | 0 | 0 | 0 | 0
2009 | US | SERC | Central | - | W17R | Region/Subregion Target Reserve Margin | 0 | 0.15 | 0.15 | 0.15 | 0.15 | 0.15 | 0.15 | 0.15 | 0.15 | 0.15 | 0.15
2009 | US | SERC | Central | - | W18C | Existing Certain and Net Firm Transactions = (12-3)/12 | 0 | 0.22772 | 0.22353 | 0.20872 | 0.184 | 0.17049 | 0.1814 | 0.18993 | 0.18226 | 0.16905 | 0.15579
2009 | US | SERC | Central | - | W19C | Deliverable Capacity Resources = (13-3)/13 | 0 | 0.23016 | 0.23686 | 0.22241 | 0.22025 | 0.20739 | 0.21775 | 0.22592 | 0.21861 | 0.20599 | 0.19332
2009 | US | SERC | Central | - | W20C | Prospective Capacity Resources = (14-3)/14 | 0 | 0.23622 | 0.24278 | 0.23459 | 0.25158 | 0.25164 | 0.26137 | 0.2691 | 0.26221 | 0.25031 | 0.23834
2009 | US | SERC | Central | - | W21C | Total Potential Resources = (15-3)/15 | 0 | 0.23627 | 0.24287 | 0.23473 | 0.25307 | 0.25444 | 0.26542 | 0.26938 | 0.26762 | 0.26138 | 0.24963
2009 | US | SERC | Central | - | W22C | Adjusted Potential Resources = (15a-3)/15a | 0 | 0.23622 | 0.24278 | 0.23459 | 0.25158 | 0.25164 | 0.26137 | 0.2691 | 0.26221 | 0.25031 | 0.23834
2009 | US | SERC | Central | - | W18R | Existing Certain and Net Firm Transactions = (12-3)/3 | 0 | 0.29486 | 0.28788 | 0.26378 | 0.22549 | 0.20553 | 0.2216 | 0.23447 | 0.22289 | 0.20345 | 0.18454
2009 | US | SERC | Central | - | W19R | Deliverable Capacity Resources = (13-3)/3 | 0 | 0.29897 | 0.31037 | 0.28603 | 0.28247 | 0.26165 | 0.27837 | 0.29186 | 0.27977 | 0.25944 | 0.23965
2009 | US | SERC | Central | - | W20R | Prospective Capacity Resources = (14-3)/3 | 0 | 0.30928 | 0.32062 | 0.30649 | 0.33614 | 0.33626 | 0.35385 | 0.36817 | 0.35541 | 0.33388 | 0.31293
2009 | US | SERC | Central | - | W21R | Total Potential Resources = (15-3)/3 | 0 | 0.30936 | 0.32077 | 0.30674 | 0.33881 | 0.34127 | 0.36133 | 0.3687 | 0.36542 | 0.35387 | 0.33268
2009 | US | SERC | Central | - | W22R | Adjusted Potential Resources = (15a-3)/3 | 0 | 0.30928 | 0.32062 | 0.30649 | 0.33614 | 0.33626 | 0.35385 | 0.36817 | 0.35541 | 0.33388 | 0.31293
2009 | US | SERC | Central | - | W24 | Other Capacity < 1 MW | 0 | 0 | 0 | 0 | 0 | 0 | 0 | 0 | 0 | 0 | 0
2009 | US | SERC | Central | - | W25 | Distributed Generator Capacity >= 1 MW | 0 | 0 | 0 | 0 | 0 | 0 | 0 | 0 | 0 | 0 | 0
2009 | US | SERC | Central | - | W26 | Capacity Total from EIA-860 | 0 | 0 | 0 | 0 | 0 | 0 | 0 | 0 | 0 | 0 | 0
2009 | US | SERC | Central | - | W27 | Total Installed Baseline Capacity Resources = 12+6b | 51123 | 0 | 0 | 0 | 0 | 0 | 0 | 0 | 0 | 0 | 0
2009 | US | SERC | Delta | - | W01 | Unrestricted Non-coincident Peak Demand = 2+1a+1b-1c-1d | 22806 | 23023 | 23651 | 24278 | 24316 | 25159 | 25810 | 26168 | 26307 | 26839 | 27201
2009 | US | SERC | Delta | - | W01a | New Conservation (Energy Efficiency) | 0 | 0 | 0 | 0 | 0 | 0 | 0 | 0 | 0 | 0 | 0
2009 | US | SERC | Delta | - | W01b | Estimated Diversity | 0 | 0 | 0 | 0 | 0 | 0 | 0 | 0 | 0 | 0 | 0
2009 | US | SERC | Delta | - | W01c | Additions for non-member load (load served by non-registered LSE's in a region) | 0 | 0 | 0 | 0 | 0 | 0 | 0 | 0 | 0 | 0 | 0
2009 | US | SERC | Delta | - | W01d | Stand-by Load Under Contract (Normally served by behind the meter generation) | 0 | 0 | 0 | 0 | 0 | 0 | 0 | 0 | 0 | 0 | 0
2009 | US | SERC | Delta | - | W02 | Total Internal Demand | 22806 | 23023 | 23651 | 24278 | 24316 | 25159 | 25810 | 26168 | 26307 | 26839 | 27201
2009 | US | SERC | Delta | - | W02a | Direct Control Load Management | 0 | 0 | 0 | 0 | 0 | 0 | 0 | 0 | 0 | 0 | 0
2009 | US | SERC | Delta | - | W02b | Contractually Interruptible (Curtailable) | 485 | 522 | 546 | 583 | 548 | 591 | 593 | 591 | 567 | 600 | 583
2009 | US | SERC | Delta | - | W02c | Critical Peak-Pricing (CPP) with Control | 0 | 0 | 0 | 0 | 0 | 0 | 0 | 0 | 0 | 0 | 0
2009 | US | SERC | Delta | - | W02d | Load as a Capacity Resource | 0 | 0 | 0 | 0 | 0 | 0 | 0 | 0 | 0 | 0 | 0
2009 | US | SERC | Delta | - | W03 | Net Internal Demand = 2-2a-2b-2c-2d | 22321 | 22501 | 23105 | 23695 | 23768 | 24568 | 25217 | 25577 | 25740 | 26239 | 26618
2009 | US | SERC | Delta | - | W04a | Demand Response used for Reserves - Spinning | 0 | 0 | 0 | 0 | 0 | 0 | 0 | 0 | 0 | 0 | 0
2009 | US | SERC | Delta | - | W04b | Demand Response used for Reserves - Non-Spinning | 0 | 0 | 0 | 0 | 0 | 0 | 0 | 0 | 0 | 0 | 0
2009 | US | SERC | Delta | - | W04c | Demand Response used for Regulation | 0 | 0 | 0 | 0 | 0 | 0 | 0 | 0 | 0 | 0 | 0
2009 | US | SERC | Delta | - | W04d | Demand Response used for Energy, Voluntary - Emergency | 0 | 0 | 0 | 0 | 0 | 0 | 0 | 0 | 0 | 0 | 0
2009 | US | SERC | Delta | - | W05 | TOTAL INTERNAL CAPACITY = 6+7 | 31943 | 43566 | 43524 | 44564 | 44563 | 45101 | 45101 | 45101 | 45101 | 45100 | 45100
2009 | US | SERC | Delta | - | W06 | EXISTING CAPACITY = 6a+6b+6c | 31943 | 43533 | 43388 | 43888 | 43887 | 43887 | 43887 | 43887 | 43887 | 43886 | 43886
2009 | US | SERC | Delta | - | W06a | Existing, Certain (Note: The sum of 6a1 through 6a4 must be <= 6a) | 29543 | 39147 | 37910 | 37342 | 37204 | 36514 | 36276 | 35744 | 35468 | 35315 | 35315
2009 | US | SERC | Delta | - | W06a1 | Wind Expected On-Peak | 0 | 0 | 0 | 0 | 0 | 0 | 0 | 0 | 0 | 0 | 0
2009 | US | SERC | Delta | - | W06a2 | Solar Expected On-Peak | 0 | 0 | 0 | 0 | 0 | 0 | 0 | 0 | 0 | 0 | 0
2009 | US | SERC | Delta | - | W06a3 | Hydro Expected On-Peak | 191 | 220 | 220 | 220 | 221 | 221 | 221 | 221 | 221 | 222 | 222
2009 | US | SERC | Delta | - | W06a4 | Biomass Expected On-Peak | 0 | 0 | 0 | 0 | 0 | 0 | 0 | 0 | 0 | 0 | 0
2009 | US | SERC | Delta | - | W06a5 | Load as a Capacity Resource Expected On-Peak (Load Management Programs) | 0 | 0 | 0 | 0 | 0 | 0 | 0 | 0 | 0 | 0 | 0
2009 | US | SERC | Delta | - | W06b | Existing, Other (Note: The sum of 6b1 through 6b7 must be <= 6b) | 2400 | 2398 | 3368 | 3868 | 3867 | 3867 | 3867 | 3867 | 3867 | 3866 | 3866
2009 | US | SERC | Delta | - | W06b1 | Wind Derate On-Peak | 0 | 0 | 0 | 0 | 0 | 0 | 0 | 0 | 0 | 0 | 0
2009 | US | SERC | Delta | - | W06b2 | Solar Derate On-Peak | 0 | 0 | 0 | 0 | 0 | 0 | 0 | 0 | 0 | 0 | 0
2009 | US | SERC | Delta | - | W06b3 | Hydro Derate On-Peak | 80 | 78 | 78 | 78 | 77 | 77 | 77 | 77 | 77 | 76 | 76
2009 | US | SERC | Delta | - | W06b4 | Biomass Derate On-Peak | 0 | 0 | 0 | 0 | 0 | 0 | 0 | 0 | 0 | 0 | 0
2009 | US | SERC | Delta | - | W06b5 | Load as a Capacity Resource Derate On-Peak (Load Management Programs) | 0 | 0 | 0 | 0 | 0 | 0 | 0 | 0 | 0 | 0 | 0
2009 | US | SERC | Delta | - | W06b6 | Energy Only | 2165 | 2165 | 2765 | 2730 | 2730 | 2730 | 2730 | 2730 | 2730 | 2730 | 2730
2009 | US | SERC | Delta | - | W06b7 | Scheduled Outage - Maintenance | 0 | 0 | 0 | 0 | 0 | 0 | 0 | 0 | 0 | 0 | 0
2009 | US | SERC | Delta | - | W06b8 | Transmission-Limited Resources | 0 | 0 | 0 | 0 | 0 | 0 | 0 | 0 | 0 | 0 | 0
2009 | US | SERC | Delta | - | W06c | Existing, Inoperable (Note: Capacity reported in this line are not used in margin calculations) | 0 | 1988 | 2110 | 2678 | 2816 | 3506 | 3744 | 4276 | 4552 | 4705 | 4705
2009 | US | SERC | Delta | - | W07 | FUTURE CAPACITY ADDITIONS = 7a+7b | 0 | 33 | 136 | 676 | 676 | 1214 | 1214 | 1214 | 1214 | 1214 | 1214
2009 | US | SERC | Delta | - | W07a | Future, Planned (Note: Only the net expected On-Peak values are included in this line and does not include Energy Only.) | 0 | 33 | 136 | 676 | 676 | 1214 | 1214 | 1214 | 1214 | 1214 | 1214
2009 | US | SERC | Delta | - | W07a1 | Wind Expected On-Peak | 0 | 0 | 0 | 0 | 0 | 0 | 0 | 0 | 0 | 0 | 0
2009 | US | SERC | Delta | - | W07a2 | Solar Expected On-Peak | 0 | 0 | 0 | 0 | 0 | 0 | 0 | 0 | 0 | 0 | 0
2009 | US | SERC | Delta | - | W07a3 | Hydro Expected On-Peak | 0 | 0 | 0 | 0 | 0 | 0 | 0 | 0 | 0 | 0 | 0
2009 | US | SERC | Delta | - | W07a4 | Biomass Expected On-Peak | 0 | 0 | 0 | 0 | 0 | 0 | 0 | 0 | 0 | 0 | 0
2009 | US | SERC | Delta | - | W07b | Future, Other (Note: Only the net expected On-Peak values are included in this line and does not include Energy Only.) | 0 | 0 | 0 | 0 | 0 | 0 | 1000 | 1000 | 1500 | 2500 | 2500
2009 | US | SERC | Delta | - | W07b1 | Wind Expected On-Peak | 0 | 0 | 0 | 0 | 0 | 0 | 0 | 0 | 0 | 0 | 0
2009 | US | SERC | Delta | - | W07b2 | Wind Derate On-Peak | 0 | 0 | 0 | 0 | 0 | 0 | 0 | 0 | 0 | 0 | 0
2009 | US | SERC | Delta | - | W07b3 | Solar Expected On-Peak | 0 | 0 | 0 | 0 | 0 | 0 | 0 | 0 | 0 | 0 | 0
2009 | US | SERC | Delta | - | W07b4 | Solar Derate On-Peak | 0 | 0 | 0 | 0 | 0 | 0 | 0 | 0 | 0 | 0 | 0
2009 | US | SERC | Delta | - | W07b5 | Hydro Expected On-Peak | 0 | 0 | 0 | 0 | 0 | 0 | 0 | 0 | 0 | 0 | 0
2009 | US | SERC | Delta | - | W07b6 | Hydro Derate On-Peak | 0 | 0 | 0 | 0 | 0 | 0 | 0 | 0 | 0 | 0 | 0
2009 | US | SERC | Delta | - | W07b7 | Biomass Expected On-Peak | 0 | 0 | 0 | 0 | 0 | 0 | 0 | 0 | 0 | 0 | 0
2009 | US | SERC | Delta | - | W07b8 | Biomass Derate On-Peak | 0 | 0 | 0 | 0 | 0 | 0 | 0 | 0 | 0 | 0 | 0
2009 | US | SERC | Delta | - | W07b9 | Energy Only | 0 | 0 | 0 | 0 | 0 | 0 | 0 | 0 | 0 | 0 | 0
2009 | US | SERC | Delta | - | W08 | Conceptual (Note: Only the net expected on-peak capacity is included in this line and does not include Energy Only.) | 0 | 0 | 0 | 0 | 0 | 0 | 0 | 0 | 0 | 0 | 0
2009 | US | SERC | Delta | - | W08a1 | Wind Expected On-Peak | 0 | 0 | 0 | 0 | 0 | 0 | 0 | 0 | 0 | 0 | 0
2009 | US | SERC | Delta | - | W08a2 | Wind Derate On-Peak | 0 | 0 | 0 | 0 | 0 | 0 | 0 | 0 | 0 | 0 | 0
2009 | US | SERC | Delta | - | W08a3 | Solar Expected On-Peak | 0 | 0 | 0 | 0 | 0 | 0 | 0 | 0 | 0 | 0 | 0
2009 | US | SERC | Delta | - | W08a4 | Solar Derate On-Peak | 0 | 0 | 0 | 0 | 0 | 0 | 0 | 0 | 0 | 0 | 0
2009 | US | SERC | Delta | - | W08a5 | Hydro Expected On-Peak | 0 | 0 | 0 | 0 | 0 | 0 | 0 | 0 | 0 | 0 | 0
2009 | US | SERC | Delta | - | W08a6 | Hydro Derate On-Peak | 0 | 0 | 0 | 0 | 0 | 0 | 0 | 0 | 0 | 0 | 0
2009 | US | SERC | Delta | - | W08a7 | Biomass Expected On-Peak | 0 | 0 | 0 | 0 | 0 | 0 | 0 | 0 | 0 | 0 | 0
2009 | US | SERC | Delta | - | W08a8 | Biomass Derate On-Peak | 0 | 0 | 0 | 0 | 0 | 0 | 0 | 0 | 0 | 0 | 0
2009 | US | SERC | Delta | - | W08a9 | Energy Only | 0 | 0 | 0 | 0 | 0 | 0 | 0 | 0 | 0 | 0 | 0
2009 | US | SERC | Delta | - | W09 | DELIVERABLE INTERNAL CAPACITY = 6a+7a | 29543 | 39180 | 38046 | 38018 | 37880 | 37728 | 37490 | 36958 | 36682 | 36529 | 36529
2009 | US | SERC | Delta | - | W10 | CAPACITY TRANSACTIONS - IMPORTS = 10a+10b+10c+10d | 2264 | 2076 | 1923 | 1723 | 1723 | 1723 | 1573 | 1573 | 1573 | 1492 | 1285
2009 | US | SERC | Delta | - | W10a | Firm (Note: The sum of 10a1 and 10a2 must be <= 10a) | 2264 | 2076 | 1923 | 1723 | 1723 | 1723 | 1573 | 1573 | 1573 | 1492 | 1285
2009 | US | SERC | Delta | - | W10a1 | Full-Responsibility Purchases | 0 | 0 | 0 | 0 | 0 | 0 | 0 | 0 | 0 | 0 | 0
2009 | US | SERC | Delta | - | W10a2 | Owned Capacity/Entitlement Located Outside the Region/Subregion | 0 | 0 | 0 | 0 | 0 | 0 | 0 | 0 | 0 | 0 | 0
2009 | US | SERC | Delta | - | W10b | Non-firm | 0 | 0 | 0 | 0 | 0 | 0 | 0 | 0 | 0 | 0 | 0
2009 | US | SERC | Delta | - | W10c | Expected (Note: The sum of 10c1 and 10c2 must be <= 10c) | 0 | 0 | 0 | 0 | 0 | 0 | 0 | 0 | 0 | 0 | 0
2009 | US | SERC | Delta | - | W10c1 | Full-Responsibility Purchases | 0 | 0 | 0 | 0 | 0 | 0 | 0 | 0 | 0 | 0 | 0
2009 | US | SERC | Delta | - | W10c2 | Owned Capacity/Entitlement Located Outside the Region/Subregion | 0 | 0 | 0 | 0 | 0 | 0 | 0 | 0 | 0 | 0 | 0
2009 | US | SERC | Delta | - | W10d | Provisional – transactions under study, but negotiations have not begun. | 0 | 0 | 0 | 0 | 0 | 0 | 0 | 0 | 0 | 0 | 0
2009 | US | SERC | Delta | - | W11 | CAPACITY TRANSACTIONS - EXPORTS = 11a+11b+11c+11d | 859 | 549 | 454 | 454 | 454 | 454 | 454 | 454 | 454 | 454 | 454
2009 | US | SERC | Delta | - | W11a | Firm (Note: The sum of 11a1 and 11a2 must be <= 11a) | 859 | 549 | 454 | 454 | 454 | 454 | 454 | 454 | 454 | 454 | 454
2009 | US | SERC | Delta | - | W11a1 | Full-Responsibility Purchases | 0 | 0 | 0 | 0 | 0 | 0 | 0 | 0 | 0 | 0 | 0
2009 | US | SERC | Delta | - | W11a2 | Owned Capacity/Entitlement Located Outside the Region/Subregion | 0 | 0 | 0 | 0 | 0 | 0 | 0 | 0 | 0 | 0 | 0
2009 | US | SERC | Delta | - | W11b | Non-firm | 0 | 0 | 0 | 0 | 0 | 0 | 0 | 0 | 0 | 0 | 0
2009 | US | SERC | Delta | - | W11c | Expected (Note: The sum of 11c1 and 11c2 must be <= 11c) | 0 | 0 | 0 | 0 | 0 | 0 | 0 | 0 | 0 | 0 | 0
2009 | US | SERC | Delta | - | W11c1 | Full-Responsibility Purchases | 0 | 0 | 0 | 0 | 0 | 0 | 0 | 0 | 0 | 0 | 0
2009 | US | SERC | Delta | - | W11c2 | Owned Capacity/Entitlement Located Outside the Region/Subregion | 0 | 0 | 0 | 0 | 0 | 0 | 0 | 0 | 0 | 0 | 0
2009 | US | SERC | Delta | - | W11d | Provisional – transactions under study, but negotiations have not begun. | 0 | 0 | 0 | 0 | 0 | 0 | 0 | 0 | 0 | 0 | 0
2009 | US | SERC | Delta | - | W12 | EXISTING, CERTAIN CAPACITY & NET FIRM TRANSACTIONS = 6a+Net Firm Transactions | 30948 | 40674 | 39379 | 38611 | 38473 | 37783 | 37395 | 36863 | 36587 | 36353 | 36146
2009 | US | SERC | Delta | - | W13 | DELIVERABLE CAPACITY RESOURCES = 12+7a+Net Expected Transactions | 30948 | 40707 | 39515 | 39287 | 39149 | 38997 | 38609 | 38077 | 37801 | 37567 | 37360
2009 | US | SERC | Delta | - | W14 | PROSPECTIVE CAPACITY RESOURCES = 13+6b-[Existing,Other Derates]+16b | 31103 | 40862 | 40040 | 40347 | 40209 | 40057 | 39669 | 39137 | 38861 | 38627 | 38420
2009 | US | SERC | Delta | - | W15 | TOTAL POTENTIAL CAPACITY RESOURCES = 13+6b-[Existing,Other Derates]+7b+ 8+Net Provisional Transactions | 31103 | 40862 | 40040 | 40347 | 40209 | 40057 | 40669 | 40137 | 40361 | 41127 | 40920
2009 | US | SERC | Delta | - | W15a | ADJUSTED POTENTIAL CAPACITY RESOURCES = 13+6b-[Existing,Other Derates]+ 16b+16d+Net Provisional Transactions | 31103 | 40862 | 40040 | 40347 | 40209 | 40057 | 39669 | 39137 | 38861 | 38627 | 38420
2009 | US | SERC | Delta | - | W16a | Confidence of Future, Other (7b), using reasonable judgement | 0 | 0 | 0 | 0 | 0 | 0 | 0 | 0 | 0 | 0 | 0
2009 | US | SERC | Delta | - | W16b | Net Future, Other Resources After Confidence Percentage Is Applied = 7b*16a | 0 | 0 | 0 | 0 | 0 | 0 | 0 | 0 | 0 | 0 | 0
2009 | US | SERC | Delta | - | W16c | Confidence of Conceptual (8), using reasonable judgement | 0 | 0 | 0 | 0 | 0 | 0 | 0 | 0 | 0 | 0 | 0
2009 | US | SERC | Delta | - | W16d | Net Conceptual Resources After Confidence Percentage Is Applied = 8*16c | 0 | 0 | 0 | 0 | 0 | 0 | 0 | 0 | 0 | 0 | 0
2009 | US | SERC | Delta | - | W17C | Region/Subregion Target Capacity Margin | 0 | 0 | 0 | 0 | 0 | 0 | 0 | 0 | 0 | 0 | 0
2009 | US | SERC | Delta | - | W17R | Region/Subregion Target Reserve Margin | 0 | 0.15 | 0.15 | 0.15 | 0.15 | 0.15 | 0.15 | 0.15 | 0.15 | 0.15 | 0.15
2009 | US | SERC | Delta | - | W18C | Existing Certain and Net Firm Transactions = (12-3)/12 | 0 | 0.4468 | 0.41327 | 0.38631 | 0.38222 | 0.34976 | 0.32566 | 0.30616 | 0.29647 | 0.27822 | 0.2636
2009 | US | SERC | Delta | - | W19C | Deliverable Capacity Resources = (13-3)/13 | 0 | 0.44724 | 0.41529 | 0.39687 | 0.39288 | 0.37 | 0.34686 | 0.32828 | 0.31907 | 0.30154 | 0.28753
2009 | US | SERC | Delta | - | W20C | Prospective Capacity Resources = (14-3)/14 | 0 | 0.44934 | 0.42295 | 0.41272 | 0.40889 | 0.38667 | 0.36431 | 0.34648 | 0.33764 | 0.32071 | 0.30718
2009 | US | SERC | Delta | - | W21C | Total Potential Resources = (15-3)/15 | 0 | 0.44934 | 0.42295 | 0.41272 | 0.40889 | 0.38667 | 0.37995 | 0.36276 | 0.36226 | 0.362 | 0.34951
2009 | US | SERC | Delta | - | W22C | Adjusted Potential Resources = (15a-3)/15a | 0 | 0.44934 | 0.42295 | 0.41272 | 0.40889 | 0.38667 | 0.36431 | 0.34648 | 0.33764 | 0.32071 | 0.30718
2009 | US | SERC | Delta | - | W18R | Existing Certain and Net Firm Transactions = (12-3)/3 | 0 | 0.80765 | 0.70435 | 0.6295 | 0.61869 | 0.53789 | 0.48293 | 0.44126 | 0.42141 | 0.38546 | 0.35795
2009 | US | SERC | Delta | - | W19R | Deliverable Capacity Resources = (13-3)/3 | 0 | 0.80912 | 0.71024 | 0.65803 | 0.64713 | 0.58731 | 0.53107 | 0.48872 | 0.46857 | 0.43172 | 0.40356
2009 | US | SERC | Delta | - | W20R | Prospective Capacity Resources = (14-3)/3 | 0 | 0.81601 | 0.73296 | 0.70276 | 0.69173 | 0.63045 | 0.57311 | 0.53016 | 0.50975 | 0.47212 | 0.44338
2009 | US | SERC | Delta | - | W21R | Total Potential Resources = (15-3)/3 | 0 | 0.81601 | 0.73296 | 0.70276 | 0.69173 | 0.63045 | 0.61276 | 0.56926 | 0.56803 | 0.5674 | 0.53731
2009 | US | SERC | Delta | - | W22R | Adjusted Potential Resources = (15a-3)/3 | 0 | 0.81601 | 0.73296 | 0.70276 | 0.69173 | 0.63045 | 0.57311 | 0.53016 | 0.50975 | 0.47212 | 0.44338
2009 | US | SERC | Delta | - | W24 | Other Capacity < 1 MW | 0 | 0 | 0 | 0 | 0 | 0 | 0 | 0 | 0 | 0 | 0
2009 | US | SERC | Delta | - | W25 | Distributed Generator Capacity >= 1 MW | 0 | 0 | 0 | 0 | 0 | 0 | 0 | 0 | 0 | 0 | 0
2009 | US | SERC | Delta | - | W26 | Capacity Total from EIA-860 | 0 | 0 | 0 | 0 | 0 | 0 | 0 | 0 | 0 | 0 | 0
2009 | US | SERC | Delta | - | W27 | Total Installed Baseline Capacity Resources = 12+6b | 33348 | 0 | 0 | 0 | 0 | 0 | 0 | 0 | 0 | 0 | 0
2009 | US | SERC | Gateway | - | W01 | Unrestricted Non-coincident Peak Demand = 2+1a+1b-1c-1d | 15293 | 15704 | 16168 | 16387 | 16546 | 16446 | 16575 | 16749 | 16898 | 17115 | 17259
2009 | US | SERC | Gateway | - | W01a | New Conservation (Energy Efficiency) | 0 | 73 | 110 | 113 | 116 | 119 | 119 | 120 | 121 | 122 | 122
2009 | US | SERC | Gateway | - | W01b | Estimated Diversity | 0 | 0 | 0 | 0 | 0 | 0 | 0 | 0 | 0 | 0 | 0
2009 | US | SERC | Gateway | - | W01c | Additions for non-member load (load served by non-registered LSE's in a region) | 0 | 30 | 30 | 31 | 31 | 31 | 32 | 32 | 33 | 33 | 34
2009 | US | SERC | Gateway | - | W01d | Stand-by Load Under Contract (Normally served by behind the meter generation) | 0 | 35 | 35 | 36 | 36 | 37 | 37 | 38 | 39 | 40 | 41
2009 | US | SERC | Gateway | - | W02 | Total Internal Demand | 15293 | 15696 | 16123 | 16341 | 16497 | 16395 | 16525 | 16699 | 16849 | 17066 | 17212
2009 | US | SERC | Gateway | - | W02a | Direct Control Load Management | 0 | 0 | 0 | 0 | 0 | 0 | 0 | 0 | 0 | 0 | 0
2009 | US | SERC | Gateway | - | W02b | Contractually Interruptible (Curtailable) | 0 | 0 | 0 | 0 | 0 | 0 | 0 | 0 | 0 | 0 | 0
2009 | US | SERC | Gateway | - | W02c | Critical Peak-Pricing (CPP) with Control | 0 | 0 | 0 | 0 | 0 | 0 | 0 | 0 | 0 | 0 | 0
2009 | US | SERC | Gateway | - | W02d | Load as a Capacity Resource | 0 | 88 | 88 | 88 | 75 | 75 | 75 | 75 | 75 | 75 | 75
2009 | US | SERC | Gateway | - | W03 | Net Internal Demand = 2-2a-2b-2c-2d | 15293 | 15608 | 16035 | 16253 | 16422 | 16320 | 16450 | 16624 | 16774 | 16991 | 17137
2009 | US | SERC | Gateway | - | W04a | Demand Response used for Reserves - Spinning | 0 | 0 | 0 | 0 | 0 | 0 | 0 | 0 | 0 | 0 | 0
2009 | US | SERC | Gateway | - | W04b | Demand Response used for Reserves - Non-Spinning | 0 | 0 | 0 | 0 | 0 | 0 | 0 | 0 | 0 | 0 | 0
2009 | US | SERC | Gateway | - | W04c | Demand Response used for Regulation | 0 | 0 | 0 | 0 | 0 | 0 | 0 | 0 | 0 | 0 | 0
2009 | US | SERC | Gateway | - | W04d | Demand Response used for Energy, Voluntary - Emergency | 0 | 0 | 0 | 0 | 0 | 0 | 0 | 0 | 0 | 0 | 0
2009 | US | SERC | Gateway | - | W05 | TOTAL INTERNAL CAPACITY = 6+7 | 25967 | 26489 | 26548 | 26784 | 27062 | 27076 | 27148 | 27148 | 27148 | 27148 | 27148
2009 | US | SERC | Gateway | - | W06 | EXISTING CAPACITY = 6a+6b+6c | 25967 | 25624 | 25620 | 25820 | 26000 | 26014 | 26050 | 26050 | 26050 | 26050 | 26050
2009 | US | SERC | Gateway | - | W06a | Existing, Certain (Note: The sum of 6a1 through 6a4 must be <= 6a) | 24741 | 24483 | 24479 | 24679 | 24859 | 24873 | 24870 | 24870 | 24870 | 24870 | 24870
2009 | US | SERC | Gateway | - | W06a1 | Wind Expected On-Peak | 0 | 0 | 0 | 0 | 0 | 0 | 0 | 0 | 0 | 0 | 0
2009 | US | SERC | Gateway | - | W06a2 | Solar Expected On-Peak | 0 | 0 | 0 | 0 | 0 | 0 | 0 | 0 | 0 | 0 | 0
2009 | US | SERC | Gateway | - | W06a3 | Hydro Expected On-Peak | 368.6 | 368.6 | 368.6 | 368.6 | 368.6 | 332.6 | 368.6 | 368.6 | 368.6 | 368.6 | 368.6
2009 | US | SERC | Gateway | - | W06a4 | Biomass Expected On-Peak | 0 | 0 | 0 | 0 | 0 | 0 | 0 | 0 | 0 | 0 | 0
2009 | US | SERC | Gateway | - | W06a5 | Load as a Capacity Resource Expected On-Peak (Load Management Programs) | 0 | 0 | 0 | 0 | 0 | 0 | 0 | 0 | 0 | 0 | 0
2009 | US | SERC | Gateway | - | W06b | Existing, Other (Note: The sum of 6b1 through 6b7 must be <= 6b) | 810 | 811 | 1141 | 1141 | 1141 | 1141 | 1141 | 1141 | 1141 | 1141 | 1141
2009 | US | SERC | Gateway | - | W06b1 | Wind Derate On-Peak | 0 | 0 | 0 | 0 | 0 | 0 | 0 | 0 | 0 | 0 | 0
2009 | US | SERC | Gateway | - | W06b2 | Solar Derate On-Peak | 0 | 0 | 0 | 0 | 0 | 0 | 0 | 0 | 0 | 0 | 0
2009 | US | SERC | Gateway | - | W06b3 | Hydro Derate On-Peak | bar: 0 to 32
2009 | US | SERC | Gateway | - | W06b4 | Biomass Derate On-Peak | 0 | 0 | 0 | 0 | 0 | 0 | 0 | 0 | 0 | 0 | 0
2009 | US | SERC | Gateway | - | W06b5 | Load as a Capacity Resource Derate On-Peak (Load Management Programs) | 0 | 0 | 0 | 0 | 0 | 0 | 0 | 0 | 0 | 0 | 0
2009 | US | SERC | Gateway | - | W06b6 | Energy Only | 0 | 0 | 0 | 0 | 0 | 0 | 0 | 0 | 0 | 0 | 0
2009 | US | SERC | Gateway | - | W06b7 | Scheduled Outage - Maintenance | 340 | 340 | 340 | 340 | 340 | 340 | 340 | 340 | 340 | 340 | 340
2009 | US | SERC | Gateway | - | W06b8 | Transmission-Limited Resources | 0 | 0 | 0 | 0 | 0 | 0 | 0 | 0 | 0 | 0 | 0
2009 | US | SERC | Gateway | - | W06c | Existing, Inoperable (Note: Capacity reported in this line are not used in margin calculations) | 416 | 330 | 0 | 0 | 0 | 0 | 39 | 39 | 39 | 39 | 39
2009 | US | SERC | Gateway | - | W07 | FUTURE CAPACITY ADDITIONS = 7a+7b | 0 | 865 | 928 | 964 | 1062 | 1062 | 1098 | 1098 | 1098 | 1098 | 1098
2009 | US | SERC | Gateway | - | W07a | Future, Planned (Note: Only the net expected On-Peak values are included in this line and does not include Energy Only.) | 0 | 865 | 928 | 964 | 1062 | 1062 | 1098 | 1098 | 1098 | 1098 | 1098
2009 | US | SERC | Gateway | - | W07a1 | Wind Expected On-Peak | 0 | 0 | 0 | 0 | 0 | 0 | 0 | 0 | 0 | 0 | 0
2009 | US | SERC | Gateway | - | W07a2 | Solar Expected On-Peak | 0 | 0 | 0 | 0 | 0 | 0 | 0 | 0 | 0 | 0 | 0
2009 | US | SERC | Gateway | - | W07a3 | Hydro Expected On-Peak | 0 | 0 | 0 | 0 | 0 | 0 | 0 | 0 | 0 | 0 | 0
2009 | US | SERC | Gateway | - | W07a4 | Biomass Expected On-Peak | 0 | 0 | 0 | 0 | 0 | 0 | 0 | 0 | 0 | 0 | 0
2009 | US | SERC | Gateway | - | W07b | Future, Other (Note: Only the net expected On-Peak values are included in this line and does not include Energy Only.) | 0 | 0 | 0 | 0 | 0 | 0 | 0 | 0 | 0 | 0 | 0
2009 | US | SERC | Gateway | - | W07b1 | Wind Expected On-Peak | 0 | 0 | 0 | 0 | 0 | 0 | 0 | 0 | 0 | 0 | 0
2009 | US | SERC | Gateway | - | W07b2 | Wind Derate On-Peak | 0 | 0 | 0 | 0 | 0 | 0 | 0 | 0 | 0 | 0 | 0
2009 | US | SERC | Gateway | - | W07b3 | Solar Expected On-Peak | 0 | 0 | 0 | 0 | 0 | 0 | 0 | 0 | 0 | 0 | 0
2009 | US | SERC | Gateway | - | W07b4 | Solar Derate On-Peak | 0 | 0 | 0 | 0 | 0 | 0 | 0 | 0 | 0 | 0 | 0
2009 | US | SERC | Gateway | - | W07b5 | Hydro Expected On-Peak | 0 | 0 | 0 | 0 | 0 | 0 | 0 | 0 | 0 | 0 | 0
2009 | US | SERC | Gateway | - | W07b6 | Hydro Derate On-Peak | 0 | 0 | 0 | 0 | 0 | 0 | 0 | 0 | 0 | 0 | 0
2009 | US | SERC | Gateway | - | W07b7 | Biomass Expected On-Peak | 0 | 0 | 0 | 0 | 0 | 0 | 0 | 0 | 0 | 0 | 0
2009 | US | SERC | Gateway | - | W07b8 | Biomass Derate On-Peak | 0 | 0 | 0 | 0 | 0 | 0 | 0 | 0 | 0 | 0 | 0
2009 | US | SERC | Gateway | - | W07b9 | Energy Only | 0 | 0 | 0 | 0 | 0 | 0 | 0 | 0 | 0 | 0 | 0
2009 | US | SERC | Gateway | - | W08 | Conceptual (Note: Only the net expected on-peak capacity is included in this line and does not include Energy Only.) | 0 | 0 | 0 | 0 | 0 | 0 | 0 | 0 | 0 | 0 | 0
2009 | US | SERC | Gateway | - | W08a1 | Wind Expected On-Peak | 0 | 0 | 0 | 0 | 0 | 0 | 0 | 0 | 0 | 0 | 0
2009 | US | SERC | Gateway | - | W08a2 | Wind Derate On-Peak | 0 | 0 | 0 | 0 | 0 | 0 | 0 | 0 | 0 | 0 | 0
2009 | US | SERC | Gateway | - | W08a3 | Solar Expected On-Peak | 0 | 0 | 0 | 0 | 0 | 0 | 0 | 0 | 0 | 0 | 0
2009 | US | SERC | Gateway | - | W08a4 | Solar Derate On-Peak | 0 | 0 | 0 | 0 | 0 | 0 | 0 | 0 | 0 | 0 | 0
2009 | US | SERC | Gateway | - | W08a5 | Hydro Expected On-Peak | 0 | 0 | 0 | 0 | 0 | 0 | 0 | 0 | 0 | 0 | 0
2009 | US | SERC | Gateway | - | W08a6 | Hydro Derate On-Peak | 0 | 0 | 0 | 0 | 0 | 0 | 0 | 0 | 0 | 0 | 0
2009 | US | SERC | Gateway | - | W08a7 | Biomass Expected On-Peak | 0 | 0 | 0 | 0 | 0 | 0 | 0 | 0 | 0 | 0 | 0
2009 | US | SERC | Gateway | - | W08a8 | Biomass Derate On-Peak | 0 | 0 | 0 | 0 | 0 | 0 | 0 | 0 | 0 | 0 | 0
2009 | US | SERC | Gateway | - | W08a9 | Energy Only | 0 | 0 | 0 | 0 | 0 | 0 | 0 | 0 | 0 | 0 | 0
2009 | US | SERC | Gateway | - | W09 | DELIVERABLE INTERNAL CAPACITY = 6a+7a | 24741 | 25348 | 25407 | 25643 | 25921 | 25935 | 25968 | 25968 | 25968 | 25968 | 25968
2009 | US | SERC | Gateway | - | W10 | CAPACITY TRANSACTIONS - IMPORTS = 10a+10b+10c+10d | 420 | 286 | 331 | 351 | 301 | 301 | 301 | 301 | 301 | 301 | 301
2009 | US | SERC | Gateway | - | W10a | Firm (Note: The sum of 10a1 and 10a2 must be <= 10a) | 420 | 286 | 331 | 351 | 301 | 301 | 301 | 301 | 301 | 301 | 301
2009 | US | SERC | Gateway | - | W10a1 | Full-Responsibility Purchases | 0 | 0 | 0 | 0 | 0 | 0 | 0 | 0 | 0 | 0 | 0
2009 | US | SERC | Gateway | - | W10a2 | Owned Capacity/Entitlement Located Outside the Region/Subregion | 0 | 0 | 0 | 0 | 0 | 0 | 0 | 0 | 0 | 0 | 0
2009 | US | SERC | Gateway | - | W10b | Non-firm | 0 | 0 | 0 | 0 | 0 | 0 | 0 | 0 | 0 | 0 | 0
2009 | US | SERC | Gateway | - | W10c | Expected (Note: The sum of 10c1 and 10c2 must be <= 10c) | 0 | 0 | 0 | 0 | 0 | 0 | 0 | 0 | 0 | 0 | 0
2009 | US | SERC | Gateway | - | W10c1 | Full-Responsibility Purchases | 0 | 0 | 0 | 0 | 0 | 0 | 0 | 0 | 0 | 0 | 0
2009 | US | SERC | Gateway | - | W10c2 | Owned Capacity/Entitlement Located Outside the Region/Subregion | 0 | 0 | 0 | 0 | 0 | 0 | 0 | 0 | 0 | 0 | 0
2009 | US | SERC | Gateway | - | W10d | Provisional – transactions under study, but negotiations have not begun. | 0 | 0 | 0 | 0 | 0 | 0 | 0 | 0 | 0 | 0 | 0
2009 | US | SERC | Gateway | - | W11 | CAPACITY TRANSACTIONS - EXPORTS = 11a+11b+11c+11d | 3970 | 3550 | 2345 | 1712 | 1567 | 1567 | 1567 | 1567 | 1567 | 1567 | 1567
2009 | US | SERC | Gateway | - | W11a | Firm (Note: The sum of 11a1 and 11a2 must be <= 11a) | 3970 | 3550 | 2345 | 1712 | 1567 | 1567 | 1567 | 1567 | 1567 | 1567 | 1567
2009 | US | SERC | Gateway | - | W11a1 | Full-Responsibility Purchases | 0 | 0 | 0 | 0 | 0 | 0 | 0 | 0 | 0 | 0 | 0
2009 | US | SERC | Gateway | - | W11a2 | Owned Capacity/Entitlement Located Outside the Region/Subregion | 0 | 0 | 0 | 0 | 0 | 0 | 0 | 0 | 0 | 0 | 0
2009 | US | SERC | Gateway | - | W11b | Non-firm | 0 | 0 | 0 | 0 | 0 | 0 | 0 | 0 | 0 | 0 | 0
2009 | US | SERC | Gateway | - | W11c | Expected (Note: The sum of 11c1 and 11c2 must be <= 11c) | 0 | 0 | 0 | 0 | 0 | 0 | 0 | 0 | 0 | 0 | 0
2009 | US | SERC | Gateway | - | W11c1 | Full-Responsibility Purchases | 0 | 0 | 0 | 0 | 0 | 0 | 0 | 0 | 0 | 0 | 0
2009 | US | SERC | Gateway | - | W11c2 | Owned Capacity/Entitlement Located Outside the Region/Subregion | 0 | 0 | 0 | 0 | 0 | 0 | 0 | 0 | 0 | 0 | 0
2009 | US | SERC | Gateway | - | W11d | Provisional – transactions under study, but negotiations have not begun. | 0 | 0 | 0 | 0 | 0 | 0 | 0 | 0 | 0 | 0 | 0
2009 | US | SERC | Gateway | - | W12 | EXISTING, CERTAIN CAPACITY & NET FIRM TRANSACTIONS = 6a+Net Firm Transactions | 21191 | 21219 | 22465 | 23318 | 23593 | 23607 | 23604 | 23604 | 23604 | 23604 | 23604
2009 | US | SERC | Gateway | - | W13 | DELIVERABLE CAPACITY RESOURCES = 12+7a+Net Expected Transactions | 21191 | 22084 | 23393 | 24282 | 24655 | 24669 | 24702 | 24702 | 24702 | 24702 | 24702
2009 | US | SERC | Gateway | - | W14 | PROSPECTIVE CAPACITY RESOURCES = 13+6b-[Existing,Other Derates]+16b | 21660 | 22554 | 24193 | 25082 | 25455 | 25469 | 25502 | 25502 | 25502 | 25502 | 25502
2009 | US | SERC | Gateway | - | W15 | TOTAL POTENTIAL CAPACITY RESOURCES = 13+6b-[Existing,Other Derates]+7b+ 8+Net Provisional Transactions | 21660 | 22554 | 24193 | 25082 | 25455 | 25469 | 25502 | 25502 | 25502 | 25502 | 25502
2009 | US | SERC | Gateway | - | W15a | ADJUSTED POTENTIAL CAPACITY RESOURCES = 13+6b-[Existing,Other Derates]+ 16b+16d+Net Provisional Transactions | 21660 | 22554 | 24193 | 25082 | 25455 | 25469 | 25502 | 25502 | 25502 | 25502 | 25502
2009 | US | SERC | Gateway | - | W16a | Confidence of Future, Other (7b), using reasonable judgement | 0 | 0 | 0 | 0 | 0 | 0 | 0 | 0 | 0 | 0 | 0
2009 | US | SERC | Gateway | - | W16b | Net Future, Other Resources After Confidence Percentage Is Applied = 7b*16a | 0 | 0 | 0 | 0 | 0 | 0 | 0 | 0 | 0 | 0 | 0
2009 | US | SERC | Gateway | - | W16c | Confidence of Conceptual (8), using reasonable judgement | 0 | 0 | 0 | 0 | 0 | 0 | 0 | 0 | 0 | 0 | 0
2009 | US | SERC | Gateway | - | W16d | Net Conceptual Resources After Confidence Percentage Is Applied = 8*16c | 0 | 0 | 0 | 0 | 0 | 0 | 0 | 0 | 0 | 0 | 0
2009 | US | SERC | Gateway | - | W17C | Region/Subregion Target Capacity Margin | 0 | 0 | 0 | 0 | 0 | 0 | 0 | 0 | 0 | 0 | 0
2009 | US | SERC | Gateway | - | W17R | Region/Subregion Target Reserve Margin | 0 | 0.127 | 0.127 | 0.127 | 0.127 | 0.127 | 0.127 | 0.127 | 0.127 | 0.127 | 0.127
2009 | US | SERC | Gateway | - | W18C | Existing Certain and Net Firm Transactions = (12-3)/12 | 0 | 0.26443 | 0.28622 | 0.30298 | 0.30395 | 0.30868 | 0.30308 | 0.29571 | 0.28936 | 0.28016 | 0.27398
2009 | US | SERC | Gateway | - | W19C | Deliverable Capacity Resources = (13-3)/13 | 0 | 0.29324 | 0.31454 | 0.33066 | 0.33393 | 0.33844 | 0.33406 | 0.32702 | 0.32095 | 0.31216 | 0.30625
2009 | US | SERC | Gateway | - | W20C | Prospective Capacity Resources = (14-3)/14 | 0 | 0.30797 | 0.3372 | 0.35201 | 0.35486 | 0.35922 | 0.35495 | 0.34813 | 0.34225 | 0.33374 | 0.32801
2009 | US | SERC | Gateway | - | W21C | Total Potential Resources = (15-3)/15 | 0 | 0.30797 | 0.3372 | 0.35201 | 0.35486 | 0.35922 | 0.35495 | 0.34813 | 0.34225 | 0.33374 | 0.32801
2009 | US | SERC | Gateway | - | W22C | Adjusted Potential Resources = (15a-3)/15a | 0 | 0.30797 | 0.3372 | 0.35201 | 0.35486 | 0.35922 | 0.35495 | 0.34813 | 0.34225 | 0.33374 | 0.32801
2009 | US | SERC | Gateway | - | W18R | Existing Certain and Net Firm Transactions = (12-3)/3 | 0 | 0.3595 | 0.401 | 0.43469 | 0.43667 | 0.44651 | 0.43489 | 0.41987 | 0.40718 | 0.38921 | 0.37737
2009 | US | SERC | Gateway | - | W19R | Deliverable Capacity Resources = (13-3)/3 | 0 | 0.41492 | 0.45887 | 0.494 | 0.50134 | 0.51158 | 0.50164 | 0.48592 | 0.47264 | 0.45383 | 0.44144
2009 | US | SERC | Gateway | - | W20R | Prospective Capacity Resources = (14-3)/3 | 0 | 0.44503 | 0.50876 | 0.54322 | 0.55005 | 0.5606 | 0.55027 | 0.53405 | 0.52033 | 0.50091 | 0.48813
2009 | US | SERC | Gateway | - | W21R | Total Potential Resources = (15-3)/3 | 0 | 0.44503 | 0.50876 | 0.54322 | 0.55005 | 0.5606 | 0.55027 | 0.53405 | 0.52033 | 0.50091 | 0.48813
2009 | US | SERC | Gateway | - | W22R | Adjusted Potential Resources = (15a-3)/3 | 0 | 0.44503 | 0.50876 | 0.54322 | 0.55005 | 0.5606 | 0.55027 | 0.53405 | 0.52033 | 0.50091 | 0.48813
2009 | US | SERC | Gateway | - | W24 | Other Capacity < 1 MW | 0 | 0 | 0 | 0 | 0 | 0 | 0 | 0 | 0 | 0 | 0
2009 | US | SERC | Gateway | - | W25 | Distributed Generator Capacity >= 1 MW | 0 | 0 | 0 | 0 | 0 | 0 | 0 | 0 | 0 | 0 | 0
2009 | US | SERC | Gateway | - | W26 | Capacity Total from EIA-860 | 0 | 0 | 0 | 0 | 0 | 0 | 0 | 0 | 0 | 0 | 0
2009 | US | SERC | Gateway | - | W27 | Total Installed Baseline Capacity Resources = 12+6b | 22001 | 0 | 0 | 0 | 0 | 0 | 0 | 0 | 0 | 0 | 0
2009 | US | SERC | Southeastern | - | W01 | Unrestricted Non-coincident Peak Demand = 2+1a+1b-1c-1d | 40980 | 41978 | 42324 | 43718 | 44824 | 45889 | 46834 | 47711 | 48627 | 49652 | 50429
2009 | US | SERC | Southeastern | - | W01a | New Conservation (Energy Efficiency) | 0 | 109 | 111 | 114 | 116 | 119 | 121 | 123 | 125 | 128 | 131
2009 | US | SERC | Southeastern | - | W01b | Estimated Diversity | 0 | 0 | 0 | 0 | 0 | 0 | 0 | 0 | 0 | 0 | 0
2009 | US | SERC | Southeastern | - | W01c | Additions for non-member load (load served by non-registered LSE's in a region) | 0 | 0 | 0 | 0 | 0 | 0 | 0 | 0 | 0 | 0 | 0
2009 | US | SERC | Southeastern | - | W01d | Stand-by Load Under Contract (Normally served by behind the meter generation) | 0 | 0 | 0 | 0 | 0 | 0 | 0 | 0 | 0 | 0 | 0
2009 | US | SERC | Southeastern | - | W02 | Total Internal Demand | 40980 | 41869 | 42213 | 43604 | 44708 | 45770 | 46713 | 47588 | 48502 | 49524 | 50298
2009 | US | SERC | Southeastern | - | W02a | Direct Control Load Management | 326 | 340 | 361 | 374 | 389 | 470 | 549 | 637 | 643 | 649 | 654
2009 | US | SERC | Southeastern | - | W02b | Contractually Interruptible (Curtailable) | 1288 | 1288 | 1363 | 1365 | 1365 | 1365 | 1365 | 1365 | 1365 | 1365 | 1366
2009 | US | SERC | Southeastern | - | W02c | Critical Peak-Pricing (CPP) with Control | 0 | 0 | 0 | 0 | 0 | 0 | 0 | 0 | 0 | 0 | 0
2009 | US | SERC | Southeastern | - | W02d | Load as a Capacity Resource | 89 | 94 | 95 | 96 | 96 | 96 | 96 | 96 | 96 | 96 | 96
2009 | US | SERC | Southeastern | - | W03 | Net Internal Demand = 2-2a-2b-2c-2d | 39277 | 40147 | 40394 | 41769 | 42858 | 43839 | 44703 | 45490 | 46398 | 47414 | 48182
2009 | US | SERC | Southeastern | - | W04a | Demand Response used for Reserves - Spinning | 0 | 0 | 0 | 0 | 0 | 0 | 0 | 0 | 0 | 0 | 0
2009 | US | SERC | Southeastern | - | W04b | Demand Response used for Reserves - Non-Spinning | 0 | 0 | 0 | 0 | 0 | 0 | 0 | 0 | 0 | 0 | 0
2009 | US | SERC | Southeastern | - | W04c | Demand Response used for Regulation | 0 | 0 | 0 | 0 | 0 | 0 | 0 | 0 | 0 | 0 | 0
2009 | US | SERC | Southeastern | - | W04d | Demand Response used for Energy, Voluntary - Emergency | 0 | 0 | 0 | 0 | 0 | 0 | 0 | 0 | 0 | 0 | 0
2009 | US | SERC | Southeastern | - | W05 | TOTAL INTERNAL CAPACITY = 6+7 | 66821 | 68510 | 66566 | 68120 | 68152 | 68982 | 70316 | 72572 | 74011 | 76005 | 76551
2009 | US | SERC | Southeastern | - | W06 | EXISTING CAPACITY = 6a+6b+6c | 66821 | 67734 | 65568 | 65440 | 64363 | 64276 | 64234 | 65890 | 65879 | 65873 | 65819
2009 | US | SERC | Southeastern | - | W06a | Existing, Certain (Note: The sum of 6a1 through 6a4 must be <= 6a) | 57735 | 58650 | 56637 | 56437 | 55360 | 55273 | 55001 | 56657 | 56646 | 56640 | 56586
2009 | US | SERC | Southeastern | - | W06a1 | Wind Expected On-Peak | 0 | 0 | 0 | 0 | 0 | 0 | 0 | 0 | 0 | 0 | 0
2009 | US | SERC | Southeastern | - | W06a2 | Solar Expected On-Peak | 0 | 0 | 0 | 0 | 0 | 0 | 0 | 0 | 0 | 0 | 0
2009 | US | SERC | Southeastern | - | W06a3 | Hydro Expected On-Peak | 3300 | 3300 | 3300 | 3300 | 3300 | 3300 | 3300 | 3300 | 3300 | 3300 | 3300
2009 | US | SERC | Southeastern | - | W06a4 | Biomass Expected On-Peak | 0 | 0 | 0 | 0 | 0 | 0 | 0 | 0 | 0 | 0 | 0
2009 | US | SERC | Southeastern | - | W06a5 | Load as a Capacity Resource Expected On-Peak (Load Management Programs) | 0 | 0 | 0 | 0 | 0 | 0 | 0 | 0 | 0 | 0 | 0
2009 | US | SERC | Southeastern | - | W06b | Existing, Other (Note: The sum of 6b1 through 6b7 must be <= 6b) | 9086 | 9084 | 8931 | 9003 | 9003 | 9003 | 9233 | 9233 | 9233 | 9233 | 9233
2009 | US | SERC | Southeastern | - | W06b1 | Wind Derate On-Peak | 0 | 0 | 0 | 0 | 0 | 0 | 0 | 0 | 0 | 0 | 0
2009 | US | SERC | Southeastern | - | W06b2 | Solar Derate On-Peak | 0 | 0 | 0 | 0 | 0 | 0 | 0 | 0 | 0 | 0 | 0
2009 | US | SERC | Southeastern | - | W06b3 | Hydro Derate On-Peak | 0 | 0 | 0 | 0 | 0 | 0 | 0 | 0 | 0 | 0 | 0
2009 | US | SERC | Southeastern | - | W06b4 | Biomass Derate On-Peak | 0 | 0 | 0 | 0 | 0 | 0 | 0 | 0 | 0 | 0 | 0
2009 | US | SERC | Southeastern | - | W06b5 | Load as a Capacity Resource Derate On-Peak (Load Management Programs) | 0 | 0 | 0 | 0 | 0 | 0 | 0 | 0 | 0 | 0 | 0
2009 | US | SERC | Southeastern | - | W06b6 | Energy Only | 0 | 0 | 0 | 0 | 0 | 0 | 0 | 0 | 0 | 0 | 0
2009 | US | SERC | Southeastern | - | W06b7 | Scheduled Outage - Maintenance | 321 | 0 | 0 | 0 | 0 | 0 | 0 | 0 | 0 | 0 | 0
2009 | US | SERC | Southeastern | - | W06b8 | Transmission-Limited Resources | 0 | 0 | 0 | 0 | 0 | 0 | 0 | 0 | 0 | 0 | 0
2009 | US | SERC | Southeastern | - | W06c | Existing, Inoperable (Note: Capacity reported in this line are not used in margin calculations) | 0 | 0 | 0 | 0 | 0 | 0 | 0 | 0 | 0 | 0 | 0
2009 | US | SERC | Southeastern | - | W07 | FUTURE CAPACITY ADDITIONS = 7a+7b | 0 | 776 | 998 | 2680 | 3789 | 4706 | 6082 | 6682 | 8132 | 10132 | 10732
2009 | US | SERC | Southeastern | - | W07a | Future, Planned (Note: Only the net expected On-Peak values are included in this line and does not include Energy Only.) | 0 | 350 | 998 | 2680 | 3789 | 3789 | 4265 | 4265 | 5715 | 6815 | 6815
2009 | US | SERC | Southeastern | - | W07a1 | Wind Expected On-Peak | 0 | 0 | 0 | 0 | 0 | 0 | 0 | 0 | 0 | 0 | 0
2009 | US | SERC | Southeastern | - | W07a2 | Solar Expected On-Peak | 0 | 0 | 0 | 0 | 0 | 0 | 0 | 0 | 0 | 0 | 0
2009 | US | SERC | Southeastern | - | W07a3 | Hydro Expected On-Peak | 0 | 0 | 0 | 0 | 0 | 0 | 0 | 0 | 0 | 0 | 0
2009 | US | SERC | Southeastern | - | W07a4 | Biomass Expected On-Peak | 0 | 0 | 0 | 0 | 0 | 0 | 0 | 0 | 0 | 0 | 0
2009 | US | SERC | Southeastern | - | W07b | Future, Other (Note: Only the net expected On-Peak values are included in this line and does not include Energy Only.) | 0 | 426 | 1626 | 2239 | 2239 | 2239 | 2239 | 2239 | 1889 | 1889 | 1889
2009 | US | SERC | Southeastern | - | W07b1 | Wind Expected On-Peak | 0 | 0 | 0 | 0 | 0 | 0 | 0 | 0 | 0 | 0 | 0
2009 | US | SERC | Southeastern | - | W07b2 | Wind Derate On-Peak | 0 | 0 | 0 | 0 | 0 | 0 | 0 | 0 | 0 | 0 | 0
2009 | US | SERC | Southeastern | - | W07b3 | Solar Expected On-Peak | 0 | 0 | 0 | 0 | 0 | 0 | 0 | 0 | 0 | 0 | 0
2009 | US | SERC | Southeastern | - | W07b4 | Solar Derate On-Peak | 0 | 0 | 0 | 0 | 0 | 0 | 0 | 0 | 0 | 0 | 0
2009 | US | SERC | Southeastern | - | W07b5 | Hydro Expected On-Peak | 0 | 0 | 0 | 0 | 0 | 0 | 0 | 0 | 0 | 0 | 0
2009 | US | SERC | Southeastern | - | W07b6 | Hydro Derate On-Peak | 0 | 0 | 0 | 0 | 0 | 0 | 0 | 0 | 0 | 0 | 0
2009 | US | SERC | Southeastern | - | W07b7 | Biomass Expected On-Peak | 0 | 0 | 0 | 0 | 0 | 0 | 0 | 0 | 0 | 0 | 0
2009 | US | SERC | Southeastern | - | W07b8 | Biomass Derate On-Peak | 0 | 0 | 0 | 0 | 0 | 0 | 0 | 0 | 0 | 0 | 0
2009 | US | SERC | Southeastern | - | W07b9 | Energy Only | 0 | 0 | 0 | 0 | 0 | 0 | 0 | 0 | 0 | 0 | 0
2009 | US | SERC | Southeastern | - | W08 | Conceptual (Note: Only the net expected on-peak capacity is included in this line and does not include Energy Only.) | 0 | 0 | 0 | 0 | 0 | 917 | 1817 | 2417 | 2417 | 3317 | 3917
2009 | US | SERC | Southeastern | - | W08a1 | Wind Expected On-Peak | 0 | 0 | 0 | 0 | 0 | 0 | 0 | 0 | 0 | 0 | 0
2009 | US | SERC | Southeastern | - | W08a2 | Wind Derate On-Peak | 0 | 0 | 0 | 0 | 0 | 0 | 0 | 0 | 0 | 0 | 0
2009 | US | SERC | Southeastern | - | W08a3 | Solar Expected On-Peak | 0 | 0 | 0 | 0 | 0 | 0 | 0 | 0 | 0 | 0 | 0
2009 | US | SERC | Southeastern | - | W08a4 | Solar Derate On-Peak | 0 | 0 | 0 | 0 | 0 | 0 | 0 | 0 | 0 | 0 | 0
2009 | US | SERC | Southeastern | - | W08a5 | Hydro Expected On-Peak | 0 | 0 | 0 | 0 | 0 | 0 | 0 | 0 | 0 | 0 | 0
2009 | US | SERC | Southeastern | - | W08a6 | Hydro Derate On-Peak | 0 | 0 | 0 | 0 | 0 | 0 | 0 | 0 | 0 | 0 | 0
2009 | US | SERC | Southeastern | - | W08a7 | Biomass Expected On-Peak | 0 | 0 | 0 | 0 | 0 | 0 | 0 | 0 | 0 | 0 | 0
2009 | US | SERC | Southeastern | - | W08a8 | Biomass Derate On-Peak | 0 | 0 | 0 | 0 | 0 | 0 | 0 | 0 | 0 | 0 | 0
2009 | US | SERC | Southeastern | - | W08a9 | Energy Only | 0 | 0 | 0 | 0 | 0 | 0 | 0 | 0 | 0 | 0 | 0
2009 | US | SERC | Southeastern | - | W09 | DELIVERABLE INTERNAL CAPACITY = 6a+7a | 57735 | 59000 | 57635 | 59117 | 59149 | 59062 | 59266 | 60922 | 62361 | 63455 | 63401
2009 | US | SERC | Southeastern | - | W10 | CAPACITY TRANSACTIONS - IMPORTS = 10a+10b+10c+10d | 919 | 1024 | 1347 | 1738 | 2048 | 2370 | 3539 | 3878 | 3913 | 3950 | 4329
2009 | US | SERC | Southeastern | - | W10a | Firm (Note: The sum of 10a1 and 10a2 must be <= 10a) | 919 | 1024 | 1347 | 1738 | 2048 | 2370 | 3539 | 3878 | 3913 | 3950 | 4329
2009 | US | SERC | Southeastern | - | W10a1 | Full-Responsibility Purchases | 0 | 0 | 0 | 0 | 0 | 0 | 0 | 0 | 0 | 0 | 0
2009 | US | SERC | Southeastern | - | W10a2 | Owned Capacity/Entitlement Located Outside the Region/Subregion | 0 | 0 | 0 | 0 | 0 | 0 | 0 | 0 | 0 | 0 | 0
2009 | US | SERC | Southeastern | - | W10b | Non-firm | 0 | 0 | 0 | 0 | 0 | 0 | 0 | 0 | 0 | 0 | 0
2009 | US | SERC | Southeastern | - | W10c | Expected (Note: The sum of 10c1 and 10c2 must be <= 10c) | 0 | 0 | 0 | 0 | 0 | 0 | 0 | 0 | 0 | 0 | 0
2009 | US | SERC | Southeastern | - | W10c1 | Full-Responsibility Purchases | 0 | 0 | 0 | 0 | 0 | 0 | 0 | 0 | 0 | 0 | 0
2009 | US | SERC | Southeastern | - | W10c2 | Owned Capacity/Entitlement Located Outside the Region/Subregion | 0 | 0 | 0 | 0 | 0 | 0 | 0 | 0 | 0 | 0 | 0
2009 | US | SERC | Southeastern | - | W10d | Provisional – transactions under study, but negotiations have not begun. | 0 | 0 | 0 | 0 | 0 | 0 | 0 | 0 | 0 | 0 | 0
2009 | US | SERC | Southeastern | - | W11 | CAPACITY TRANSACTIONS - EXPORTS = 11a+11b+11c+11d | 2937 | 2396 | 2370 | 2661 | 2678 | 2698 | 2512 | 2524 | 1676 | 1784 | 1893
2009 | US | SERC | Southeastern | - | W11a | Firm (Note: The sum of 11a1 and 11a2 must be <= 11a) | 2937 | 2224 | 2198 | 2489 | 2506 | 2526 | 2340 | 2352 | 1504 | 1612 | 1721
2009 | US | SERC | Southeastern | - | W11a1 | Full-Responsibility Purchases | 0 | 0 | 0 | 0 | 0 | 0 | 0 | 0 | 0 | 0 | 0
2009 | US | SERC | Southeastern | - | W11a2 | Owned Capacity/Entitlement Located Outside the Region/Subregion | 0 | 0 | 0 | 0 | 0 | 0 | 0 | 0 | 0 | 0 | 0
2009 | US | SERC | Southeastern | - | W11b | Non-firm | 0 | 172 | 172 | 172 | 172 | 172 | 172 | 172 | 172 | 172 | 172
2009 | US | SERC | Southeastern | - | W11c | Expected (Note: The sum of 11c1 and 11c2 must be <= 11c) | 0 | 0 | 0 | 0 | 0 | 0 | 0 | 0 | 0 | 0 | 0
2009 | US | SERC | Southeastern | - | W11c1 | Full-Responsibility Purchases | 0 | 0 | 0 | 0 | 0 | 0 | 0 | 0 | 0 | 0 | 0
2009 | US | SERC | Southeastern | - | W11c2 | Owned Capacity/Entitlement Located Outside the Region/Subregion | 0 | 0 | 0 | 0 | 0 | 0 | 0 | 0 | 0 | 0 | 0
2009 | US | SERC | Southeastern | - | W11d | Provisional – transactions under study, but negotiations have not begun. | 0 | 0 | 0 | 0 | 0 | 0 | 0 | 0 | 0 | 0 | 0
2009 | US | SERC | Southeastern | - | W12 | EXISTING, CERTAIN CAPACITY & NET FIRM TRANSACTIONS = 6a+Net Firm Transactions | 55717 | 57450 | 55786 | 55686 | 54902 | 55117 | 56200 | 58183 | 59055 | 58978 | 59194
2009 | US | SERC | Southeastern | - | W13 | DELIVERABLE CAPACITY RESOURCES = 12+7a+Net Expected Transactions | 55717 | 57800 | 56784 | 58366 | 58691 | 58906 | 60465 | 62448 | 64770 | 65793 | 66009
2009 | US | SERC | Southeastern | - | W14 | PROSPECTIVE CAPACITY RESOURCES = 13+6b-[Existing,Other Derates]+16b | 64482 | 66884 | 65715 | 67369 | 67694 | 67909 | 69698 | 71681 | 74003 | 75026 | 75242
2009 | US | SERC | Southeastern | - | W15 | TOTAL POTENTIAL CAPACITY RESOURCES = 13+6b-[Existing,Other Derates]+7b+ 8+Net Provisional Transactions | 64482 | 67310 | 67341 | 69608 | 69933 | 71065 | 73754 | 76337 | 78309 | 80232 | 81048
2009 | US | SERC | Southeastern | - | W15a | ADJUSTED POTENTIAL CAPACITY RESOURCES = 13+6b-[Existing,Other Derates]+ 16b+16d+Net Provisional Transactions | 64482 | 66884 | 65715 | 67369 | 67694 | 67909 | 69698 | 71681 | 74003 | 75026 | 75242
2009 | US | SERC | Southeastern | - | W16a | Confidence of Future, Other (7b), using reasonable judgement | 0 | 0 | 0 | 0 | 0 | 0 | 0 | 0 | 0 | 0 | 0
2009 | US | SERC | Southeastern | - | W16b | Net Future, Other Resources After Confidence Percentage Is Applied = 7b*16a | 0 | 0 | 0 | 0 | 0 | 0 | 0 | 0 | 0 | 0 | 0
2009 | US | SERC | Southeastern | - | W16c | Confidence of Conceptual (8), using reasonable judgement | 0 | 0 | 0 | 0 | 0 | 0 | 0 | 0 | 0 | 0 | 0
2009 | US | SERC | Southeastern | - | W16d | Net Conceptual Resources After Confidence Percentage Is Applied = 8*16c | 0 | 0 | 0 | 0 | 0 | 0 | 0 | 0 | 0 | 0 | 0
2009 | US | SERC | Southeastern | - | W17C | Region/Subregion Target Capacity Margin | 0 | 0 | 0 | 0 | 0 | 0 | 0 | 0 | 0 | 0 | 0
2009 | US | SERC | Southeastern | - | W17R | Region/Subregion Target Reserve Margin | 0 | 0.15 | 0.15 | 0.15 | 0.15 | 0.15 | 0.15 | 0.15 | 0.15 | 0.15 | 0.15
2009 | US | SERC | Southeastern | - | W18C | Existing Certain and Net Firm Transactions = (12-3)/12 | 0 | 0.30118 | 0.27591 | 0.24992 | 0.21937 | 0.20462 | 0.20457 | 0.21816 | 0.21433 | 0.19607 | 0.18603
2009 | US | SERC | Southeastern | - | W19C | Deliverable Capacity Resources = (13-3)/13 | 0 | 0.30542 | 0.28864 | 0.28436 | 0.26977 | 0.25578 | 0.26068 | 0.27155 | 0.28365 | 0.27935 | 0.27007
2009 | US | SERC | Southeastern | - | W20C | Prospective Capacity Resources = (14-3)/14 | 0 | 0.39975 | 0.38532 | 0.38 | 0.36689 | 0.35444 | 0.35862 | 0.36538 | 0.37303 | 0.36803 | 0.35964
2009 | US | SERC | Southeastern | - | W21C | Total Potential Resources = (15-3)/15 | 0 | 0.40355 | 0.40016 | 0.39994 | 0.38716 | 0.38311 | 0.39389 | 0.40409 | 0.4075 | 0.40904 | 0.40551
2009 | US | SERC | Southeastern | - | W22C | Adjusted Potential Resources = (15a-3)/15a | 0 | 0.39975 | 0.38532 | 0.38 | 0.36689 | 0.35444 | 0.35862 | 0.36538 | 0.37303 | 0.36803 | 0.35964
2009 | US | SERC | Southeastern | - | W18R | Existing Certain and Net Firm Transactions = (12-3)/3 | 0 | 0.43099 | 0.38105 | 0.33319 | 0.28102 | 0.25726 | 0.25719 | 0.27903 | 0.27279 | 0.24389 | 0.22855
2009 | US | SERC | Southeastern | - | W19R | Deliverable Capacity Resources = (13-3)/3 | 0 | 0.43971 | 0.40575 | 0.39735 | 0.36943 | 0.34369 | 0.35259 | 0.37279 | 0.39597 | 0.38763 | 0.36999
2009 | US | SERC | Southeastern | - | W20R | Prospective Capacity Resources = (14-3)/3 | 0 | 0.66598 | 0.62685 | 0.61289 | 0.5795 | 0.54905 | 0.55913 | 0.57575 | 0.59496 | 0.58236 | 0.56162
2009 | US | SERC | Southeastern | - | W21R | Total Potential Resources = (15-3)/3 | 0 | 0.67659 | 0.6671 | 0.6665 | 0.63174 | 0.62105 | 0.64987 | 0.67811 | 0.68777 | 0.69216 | 0.68212
2009 | US | SERC | Southeastern | - | W22R | Adjusted Potential Resources = (15a-3)/3 | 0 | 0.66598 | 0.62685 | 0.61289 | 0.5795 | 0.54905 | 0.55913 | 0.57575 | 0.59496 | 0.58236 | 0.56162
2009 | US | SERC | Southeastern | - | W24 | Other Capacity < 1 MW | 0 | 0 | 0 | 0 | 0 | 0 | 0 | 0 | 0 | 0 | 0
2009 | US | SERC | Southeastern | - | W25 | Distributed Generator Capacity >= 1 MW | 0 | 0 | 0 | 0 | 0 | 0 | 0 | 0 | 0 | 0 | 0
2009 | US | SERC | Southeastern | - | W26 | Capacity Total from EIA-860 | 0 | 0 | 0 | 0 | 0 | 0 | 0 | 0 | 0 | 0 | 0
2009 | US | SERC | Southeastern | - | W27 | Total Installed Baseline Capacity Resources = 12+6b | 64803 | 0 | 0 | 0 | 0 | 0 | 0 | 0 | 0 | 0 | 0
2009 | US | SERC | VACAR | - | W01 | Unrestricted Non-coincident Peak Demand = 2+1a+1b-1c-1d | 57961 | 58821 | 59684 | 61117 | 62257 | 63251 | 64259 | 65342 | 66445 | 67563 | 68737
2009 | US | SERC | VACAR | - | W01a | New Conservation (Energy Efficiency) | 0 | 82 | 175 | 271 | 377 | 493 | 614 | 724 | 836 | 950 | 1051
2009 | US | SERC | VACAR | - | W01b | Estimated Diversity | 0 | 667 | 678 | 707 | 723 | 748 | 735 | 735 | 774 | 789 | 795
2009 | US | SERC | VACAR | - | W01c | Additions for non-member load (load served by non-registered LSE's in a region) | 0 | 49 | 32 | 34 | 34 | 35 | 35 | 36 | 36 | 36 | 37
2009 | US | SERC | VACAR | - | W01d | Stand-by Load Under Contract (Normally served by behind the meter generation) | 0 | 96 | 97 | 99 | 99 | 101 | 101 | 103 | 103 | 105 | 106
2009 | US | SERC | VACAR | - | W02 | Total Internal Demand | 57961 | 58217 | 58960 | 60272 | 61290 | 62146 | 63046 | 64022 | 64974 | 65965 | 67034
2009 | US | SERC | VACAR | - | W02a | Direct Control Load Management | 54 | 272 | 352 | 434 | 517 | 533 | 544 | 551 | 564 | 577 | 586
2009 | US | SERC | VACAR | - | W02b | Contractually Interruptible (Curtailable) | 711 | 1207 | 1173 | 1254 | 1233 | 1211 | 1211 | 1211 | 1211 | 1211 | 1211
2009 | US | SERC | VACAR | - | W02c | Critical Peak-Pricing (CPP) with Control | 0 | 0 | 0 | 0 | 0 | 0 | 0 | 0 | 0 | 0 | 0
2009 | US | SERC | VACAR | - | W02d | Load as a Capacity Resource | 65 | 89 | 89 | 89 | 89 | 89 | 89 | 89 | 89 | 89 | 89
2009 | US | SERC | VACAR | - | W03 | Net Internal Demand = 2-2a-2b-2c-2d | 57131 | 56649 | 57346 | 58495 | 59451 | 60313 | 61202 | 62171 | 63110 | 64088 | 65148
2009 | US | SERC | VACAR | - | W04a | Demand Response used for Reserves - Spinning | 615 | 608 | 608 | 608 | 608 | 608 | 608 | 608 | 608 | 608 | 608
2009 | US | SERC | VACAR | - | W04b | Demand Response used for Reserves - Non-Spinning | 239 | 241 | 254 | 258 | 258 | 258 | 258 | 258 | 258 | 258 | 258
2009 | US | SERC | VACAR | - | W04c | Demand Response used for Regulation | 23 | 23 | 23 | 24 | 24 | 25 | 25 | 25 | 26 | 26 | 26
2009 | US | SERC | VACAR | - | W04d | Demand Response used for Energy, Voluntary - Emergency | 419 | 419 | 419 | 419 | 419 | 419 | 419 | 419 | 419 | 419 | 419
2009 | US | SERC | VACAR | - | W05 | TOTAL INTERNAL CAPACITY = 6+7 | 76834 | 78317 | 77694 | 79764 | 81235 | 81990 | 82330 | 82494 | 84110 | 82859 | 85539
2009 | US | SERC | VACAR | - | W06 | EXISTING CAPACITY = 6a+6b+6c | 76834 | 77213 | 76595 | 76813 | 76435 | 76390 | 76079 | 75593 | 75460 | 75327 | 76890
2009 | US | SERC | VACAR | - | W06a | Existing, Certain (Note: The sum of 6a1 through 6a4 must be <= 6a) | 74869 | 75183 | 74403 | 74621 | 74243 | 74201 | 73890 | 73404 | 73271 | 73138 | 73131
2009 | US | SERC | VACAR | - | W06a1 | Wind Expected On-Peak | 0 | 0 | 0 | 0 | 0 | 0 | 0 | 0 | 0 | 0 | 0
2009 | US | SERC | VACAR | - | W06a2 | Solar Expected On-Peak | 0 | 0 | 0 | 0 | 0 | 0 | 0 | 0 | 0 | 0 | 0
2009 | US | SERC | VACAR | - | W06a3 | Hydro Expected On-Peak | 3872 | 3887 | 3878 | 3900 | 3902 | 3902 | 3902 | 3902 | 3902 | 3902 | 3902
2009 | US | SERC | VACAR | - | W06a4 | Biomass Expected On-Peak | 141 | 141 | 141 | 141 | 141 | 141 | 141 | 141 | 141 | 141 | 141
2009 | US | SERC | VACAR | - | W06a5 | Load as a Capacity Resource Expected On-Peak (Load Management Programs) | 0 | 0 | 0 | 0 | 0 | 0 | 0 | 0 | 0 | 0 | 0
2009 | US | SERC | VACAR | - | W06b | Existing, Other (Note: The sum of 6b1 through 6b7 must be <= 6b) | 1922 | 1973 | 2135 | 2135 | 2135 | 2132 | 2132 | 2132 | 2132 | 2132 | 3702
2009 | US | SERC | VACAR | - | W06b1 | Wind Derate On-Peak | 0 | 0 | 0 | 0 | 0 | 0 | 0 | 0 | 0 | 0 | 0
2009 | US | SERC | VACAR | - | W06b2 | Solar Derate On-Peak | 0 | 0 | 0 | 0 | 0 | 0 | 0 | 0 | 0 | 0 | 0
2009 | US | SERC | VACAR | - | W06b3 | Hydro Derate On-Peak | 37 | 21 | 41 | 21 | 21 | 21 | 21 | 21 | 21 | 21 | 21
2009 | US | SERC | VACAR | - | W06b4 | Biomass Derate On-Peak | 0 | 0 | 0 | 0 | 0 | 0 | 0 | 0 | 0 | 0 | 0
2009 | US | SERC | VACAR | - | W06b5 | Load as a Capacity Resource Derate On-Peak (Load Management Programs) | 0 | 0 | 0 | 0 | 0 | 0 | 0 | 0 | 0 | 0 | 0
2009 | US | SERC | VACAR | - | W06b6 | Energy Only | 0 | 0 | 0 | 0 | 0 | 0 | 0 | 0 | 0 | 0 | 0
2009 | US | SERC | VACAR | - | W06b7 | Scheduled Outage - Maintenance | 30 | 0 | 30 | 0 | 0 | 0 | 0 | 0 | 0 | 0 | 0
2009 | US | SERC | VACAR | - | W06b8 | Transmission-Limited Resources | 0 | 0 | 0 | 0 | 0 | 0 | 0 | 0 | 0 | 0 | 0
2009 | US | SERC | VACAR | - | W06c | Existing, Inoperable (Note: Capacity reported in this line are not used in margin calculations) | 43 | 57 | 57 | 57 | 57 | 57 | 57 | 57 | 57 | 57 | 57
2009 | US | SERC | VACAR | - | W07 | FUTURE CAPACITY ADDITIONS = 7a+7b | 0 | 1104 | 1099 | 2951 | 4800 | 5600 | 6251 | 6901 | 8650 | 7532 | 8649
2009 | US | SERC | VACAR | - | W07a | Future, Planned (Note: Only the net expected On-Peak values are included in this line and does not include Energy Only.) | 0 | 1104 | 1099 | 2866 | 4659 | 4850 | 4868 | 4886 | 6003 | 4886 | 4886
2009 | US | SERC | VACAR | - | W07a1 | Wind Expected On-Peak | 0 | 0 | 0 | 0 | 0 | 0 | 0 | 0 | 0 | 0 | 0
2009 | US | SERC | VACAR | - | W07a2 | Solar Expected On-Peak | 0 | 0 | 0 | 0 | 0 | 0 | 0 | 0 | 0 | 0 | 0
2009 | US | SERC | VACAR | - | W07a3 | Hydro Expected On-Peak | 0 | 4 | 2 | 2 | 2 | 0 | 0 | 0 | 0 | 0 | 0
2009 | US | SERC | VACAR | - | W07a4 | Biomass Expected On-Peak | 0 | 34 | 34 | 34 | 34 | 34 | 34 | 34 | 34 | 34 | 34
2009 | US | SERC | VACAR | - | W07b | Future, Other (Note: Only the net expected On-Peak values are included in this line and does not include Energy Only.) | 0 | 0 | 0 | 0 | 0 | 0 | 0 | 0 | 0 | 0 | 0
2009 | US | SERC | VACAR | - | W07b1 | Wind Expected On-Peak | 0 | 0 | 0 | 0 | 0 | 0 | 0 | 0 | 0 | 0 | 0
2009 | US | SERC | VACAR | - | W07b2 | Wind Derate On-Peak | 0 | 0 | 0 | 0 | 0 | 0 | 0 | 0 | 0 | 0 | 0
2009 | US | SERC | VACAR | - | W07b3 | Solar Expected On-Peak | 0 | 0 | 0 | 0 | 0 | 0 | 0 | 0 | 0 | 0 | 0
2009 | US | SERC | VACAR | - | W07b4 | Solar Derate On-Peak | 0 | 0 | 0 | 0 | 0 | 0 | 0 | 0 | 0 | 0 | 0
2009 | US | SERC | VACAR | - | W07b5 | Hydro Expected On-Peak | 0 | 0 | 0 | 0 | 0 | 0 | 0 | 0 | 0 | 0 | 0
2009 | US | SERC | VACAR | - | W07b6 | Hydro Derate On-Peak | 0 | 0 | 0 | 0 | 0 | 0 | 0 | 0 | 0 | 0 | 0
2009 | US | SERC | VACAR | - | W07b7 | Biomass Expected On-Peak | 0 | 0 | 0 | 0 | 0 | 0 | 0 | 0 | 0 | 0 | 0
2009 | US | SERC | VACAR | - | W07b8 | Biomass Derate On-Peak | 0 | 0 | 0 | 0 | 0 | 0 | 0 | 0 | 0 | 0 | 0
2009 | US | SERC | VACAR | - | W07b9 | Energy Only | 0 | 0 | 0 | 0 | 0 | 0 | 0 | 0 | 0 | 0 | 0
2009 | US | SERC | VACAR | - | W08 | Conceptual (Note: Only the net expected on-peak capacity is included in this line and does not include Energy Only.) | 0 | 0 | 0 | 85 | 141 | 750 | 1383 | 2015 | 2647 | 2646 | 3763
2009 | US | SERC | VACAR | - | W08a1 | Wind Expected On-Peak | 0 | 0 | 0 | 0 | 0 | 0 | 0 | 0 | 0 | 0 | 0
2009 | US | SERC | VACAR | - | W08a2 | Wind Derate On-Peak | 0 | 0 | 0 | 0 | 0 | 0 | 0 | 0 | 0 | 0 | 0
2009 | US | SERC | VACAR | - | W08a3 | Solar Expected On-Peak | 0 | 0 | 0 | 0 | 0 | 0 | 0 | 0 | 0 | 0 | 0
2009 | US | SERC | VACAR | - | W08a4 | Solar Derate On-Peak | 0 | 0 | 0 | 0 | 0 | 0 | 0 | 0 | 0 | 0 | 0
2009 | US | SERC | VACAR | - | W08a5 | Hydro Expected On-Peak | 0 | 0 | 0 | 0 | 0 | 0 | 1 | 1 | 1 | 0 | 0
2009 | US | SERC | VACAR | - | W08a6 | Hydro Derate On-Peak | 0 | 0 | 0 | 0 | 0 | 0 | 0 | 0 | 0 | 0 | 0
2009 | US | SERC | VACAR | - | W08a7 | Biomass Expected On-Peak | 0 | 0 | 0 | 0 | 0 | 0 | 0 | 0 | 0 | 0 | 0
2009 | US | SERC | VACAR | - | W08a8 | Biomass Derate On-Peak | 0 | 0 | 0 | 0 | 0 | 0 | 0 | 0 | 0 | 0 | 0
2009 | US | SERC | VACAR | - | W08a9 | Energy Only | 0 | 0 | 0 | 0 | 0 | 0 | 0 | 0 | 0 | 0 | 0
2009 | US | SERC | VACAR | - | W09 | DELIVERABLE INTERNAL CAPACITY = 6a+7a | 74869 | 76287 | 75502 | 77487 | 78902 | 79051 | 78758 | 78290 | 79274 | 78024 | 78017
2009 | US | SERC | VACAR | - | W10 | CAPACITY TRANSACTIONS - IMPORTS = 10a+10b+10c+10d | 1617 | 1679 | 1448 | 1739 | 1606 | 1538 | 1586 | 1598 | 1415 | 1420 | 1529
2009 | US | SERC | VACAR | - | W10a | Firm (Note: The sum of 10a1 and 10a2 must be <= 10a) | 1617 | 1679 | 1448 | 1739 | 1606 | 1538 | 1586 | 1598 | 1415 | 1420 | 1529
2009 | US | SERC | VACAR | - | W10a1 | Full-Responsibility Purchases | 0 | 0 | 0 | 0 | 0 | 0 | 0 | 0 | 0 | 0 | 0
2009 | US | SERC | VACAR | - | W10a2 | Owned Capacity/Entitlement Located Outside the Region/Subregion | 0 | 0 | 0 | 0 | 0 | 0 | 0 | 0 | 0 | 0 | 0
2009 | US | SERC | VACAR | - | W10b | Non-firm | 0 | 0 | 0 | 0 | 0 | 0 | 0 | 0 | 0 | 0 | 0
2009 | US | SERC | VACAR | - | W10c | Expected (Note: The sum of 10c1 and 10c2 must be <= 10c) | 0 | 0 | 0 | 0 | 0 | 0 | 0 | 0 | 0 | 0 | 0
2009 | US | SERC | VACAR | - | W10c1 | Full-Responsibility Purchases | 0 | 0 | 0 | 0 | 0 | 0 | 0 | 0 | 0 | 0 | 0
2009 | US | SERC | VACAR | - | W10c2 | Owned Capacity/Entitlement Located Outside the Region/Subregion | 0 | 0 | 0 | 0 | 0 | 0 | 0 | 0 | 0 | 0 | 0
2009 | US | SERC | VACAR | - | W10d | Provisional – transactions under study, but negotiations have not begun. | 0 | 0 | 0 | 0 | 0 | 0 | 0 | 0 | 0 | 0 | 0
2009 | US | SERC | VACAR | - | W11 | CAPACITY TRANSACTIONS - EXPORTS = 11a+11b+11c+11d | 200 | 150 | 0 | 100 | 100 | 100 | 100 | 100 | 100 | 100 | 100
2009 | US | SERC | VACAR | - | W11a | Firm (Note: The sum of 11a1 and 11a2 must be <= 11a) | 200 | 150 | 0 | 100 | 100 | 100 | 100 | 100 | 100 | 100 | 100
2009 | US | SERC | VACAR | - | W11a1 | Full-Responsibility Purchases | 0 | 0 | 0 | 0 | 0 | 0 | 0 | 0 | 0 | 0 | 0
2009 | US | SERC | VACAR | - | W11a2 | Owned Capacity/Entitlement Located Outside the Region/Subregion | 0 | 0 | 0 | 0 | 0 | 0 | 0 | 0 | 0 | 0 | 0
2009 | US | SERC | VACAR | - | W11b | Non-firm | 0 | 0 | 0 | 0 | 0 | 0 | 0 | 0 | 0 | 0 | 0
2009 | US | SERC | VACAR | - | W11c | Expected (Note: The sum of 11c1 and 11c2 must be <= 11c) | 0 | 0 | 0 | 0 | 0 | 0 | 0 | 0 | 0 | 0 | 0
2009 | US | SERC | VACAR | - | W11c1 | Full-Responsibility Purchases | 0 | 0 | 0 | 0 | 0 | 0 | 0 | 0 | 0 | 0 | 0
2009 | US | SERC | VACAR | - | W11c2 | Owned Capacity/Entitlement Located Outside the Region/Subregion | 0 | 0 | 0 | 0 | 0 | 0 | 0 | 0 | 0 | 0 | 0
2009 | US | SERC | VACAR | - | W11d | Provisional – transactions under study, but negotiations have not begun. | 0 | 0 | 0 | 0 | 0 | 0 | 0 | 0 | 0 | 0 | 0
2009 | US | SERC | VACAR | - | W12 | EXISTING, CERTAIN CAPACITY & NET FIRM TRANSACTIONS = 6a+Net Firm Transactions | 76286 | 76712 | 75851 | 76260 | 75749 | 75639 | 75376 | 74902 | 74586 | 74458 | 74560
2009 | US | SERC | VACAR | - | W13 | DELIVERABLE CAPACITY RESOURCES = 12+7a+Net Expected Transactions | 76286 | 77816 | 76950 | 79126 | 80408 | 80489 | 80244 | 79788 | 80589 | 79344 | 79446
2009 | US | SERC | VACAR | - | W14 | PROSPECTIVE CAPACITY RESOURCES = 13+6b-[Existing,Other Derates]+16b | 78141 | 79768 | 79014 | 81240 | 82522 | 82600 | 82355 | 81899 | 82700 | 81455 | 83127
2009 | US | SERC | VACAR | - | W15 | TOTAL POTENTIAL CAPACITY RESOURCES = 13+6b-[Existing,Other Derates]+7b+ 8+Net Provisional Transactions | 78141 | 79768 | 79014 | 81325 | 82663 | 83350 | 83738 | 83914 | 85347 | 84101 | 86890
2009 | US | SERC | VACAR | - | W15a | ADJUSTED POTENTIAL CAPACITY RESOURCES = 13+6b-[Existing,Other Derates]+ 16b+16d+Net Provisional Transactions | 78141 | 79768 | 79014 | 81240 | 82522 | 82600 | 82355 | 81899 | 82700 | 81455 | 83127
2009 | US | SERC | VACAR | - | W16a | Confidence of Future, Other (7b), using reasonable judgement | 0 | 0 | 0 | 0 | 0 | 0 | 0 | 0 | 0 | 0 | 0
2009 | US | SERC | VACAR | - | W16b | Net Future, Other Resources After Confidence Percentage Is Applied = 7b*16a | 0 | 0 | 0 | 0 | 0 | 0 | 0 | 0 | 0 | 0 | 0
2009 | US | SERC | VACAR | - | W16c | Confidence of Conceptual (8), using reasonable judgement | 0 | 0 | 0 | 0 | 0 | 0 | 0 | 0 | 0 | 0 | 0
2009 | US | SERC | VACAR | - | W16d | Net Conceptual Resources After Confidence Percentage Is Applied = 8*16c | 0 | 0 | 0 | 0 | 0 | 0 | 0 | 0 | 0 | 0 | 0
2009 | US | SERC | VACAR | - | W17C | Region/Subregion Target Capacity Margin | 0 | 0 | 0 | 0 | 0 | 0 | 0 | 0 | 0 | 0 | 0
2009 | US | SERC | VACAR | - | W17R | Region/Subregion Target Reserve Margin | 0 | 0.15 | 0.15 | 0.15 | 0.15 | 0.15 | 0.15 | 0.15 | 0.15 | 0.15 | 0.15
2009 | US | SERC | VACAR | - | W18C | Existing Certain and Net Firm Transactions = (12-3)/12 | 0 | 0.26154 | 0.24397 | 0.23295 | 0.21516 | 0.20262 | 0.18804 | 0.16997 | 0.15386 | 0.13927 | 0.12623
2009 | US | SERC | VACAR | - | W19C | Deliverable Capacity Resources = (13-3)/13 | 0 | 0.27201 | 0.25476 | 0.26074 | 0.26063 | 0.25067 | 0.2373 | 0.2208 | 0.21689 | 0.19228 | 0.17997
2009 | US | SERC | VACAR | - | W20C | Prospective Capacity Resources = (14-3)/14 | 0 | 0.28983 | 0.27423 | 0.27997 | 0.27957 | 0.26982 | 0.25685 | 0.24088 | 0.23688 | 0.21321 | 0.21628
2009 | US | SERC | VACAR | - | W21C | Total Potential Resources = (15-3)/15 | 0 | 0.28983 | 0.27423 | 0.28073 | 0.2808 | 0.27639 | 0.26913 | 0.25911 | 0.26055 | 0.23796 | 0.25022
2009 | US | SERC | VACAR | - | W22C | Adjusted Potential Resources = (15a-3)/15a | 0 | 0.28983 | 0.27423 | 0.27997 | 0.27957 | 0.26982 | 0.25685 | 0.24088 | 0.23688 | 0.21321 | 0.21628
2009 | US | SERC | VACAR | - | W18R | Existing Certain and Net Firm Transactions = (12-3)/3 | 0 | 0.35416 | 0.32269 | 0.3037 | 0.27414 | 0.25411 | 0.23159 | 0.20477 | 0.18184 | 0.16181 | 0.14447
2009 | US | SERC | VACAR | - | W19R | Deliverable Capacity Resources = (13-3)/3 | 0 | 0.37365 | 0.34185 | 0.3527 | 0.35251 | 0.33452 | 0.31113 | 0.28336 | 0.27696 | 0.23805 | 0.21947
2009 | US | SERC | VACAR | - | W20R | Prospective Capacity Resources = (14-3)/3 | 0 | 0.40811 | 0.37785 | 0.38884 | 0.38807 | 0.36952 | 0.34563 | 0.31732 | 0.31041 | 0.27099 | 0.27597
2009 | US | SERC | VACAR | - | W21R | Total Potential Resources = (15-3)/3 | 0 | 0.40811 | 0.37785 | 0.39029 | 0.39044 | 0.38196 | 0.36822 | 0.34973 | 0.35235 | 0.31227 | 0.33373
2009 | US | SERC | VACAR | - | W22R | Adjusted Potential Resources = (15a-3)/3 | 0 | 0.40811 | 0.37785 | 0.38884 | 0.38807 | 0.36952 | 0.34563 | 0.31732 | 0.31041 | 0.27099 | 0.27597
2009 | US | SERC | VACAR | - | W24 | Other Capacity < 1 MW | 0 | 0 | 0 | 0 | 0 | 0 | 0 | 0 | 0 | 0 | 0
2009 | US | SERC | VACAR | - | W25 | Distributed Generator Capacity >= 1 MW | 0 | 0 | 0 | 0 | 0 | 0 | 0 | 0 | 0 | 0 | 0
2009 | US | SERC | VACAR | - | W26 | Capacity Total from EIA-860 | 0 | 0 | 0 | 0 | 0 | 0 | 0 | 0 | 0 | 0 | 0
2009 | US | SERC | VACAR | - | W27 | Total Installed Baseline Capacity Resources = 12+6b | 78208 | 0 | 0 | 0 | 0 | 0 | 0 | 0 | 0 | 0 | 0
2009 | US | SPP | - | - | W01 | Unrestricted Non-coincident Peak Demand = 2+1a+1b-1c-1d | 32809 | 32671 | 33365 | 33972 | 34592 | 35202 | 35761 | 35784 | 36302 | 36835 | 37356
2009 | US | SPP | - | - | W01a | New Conservation (Energy Efficiency) | 0 | 35 | 57 | 108 | 171 | 241 | 295 | 352 | 335 | 322 | 309
2009 | US | SPP | - | - | W01b | Estimated Diversity | 0 | 0 | 0 | 0 | 0 | 0 | 0 | 0 | 0 | 0 | 0
2009 | US | SPP | - | - | W01c | Additions for non-member load (load served by non-registered LSE's in a region) | 0 | 0 | 0 | 0 | 0 | 0 | 0 | 0 | 0 | 0 | 0
2009 | US | SPP | - | - | W01d | Stand-by Load Under Contract (Normally served by behind the meter generation) | 0 | 0 | 0 | 0 | 0 | 0 | 0 | 0 | 0 | 0 | 0
2009 | US | SPP | - | - | W02 | Total Internal Demand | 32809 | 32636 | 33308 | 33864 | 34421 | 34961 | 35466 | 35432 | 35967 | 36513 | 37047
2009 | US | SPP | - | - | W02a | Direct Control Load Management | 33 | 33 | 15 | 15 | 15 | 15 | 15 | 15 | 15 | 15 | 15
2009 | US | SPP | - | - | W02b | Contractually Interruptible (Curtailable) | 271 | 377 | 387 | 397 | 405 | 415 | 418 | 421 | 424 | 429 | 431
2009 | US | SPP | - | - | W02c | Critical Peak-Pricing (CPP) with Control | 0 | 35 | 36 | 108 | 184 | 262 | 274 | 287 | 300 | 315 | 324
2009 | US | SPP | - | - | W02d | Load as a Capacity Resource | 143 | 203 | 220 | 243 | 246 | 247 | 247 | 248 | 248 | 249 | 249
2009 | US | SPP | - | - | W03 | Net Internal Demand = 2-2a-2b-2c-2d | 32362 | 31988 | 32650 | 33101 | 33571 | 34022 | 34512 | 34461 | 34980 | 35505 | 36028
2009 | US | SPP | - | - | W04a | Demand Response used for Reserves - Spinning | 0 | 0 | 0 | 0 | 0 | 0 | 0 | 0 | 0 | 0 | 0
2009 | US | SPP | - | - | W04b | Demand Response used for Reserves - Non-Spinning | 0 | 0 | 0 | 0 | 0 | 0 | 0 | 0 | 0 | 0 | 0
2009 | US | SPP | - | - | W04c | Demand Response used for Regulation | 0 | 0 | 0 | 0 | 0 | 0 | 0 | 0 | 0 | 0 | 0
2009 | US | SPP | - | - | W04d | Demand Response used for Energy, Voluntary - Emergency | 0 | 0 | 0 | 0 | 0 | 0 | 0 | 0 | 0 | 0 | 0
2009 | US | SPP | - | - | W05 | TOTAL INTERNAL CAPACITY = 6+7 | 55888 | 57155.791 | 59689.582 | 60869.373 | 62067.164 | 63103.455 | 63642.546 | 64478.637 | 65072.728 | 65633.319 | 66223.91
2009 | US | SPP | - | - | W06 | EXISTING CAPACITY = 6a+6b+6c | 55888 | 56145 | 56238 | 56215 | 56215 | 56211 | 56160 | 56056 | 56056 | 56026 | 56026
2009 | US | SPP | - | - | W06a | Existing, Certain (Note: The sum of 6a1 through 6a4 must be <= 6a) | 47924 | 48517 | 48639 | 48604 | 48714 | 48710 | 48679 | 48575 | 48575 | 48545 | 48545
2009 | US | SPP | - | - | W06a1 | Wind Expected On-Peak | 70 | 70 | 70 | 70 | 70 | 70 | 70 | 70 | 70 | 70 | 70
2009 | US | SPP | - | - | W06a2 | Solar Expected On-Peak | 0 | 0 | 0 | 0 | 0 | 0 | 0 | 0 | 0 | 0 | 0
2009 | US | SPP | - | - | W06a3 | Hydro Expected On-Peak | 2898 | 2850 | 2877 | 2865 | 2975 | 2975 | 2995 | 2995 | 2995 | 2995 | 2995
2009 | US | SPP | - | - | W06a4 | Biomass Expected On-Peak | 0 | 0 | 0 | 0 | 0 | 0 | 0 | 0 | 0 | 0 | 0
2009 | US | SPP | - | - | W06a5 | Load as a Capacity Resource Expected On-Peak (Load Management Programs) | 0 | 0 | 0 | 0 | 0 | 0 | 0 | 0 | 0 | 0 | 0
2009 | US | SPP | - | - | W06b | Existing, Other (Note: The sum of 6b1 through 6b7 must be <= 6b) | 7593 | 7084 | 7095 | 7127 | 7067 | 7067 | 7047 | 7047 | 7047 | 7047 | 7047
2009 | US | SPP | - | - | W06b1 | Wind Derate On-Peak | 389 | 385 | 385 | 385 | 385 | 385 | 385 | 385 | 385 | 385 | 385
2009 | US | SPP | - | - | W06b2 | Solar Derate On-Peak | 0 | 0 | 0 | 0 | 0 | 0 | 0 | 0 | 0 | 0 | 0
2009 | US | SPP | - | - | W06b3 | Hydro Derate On-Peak | 198 | 198 | 198 | 198 | 198 | 198 | 198 | 198 | 198 | 198 | 198
2009 | US | SPP | - | - | W06b4 | Biomass Derate On-Peak | 0 | 0 | 0 | 0 | 0 | 0 | 0 | 0 | 0 | 0 | 0
2009 | US | SPP | - | - | W06b5 | Load as a Capacity Resource Derate On-Peak (Load Management Programs) | 0 | 0 | 0 | 0 | 0 | 0 | 0 | 0 | 0 | 0 | 0
2009 | US | SPP | - | - | W06b6 | Energy Only | 50 | 50 | 50 | 50 | 50 | 50 | 50 | 50 | 50 | 50 | 50
2009 | US | SPP | - | - | W06b7 | Scheduled Outage - Maintenance | 37 | 37 | 48 | 80 | 20 | 20 | 0 | 0 | 0 | 0 | 0
2009 | US | SPP | - | - | W06b8 | Transmission-Limited Resources | 0 | 0 | 0 | 0 | 0 | 0 | 0 | 0 | 0 | 0 | 0
2009 | US | SPP | - | - | W06c | Existing, Inoperable (Note: Capacity reported in this line are not used in margin calculations) | 371 | 544 | 504 | 484 | 434 | 434 | 434 | 434 | 434 | 434 | 434
2009 | US | SPP | - | - | W07 | FUTURE CAPACITY ADDITIONS = 7a+7b | 0 | 1010.791 | 3451.582 | 4654.373 | 5852.164 | 6892.455 | 7482.546 | 8422.637 | 9016.728 | 9607.319 | 10197.91
2009 | US | SPP | - | - | W07a | Future, Planned (Note: Only the net expected On-Peak values are included in this line and does not include Energy Only.) | 0 | 423 | 2272 | 2891 | 3495 | 3942 | 3942 | 4292 | 4292 | 4292 | 4292
2009 | US | SPP | - | - | W07a1 | Wind Expected On-Peak | 0 | 0 | 0 | 0 | 0 | 0 | 0 | 0 | 0 | 0 | 0
2009 | US | SPP | - | - | W07a2 | Solar Expected On-Peak | 0 | 0 | 0 | 0 | 0 | 0 | 0 | 0 | 0 | 0 | 0
2009 | US | SPP | - | - | W07a3 | Hydro Expected On-Peak | 0 | 4 | 8 | 12 | 16 | 16 | 16 | 16 | 16 | 16 | 16
2009 | US | SPP | - | - | W07a4 | Biomass Expected On-Peak | 0 | 0 | 0 | 0 | 0 | 0 | 0 | 0 | 0 | 0 | 0
2009 | US | SPP | - | - | W07b | Future, Other (Note: Only the net expected On-Peak values are included in this line and does not include Energy Only.) | 0 | 0 | 465 | 469 | 469 | 619 | 625 | 625 | 625 | 626 | 637
2009 | US | SPP | - | - | W07b1 | Wind Expected On-Peak | 0 | 0 | 0 | 0 | 0 | 23 | 23 | 23 | 23 | 23 | 23
2009 | US | SPP | - | - | W07b2 | Wind Derate On-Peak | 0 | 75 | 150 | 250 | 350 | 477 | 477 | 477 | 477 | 477 | 477
2009 | US | SPP | - | - | W07b3 | Solar Expected On-Peak | 0 | 0 | 0 | 2 | 2 | 2 | 6 | 6 | 6 | 6 | 12
2009 | US | SPP | - | - | W07b4 | Solar Derate On-Peak | 0 | 0 | 0 | 0 | 0 | 0 | 0 | 0 | 0 | 0 | 0
2009 | US | SPP | - | - | W07b5 | Hydro Expected On-Peak | 0 | 0 | 0 | 0 | 0 | 0 | 0 | 0 | 0 | 0 | 0
2009 | US | SPP | - | - | W07b6 | Hydro Derate On-Peak | 0 | 1 | 1 | 1 | 1 | 1 | 1 | 1 | 1 | 1 | 1
2009 | US | SPP | - | - | W07b7 | Biomass Expected On-Peak | 0 | 0 | 0 | 0 | 0 | 0 | 0 | 0 | 0 | 0 | 0
2009 | US | SPP | - | - | W07b8 | Biomass Derate On-Peak | 0 | 0 | 0 | 0 | 0 | 0 | 0 | 0 | 0 | 0 | 0
2009 | US | SPP | - | - | W07b9 | Energy Only | 0 | 0 | 0 | 0 | 0 | 0 | 0 | 0 | 0 | 0 | 0
2009 | US | SPP | - | - | W08 | Conceptual (Note: Only the net expected on-peak capacity is included in this line and does not include Energy Only.) | 0 | 587.791 | 1179.582 | 1763.373 | 2357.164 | 2950.455 | 3540.546 | 4130.637 | 4724.728 | 5315.319 | 5905.91
2009 | US | SPP | - | - | W08a1 | Wind Expected On-Peak | 0 | 5877.91 | 5897.91 | 5877.91 | 5892.91 | 5900.91 | 5900.91 | 5900.91 | 5905.91 | 5905.91 | 5905.91
2009 | US | SPP | - | - | W08a2 | Wind Derate On-Peak | 0 | 52976.19 | 53051.19 | 53151.19 | 53251.19 | 53378.19 | 53378.19 | 53378.19 | 53378.19 | 53378.19 | 53378.19
2009 | US | SPP | - | - | W08a3 | Solar Expected On-Peak | 0 | 0 | 27 | 27 | 27 | 27 | 27 | 41 | 41 | 41 | 41
2009 | US | SPP | - | - | W08a4 | Solar Derate On-Peak | 0 | 0 | 2 | 2 | 2 | 2 | 2 | 2 | 2 | 2 | 2
2009 | US | SPP | - | - | W08a5 | Hydro Expected On-Peak | 0 | 0 | 0 | 0 | 0 | 0 | 0 | 0 | 0 | 0 | 0
2009 | US | SPP | - | - | W08a6 | Hydro Derate On-Peak | 0 | 0 | 0 | 0 | 0 | 0 | 0 | 0 | 0 | 0 | 0
2009 | US | SPP | - | - | W08a7 | Biomass Expected On-Peak | 0 | 0 | 6 | 6 | 6 | 6 | 6 | 6 | 9 | 9 | 9
2009 | US | SPP | - | - | W08a8 | Biomass Derate On-Peak | 0 | 0 | 0 | 0 | 0 | 0 | 0 | 0 | 0 | 0 | 0
2009 | US | SPP | - | - | W08a9 | Energy Only | 0 | 0 | 0 | 0 | 0 | 0 | 0 | 0 | 0 | 0 | 0
2009 | US | SPP | - | - | W09 | DELIVERABLE INTERNAL CAPACITY = 6a+7a | 47924 | 48940 | 50911 | 51495 | 52209 | 52652 | 52621 | 52867 | 52867 | 52837 | 52837
2009 | US | SPP | - | - | W10 | CAPACITY TRANSACTIONS - IMPORTS = 10a+10b+10c+10d | 1178.5 | 1338.5 | 1125.5 | 1073.5 | 1075 | 1025 | 978 | 821 | 685 | 689 | 692
2009 | US | SPP | - | - | W10a | Firm (Note: The sum of 10a1 and 10a2 must be <= 10a) | 1178.5 | 1338.5 | 1125.5 | 1073.5 | 1075 | 1025 | 978 | 821 | 685 | 689 | 692
2009 | US | SPP | - | - | W10a1 | Full-Responsibility Purchases | 0 | 0 | 0 | 0 | 0 | 0 | 0 | 0 | 0 | 0 | 0
2009 | US | SPP | - | - | W10a2 | Owned Capacity/Entitlement Located Outside the Region/Subregion | 0 | 0 | 0 | 0 | 0 | 0 | 0 | 0 | 0 | 0 | 0
2009 | US | SPP | - | - | W10b | Non-firm | 0 | 0 | 0 | 0 | 0 | 0 | 0 | 0 | 0 | 0 | 0
2009 | US | SPP | - | - | W10c | Expected (Note: The sum of 10c1 and 10c2 must be <= 10c) | 0 | 0 | 0 | 0 | 0 | 0 | 0 | 0 | 0 | 0 | 0
2009 | US | SPP | - | - | W10c1 | Full-Responsibility Purchases | 0 | 0 | 0 | 0 | 0 | 0 | 0 | 0 | 0 | 0 | 0
2009 | US | SPP | - | - | W10c2 | Owned Capacity/Entitlement Located Outside the Region/Subregion | 0 | 0 | 0 | 0 | 0 | 0 | 0 | 0 | 0 | 0 | 0
2009 | US | SPP | - | - | W10d | Provisional – transactions under study, but negotiations have not begun. | 0 | 0 | 0 | 0 | 0 | 0 | 0 | 0 | 0 | 0 | 0
2009 | US | SPP | - | - | W11 | CAPACITY TRANSACTIONS - EXPORTS = 11a+11b+11c+11d | 877 | 744 | 744 | 744 | 744 | 744 | 746 | 746 | 746 | 746 | 748
2009 | US | SPP | - | - | W11a | Firm (Note: The sum of 11a1 and 11a2 must be <= 11a) | 877 | 744 | 744 | 744 | 744 | 744 | 746 | 746 | 746 | 746 | 748
2009 | US | SPP | - | - | W11a1 | Full-Responsibility Purchases | 0 | 0 | 0 | 0 | 0 | 0 | 0 | 0 | 0 | 0 | 0
2009 | US | SPP | - | - | W11a2 | Owned Capacity/Entitlement Located Outside the Region/Subregion | 0 | 0 | 0 | 0 | 0 | 0 | 0 | 0 | 0 | 0 | 0
2009 | US | SPP | - | - | W11b | Non-firm | 0 | 0 | 0 | 0 | 0 | 0 | 0 | 0 | 0 | 0 | 0
2009 | US | SPP | - | - | W11c | Expected (Note: The sum of 11c1 and 11c2 must be <= 11c) | 0 | 0 | 0 | 0 | 0 | 0 | 0 | 0 | 0 | 0 | 0
2009 | US | SPP | - | - | W11c1 | Full-Responsibility Purchases | 0 | 0 | 0 | 0 | 0 | 0 | 0 | 0 | 0 | 0 | 0
2009 | US | SPP | - | - | W11c2 | Owned Capacity/Entitlement Located Outside the Region/Subregion | 0 | 0 | 0 | 0 | 0 | 0 | 0 | 0 | 0 | 0 | 0
2009 | US | SPP | - | - | W11d | Provisional – transactions under study, but negotiations have not begun. | 0 | 0 | 0 | 0 | 0 | 0 | 0 | 0 | 0 | 0 | 0
2009 | US | SPP | - | - | W12 | EXISTING, CERTAIN CAPACITY & NET FIRM TRANSACTIONS = 6a+Net Firm Transactions | 48225.5 | 49111.5 | 49020.5 | 48933.5 | 49045 | 48991 | 48911 | 48650 | 48514 | 48488 | 48489
2009 | US | SPP | - | - | W13 | DELIVERABLE CAPACITY RESOURCES = 12+7a+Net Expected Transactions | 48225.5 | 49534.5 | 51292.5 | 51824.5 | 52540 | 52933 | 52853 | 52942 | 52806 | 52780 | 52781
2009 | US | SPP | - | - | W14 | PROSPECTIVE CAPACITY RESOURCES = 13+6b-[Existing,Other Derates]+16b | 55144.5 | 55948.5 | 57822.75 | 58355.75 | 59071.25 | 59501.75 | 59423.25 | 59512.25 | 59376.25 | 59350.5 | 59354.25
2009 | US | SPP | - | - | W15 | TOTAL POTENTIAL CAPACITY RESOURCES = 13+6b-[Existing,Other Derates]+7b+ 8+Net Provisional Transactions | 55144.5 | 56536.291 | 59351.082 | 60470.873 | 61780.164 | 62916.455 | 63432.546 | 64111.637 | 64569.728 | 65135.319 | 65737.91
2009 | US | SPP | - | - | W15a | ADJUSTED POTENTIAL CAPACITY RESOURCES = 13+6b-[Existing,Other Derates]+ 16b+16d+Net Provisional Transactions | 55144.5 | 55977.8895 | 57881.7291 | 58443.9186 | 59189.1082 | 59649.2727 | 59600.2773 | 59718.7818 | 59612.4864 | 59616.266 | 59649.5455
2009 | US | SPP | - | - | W16a | Confidence of Future, Other (7b), using reasonable judgement | 0 | 0.25 | 0.25 | 0.25 | 0.25 | 0.25 | 0.25 | 0.25 | 0.25 | 0.25 | 0.25
2009 | US | SPP | - | - | W16b | Net Future, Other Resources After Confidence Percentage Is Applied = 7b*16a | 0 | 0 | 116.25 | 117.25 | 117.25 | 154.75 | 156.25 | 156.25 | 156.25 | 156.5 | 159.25
2009 | US | SPP | - | - | W16c | Confidence of Conceptual (8), using reasonable judgement | 0 | 0.05 | 0.05 | 0.05 | 0.05 | 0.05 | 0.05 | 0.05 | 0.05 | 0.05 | 0.05
2009 | US | SPP | - | - | W16d | Net Conceptual Resources After Confidence Percentage Is Applied = 8*16c | 0 | 29.3895 | 58.9791 | 88.1686 | 117.8582 | 147.5228 | 177.0273 | 206.5318 | 236.2364 | 265.7659 | 295.2955
2009 | US | SPP | - | - | W17C | Region/Subregion Target Capacity Margin | 0 | 0.12 | 0.12 | 0.12 | 0.12 | 0.12 | 0.12 | 0.12 | 0.12 | 0.12 | 0.12
2009 | US | SPP | - | - | W17R | Region/Subregion Target Reserve Margin | 0 | 0.136 | 0.136 | 0.136 | 0.136 | 0.136 | 0.136 | 0.136 | 0.136 | 0.136 | 0.136
2009 | US | SPP | - | - | W18C | Existing Certain and Net Firm Transactions = (12-3)/12 | 0 | 0.34867 | 0.33395 | 0.32355 | 0.31551 | 0.30555 | 0.29439 | 0.29165 | 0.27897 | 0.26776 | 0.25699
2009 | US | SPP | - | - | W19C | Deliverable Capacity Resources = (13-3)/13 | 0 | 0.35423 | 0.36345 | 0.36129 | 0.36104 | 0.35726 | 0.34702 | 0.34908 | 0.33758 | 0.3273 | 0.31741
2009 | US | SPP | - | - | W20C | Prospective Capacity Resources = (14-3)/14 | 0 | 0.42826 | 0.43534 | 0.43277 | 0.43169 | 0.42822 | 0.41922 | 0.42094 | 0.41088 | 0.40177 | 0.393
2009 | US | SPP | - | - | W21C | Total Potential Resources = (15-3)/15 | 0 | 0.4342 | 0.44988 | 0.45261 | 0.45661 | 0.45925 | 0.45593 | 0.46248 | 0.45826 | 0.4549 | 0.45194
2009 | US | SPP | - | - | W22C | Adjusted Potential Resources = (15a-3)/15a | 0 | 0.42856 | 0.43592 | 0.43363 | 0.43282 | 0.42963 | 0.42094 | 0.42295 | 0.41321 | 0.40444 | 0.39601
2009 | US | SPP | - | - | W18R | Existing Certain and Net Firm Transactions = (12-3)/3 | 0 | 0.53531 | 0.50139 | 0.47831 | 0.46093 | 0.43998 | 0.41722 | 0.41174 | 0.38691 | 0.36567 | 0.34587
2009 | US | SPP | - | - | W19R | Deliverable Capacity Resources = (13-3)/3 | 0 | 0.54853 | 0.57098 | 0.56565 | 0.56504 | 0.55585 | 0.53144 | 0.53629 | 0.50961 | 0.48655 | 0.465
2009 | US | SPP | - | - | W20R | Prospective Capacity Resources = (14-3)/3 | 0 | 0.74905 | 0.77099 | 0.76296 | 0.75959 | 0.74892 | 0.72181 | 0.72694 | 0.69743 | 0.67161 | 0.64745
2009 | US | SPP | - | - | W21R | Total Potential Resources = (15-3)/3 | 0 | 0.76742 | 0.8178 | 0.82686 | 0.84028 | 0.84929 | 0.83799 | 0.86041 | 0.8459 | 0.83454 | 0.82463
2009 | US | SPP | - | - | W22R | Adjusted Potential Resources = (15a-3)/3 | 0 | 0.74997 | 0.77279 | 0.76562 | 0.7631 | 0.75326 | 0.72694 | 0.73294 | 0.70419 | 0.67909 | 0.65564
2009 | US | SPP | - | - | W24 | Other Capacity < 1 MW | 0 | 0 | 0 | 0 | 0 | 0 | 0 | 0 | 0 | 0 | 0
2009 | US | SPP | - | - | W25 | Distributed Generator Capacity >= 1 MW | 0 | 0 | 0 | 0 | 0 | 0 | 0 | 0 | 0 | 0 | 0
2009 | US | SPP | - | - | W26 | Capacity Total from EIA-860 | 0 | 0 | 0 | 0 | 0 | 0 | 0 | 0 | 0 | 0 | 0
2009 | US | SPP | - | - | W27 | Total Installed Baseline Capacity Resources = 12+6b | 55818.5 | 0 | 0 | 0 | 0 | 0 | 0 | 0 | 0 | 0 | 0
2009 | US | WECC | - | - | W01 | Unrestricted Non-coincident Peak Demand = 2+1a+1b-1c-1d | 113605 | 112357 | 114562 | 116709 | 118558 | 120441 | 122411 | 124409 | 126270 | 128276 | 130218
2009 | US | WECC | - | - | W01a | New Conservation (Energy Efficiency) | 0 | 2010 | 2443 | 2854 | 3013 | 3138 | 3263 | 3378 | 3493 | 3598 | 3680
2009 | US | WECC | - | - | W01b | Estimated Diversity | 0 | 0 | 0 | 0 | 0 | 0 | 0 | 0 | 0 | 0 | 0
2009 | US | WECC | - | - | W01c | Additions for non-member load (load served by non-registered LSE's in a region) | 0 | 0 | 0 | 0 | 0 | 0 | 0 | 0 | 0 | 0 | 0
2009 | US | WECC | - | - | W01d | Stand-by Load Under Contract (Normally served by behind the meter generation) | 0 | 977 | 977 | 977 | 977 | 977 | 977 | 977 | 977 | 977 | 977
2009 | US | WECC | - | - | W02 | Total Internal Demand | 113605 | 111324 | 113096 | 114832 | 116522 | 118280 | 120125 | 122008 | 123754 | 125655 | 127515
2009 | US | WECC | - | - | W02a | Direct Control Load Management | 716 | 654 | 704 | 718 | 726 | 730 | 735 | 743 | 746 | 750 | 754
2009 | US | WECC | - | - | W02b | Contractually Interruptible (Curtailable) | 1719 | 1913 | 2039 | 2200 | 2206 | 2222 | 2244 | 2260 | 2261 | 2264 | 2266
2009 | US | WECC | - | - | W02c | Critical Peak-Pricing (CPP) with Control | 0 | 5 | 10 | 15 | 19 | 31 | 37 | 43 | 45 | 46 | 48
2009 | US | WECC | - | - | W02d | Load as a Capacity Resource | 193 | 217 | 336 | 438 | 426 | 430 | 432 | 435 | 437 | 439 | 442
2009 | US | WECC | - | - | W03 | Net Internal Demand = 2-2a-2b-2c-2d | 110977 | 108535 | 110007 | 111461 | 113145 | 114867 | 116677 | 118527 | 120265 | 122156 | 124005
2009 | US | WECC | - | - | W04a | Demand Response used for Reserves - Spinning | 0 | 90 | 90 | 90 | 90 | 90 | 90 | 90 | 90 | 90 | 90
2009 | US | WECC | - | - | W04b | Demand Response used for Reserves - Non-Spinning | 0 | 0 | 0 | 0 | 0 | 0 | 0 | 0 | 0 | 0 | 0
2009 | US | WECC | - | - | W04c | Demand Response used for Regulation | 0 | 0 | 0 | 0 | 0 | 0 | 0 | 0 | 0 | 0 | 0
2009 | US | WECC | - | - | W04d | Demand Response used for Energy, Voluntary - Emergency | 143 | 145 | 187 | 200 | 182 | 184 | 186 | 187 | 158 | 159 | 159
2009 | US | WECC | - | - | W05 | TOTAL INTERNAL CAPACITY = 6+7 | 179921 | 187012 | 194093 | 200562 | 206445 | 209463 | 211082 | 212971 | 212337 | 213288 | 213554
2009 | US | WECC | - | - | W06 | EXISTING CAPACITY = 6a+6b+6c | 179921 | 182322 | 182086 | 182297 | 181454 | 181532 | 181011 | 182117 | 181692 | 182139 | 181825
2009 | US | WECC | - | - | W06a | Existing, Certain (Note: The sum of 6a1 through 6a4 must be <= 6a) | 167152 | 169384 | 169052 | 169364 | 168636 | 168753 | 168122 | 169112 | 168658 | 169109 | 168795
2009 | US | WECC | - | - | W06a1 | Wind Expected On-Peak | 1446 | 1439 | 1439 | 1439 | 1439 | 1439 | 1439 | 1439 | 1432 | 1432 | 1432
2009 | US | WECC | - | - | W06a2 | Solar Expected On-Peak | 36 | 36 | 36 | 36 | 36 | 36 | 36 | 36 | 36 | 36 | 36
2009 | US | WECC | - | - | W06a3 | Hydro Expected On-Peak | 48311 | 48720 | 48405 | 48536 | 47764 | 47803 | 47681 | 47665 | 47537 | 47541 | 47538
2009 | US | WECC | - | - | W06a4 | Biomass Expected On-Peak | 1276 | 1274 | 1274 | 1274 | 1274 | 1274 | 1274 | 1274 | 1274 | 1274 | 1274
2009 | US | WECC | - | - | W06a5 | Load as a Capacity Resource Expected On-Peak (Load Management Programs) | 0 | 0 | 0 | 0 | 0 | 0 | 0 | 0 | 0 | 0 | 0
2009 | US | WECC | - | - | W06b | Existing, Other (Note: The sum of 6b1 through 6b7 must be <= 6b) | 12769 | 12938 | 13034 | 12933 | 12818 | 12779 | 12889 | 13005 | 13034 | 13030 | 13030
2009 | US | WECC | - | - | W06b1 | Wind Derate On-Peak | 6487 | 6487 | 6487 | 6487 | 6487 | 6487 | 6487 | 6487 | 6487 | 6487 | 6487
2009 | US | WECC | - | - | W06b2 | Solar Derate On-Peak | 457 | 457 | 457 | 457 | 457 | 457 | 457 | 457 | 457 | 457 | 457
2009 | US | WECC | - | - | W06b3 | Hydro Derate On-Peak | 5533 | 5702 | 5798 | 5697 | 5582 | 5543 | 5653 | 5769 | 5798 | 5794 | 5794
2009 | US | WECC | - | - | W06b4 | Biomass Derate On-Peak | 292 | 292 | 292 | 292 | 292 | 292 | 292 | 292 | 292 | 292 | 292
2009 | US | WECC | - | - | W06b5 | Load as a Capacity Resource Derate On-Peak (Load Management Programs) | 0 | 0 | 0 | 0 | 0 | 0 | 0 | 0 | 0 | 0 | 0
2009 | US | WECC | - | - | W06b6 | Energy Only | 0 | 0 | 0 | 0 | 0 | 0 | 0 | 0 | 0 | 0 | 0
2009 | US | WECC | - | - | W06b7 | Scheduled Outage - Maintenance | 0 | 0 | 0 | 0 | 0 | 0 | 0 | 0 | 0 | 0 | 0
2009 | US | WECC | - | - | W06b8 | Transmission-Limited Resources | 0 | 0 | 0 | 0 | 0 | 0 | 0 | 0 | 0 | 0 | 0
2009 | US | WECC | - | - | W06c | Existing, Inoperable (Note: Capacity reported in this line are not used in margin calculations) | 0 | 0 | 0 | 0 | 0 | 0 | 0 | 0 | 0 | 0 | 0
2009 | US | WECC | - | - | W07 | FUTURE CAPACITY ADDITIONS = 7a+7b | 0 | 4690 | 12007 | 18265 | 24991 | 27931 | 30071 | 30854 | 30645 | 31149 | 31729
2009 | US | WECC | - | - | W07a | Future, Planned (Note: Only the net expected On-Peak values are included in this line and does not include Energy Only.) | 0 | 4683 | 11839 | 17753 | 23167 | 24405 | 24711 | 24578 | 24616 | 24625 | 24588
2009 | US | WECC | - | - | W07a1 | Wind Expected On-Peak | 0 | 361 | 1004 | 1587 | 1779 | 1884 | 1937 | 1937 | 1937 | 1937 | 1937
2009 | US | WECC | - | - | W07a2 | Solar Expected On-Peak | 0 | 19 | 1299 | 3362 | 4171 | 5110 | 5117 | 5124 | 5132 | 5139 | 5213
2009 | US | WECC | - | - | W07a3 | Hydro Expected On-Peak | 0 | 36 | 58 | 65 | 122 | 122 | 124 | 124 | 124 | 124 | 124
2009 | US | WECC | - | - | W07a4 | Biomass Expected On-Peak | 0 | 233 | 251 | 252 | 291 | 315 | 339 | 363 | 390 | 391 | 392
2009 | US | WECC | - | - | W07b | Future, Other (Note: Only the net expected On-Peak values are included in this line and does not include Energy Only.) | 0 | 0 | 0 | 0 | 50 | 50 | 50 | 50 | 50 | 50 | 50
2009 | US | WECC | - | - | W07b1 | Wind Expected On-Peak | 0 | 0 | 0 | 0 | 0 | 0 | 0 | 0 | 0 | 0 | 0
2009 | US | WECC | - | - | W07b2 | Wind Derate On-Peak | 0 | 3024 | 6567 | 10172 | 12300 | 12973 | 13135 | 13135 | 13135 | 13135 | 13135
2009 | US | WECC | - | - | W07b3 | Solar Expected On-Peak | 0 | 0 | 0 | 0 | 0 | 0 | 0 | 0 | 0 | 0 | 0
2009 | US | WECC | - | - | W07b4 | Solar Derate On-Peak | 0 | 1458 | 3082 | 5604 | 7962 | 9978 | 11878 | 12808 | 12808 | 12808 | 12808
2009 | US | WECC | - | - | W07b5 | Hydro Expected On-Peak | 0 | 0 | 0 | 0 | 0 | 0 | 0 | 0 | 0 | 0 | 0
2009 | US | WECC | - | - | W07b6 | Hydro Derate On-Peak | 0 | 0 | 0 | 0 | 0 | 0 | 0 | 0 | 0 | 0 | 0
2009 | US | WECC | - | - | W07b7 | Biomass Expected On-Peak | 0 | 0 | 0 | 0 | 50 | 50 | 50 | 50 | 50 | 50 | 50
2009 | US | WECC | - | - | W07b8 | Biomass Derate On-Peak | 0 | 37 | 39 | 39 | 40 | 40 | 40 | 40 | 40 | 40 | 40
2009 | US | WECC | - | - | W07b9 | Energy Only | 0 | 0 | 0 | 0 | 0 | 0 | 0 | 0 | 0 | 0 | 0
2009 | US | WECC | - | - | W08 | Conceptual (Note: Only the net expected on-peak capacity is included in this line and does not include Energy Only.) | 0 | 7 | 168 | 512 | 1824 | 3526 | 5360 | 6276 | 6029 | 6524 | 7141
2009 | US | WECC | - | - | W08a1 | Wind Expected On-Peak | 0 | 0 | 0 | 17 | 37 | 79 | 85 | 95 | 97 | 97 | 107
2009 | US | WECC | - | - | W08a2 | Wind Derate On-Peak | 0 | 303 | 1282 | 1715 | 2236 | 3918 | 4352 | 4632 | 4730 | 4730 | 4750
2009 | US | WECC | - | - | W08a3 | Solar Expected On-Peak | 0 | 1 | 2 | 4 | 99 | 427 | 617 | 634 | 635 | 635 | 695
2009 | US | WECC | - | - | W08a4 | Solar Derate On-Peak | 0 | 0 | 0 | 0 | 0 | 0 | 0 | 0 | 0 | 0 | 0
2009 | US | WECC | - | - | W08a5 | Hydro Expected On-Peak | 0 | 0 | 0 | 0 | 0 | 25 | 50 | 465 | 465 | 465 | 465
2009 | US | WECC | - | - | W08a6 | Hydro Derate On-Peak | 0 | 0 | 0 | 0 | 0 | 0 | 0 | 0 | 0 | 0 | 0
2009 | US | WECC | - | - | W08a7 | Biomass Expected On-Peak | 0 | 2 | 4 | 6 | 8 | 10 | 12 | 14 | 17 | 18 | 20
2009 | US | WECC | - | - | W08a8 | Biomass Derate On-Peak | 0 | 0 | 0 | 0 | 0 | 0 | 0 | 0 | 0 | 0 | 0
2009 | US | WECC | - | - | W08a9 | Energy Only | 0 | 0 | 0 | 0 | 0 | 0 | 0 | 0 | 0 | 0 | 0
2009 | US | WECC | - | - | W09 | DELIVERABLE INTERNAL CAPACITY = 6a+7a | 167152 | 174067 | 180891 | 187117 | 191803 | 193158 | 192833 | 193690 | 193274 | 193734 | 193383
2009 | US | WECC | - | - | W10 | CAPACITY TRANSACTIONS - IMPORTS = 10a+10b+10c+10d | 160 | 695 | 989 | 1260 | 1264 | 1250 | 1189 | 1010 | 964 | 916 | 868
2009 | US | WECC | - | - | W10a | Firm (Note: The sum of 10a1 and 10a2 must be <= 10a) | 160 | 166 | 166 | 166 | 116 | 116 | 129 | 129 | 229 | 207 | 218
2009 | US | WECC | - | - | W10a1 | Full-Responsibility Purchases | 0 | 0 | 0 | 0 | 0 | 0 | 0 | 0 | 100 | 78 | 89
2009 | US | WECC | - | - | W10a2 | Owned Capacity/Entitlement Located Outside the Region/Subregion | 160 | 166 | 166 | 166 | 116 | 116 | 129 | 129 | 129 | 129 | 129
2009 | US | WECC | - | - | W10b | Non-firm | 0 | 0 | 0 | 0 | 0 | 0 | 0 | 0 | 0 | 0 | 0
2009 | US | WECC | - | - | W10c | Expected (Note: The sum of 10c1 and 10c2 must be <= 10c) | 0 | 529 | 823 | 1094 | 1148 | 1134 | 1060 | 881 | 735 | 709 | 650
2009 | US | WECC | - | - | W10c1 | Full-Responsibility Purchases | 0 | 529 | 823 | 1094 | 1148 | 1134 | 1060 | 881 | 735 | 709 | 650
2009 | US | WECC | - | - | W10c2 | Owned Capacity/Entitlement Located Outside the Region/Subregion | 0 | 0 | 0 | 0 | 0 | 0 | 0 | 0 | 0 | 0 | 0
2009 | US | WECC | - | - | W10d | Provisional – transactions under study, but negotiations have not begun. | 0 | 0 | 0 | 0 | 0 | 0 | 0 | 0 | 0 | 0 | 0
2009 | US | WECC | - | - | W11 | CAPACITY TRANSACTIONS - EXPORTS = 11a+11b+11c+11d | 0 | 1260 | 1225 | 1273 | 1321 | 1352 | 1334 | 1200 | 1200 | 1200 | 1200
2009 | US | WECC | - | - | W11a | Firm (Note: The sum of 11a1 and 11a2 must be <= 11a) | 0 | 1260 | 1225 | 1273 | 1321 | 1352 | 1334 | 1200 | 1200 | 1200 | 1200
2009 | US | WECC | - | - | W11a1 | Full-Responsibility Purchases | 0 | 60 | 25 | 73 | 121 | 152 | 134 | 0 | 0 | 0 | 0
2009 | US | WECC | - | - | W11a2 | Owned Capacity/Entitlement Located Outside the Region/Subregion | 0 | 1200 | 1200 | 1200 | 1200 | 1200 | 1200 | 1200 | 1200 | 1200 | 1200
2009 | US | WECC | - | - | W11b | Non-firm | 0 | 0 | 0 | 0 | 0 | 0 | 0 | 0 | 0 | 0 | 0
2009 | US | WECC | - | - | W11c | Expected (Note: The sum of 11c1 and 11c2 must be <= 11c) | 0 | 0 | 0 | 0 | 0 | 0 | 0 | 0 | 0 | 0 | 0
2009 | US | WECC | - | - | W11c1 | Full-Responsibility Purchases | 0 | 0 | 0 | 0 | 0 | 0 | 0 | 0 | 0 | 0 | 0
2009 | US | WECC | - | - | W11c2 | Owned Capacity/Entitlement Located Outside the Region/Subregion | 0 | 0 | 0 | 0 | 0 | 0 | 0 | 0 | 0 | 0 | 0
2009 | US | WECC | - | - | W11d | Provisional – transactions under study, but negotiations have not begun. | 0 | 0 | 0 | 0 | 0 | 0 | 0 | 0 | 0 | 0 | 0
2009 | US | WECC | - | - | W12 | EXISTING, CERTAIN CAPACITY & NET FIRM TRANSACTIONS = 6a+Net Firm Transactions | 167312 | 168290 | 167993 | 168257 | 167431 | 167517 | 166917 | 168041 | 167687 | 168116 | 167813
2009 | US | WECC | - | - | W13 | DELIVERABLE CAPACITY RESOURCES = 12+7a+Net Expected Transactions | 167312 | 173502 | 180655 | 187104 | 191746 | 193056 | 192688 | 193500 | 193038 | 193450 | 193051
2009 | US | WECC | - | - | W14 | PROSPECTIVE CAPACITY RESOURCES = 13+6b-[Existing,Other Derates]+16b | 167312 | 173502 | 180655 | 187104 | 191746 | 193056 | 192688 | 193500 | 193038 | 193450 | 193051
2009 | US | WECC | - | - | W15 | TOTAL POTENTIAL CAPACITY RESOURCES = 13+6b-[Existing,Other Derates]+7b+ 8+Net Provisional Transactions | 167312 | 173509 | 180823 | 187616 | 193620 | 196632 | 198098 | 199826 | 199117 | 200024 | 200242
2009 | US | WECC | - | - | W15a | ADJUSTED POTENTIAL CAPACITY RESOURCES = 13+6b-[Existing,Other Derates]+ 16b+16d+Net Provisional Transactions | 167312 | 173504.002 | 180659.704 | 187245.824 | 192318.736 | 194392.354 | 195137.52 | 196186.128 | 195329.02 | 196144.412 | 196121.63
2009 | US | WECC | - | - | W16a | Confidence of Future, Other (7b), using reasonable judgement | 0 | 0 | 0 | 0 | 0 | 0 | 0 | 0 | 0 | 0 | 0
2009 | US | WECC | - | - | W16b | Net Future, Other Resources After Confidence Percentage Is Applied = 7b*16a | 0 | 0 | 0 | 0 | 0 | 0 | 0 | 0 | 0 | 0 | 0
2009 | US | WECC | - | - | W16c | Confidence of Conceptual (8), using reasonable judgement | 0 | 0.286 | 0.028 | 0.277 | 0.314 | 0.379 | 0.457 | 0.428 | 0.38 | 0.413 | 0.43
2009 | US | WECC | - | - | W16d | Net Conceptual Resources After Confidence Percentage Is Applied = 8*16c | 0 | 2.002 | 4.704 | 141.824 | 572.736 | 1336.354 | 2449.52 | 2686.128 | 2291.02 | 2694.412 | 3070.63
2009 | US | WECC | - | - | W17C | Region/Subregion Target Capacity Margin | 0 | 0.14319 | 0.14319 | 0.14319 | 0.14319 | 0.14319 | 0.14319 | 0.14319 | 0.14319 | 0.14319 | 0.14319
2009 | US | WECC | - | - | W17R | Region/Subregion Target Reserve Margin | 0 | 0.16712 | 0.16712 | 0.16712 | 0.16712 | 0.16712 | 0.16712 | 0.16712 | 0.16712 | 0.16712 | 0.16712
2009 | US | WECC | - | - | W18C | Existing Certain and Net Firm Transactions = (12-3)/12 | 0 | 0.35507 | 0.34517 | 0.33756 | 0.32423 | 0.3143 | 0.30099 | 0.29465 | 0.2828 | 0.27338 | 0.26105
2009 | US | WECC | - | - | W19C | Deliverable Capacity Resources = (13-3)/13 | 0 | 0.37445 | 0.39107 | 0.40428 | 0.40992 | 0.40501 | 0.39448 | 0.38746 | 0.37699 | 0.36854 | 0.35766
2009 | US | WECC | - | - | W20C | Prospective Capacity Resources = (14-3)/14 | 0 | 0.37445 | 0.39107 | 0.40428 | 0.40992 | 0.40501 | 0.39448 | 0.38746 | 0.37699 | 0.36854 | 0.35766
2009 | US | WECC | - | - | W21C | Total Potential Resources = (15-3)/15 | 0 | 0.37447 | 0.39163 | 0.40591 | 0.41563 | 0.41583 | 0.41101 | 0.40685 | 0.39601 | 0.38929 | 0.38072
2009 | US | WECC | - | - | W22C | Adjusted Potential Resources = (15a-3)/15a | 0 | 0.37445 | 0.39108 | 0.40473 | 0.41168 | 0.4091 | 0.40208 | 0.39584 | 0.3843 | 0.37721 | 0.36771
2009 | US | WECC | - | - | W18R | Existing Certain and Net Firm Transactions = (12-3)/3 | 0 | 0.55056 | 0.52711 | 0.50956 | 0.47979 | 0.45836 | 0.43059 | 0.41774 | 0.39431 | 0.37624 | 0.35328
2009 | US | WECC | - | - | W19R | Deliverable Capacity Resources = (13-3)/3 | 0 | 0.59858 | 0.64221 | 0.67865 | 0.69469 | 0.68069 | 0.65147 | 0.63254 | 0.60511 | 0.58363 | 0.5568
2009 | US | WECC | - | - | W20R | Prospective Capacity Resources = (14-3)/3 | 0 | 0.59858 | 0.64221 | 0.67865 | 0.69469 | 0.68069 | 0.65147 | 0.63254 | 0.60511 | 0.58363 | 0.5568
2009 | US | WECC | - | - | W21R | Total Potential Resources = (15-3)/3 | 0 | 0.59865 | 0.64374 | 0.68324 | 0.71126 | 0.71182 | 0.69783 | 0.68591 | 0.65565 | 0.63745 | 0.61479
2009 | US | WECC | - | - | W22R | Adjusted Potential Resources = (15a-3)/3 | 0 | 0.5986 | 0.64226 | 0.67992 | 0.69975 | 0.69233 | 0.67246 | 0.6552 | 0.62416 | 0.60569 | 0.58156
2009 | US | WECC | - | - | W24 | Other Capacity < 1 MW | 0 | 0 | 0 | 0 | 0 | 0 | 0 | 0 | 0 | 0 | 0
2009 | US | WECC | - | - | W25 | Distributed Generator Capacity >= 1 MW | 0 | 0 | 0 | 0 | 0 | 0 | 0 | 0 | 0 | 0 | 0
2009 | US | WECC | - | - | W26 | Capacity Total from EIA-860 | 0 | 0 | 0 | 0 | 0 | 0 | 0 | 0 | 0 | 0 | 0
2009 | US | WECC | - | - | W27 | Total Installed Baseline Capacity Resources = 12+6b | 180081 | 0 | 0 | 0 | 0 | 0 | 0 | 0 | 0 | 0 | 0
2009 | US | WECC | AZ-NM-SNV | - | W01 | Unrestricted Non-coincident Peak Demand = 2+1a+1b-1c-1d | 18595 | 18949 | 19286 | 19780 | 20318 | 20830 | 21401 | 21811 | 22370 | 22853 | 23411
2009 | US | WECC | AZ-NM-SNV | - | W01a | New Conservation (Energy Efficiency) | 0 | 81 | 116 | 125 | 150 | 169 | 189 | 208 | 217 | 205 | 190
2009 | US | WECC | AZ-NM-SNV | - | W01b | Estimated Diversity | 0 | 0 | 0 | 0 | 0 | 0 | 0 | 0 | 0 | 0 | 0
2009 | US | WECC | AZ-NM-SNV | - | W01c | Additions for non-member load (load served by non-registered LSE's in a region) | 0 | 0 | 0 | 0 | 0 | 0 | 0 | 0 | 0 | 0 | 0
2009 | US | WECC | AZ-NM-SNV | - | W01d | Stand-by Load Under Contract (Normally served by behind the meter generation) | 0 | 0 | 0 | 0 | 0 | 0 | 0 | 0 | 0 | 0 | 0
2009 | US | WECC | AZ-NM-SNV | - | W02 | Total Internal Demand | 18595 | 18868 | 19170 | 19655 | 20168 | 20661 | 21212 | 21603 | 22153 | 22648 | 23221
2009 | US | WECC | AZ-NM-SNV | - | W02a | Direct Control Load Management | 7 | 11 | 15 | 19 | 23 | 27 | 31 | 34 | 38 | 41 | 44
2009 | US | WECC | AZ-NM-SNV | - | W02b | Contractually Interruptible (Curtailable) | 679 | 681 | 654 | 660 | 661 | 677 | 698 | 698 | 699 | 700 | 701
2009 | US | WECC | AZ-NM-SNV | - | W02c | Critical Peak-Pricing (CPP) with Control | 0 | 0 | 0 | 0 | 0 | 0 | 0 | 0 | 0 | 0 | 0
2009 | US | WECC | AZ-NM-SNV | - | W02d | Load as a Capacity Resource | 0 | 0 | 0 | 0 | 0 | 0 | 0 | 0 | 0 | 0 | 0
2009 | US | WECC | AZ-NM-SNV | - | W03 | Net Internal Demand = 2-2a-2b-2c-2d | 17909 | 18176 | 18501 | 18976 | 19484 | 19957 | 20483 | 20871 | 21416 | 21907 | 22476
2009 | US | WECC | AZ-NM-SNV | - | W04a | Demand Response used for Reserves - Spinning | 0 | 0 | 0 | 0 | 0 | 0 | 0 | 0 | 0 | 0 | 0
2009 | US | WECC | AZ-NM-SNV | - | W04b | Demand Response used for Reserves - Non-Spinning | 0 | 0 | 0 | 0 | 0 | 0 | 0 | 0 | 0 | 0 | 0
2009 | US | WECC | AZ-NM-SNV | - | W04c | Demand Response used for Regulation | 0 | 0 | 0 | 0 | 0 | 0 | 0 | 0 | 0 | 0 | 0
2009 | US | WECC | AZ-NM-SNV | - | W04d | Demand Response used for Energy, Voluntary - Emergency | 0 | 0 | 0 | 0 | 0 | 0 | 0 | 0 | 0 | 0 | 0
2009 | US | WECC | AZ-NM-SNV | - | W05 | TOTAL INTERNAL CAPACITY = 6+7 | 43164 | 42603 | 42779 | 44673 | 44846 | 45774 | 45876 | 45695 | 46388 | 47064 | 47772
2009 | US | WECC | AZ-NM-SNV | - | W06 | EXISTING CAPACITY = 6a+6b+6c | 43164 | 41915 | 41936 | 41890 | 41810 | 42175 | 41657 | 41326 | 42109 | 42217 | 42325
2009 | US | WECC | AZ-NM-SNV | - | W06a | Existing, Certain (Note: The sum of 6a1 through 6a4 must be <= 6a) | 42349 | 41100 | 41121 | 41075 | 40995 | 41360 | 40842 | 40511 | 41294 | 41402 | 41510
2009 | US | WECC | AZ-NM-SNV | - | W06a1 | Wind Expected On-Peak | 149 | 149 | 149 | 149 | 149 | 149 | 149 | 149 | 149 | 149 | 149
2009 | US | WECC | AZ-NM-SNV | - | W06a2 | Solar Expected On-Peak | 16 | 16 | 16 | 16 | 16 | 16 | 16 | 16 | 16 | 16 | 16
2009 | US | WECC | AZ-NM-SNV | - | W06a3 | Hydro Expected On-Peak | 3956 | 3956 | 3956 | 3957 | 3957 | 3957 | 3957 | 3957 | 3957 | 3957 | 3957
2009 | US | WECC | AZ-NM-SNV | - | W06a4 | Biomass Expected On-Peak | 81 | 81 | 81 | 81 | 81 | 81 | 81 | 81 | 81 | 81 | 81
2009 | US | WECC | AZ-NM-SNV | - | W06a5 | Load as a Capacity Resource Expected On-Peak (Load Management Programs) | 0 | 0 | 0 | 0 | 0 | 0 | 0 | 0 | 0 | 0 | 0
2009 | US | WECC | AZ-NM-SNV | - | W06b | Existing, Other (Note: The sum of 6b1 through 6b7 must be <= 6b) | 815 | 815 | 815 | 815 | 815 | 815 | 815 | 815 | 815 | 815 | 815
2009 | US | WECC | AZ-NM-SNV | - | W06b1 | Wind Derate On-Peak | 184 | 184 | 184 | 184 | 184 | 184 | 184 | 184 | 184 | 184 | 184
2009 | US | WECC | AZ-NM-SNV | - | W06b2 | Solar Derate On-Peak | 0 | 0 | 0 | 0 | 0 | 0 | 0 | 0 | 0 | 0 | 0
2009 | US | WECC | AZ-NM-SNV | - | W06b3 | Hydro Derate On-Peak | 631 | 631 | 631 | 631 | 631 | 631 | 631 | 631 | 631 | 631 | 631
2009 | US | WECC | AZ-NM-SNV | - | W06b4 | Biomass Derate On-Peak | 0 | 0 | 0 | 0 | 0 | 0 | 0 | 0 | 0 | 0 | 0
2009 | US | WECC | AZ-NM-SNV | - | W06b5 | Load as a Capacity Resource Derate On-Peak (Load Management Programs) | 0 | 0 | 0 | 0 | 0 | 0 | 0 | 0 | 0 | 0 | 0
2009 | US | WECC | AZ-NM-SNV | - | W06b6 | Energy Only | 0 | 0 | 0 | 0 | 0 | 0 | 0 | 0 | 0 | 0 | 0
2009 | US | WECC | AZ-NM-SNV | - | W06b7 | Scheduled Outage - Maintenance | 0 | 0 | 0 | 0 | 0 | 0 | 0 | 0 | 0 | 0 | 0
2009 | US | WECC | AZ-NM-SNV | - | W06b8 | Transmission-Limited Resources | 0 | 0 | 0 | 0 | 0 | 0 | 0 | 0 | 0 | 0 | 0
2009 | US | WECC | AZ-NM-SNV | - | W06c | Existing, Inoperable (Note: Capacity reported in this line are not used in margin calculations) | 0 | 0 | 0 | 0 | 0 | 0 | 0 | 0 | 0 | 0 | 0
2009 | US | WECC | AZ-NM-SNV | - | W07 | FUTURE CAPACITY ADDITIONS = 7a+7b | 0 | 688 | 843 | 2783 | 3036 | 3599 | 4219 | 4369 | 4279 | 4847 | 5447
2009 | US | WECC | AZ-NM-SNV | - | W07a | Future, Planned (Note: Only the net expected On-Peak values are included in this line and does not include Energy Only.) | 0 | 686 | 638 | 1811 | 1815 | 1815 | 1809 | 1809 | 1809 | 1809 | 1809
2009 | US | WECC | AZ-NM-SNV | - | W07a1 | Wind Expected On-Peak | 0 | 76 | 76 | 76 | 76 | 76 | 76 | 76 | 76 | 76 | 76
2009 | US | WECC | AZ-NM-SNV | - | W07a2 | Solar Expected On-Peak | 0 | 0 | 15 | 15 | 15 | 15 | 15 | 15 | 15 | 15 | 15
2009 | US | WECC | AZ-NM-SNV | - | W07a3 | Hydro Expected On-Peak | 0 | 0 | 0 | 0 | 0 | 0 | 0 | 0 | 0 | 0 | 0
2009 | US | WECC | AZ-NM-SNV | - | W07a4 | Biomass Expected On-Peak | 0 | 0 | 0 | 0 | 0 | 0 | 0 | 0 | 0 | 0 | 0
2009 | US | WECC | AZ-NM-SNV | - | W07b | Future, Other (Note: Only the net expected On-Peak values are included in this line and does not include Energy Only.) | 0 | 0 | 0 | 0 | 50 | 50 | 50 | 50 | 50 | 50 | 50
2009 | US | WECC | AZ-NM-SNV | - | W07b1 | Wind Expected On-Peak | 0 | 0 | 0 | 38 | 38 | 38 | 38 | 38 | 38 | 38 | 38
2009 | US | WECC | AZ-NM-SNV | - | W07b2 | Wind Derate On-Peak | 0 | 62 | 62 | 124 | 124 | 124 | 124 | 124 | 124 | 124 | 124
2009 | US | WECC | AZ-NM-SNV | - | W07b3 | Solar Expected On-Peak | 0 | 0 | 0 | 0 | 0 | 0 | 0 | 0 | 0 | 0 | 0
2009 | US | WECC | AZ-NM-SNV | - | W07b4 | Solar Derate On-Peak | 0 | 0 | 45 | 335 | 335 | 335 | 335 | 335 | 335 | 335 | 335
2009 | US | WECC | AZ-NM-SNV | - | W07b5 | Hydro Expected On-Peak | 0 | 0 | 0 | 0 | 0 | 0 | 0 | 0 | 0 | 0 | 0
2009 | US | WECC | AZ-NM-SNV | - | W07b6 | Hydro Derate On-Peak | 0 | 0 | 0 | 0 | 0 | 0 | 0 | 0 | 0 | 0 | 0
2009 | US | WECC | AZ-NM-SNV | - | W07b7 | Biomass Expected On-Peak | 0 | 0 | 0 | 0 | 50 | 50 | 50 | 50 | 50 | 50 | 50
2009 | US | WECC | AZ-NM-SNV | - | W07b8 | Biomass Derate On-Peak | 0 | 0 | 0 | 0 | 0 | 0 | 0 | 0 | 0 | 0 | 0
2009 | US | WECC | AZ-NM-SNV | - | W07b9 | Energy Only | 0 | 0 | 0 | 0 | 0 | 0 | 0 | 0 | 0 | 0 | 0
2009 | US | WECC | AZ-NM-SNV | - | W08 | Conceptual (Note: Only the net expected on-peak capacity is included in this line and does not include Energy Only.) | 0 | 2 | 205 | 972 | 1221 | 1784 | 2410 | 2560 | 2470 | 3038 | 3638
2009 | US | WECC | AZ-NM-SNV | - | W08a1 | Wind Expected On-Peak | 0 | 0 | 0 | 0 | 0 | 42 | 42 | 80 | 80 | 80 | 80
2009 | US | WECC | AZ-NM-SNV | - | W08a2 | Wind Derate On-Peak | 0 | 0 | 0 | 0 | 0 | 1382 | 1382 | 1444 | 1444 | 1444 | 1444
2009 | US | WECC | AZ-NM-SNV | - | W08a3 | Solar Expected On-Peak | 0 | 2 | 4 | 5 | 261 | 429 | 617 | 627 | 627 | 627 | 687
2009 | US | WECC | AZ-NM-SNV | - | W08a4 | Solar Derate On-Peak | 0 | 0 | 0 | 0 | 31 | 85 | 147 | 237 | 237 | 237 | 237
2009 | US | WECC | AZ-NM-SNV | - | W08a5 | Hydro Expected On-Peak | 0 | 0 | 0 | 0 | 0 | 0 | 0 | 0 | 0 | 0 | 0
2009 | US | WECC | AZ-NM-SNV | - | W08a6 | Hydro Derate On-Peak | 0 | 0 | 0 | 0 | 0 | 0 | 0 | 0 | 0 | 0 | 0
2009 | US | WECC | AZ-NM-SNV | - | W08a7 | Biomass Expected On-Peak | 0 | 0 | 0 | 0 | 0 | 0 | 0 | 0 | 0 | 0 | 0
2009 | US | WECC | AZ-NM-SNV | - | W08a8 | Biomass Derate On-Peak | 0 | 0 | 0 | 0 | 0 | 0 | 0 | 0 | 0 | 0 | 0
2009 | US | WECC | AZ-NM-SNV | - | W08a9 | Energy Only | 0 | 0 | 0 | 0 | 0 | 0 | 0 | 0 | 0 | 0 | 0
2009 | US | WECC | AZ-NM-SNV | - | W09 | DELIVERABLE INTERNAL CAPACITY = 6a+7a | 42349 | 41786 | 41759 | 42886 | 42810 | 43175 | 42651 | 42320 | 43103 | 43211 | 43319
2009 | US | WECC | AZ-NM-SNV | - | W10 | CAPACITY TRANSACTIONS - IMPORTS = 10a+10b+10c+10d | 390 | 2371 | 2379 | 2352 | 2419 | 2158 | 1688 | 1688 | 1639 | 1506 | 1360
2009 | US | WECC | AZ-NM-SNV | - | W10a | Firm (Note: The sum of 10a1 and 10a2 must be <= 10a) | 390 | 2352 | 2345 | 2352 | 2005 | 1983 | 1513 | 1513 | 1464 | 1067 | 676
2009 | US | WECC | AZ-NM-SNV | - | W10a1 | Full-Responsibility Purchases | 0 | 1962 | 1955 | 1962 | 1615 | 1593 | 1123 | 1123 | 1074 | 677 | 286
2009 | US | WECC | AZ-NM-SNV | - | W10a2 | Owned Capacity/Entitlement Located Outside the Region/Subregion | 390 | 390 | 390 | 390 | 390 | 390 | 390 | 390 | 390 | 390 | 390
2009 | US | WECC | AZ-NM-SNV | - | W10b | Non-firm | 0 | 0 | 0 | 0 | 0 | 0 | 0 | 0 | 0 | 0 | 0
2009 | US | WECC | AZ-NM-SNV | - | W10c | Expected (Note: The sum of 10c1 and 10c2 must be <= 10c) | 0 | 19 | 34 | 0 | 414 | 175 | 175 | 175 | 175 | 439 | 684
2009 | US | WECC | AZ-NM-SNV | - | W10c1 | Full-Responsibility Purchases | 0 | 19 | 34 | 0 | 239 | 0 | 0 | 0 | 0 | 264 | 509
2009 | US | WECC | AZ-NM-SNV | - | W10c2 | Owned Capacity/Entitlement Located Outside the Region/Subregion | 0 | 0 | 0 | 0 | 175 | 175 | 175 | 175 | 175 | 175 | 175
2009 | US | WECC | AZ-NM-SNV | - | W10d | Provisional – transactions under study, but negotiations have not begun. | 0 | 0 | 0 | 0 | 0 | 0 | 0 | 0 | 0 | 0 | 0
2009 | US | WECC | AZ-NM-SNV | - | W11 | CAPACITY TRANSACTIONS - EXPORTS = 11a+11b+11c+11d | 5363 | 5382 | 5397 | 5433 | 5430 | 5614 | 5306 | 5306 | 5220 | 5198 | 5198
2009 | US | WECC | AZ-NM-SNV | - | W11a | Firm (Note: The sum of 11a1 and 11a2 must be <= 11a) | 5363 | 5363 | 5363 | 5363 | 5363 | 5131 | 5131 | 5131 | 5131 | 5131 | 5131
2009 | US | WECC | AZ-NM-SNV | - | W11a1 | Full-Responsibility Purchases | 0 | 0 | 0 | 0 | 0 | 0 | 0 | 0 | 0 | 0 | 0
2009 | US | WECC | AZ-NM-SNV | - | W11a2 | Owned Capacity/Entitlement Located Outside the Region/Subregion | 5363 | 5363 | 5363 | 5363 | 5363 | 5131 | 5131 | 5131 | 5131 | 5131 | 5131
2009 | US | WECC | AZ-NM-SNV | - | W11b | Non-firm | 0 | 0 | 0 | 0 | 0 | 0 | 0 | 0 | 0 | 0 | 0
2009 | US | WECC | AZ-NM-SNV | - | W11c | Expected (Note: The sum of 11c1 and 11c2 must be <= 11c) | 0 | 19 | 34 | 70 | 67 | 483 | 175 | 175 | 89 | 67 | 67
2009 | US | WECC | AZ-NM-SNV | - | W11c1 | Full-Responsibility Purchases | 0 | 0 | 0 | 36 | 0 | 416 | 108 | 108 | 22 | 0 | 0
2009 | US | WECC | AZ-NM-SNV | - | W11c2 | Owned Capacity/Entitlement Located Outside the Region/Subregion | 0 | 19 | 34 | 34 | 67 | 67 | 67 | 67 | 67 | 67 | 67
2009 | US | WECC | AZ-NM-SNV | - | W11d | Provisional – transactions under study, but negotiations have not begun. | 0 | 0 | 0 | 0 | 0 | 0 | 0 | 0 | 0 | 0 | 0
2009 | US | WECC | AZ-NM-SNV | - | W12 | EXISTING, CERTAIN CAPACITY & NET FIRM TRANSACTIONS = 6a+Net Firm Transactions | 37376 | 38089 | 38103 | 38064 | 37637 | 38212 | 37224 | 36893 | 37627 | 37338 | 37055
2009 | US | WECC | AZ-NM-SNV | - | W13 | DELIVERABLE CAPACITY RESOURCES = 12+7a+Net Expected Transactions | 37376 | 38775 | 38741 | 39805 | 39799 | 39719 | 39033 | 38702 | 39522 | 39519 | 39481
2009 | US | WECC | AZ-NM-SNV | - | W14 | PROSPECTIVE CAPACITY RESOURCES = 13+6b-[Existing,Other Derates]+16b | 37376 | 38775 | 38741 | 39805 | 39799 | 39719 | 39033 | 38702 | 39522 | 39519 | 39481
2009 | US | WECC | AZ-NM-SNV | - | W15 | TOTAL POTENTIAL CAPACITY RESOURCES = 13+6b-[Existing,Other Derates]+7b+ 8+Net Provisional Transactions | 37376 | 38777 | 38946 | 40777 | 41070 | 41553 | 41493 | 41312 | 42042 | 42607 | 43169
2009 | US | WECC | AZ-NM-SNV | - | W15a | ADJUSTED POTENTIAL CAPACITY RESOURCES = 13+6b-[Existing,Other Derates]+ 16b+16d+Net Provisional Transactions | 37376 | 38775 | 38741 | 40102.432 | 40045.642 | 40222.088 | 39968.08 | 39726 | 40248.18 | 40633.946 | 40958.028
2009 | US | WECC | AZ-NM-SNV | - | W16a | Confidence of Future, Other (7b), using reasonable judgement | 0 | 0 | 0 | 0 | 0 | 0 | 0 | 0 | 0 | 0 | 0
2009 | US | WECC | AZ-NM-SNV | - | W16b | Net Future, Other Resources After Confidence Percentage Is Applied = 7b*16a | 0 | 0 | 0 | 0 | 0 | 0 | 0 | 0 | 0 | 0 | 0
2009 | US | WECC | AZ-NM-SNV | - | W16c | Confidence of Conceptual (8), using reasonable judgement | 0 | 0 | 0 | 0.306 | 0.202 | 0.282 | 0.388 | 0.4 | 0.294 | 0.367 | 0.406
2009 | US | WECC | AZ-NM-SNV | - | W16d | Net Conceptual Resources After Confidence Percentage Is Applied = 8*16c | 0 | 0 | 0 | 297.432 | 246.642 | 503.088 | 935.08 | 1024 | 726.18 | 1114.946 | 1477.028
2009 | US | WECC | AZ-NM-SNV | - | W17C | Region/Subregion Target Capacity Margin | 0 | 0.13416 | 0.13416 | 0.13416 | 0.13416 | 0.13416 | 0.13416 | 0.13416 | 0.13416 | 0.13416 | 0.13416
2009 | US | WECC | AZ-NM-SNV | - | W17R | Region/Subregion Target Reserve Margin | 0 | 0.15495 | 0.15495 | 0.15495 | 0.15495 | 0.15495 | 0.15495 | 0.15495 | 0.15495 | 0.15495 | 0.15495
2009 | US | WECC | AZ-NM-SNV | - | W18C | Existing Certain and Net Firm Transactions = (12-3)/12 | 0 | 0.5228 | 0.51445 | 0.50147 | 0.48232 | 0.47773 | 0.44974 | 0.43428 | 0.43083 | 0.41328 | 0.39344
2009 | US | WECC | AZ-NM-SNV | - | W19C | Deliverable Capacity Resources = (13-3)/13 | 0 | 0.53124 | 0.52244 | 0.52328 | 0.51044 | 0.49755 | 0.47524 | 0.46073 | 0.45812 | 0.44566 | 0.43071
2009 | US | WECC | AZ-NM-SNV | - | W20C | Prospective Capacity Resources = (14-3)/14 | 0 | 0.53124 | 0.52244 | 0.52328 | 0.51044 | 0.49755 | 0.47524 | 0.46073 | 0.45812 | 0.44566 | 0.43071
2009 | US | WECC | AZ-NM-SNV | - | W21C | Total Potential Resources = (15-3)/15 | 0 | 0.53127 | 0.52496 | 0.53464 | 0.52559 | 0.51972 | 0.50635 | 0.4948 | 0.4906 | 0.48584 | 0.47935
2009 | US | WECC | AZ-NM-SNV | - | W22C | Adjusted Potential Resources = (15a-3)/15a | 0 | 0.53124 | 0.52244 | 0.52681 | 0.51346 | 0.50383 | 0.48752 | 0.47463 | 0.4679 | 0.46087 | 0.45124
2009 | US | WECC | AZ-NM-SNV | - | W18R | Existing Certain and Net Firm Transactions = (12-3)/3 | 0 | 1.0956 | 1.0595 | 1.0059 | 0.93169 | 0.91472 | 0.81731 | 0.76767 | 0.75696 | 0.70439 | 0.64865
2009 | US | WECC | AZ-NM-SNV | - | W19R | Deliverable Capacity Resources = (13-3)/3 | 0 | 1.1333 | 1.094 | 1.0976 | 1.0427 | 0.99023 | 0.90563 | 0.85434 | 0.84544 | 0.80394 | 0.75658
2009 | US | WECC | AZ-NM-SNV | - | W20R | Prospective Capacity Resources = (14-3)/3 | 0 | 1.1333 | 1.094 | 1.0976 | 1.0427 | 0.99023 | 0.90563 | 0.85434 | 0.84544 | 0.80394 | 0.75658
2009 | US | WECC | AZ-NM-SNV | - | W21R | Total Potential Resources = (15-3)/3 | 0 | 1.1334 | 1.1051 | 1.1489 | 1.1079 | 1.0821 | 1.0257 | 0.9794 | 0.96311 | 0.9449 | 0.92067
2009 | US | WECC | AZ-NM-SNV | - | W22R | Adjusted Potential Resources = (15a-3)/3 | 0 | 1.1333 | 1.094 | 1.1133 | 1.0553 | 1.0154 | 0.95128 | 0.90341 | 0.87935 | 0.85484 | 0.8223
2009 | US | WECC | AZ-NM-SNV | - | W24 | Other Capacity < 1 MW | 0 | 0 | 0 | 0 | 0 | 0 | 0 | 0 | 0 | 0 | 0
2009 | US | WECC | AZ-NM-SNV | - | W25 | Distributed Generator Capacity >= 1 MW | 0 | 0 | 0 | 0 | 0 | 0 | 0 | 0 | 0 | 0 | 0
2009 | US | WECC | AZ-NM-SNV | - | W26 | Capacity Total from EIA-860 | 0 | 0 | 0 | 0 | 0 | 0 | 0 | 0 | 0 | 0 | 0
2009 | US | WECC | AZ-NM-SNV | - | W27 | Total Installed Baseline Capacity Resources = 12+6b | 38191 | 0 | 0 | 0 | 0 | 0 | 0 | 0 | 0 | 0 | 0
2009 | US | WECC | CA-MX | - | W01 | Unrestricted Non-coincident Peak Demand = 2+1a+1b-1c-1d | 41547 | 42914 | 43642 | 44443 | 44942 | 45476 | 46045 | 46603 | 47188 | 47788 | 48404
2009 | US | WECC | CA-MX | - | W01a | New Conservation (Energy Efficiency) | 0 | 1969 | 2363 | 2735 | 2865 | 2978 | 3080 | 3173 | 3267 | 3361 | 3455
2009 | US | WECC | CA-MX | - | W01b | Estimated Diversity | 0 | 0 | 0 | 0 | 0 | 0 | 0 | 0 | 0 | 0 | 0
2009 | US | WECC | CA-MX | - | W01c | Additions for non-member load (load served by non-registered LSE's in a region) | 0 | 0 | 0 | 0 | 0 | 0 | 0 | 0 | 0 | 0 | 0
2009 | US | WECC | CA-MX | - | W01d | Stand-by Load Under Contract (Normally served by behind the meter generation) | 0 | 977 | 977 | 977 | 977 | 977 | 977 | 977 | 977 | 977 | 977
2009 | US | WECC | CA-MX | - | W02 | Total Internal Demand | 41547 | 41922 | 42256 | 42685 | 43054 | 43475 | 43942 | 44407 | 44898 | 45404 | 45926
2009 | US | WECC | CA-MX | - | W02a | Direct Control Load Management | 712 | 639 | 644 | 648 | 648 | 648 | 648 | 648 | 648 | 648 | 648
2009 | US | WECC | CA-MX | - | W02b | Contractually Interruptible (Curtailable) | 1081 | 1032 | 1114 | 1204 | 1204 | 1204 | 1204 | 1204 | 1204 | 1204 | 1204
2009 | US | WECC | CA-MX | - | W02c | Critical Peak-Pricing (CPP) with Control | 0 | 5 | 10 | 15 | 19 | 31 | 37 | 43 | 45 | 46 | 48
2009 | US | WECC | CA-MX | - | W02d | Load as a Capacity Resource | 193 | 217 | 336 | 438 | 426 | 430 | 432 | 435 | 437 | 439 | 442
2009 | US | WECC | CA-MX | - | W03 | Net Internal Demand = 2-2a-2b-2c-2d | 39561 | 40029 | 40152 | 40380 | 40757 | 41162 | 41621 | 42077 | 42564 | 43067 | 43584
2009 | US | WECC | CA-MX | - | W04a | Demand Response used for Reserves - Spinning | 0 | 90 | 90 | 90 | 90 | 90 | 90 | 90 | 90 | 90 | 90
2009 | US | WECC | CA-MX | - | W04b | Demand Response used for Reserves - Non-Spinning | 0 | 0 | 0 | 0 | 0 | 0 | 0 | 0 | 0 | 0 | 0
2009 | US | WECC | CA-MX | - | W04c | Demand Response used for Regulation | 0 | 0 | 0 | 0 | 0 | 0 | 0 | 0 | 0 | 0 | 0
2009 | US | WECC | CA-MX | - | W04d | Demand Response used for Energy, Voluntary - Emergency | 58 | 60 | 102 | 115 | 117 | 119 | 121 | 122 | 123 | 124 | 124
2009 | US | WECC | CA-MX | - | W05 | TOTAL INTERNAL CAPACITY = 6+7 | 56679 | 64565 | 71053 | 75100 | 80280 | 81616 | 82051 | 82390 | 82391 | 82397 | 82471
2009 | US | WECC | CA-MX | - | W06 | EXISTING CAPACITY = 6a+6b+6c | 56679 | 61450 | 61495 | 61496 | 61485 | 61479 | 61465 | 61468 | 61461 | 61460 | 61460
2009 | US | WECC | CA-MX | - | W06a | Existing, Certain (Note: The sum of 6a1 through 6a4 must be <= 6a) | 52157 | 56903 | 56948 | 56949 | 56938 | 56932 | 56918 | 56921 | 56914 | 56913 | 56913
2009 | US | WECC | CA-MX | - | W06a1 | Wind Expected On-Peak | 494 | 494 | 494 | 494 | 494 | 494 | 494 | 494 | 487 | 487 | 487
2009 | US | WECC | CA-MX | - | W06a2 | Solar Expected On-Peak | 20 | 20 | 20 | 20 | 20 | 20 | 20 | 20 | 20 | 20 | 20
2009 | US | WECC | CA-MX | - | W06a3 | Hydro Expected On-Peak | 12342 | 12316 | 12316 | 12316 | 12316 | 12316 | 12316 | 12316 | 12316 | 12316 | 12316
2009 | US | WECC | CA-MX | - | W06a4 | Biomass Expected On-Peak | 736 | 736 | 736 | 736 | 736 | 736 | 736 | 736 | 736 | 736 | 736
2009 | US | WECC | CA-MX | - | W06a5 | Load as a Capacity Resource Expected On-Peak (Load Management Programs) | 0 | 0 | 0 | 0 | 0 | 0 | 0 | 0 | 0 | 0 | 0
2009 | US | WECC | CA-MX | - | W06b | Existing, Other (Note: The sum of 6b1 through 6b7 must be <= 6b) | 4522 | 4547 | 4547 | 4547 | 4547 | 4547 | 4547 | 4547 | 4547 | 4547 | 4547
2009 | US | WECC | CA-MX | - | W06b1 | Wind Derate On-Peak | 2460 | 2460 | 2460 | 2460 | 2460 | 2460 | 2460 | 2460 | 2460 | 2460 | 2460
2009 | US | WECC | CA-MX | - | W06b2 | Solar Derate On-Peak | 449 | 449 | 449 | 449 | 449 | 449 | 449 | 449 | 449 | 449 | 449
2009 | US | WECC | CA-MX | - | W06b3 | Hydro Derate On-Peak | 1321 | 1346 | 1346 | 1346 | 1346 | 1346 | 1346 | 1346 | 1346 | 1346 | 1346
2009 | US | WECC | CA-MX | - | W06b4 | Biomass Derate On-Peak | 292 | 292 | 292 | 292 | 292 | 292 | 292 | 292 | 292 | 292 | 292
2009 | US | WECC | CA-MX | - | W06b5 | Load as a Capacity Resource Derate On-Peak (Load Management Programs) | 0 | 0 | 0 | 0 | 0 | 0 | 0 | 0 | 0 | 0 | 0
2009 | US | WECC | CA-MX | - | W06b6 | Energy Only | 0 | 0 | 0 | 0 | 0 | 0 | 0 | 0 | 0 | 0 | 0
2009 | US | WECC | CA-MX | - | W06b7 | Scheduled Outage - Maintenance | 0 | 0 | 0 | 0 | 0 | 0 | 0 | 0 | 0 | 0 | 0
2009 | US | WECC | CA-MX | - | W06b8 | Transmission-Limited Resources | 0 | 0 | 0 | 0 | 0 | 0 | 0 | 0 | 0 | 0 | 0
2009 | US | WECC | CA-MX | - | W06c | Existing, Inoperable (Note: Capacity reported in this line are not used in margin calculations) | 0 | 0 | 0 | 0 | 0 | 0 | 0 | 0 | 0 | 0 | 0
2009 | US | WECC | CA-MX | - | W07 | FUTURE CAPACITY ADDITIONS = 7a+7b | 0 | 3115 | 9558 | 13604 | 18795 | 20137 | 20586 | 20922 | 20930 | 20937 | 21011
2009 | US | WECC | CA-MX | - | W07a | Future, Planned (Note: Only the net expected On-Peak values are included in this line and does not include Energy Only.) | 0 | 3115 | 9558 | 13587 | 18778 | 20120 | 20569 | 20515 | 20523 | 20530 | 20604
2009 | US | WECC | CA-MX | - | W07a1 | Wind Expected On-Peak | 0 | 184 | 773 | 1311 | 1417 | 1522 | 1575 | 1575 | 1575 | 1575 | 1575
2009 | US | WECC | CA-MX | - | W07a2 | Solar Expected On-Peak | 0 | 19 | 1284 | 3347 | 4156 | 5095 | 5102 | 5109 | 5117 | 5124 | 5198
2009 | US | WECC | CA-MX | - | W07a3 | Hydro Expected On-Peak | 0 | 29 | 59 | 59 | 61 | 61 | 63 | 63 | 63 | 63 | 63
2009 | US | WECC | CA-MX | - | W07a4 | Biomass Expected On-Peak | 0 | 201 | 218 | 218 | 255 | 278 | 301 | 324 | 324 | 324 | 324
2009 | US | WECC | CA-MX | - | W07b | Future, Other (Note: Only the net expected On-Peak values are included in this line and does not include Energy Only.) | 0 | 0 | 0 | 0 | 0 | 0 | 0 | 0 | 0 | 0 | 0
2009 | US | WECC | CA-MX | - | W07b1 | Wind Expected On-Peak | 0 | 0 | 0 | 0 | 0 | 0 | 0 | 0 | 0 | 0 | 0
2009 | US | WECC | CA-MX | - | W07b2 | Wind Derate On-Peak | 0 | 1067 | 3866 | 6466 | 6930 | 7603 | 7765 | 7765 | 7765 | 7765 | 7765
2009 | US | WECC | CA-MX | - | W07b3 | Solar Expected On-Peak | 0 | 0 | 0 | 0 | 0 | 0 | 0 | 0 | 0 | 0 | 0
2009 | US | WECC | CA-MX | - | W07b4 | Solar Derate On-Peak | 0 | 1458 | 3037 | 5533 | 7611 | 9627 | 11527 | 12457 | 12457 | 12457 | 12457
2009 | US | WECC | CA-MX | - | W07b5 | Hydro Expected On-Peak | 0 | 0 | 0 | 0 | 0 | 0 | 0 | 0 | 0 | 0 | 0
2009 | US | WECC | CA-MX | - | W07b6 | Hydro Derate On-Peak | 0 | 0 | 0 | 0 | 0 | 0 | 0 | 0 | 0 | 0 | 0
2009 | US | WECC | CA-MX | - | W07b7 | Biomass Expected On-Peak | 0 | 0 | 0 | 0 | 0 | 0 | 0 | 0 | 0 | 0 | 0
2009 | US | WECC | CA-MX | - | W07b8 | Biomass Derate On-Peak | 0 | 16 | 18 | 18 | 19 | 19 | 19 | 19 | 19 | 19 | 19
2009 | US | WECC | CA-MX | - | W07b9 | Energy Only | 0 | 0 | 0 | 0 | 0 | 0 | 0 | 0 | 0 | 0 | 0
2009 | US | WECC | CA-MX | - | W08 | Conceptual (Note: Only the net expected on-peak capacity is included in this line and does not include Energy Only.) | 0 | 0 | 0 | 17 | 17 | 17 | 17 | 407 | 407 | 407 | 407
2009 | US | WECC | CA-MX | - | W08a1 | Wind Expected On-Peak | 0 | 0 | 0 | 17 | 17 | 17 | 17 | 17 | 17 | 17 | 17
2009 | US | WECC | CA-MX | - | W08a2 | Wind Derate On-Peak | 0 | 0 | 0 | 88 | 88 | 88 | 88 | 88 | 88 | 88 | 88
2009 | US | WECC | CA-MX | - | W08a3 | Solar Expected On-Peak | 0 | 0 | 0 | 0 | 0 | 0 | 0 | 0 | 0 | 0 | 0
2009 | US | WECC | CA-MX | - | W08a4 | Solar Derate On-Peak | 0 | 0 | 0 | 0 | 0 | 0 | 0 | 0 | 0 | 0 | 0
2009 | US | WECC | CA-MX | - | W08a5 | Hydro Expected On-Peak | 0 | 0 | 0 | 0 | 0 | 0 | 0 | 390 | 390 | 390 | 390
2009 | US | WECC | CA-MX | - | W08a6 | Hydro Derate On-Peak | 0 | 0 | 0 | 0 | 0 | 0 | 0 | 0 | 0 | 0 | 0
2009 | US | WECC | CA-MX | - | W08a7 | Biomass Expected On-Peak | 0 | 0 | 0 | 0 | 0 | 0 | 0 | 0 | 0 | 0 | 0
2009 | US | WECC | CA-MX | - | W08a8 | Biomass Derate On-Peak | 0 | 0 | 0 | 0 | 0 | 0 | 0 | 0 | 0 | 0 | 0
2009 | US | WECC | CA-MX | - | W08a9 | Energy Only | 0 | 0 | 0 | 0 | 0 | 0 | 0 | 0 | 0 | 0 | 0
2009 | US | WECC | CA-MX | - | W09 | DELIVERABLE INTERNAL CAPACITY = 6a+7a | 52157 | 60018 | 66506 | 70536 | 75716 | 77052 | 77487 | 77436 | 77437 | 77443 | 77517
2009 | US | WECC | CA-MX | - | W10 | CAPACITY TRANSACTIONS - IMPORTS = 10a+10b+10c+10d | 4656 | 4693 | 4700 | 4674 | 4610 | 4338 | 4338 | 4266 | 4266 | 4252 | 4252
2009 | US | WECC | CA-MX | - | W10a | Firm (Note: The sum of 10a1 and 10a2 must be <= 10a) | 4656 | 4629 | 4602 | 4576 | 4479 | 4207 | 4207 | 4135 | 4135 | 4121 | 4121
2009 | US | WECC | CA-MX | - | W10a1 | Full-Responsibility Purchases | 0 | 0 | 0 | 0 | 0 | 0 | 0 | 0 | 0 | 0 | 0
2009 | US | WECC | CA-MX | - | W10a2 | Owned Capacity/Entitlement Located Outside the Region/Subregion | 4656 | 4629 | 4602 | 4576 | 4479 | 4207 | 4207 | 4135 | 4135 | 4121 | 4121
2009 | US | WECC | CA-MX | - | W10b | Non-firm | 0 | 0 | 0 | 0 | 0 | 0 | 0 | 0 | 0 | 0 | 0
2009 | US | WECC | CA-MX | - | W10c | Expected (Note: The sum of 10c1 and 10c2 must be <= 10c) | 0 | 64 | 98 | 98 | 131 | 131 | 131 | 131 | 131 | 131 | 131
2009 | US | WECC | CA-MX | - | W10c1 | Full-Responsibility Purchases | 0 | 0 | 0 | 0 | 0 | 0 | 0 | 0 | 0 | 0 | 0
2009 | US | WECC | CA-MX | - | W10c2 | Owned Capacity/Entitlement Located Outside the Region/Subregion | 0 | 64 | 98 | 98 | 131 | 131 | 131 | 131 | 131 | 131 | 131
2009 | US | WECC | CA-MX | - | W10d | Provisional – transactions under study, but negotiations have not begun. | 0 | 0 | 0 | 0 | 0 | 0 | 0 | 0 | 0 | 0 | 0
2009 | US | WECC | CA-MX | - | W11 | CAPACITY TRANSACTIONS - EXPORTS = 11a+11b+11c+11d | 451 | 1318 | 1319 | 1312 | 1322 | 1095 | 1138 | 1111 | 1157 | 1191 | 1239
2009 | US | WECC | CA-MX | - | W11a | Firm (Note: The sum of 11a1 and 11a2 must be <= 11a) | 451 | 1254 | 1221 | 1308 | 1255 | 1057 | 1070 | 1054 | 1120 | 1153 | 1184
2009 | US | WECC | CA-MX | - | W11a1 | Full-Responsibility Purchases | 0 | 803 | 770 | 857 | 804 | 606 | 619 | 603 | 669 | 702 | 733
2009 | US | WECC | CA-MX | - | W11a2 | Owned Capacity/Entitlement Located Outside the Region/Subregion | 451 | 451 | 451 | 451 | 451 | 451 | 451 | 451 | 451 | 451 | 451
2009 | US | WECC | CA-MX | - | W11b | Non-firm | 0 | 0 | 0 | 0 | 0 | 0 | 0 | 0 | 0 | 0 | 0
2009 | US | WECC | CA-MX | - | W11c | Expected (Note: The sum of 11c1 and 11c2 must be <= 11c) | 0 | 64 | 98 | 4 | 67 | 38 | 68 | 57 | 37 | 38 | 55
2009 | US | WECC | CA-MX | - | W11c1 | Full-Responsibility Purchases | 0 | 64 | 98 | 4 | 67 | 38 | 68 | 57 | 37 | 38 | 55
2009 | US | WECC | CA-MX | - | W11c2 | Owned Capacity/Entitlement Located Outside the Region/Subregion | 0 | 0 | 0 | 0 | 0 | 0 | 0 | 0 | 0 | 0 | 0
2009 | US | WECC | CA-MX | - | W11d | Provisional – transactions under study, but negotiations have not begun. | 0 | 0 | 0 | 0 | 0 | 0 | 0 | 0 | 0 | 0 | 0
2009 | US | WECC | CA-MX | - | W12 | EXISTING, CERTAIN CAPACITY & NET FIRM TRANSACTIONS = 6a+Net Firm Transactions | 56362 | 60278 | 60329 | 60217 | 60162 | 60082 | 60055 | 60002 | 59929 | 59881 | 59850
2009 | US | WECC | CA-MX | - | W13 | DELIVERABLE CAPACITY RESOURCES = 12+7a+Net Expected Transactions | 56362 | 63393 | 69887 | 73898 | 79004 | 80295 | 80687 | 80591 | 80546 | 80504 | 80530
2009 | US | WECC | CA-MX | - | W14 | PROSPECTIVE CAPACITY RESOURCES = 13+6b-[Existing,Other Derates]+16b | 56362 | 63393 | 69887 | 73898 | 79004 | 80295 | 80687 | 80591 | 80546 | 80504 | 80530
2009 | US | WECC | CA-MX | - | W15 | TOTAL POTENTIAL CAPACITY RESOURCES = 13+6b-[Existing,Other Derates]+7b+ 8+Net Provisional Transactions | 56362 | 63393 | 69887 | 73915 | 79021 | 80312 | 80704 | 80998 | 80953 | 80911 | 80937
2009 | US | WECC | CA-MX | - | W15a | ADJUSTED POTENTIAL CAPACITY RESOURCES = 13+6b-[Existing,Other Derates]+ 16b+16d+Net Provisional Transactions | 56362 | 63393 | 69887 | 73898 | 79004 | 80295 | 80687 | 80591 | 80546 | 80504 | 80530
2009 | US | WECC | CA-MX | - | W16a | Confidence of Future, Other (7b), using reasonable judgement | 0 | 0 | 0 | 0 | 0 | 0 | 0 | 0 | 0 | 0 | 0
2009 | US | WECC | CA-MX | - | W16b | Net Future, Other Resources After Confidence Percentage Is Applied = 7b*16a | 0 | 0 | 0 | 0 | 0 | 0 | 0 | 0 | 0 | 0 | 0
2009 | US | WECC | CA-MX | - | W16c | Confidence of Conceptual (8), using reasonable judgement | 0 | 0 | 0 | 0 | 0 | 0 | 0 | 0 | 0 | 0 | 0
2009 | US | WECC | CA-MX | - | W16d | Net Conceptual Resources After Confidence Percentage Is Applied = 8*16c | 0 | 0 | 0 | 0 | 0 | 0 | 0 | 0 | 0 | 0 | 0
2009 | US | WECC | CA-MX | - | W17C | Region/Subregion Target Capacity Margin | 0 | 0.13709 | 0.13709 | 0.13709 | 0.13709 | 0.13709 | 0.13709 | 0.13709 | 0.13709 | 0.13709 | 0.13709
2009 | US | WECC | CA-MX | - | W17R | Region/Subregion Target Reserve Margin | 0 | 0.15888 | 0.15888 | 0.15888 | 0.15888 | 0.15888 | 0.15888 | 0.15888 | 0.15888 | 0.15888 | 0.15888
2009 | US | WECC | CA-MX | - | W18C | Existing Certain and Net Firm Transactions = (12-3)/12 | 0 | 0.33593 | 0.33445 | 0.32943 | 0.32255 | 0.3149 | 0.30695 | 0.29874 | 0.28976 | 0.28079 | 0.27178
2009 | US | WECC | CA-MX | - | W19C | Deliverable Capacity Resources = (13-3)/13 | 0 | 0.36856 | 0.42547 | 0.45357 | 0.48411 | 0.48737 | 0.48417 | 0.47789 | 0.47156 | 0.46503 | 0.45879
2009 | US | WECC | CA-MX | - | W20C | Prospective Capacity Resources = (14-3)/14 | 0 | 0.36856 | 0.42547 | 0.45357 | 0.48411 | 0.48737 | 0.48417 | 0.47789 | 0.47156 | 0.46503 | 0.45879
2009 | US | WECC | CA-MX | - | W21C | Total Potential Resources = (15-3)/15 | 0 | 0.36856 | 0.42547 | 0.4537 | 0.48423 | 0.48747 | 0.48428 | 0.48052 | 0.47421 | 0.46772 | 0.46151
2009 | US | WECC | CA-MX | - | W22C | Adjusted Potential Resources = (15a-3)/15a | 0 | 0.36856 | 0.42547 | 0.45357 | 0.48411 | 0.48737 | 0.48417 | 0.47789 | 0.47156 | 0.46503 | 0.45879
2009 | US | WECC | CA-MX | - | W18R | Existing Certain and Net Firm Transactions = (12-3)/3 | 0 | 0.50586 | 0.50252 | 0.49126 | 0.47611 | 0.45965 | 0.4429 | 0.426 | 0.40797 | 0.39041 | 0.37321
2009 | US | WECC | CA-MX | - | W19R | Deliverable Capacity Resources = (13-3)/3 | 0 | 0.58368 | 0.74056 | 0.83006 | 0.93842 | 0.95071 | 0.93861 | 0.91532 | 0.89235 | 0.86927 | 0.8477
2009 | US | WECC | CA-MX | - | W20R | Prospective Capacity Resources = (14-3)/3 | 0 | 0.58368 | 0.74056 | 0.83006 | 0.93842 | 0.95071 | 0.93861 | 0.91532 | 0.89235 | 0.86927 | 0.8477
2009 | US | WECC | CA-MX | - | W21R | Total Potential Resources = (15-3)/3 | 0 | 0.58368 | 0.74056 | 0.83049 | 0.93883 | 0.95112 | 0.93902 | 0.92499 | 0.90191 | 0.87872 | 0.85703
2009 | US | WECC | CA-MX | - | W22R | Adjusted Potential Resources = (15a-3)/3 | 0 | 0.58368 | 0.74056 | 0.83006 | 0.93842 | 0.95071 | 0.93861 | 0.91532 | 0.89235 | 0.86927 | 0.8477
2009 | US | WECC | CA-MX | - | W24 | Other Capacity < 1 MW | 0 | 0 | 0 | 0 | 0 | 0 | 0 | 0 | 0 | 0 | 0
2009 | US | WECC | CA-MX | - | W25 | Distributed Generator Capacity >= 1 MW | 0 | 0 | 0 | 0 | 0 | 0 | 0 | 0 | 0 | 0 | 0
2009 | US | WECC | CA-MX | - | W26 | Capacity Total from EIA-860 | 0 | 0 | 0 | 0 | 0 | 0 | 0 | 0 | 0 | 0 | 0
2009 | US | WECC | CA-MX | - | W27 | Total Installed Baseline Capacity Resources = 12+6b | 60884 | 0 | 0 | 0 | 0 | 0 | 0 | 0 | 0 | 0 | 0
2009 | US | WECC | NWPP | - | W01 | Unrestricted Non-coincident Peak Demand = 2+1a+1b-1c-1d | 44045 | 41683 | 42366 | 43030 | 43781 | 44425 | 45074 | 45669 | 46397 | 46949 | 47660
2009 | US | WECC | NWPP | - | W01a | New Conservation (Energy Efficiency) | 0 | 2 | 3 | 5 | 8 | 11 | 14 | 16 | 18 | 20 | 21
2009 | US | WECC | NWPP | - | W01b | Estimated Diversity | 0 | 0 | 0 | 0 | 0 | 0 | 0 | 0 | 0 | 0 | 0
2009 | US | WECC | NWPP | - | W01c | Additions for non-member load (load served by non-registered LSE's in a region) | 0 | 0 | 0 | 0 | 0 | 0 | 0 | 0 | 0 | 0 | 0
2009 | US | WECC | NWPP | - | W01d | Stand-by Load Under Contract (Normally served by behind the meter generation) | 0 | 0 | 0 | 0 | 0 | 0 | 0 | 0 | 0 | 0 | 0
2009 | US | WECC | NWPP | - | W02 | Total Internal Demand | 44045 | 41681 | 42363 | 43025 | 43773 | 44414 | 45060 | 45653 | 46379 | 46929 | 47639
2009 | US | WECC | NWPP | - | W02a | Direct Control Load Management | 0 | 36 | 38 | 42 | 42 | 42 | 46 | 46 | 46 | 46 | 46
2009 | US | WECC | NWPP | - | W02b | Contractually Interruptible (Curtailable) | 259 | 254 | 258 | 295 | 295 | 296 | 301 | 301 | 301 | 301 | 301
2009 | US | WECC | NWPP | - | W02c | Critical Peak-Pricing (CPP) with Control | 0 | 0 | 0 | 0 | 0 | 0 | 0 | 0 | 0 | 0 | 0
2009 | US | WECC | NWPP | - | W02d | Load as a Capacity Resource | 0 | 0 | 0 | 0 | 0 | 0 | 0 | 0 | 0 | 0 | 0
2009 | US | WECC | NWPP | - | W03 | Net Internal Demand = 2-2a-2b-2c-2d | 43786 | 41391 | 42067 | 42688 | 43436 | 44076 | 44713 | 45306 | 46032 | 46582 | 47292
2009 | US | WECC | NWPP | - | W04a | Demand Response used for Reserves - Spinning | 0 | 0 | 0 | 0 | 0 | 0 | 0 | 0 | 0 | 0 | 0
2009 | US | WECC | NWPP | - | W04b | Demand Response used for Reserves - Non-Spinning | 0 | 0 | 0 | 0 | 0 | 0 | 0 | 0 | 0 | 0 | 0
2009 | US | WECC | NWPP | - | W04c | Demand Response used for Regulation | 0 | 0 | 0 | 0 | 0 | 0 | 0 | 0 | 0 | 0 | 0
2009 | US | WECC | NWPP | - | W04d | Demand Response used for Energy, Voluntary - Emergency | 85 | 85 | 85 | 65 | 65 | 65 | 65 | 35 | 35 | 35 | 35
2009 | US | WECC | NWPP | - | W05 | TOTAL INTERNAL CAPACITY = 6+7 | 60905 | 64038 | 64215 | 64608 | 64143 | 64412 | 65095 | 65175 | 65205 | 65006 | 64891
2009 | US | WECC | NWPP | - | W06 | EXISTING CAPACITY = 6a+6b+6c | 60905 | 63650 | 63669 | 63651 | 62660 | 62757 | 62758 | 62879 | 62871 | 62663 | 62661
2009 | US | WECC | NWPP | - | W06a | Existing, Certain (Note: The sum of 6a1 through 6a4 must be <= 6a) | 54682 | 57113 | 57020 | 57121 | 56246 | 56285 | 56281 | 56271 | 56242 | 56035 | 56032
2009 | US | WECC | NWPP | - | W06a1 | Wind Expected On-Peak | 810 | 628 | 628 | 628 | 628 | 628 | 628 | 628 | 628 | 628 | 628
2009 | US | WECC | NWPP | - | W06a2 | Solar Expected On-Peak | 0 | 0 | 0 | 0 | 0 | 0 | 0 | 0 | 0 | 0 | 0
2009 | US | WECC | NWPP | - | W06a3 | Hydro Expected On-Peak | 30827 | 30974 | 30860 | 30997 | 30214 | 30156 | 30151 | 30020 | 30000 | 30001 | 29998
2009 | US | WECC | NWPP | - | W06a4 | Biomass Expected On-Peak | 456 | 458 | 458 | 458 | 458 | 458 | 458 | 458 | 458 | 458 | 458
2009 | US | WECC | NWPP | - | W06a5 | Load as a Capacity Resource Expected On-Peak (Load Management Programs) | 0 | 0 | 0 | 0 | 0 | 0 | 0 | 0 | 0 | 0 | 0
2009 | US | WECC | NWPP | - | W06b | Existing, Other (Note: The sum of 6b1 through 6b7 must be <= 6b) | 6223 | 6537 | 6649 | 6530 | 6414 | 6472 | 6477 | 6608 | 6629 | 6628 | 6629
2009 | US | WECC | NWPP | - | W06b1 | Wind Derate On-Peak | 2761 | 2936 | 2936 | 2936 | 2936 | 2936 | 2936 | 2936 | 2936 | 2936 | 2936
2009 | US | WECC | NWPP | - | W06b2 | Solar Derate On-Peak | 0 | 0 | 0 | 0 | 0 | 0 | 0 | 0 | 0 | 0 | 0
2009 | US | WECC | NWPP | - | W06b3 | Hydro Derate On-Peak | 3462 | 3601 | 3713 | 3594 | 3478 | 3536 | 3541 | 3672 | 3693 | 3692 | 3693
2009 | US | WECC | NWPP | - | W06b4 | Biomass Derate On-Peak | 0 | 0 | 0 | 0 | 0 | 0 | 0 | 0 | 0 | 0 | 0
2009 | US | WECC | NWPP | - | W06b5 | Load as a Capacity Resource Derate On-Peak (Load Management Programs) | 0 | 0 | 0 | 0 | 0 | 0 | 0 | 0 | 0 | 0 | 0
2009 | US | WECC | NWPP | - | W06b6 | Energy Only | 0 | 0 | 0 | 0 | 0 | 0 | 0 | 0 | 0 | 0 | 0
2009 | US | WECC | NWPP | - | W06b7 | Scheduled Outage - Maintenance | 0 | 0 | 0 | 0 | 0 | 0 | 0 | 0 | 0 | 0 | 0
2009 | US | WECC | NWPP | - | W06b8 | Transmission-Limited Resources | 0 | 0 | 0 | 0 | 0 | 0 | 0 | 0 | 0 | 0 | 0
2009 | US | WECC | NWPP | - | W06c | Existing, Inoperable (Note: Capacity reported in this line are not used in margin calculations) | 0 | 0 | 0 | 0 | 0 | 0 | 0 | 0 | 0 | 0 | 0
2009 | US | WECC | NWPP | - | W07 | FUTURE CAPACITY ADDITIONS = 7a+7b | 0 | 388 | 546 | 957 | 1483 | 1655 | 2337 | 2296 | 2334 | 2343 | 2230
2009 | US | WECC | NWPP | - | W07a | Future, Planned (Note: Only the net expected On-Peak values are included in this line and does not include Energy Only.) | 0 | 373 | 522 | 923 | 1140 | 1102 | 1118 | 1040 | 1067 | 1069 | 956
2009 | US | WECC | NWPP | - | W07a1 | Wind Expected On-Peak | 0 | 180 | 198 | 243 | 329 | 329 | 329 | 329 | 329 | 329 | 329
2009 | US | WECC | NWPP | - | W07a2 | Solar Expected On-Peak | 0 | 0 | 0 | 0 | 0 | 0 | 0 | 0 | 0 | 0 | 0
2009 | US | WECC | NWPP | - | W07a3 | Hydro Expected On-Peak | 0 | 7 | -1 | 6 | 61 | 61 | 61 | 61 | 61 | 61 | 61
2009 | US | WECC | NWPP | - | W07a4 | Biomass Expected On-Peak | 0 | 33 | 34 | 36 | 37 | 38 | 39 | 41 | 67 | 68 | 68
2009 | US | WECC | NWPP | - | W07b | Future, Other (Note: Only the net expected On-Peak values are included in this line and does not include Energy Only.) | 0 | 0 | 0 | 0 | 0 | 0 | 0 | 0 | 0 | 0 | 0
2009 | US | WECC | NWPP | - | W07b1 | Wind Expected On-Peak | 0 | 0 | 0 | 0 | 0 | 0 | 0 | 0 | 0 | 0 | 0
2009 | US | WECC | NWPP | - | W07b2 | Wind Derate On-Peak | 0 | 1874 | 2484 | 3389 | 5053 | 5053 | 5053 | 5053 | 5053 | 5053 | 5053
2009 | US | WECC | NWPP | - | W07b3 | Solar Expected On-Peak | 0 | 0 | 0 | 0 | 0 | 0 | 0 | 0 | 0 | 0 | 0
2009 | US | WECC | NWPP | - | W07b4 | Solar Derate On-Peak | 0 | 0 | 0 | 0 | 0 | 0 | 0 | 0 | 0 | 0 | 0
2009 | US | WECC | NWPP | - | W07b5 | Hydro Expected On-Peak | 0 | 0 | 0 | 0 | 0 | 0 | 0 | 0 | 0 | 0 | 0
2009 | US | WECC | NWPP | - | W07b6 | Hydro Derate On-Peak | 0 | 0 | 0 | 0 | 0 | 0 | 0 | 0 | 0 | 0 | 0
2009 | US | WECC | NWPP | - | W07b7 | Biomass Expected On-Peak | 0 | 0 | 0 | 0 | 0 | 0 | 0 | 0 | 0 | 0 | 0
2009 | US | WECC | NWPP | - | W07b8 | Biomass Derate On-Peak | 0 | 21 | 21 | 21 | 21 | 21 | 21 | 21 | 21 | 21 | 21
2009 | US | WECC | NWPP | - | W07b9 | Energy Only | 0 | 0 | 0 | 0 | 0 | 0 | 0 | 0 | 0 | 0 | 0
2009 | US | WECC | NWPP | - | W08 | Conceptual (Note: Only the net expected on-peak capacity is included in this line and does not include Energy Only.) | 0 | 15 | 24 | 34 | 343 | 553 | 1219 | 1256 | 1267 | 1274 | 1274
2009 | US | WECC | NWPP | - | W08a1 | Wind Expected On-Peak | 0 | 0 | 0 | 0 | 0 | 0 | 6 | 6 | 8 | 8 | 8
2009 | US | WECC | NWPP | - | W08a2 | Wind Derate On-Peak | 0 | 0 | 0 | 0 | 0 | 0 | 134 | 294 | 392 | 392 | 392
2009 | US | WECC | NWPP | - | W08a3 | Solar Expected On-Peak | 0 | 0 | 0 | 0 | 0 | 0 | 0 | 0 | 0 | 0 | 0
2009 | US | WECC | NWPP | - | W08a4 | Solar Derate On-Peak | 0 | 0 | 0 | 0 | 0 | 0 | 0 | 0 | 0 | 0 | 0
2009 | US | WECC | NWPP | - | W08a5 | Hydro Expected On-Peak | 0 | 0 | 0 | 0 | 0 | 25 | 50 | 75 | 75 | 75 | 75
2009 | US | WECC | NWPP | - | W08a6 | Hydro Derate On-Peak | 0 | 0 | 0 | 0 | 0 | 0 | 0 | 0 | 0 | 0 | 0
2009 | US | WECC | NWPP | - | W08a7 | Biomass Expected On-Peak | 0 | 4 | 6 | 8 | 10 | 12 | 14 | 17 | 18 | 20 | 20
2009 | US | WECC | NWPP | - | W08a8 | Biomass Derate On-Peak | 0 | 0 | 0 | 0 | 0 | 0 | 0 | 0 | 0 | 0 | 0
2009 | US | WECC | NWPP | - | W08a9 | Energy Only | 0 | 0 | 0 | 0 | 0 | 0 | 0 | 0 | 0 | 0 | 0
2009 | US | WECC | NWPP | - | W09 | DELIVERABLE INTERNAL CAPACITY = 6a+7a | 54682 | 57486 | 57542 | 58044 | 57386 | 57387 | 57399 | 57311 | 57309 | 57104 | 56988
2009 | US | WECC | NWPP | - | W10 | CAPACITY TRANSACTIONS - IMPORTS = 10a+10b+10c+10d | 1379 | 1944 | 2262 | 1949 | 2136 | 2129 | 2039 | 2021 | 2164 | 2304 | 2471
2009 | US | WECC | NWPP | - | W10a | Firm (Note: The sum of 10a1 and 10a2 must be <= 10a) | 1379 | 1399 | 1399 | 1399 | 1399 | 1426 | 1426 | 1602 | 1906 | 2076 | 2251
2009 | US | WECC | NWPP | - | W10a1 | Full-Responsibility Purchases | 0 | 0 | 0 | 0 | 0 | 0 | 0 | 198 | 502 | 672 | 847
2009 | US | WECC | NWPP | - | W10a2 | Owned Capacity/Entitlement Located Outside the Region/Subregion | 1379 | 1399 | 1399 | 1399 | 1399 | 1426 | 1426 | 1404 | 1404 | 1404 | 1404
2009 | US | WECC | NWPP | - | W10b | Non-firm | 0 | 0 | 0 | 0 | 0 | 0 | 0 | 0 | 0 | 0 | 0
2009 | US | WECC | NWPP | - | W10c | Expected (Note: The sum of 10c1 and 10c2 must be <= 10c) | 0 | 545 | 863 | 550 | 737 | 703 | 613 | 419 | 258 | 228 | 220
2009 | US | WECC | NWPP | - | W10c1 | Full-Responsibility Purchases | 0 | 545 | 863 | 550 | 737 | 703 | 613 | 419 | 258 | 228 | 220
2009 | US | WECC | NWPP | - | W10c2 | Owned Capacity/Entitlement Located Outside the Region/Subregion | 0 | 0 | 0 | 0 | 0 | 0 | 0 | 0 | 0 | 0 | 0
2009 | US | WECC | NWPP | - | W10d | Provisional – transactions under study, but negotiations have not begun. | 0 | 0 | 0 | 0 | 0 | 0 | 0 | 0 | 0 | 0 | 0
2009 | US | WECC | NWPP | - | W11 | CAPACITY TRANSACTIONS - EXPORTS = 11a+11b+11c+11d | 567 | 2725 | 2665 | 2464 | 2466 | 2276 | 1989 | 1786 | 1786 | 1772 | 1772
2009 | US | WECC | NWPP | - | W11a | Firm (Note: The sum of 11a1 and 11a2 must be <= 11a) | 567 | 2662 | 2602 | 2401 | 2228 | 2038 | 1751 | 1548 | 1548 | 1534 | 1534
2009 | US | WECC | NWPP | - | W11a1 | Full-Responsibility Purchases | 0 | 949 | 915 | 741 | 608 | 418 | 203 | 0 | 0 | 0 | 0
2009 | US | WECC | NWPP | - | W11a2 | Owned Capacity/Entitlement Located Outside the Region/Subregion | 567 | 1713 | 1687 | 1660 | 1620 | 1620 | 1548 | 1548 | 1548 | 1534 | 1534
2009 | US | WECC | NWPP | - | W11b | Non-firm | 0 | 0 | 0 | 0 | 0 | 0 | 0 | 0 | 0 | 0 | 0
2009 | US | WECC | NWPP | - | W11c | Expected (Note: The sum of 11c1 and 11c2 must be <= 11c) | 0 | 63 | 63 | 63 | 238 | 238 | 238 | 238 | 238 | 238 | 238
2009 | US | WECC | NWPP | - | W11c1 | Full-Responsibility Purchases | 0 | 0 | 0 | 0 | 0 | 0 | 0 | 0 | 0 | 0 | 0
2009 | US | WECC | NWPP | - | W11c2 | Owned Capacity/Entitlement Located Outside the Region/Subregion | 0 | 63 | 63 | 63 | 238 | 238 | 238 | 238 | 238 | 238 | 238
2009 | US | WECC | NWPP | - | W11d | Provisional – transactions under study, but negotiations have not begun. | 0 | 0 | 0 | 0 | 0 | 0 | 0 | 0 | 0 | 0 | 0
2009 | US | WECC | NWPP | - | W12 | EXISTING, CERTAIN CAPACITY & NET FIRM TRANSACTIONS = 6a+Net Firm Transactions | 55494 | 55850 | 55817 | 56119 | 55417 | 55673 | 55956 | 56325 | 56600 | 56577 | 56749
2009 | US | WECC | NWPP | - | W13 | DELIVERABLE CAPACITY RESOURCES = 12+7a+Net Expected Transactions | 55494 | 56705 | 57139 | 57529 | 57056 | 57240 | 57449 | 57546 | 57687 | 57636 | 57687
2009 | US | WECC | NWPP | - | W14 | PROSPECTIVE CAPACITY RESOURCES = 13+6b-[Existing,Other Derates]+16b | 55494 | 56705 | 57139 | 57529 | 57056 | 57240 | 57449 | 57546 | 57687 | 57636 | 57687
2009 | US | WECC | NWPP | - | W15 | TOTAL POTENTIAL CAPACITY RESOURCES = 13+6b-[Existing,Other Derates]+7b+ 8+Net Provisional Transactions | 55494 | 56720 | 57163 | 57563 | 57399 | 57793 | 58668 | 58802 | 58954 | 58910 | 58961
2009 | US | WECC | NWPP | - | W15a | ADJUSTED POTENTIAL CAPACITY RESOURCES = 13+6b-[Existing,Other Derates]+ 16b+16d+Net Provisional Transactions | 55494 | 56709.995 | 57148.6 | 57543.178 | 57071.435 | 57353.365 | 57941.476 | 58060.96 | 58196.334 | 58148.148 | 58200.422
2009 | US | WECC | NWPP | - | W16a | Confidence of Future, Other (7b), using reasonable judgement | 0 | 0 | 0 | 0 | 0 | 0 | 0 | 0 | 0 | 0 | 0
2009 | US | WECC | NWPP | - | W16b | Net Future, Other Resources After Confidence Percentage Is Applied = 7b*16a | 0 | 0 | 0 | 0 | 0 | 0 | 0 | 0 | 0 | 0 | 0
2009 | US | WECC | NWPP | - | W16c | Confidence of Conceptual (8), using reasonable judgement | 0 | 0.333 | 0.4 | 0.417 | 0.045 | 0.205 | 0.404 | 0.41 | 0.402 | 0.402 | 0.403
2009 | US | WECC | NWPP | - | W16d | Net Conceptual Resources After Confidence Percentage Is Applied = 8*16c | 0 | 4.995 | 9.6 | 14.178 | 15.435 | 113.365 | 492.476 | 514.96 | 509.334 | 512.148 | 513.422
2009 | US | WECC | NWPP | - | W17C | Region/Subregion Target Capacity Margin | 0 | 0.1551 | 0.1551 | 0.1551 | 0.1551 | 0.1551 | 0.1551 | 0.1551 | 0.1551 | 0.1551 | 0.1551
2009 | US | WECC | NWPP | - | W17R | Region/Subregion Target Reserve Margin | 0 | 0.18357 | 0.18357 | 0.18357 | 0.18357 | 0.18357 | 0.18357 | 0.18357 | 0.18357 | 0.18357 | 0.18357
2009 | US | WECC | NWPP | - | W18C | Existing Certain and Net Firm Transactions = (12-3)/12 | 0 | 0.25889 | 0.24634 | 0.23933 | 0.2162 | 0.20831 | 0.20093 | 0.19563 | 0.18671 | 0.17666 | 0.16665
2009 | US | WECC | NWPP | - | W19C | Deliverable Capacity Resources = (13-3)/13 | 0 | 0.27006 | 0.26378 | 0.25797 | 0.23871 | 0.22998 | 0.22169 | 0.2127 | 0.20204 | 0.19179 | 0.1802
2009 | US | WECC | NWPP | - | W20C | Prospective Capacity Resources = (14-3)/14 | 0 | 0.27006 | 0.26378 | 0.25797 | 0.23871 | 0.22998 | 0.22169 | 0.2127 | 0.20204 | 0.19179 | 0.1802
2009 | US | WECC | NWPP | - | W21C | Total Potential Resources = (15-3)/15 | 0 | 0.27026 | 0.26409 | 0.25841 | 0.24326 | 0.23735 | 0.23786 | 0.22952 | 0.21919 | 0.20927 | 0.19791
2009 | US | WECC | NWPP | - | W22C | Adjusted Potential Resources = (15a-3)/15a | 0 | 0.27013 | 0.2639 | 0.25816 | 0.23892 | 0.2315 | 0.22831 | 0.21968 | 0.20902 | 0.19891 | 0.18743
2009 | US | WECC | NWPP | - | W18R | Existing Certain and Net Firm Transactions = (12-3)/3 | 0 | 0.34933 | 0.32686 | 0.31463 | 0.27583 | 0.26311 | 0.25145 | 0.24321 | 0.22958 | 0.21457 | 0.19997
2009 | US | WECC | NWPP | - | W19R | Deliverable Capacity Resources = (13-3)/3 | 0 | 0.36998 | 0.35829 | 0.34766 | 0.31356 | 0.29867 | 0.28484 | 0.27016 | 0.25319 | 0.2373 | 0.2198
2009 | US | WECC | NWPP | - | W20R | Prospective Capacity Resources = (14-3)/3 | 0 | 0.36998 | 0.35829 | 0.34766 | 0.31356 | 0.29867 | 0.28484 | 0.27016 | 0.25319 | 0.2373 | 0.2198
2009 | US | WECC | NWPP | - | W21R | Total Potential Resources = (15-3)/3 | 0 | 0.37035 | 0.35886 | 0.34846 | 0.32146 | 0.31121 | 0.3121 | 0.29789 | 0.28072 | 0.26465 | 0.24674
2009 | US | WECC | NWPP | - | W22R | Adjusted Potential Resources = (15a-3)/3 | 0 | 0.3701 | 0.35851 | 0.34799 | 0.31392 | 0.30124 | 0.29585 | 0.28153 | 0.26426 | 0.2483 | 0.23066
2009 | US | WECC | NWPP | - | W24 | Other Capacity < 1 MW | 0 | 0 | 0 | 0 | 0 | 0 | 0 | 0 | 0 | 0 | 0
2009 | US | WECC | NWPP | - | W25 | Distributed Generator Capacity >= 1 MW | 0 | 0 | 0 | 0 | 0 | 0 | 0 | 0 | 0 | 0 | 0
2009 | US | WECC | NWPP | - | W26 | Capacity Total from EIA-860 | 0 | 0 | 0 | 0 | 0 | 0 | 0 | 0 | 0 | 0 | 0
2009 | US | WECC | NWPP | - | W27 | Total Installed Baseline Capacity Resources = 12+6b | 61717 | 0 | 0 | 0 | 0 | 0 | 0 | 0 | 0 | 0 | 0
2009 | US | WECC | RMPA | - | W01 | Unrestricted Non-coincident Peak Demand = 2+1a+1b-1c-1d | 10298 | 9658 | 9994 | 10263 | 10526 | 10789 | 11031 | 11275 | 11518 | 11782 | 12038
2009 | US | WECC | RMPA | - | W01a | New Conservation (Energy Efficiency) | 0 | 0 | 0 | 0 | 0 | 0 | 0 | 0 | 0 | 0 | 0
2009 | US | WECC | RMPA | - | W01b | Estimated Diversity | 0 | 0 | 0 | 0 | 0 | 0 | 0 | 0 | 0 | 0 | 0
2009 | US | WECC | RMPA | - | W01c | Additions for non-member load (load served by non-registered LSE's in a region) | 0 | 0 | 0 | 0 | 0 | 0 | 0 | 0 | 0 | 0 | 0
2009 | US | WECC | RMPA | - | W01d | Stand-by Load Under Contract (Normally served by behind the meter generation) | 0 | 0 | 0 | 0 | 0 | 0 | 0 | 0 | 0 | 0 | 0
2009 | US | WECC | RMPA | - | W02 | Total Internal Demand | 10298 | 9658 | 9994 | 10263 | 10526 | 10789 | 11031 | 11275 | 11518 | 11782 | 12038
2009 | US | WECC | RMPA | - | W02a | Direct Control Load Management | 4 | 8 | 13 | 17 | 17 | 17 | 18 | 18 | 18 | 18 | 19
2009 | US | WECC | RMPA | - | W02b | Contractually Interruptible (Curtailable) | 71 | 171 | 212 | 238 | 243 | 243 | 243 | 253 | 254 | 256 | 257
2009 | US | WECC | RMPA | - | W02c | Critical Peak-Pricing (CPP) with Control | 0 | 0 | 0 | 0 | 0 | 0 | 0 | 0 | 0 | 0 | 0
2009 | US | WECC | RMPA | - | W02d | Load as a Capacity Resource | 0 | 0 | 0 | 0 | 0 | 0 | 0 | 0 | 0 | 0 | 0
2009 | US | WECC | RMPA | - | W03 | Net Internal Demand = 2-2a-2b-2c-2d | 10223 | 9479 | 9769 | 10008 | 10266 | 10529 | 10770 | 11004 | 11246 | 11508 | 11762
2009 | US | WECC | RMPA | - | W04a | Demand Response used for Reserves - Spinning | 0 | 0 | 0 | 0 | 0 | 0 | 0 | 0 | 0 | 0 | 0
2009 | US | WECC | RMPA | - | W04b | Demand Response used for Reserves - Non-Spinning | 0 | 0 | 0 | 0 | 0 | 0 | 0 | 0 | 0 | 0 | 0
2009 | US | WECC | RMPA | - | W04c | Demand Response used for Regulation | 0 | 0 | 0 | 0 | 0 | 0 | 0 | 0 | 0 | 0 | 0
2009 | US | WECC | RMPA | - | W04d | Demand Response used for Energy, Voluntary - Emergency | 0 | 0 | 0 | 0 | 0 | 0 | 0 | 0 | 0 | 0 | 0
2009 | US | WECC | RMPA | - | W05 | TOTAL INTERNAL CAPACITY = 6+7 | 14450 | 15756 | 15844 | 16156 | 16522 | 17157 | 17704 | 17714 | 17747 | 17747 | 17757
2009 | US | WECC | RMPA | - | W06 | EXISTING CAPACITY = 6a+6b+6c | 14450 | 14657 | 14657 | 14657 | 14657 | 14657 | 14657 | 14657 | 14657 | 14657 | 14657
2009 | US | WECC | RMPA | - | W06a | Existing, Certain (Note: The sum of 6a1 through 6a4 must be <= 6a) | 13347 | 13554 | 13554 | 13554 | 13554 | 13554 | 13554 | 13554 | 13554 | 13554 | 13554
2009 | US | WECC | RMPA | - | W06a1 | Wind Expected On-Peak | 137 | 137 | 137 | 137 | 137 | 137 | 137 | 137 | 137 | 137 | 137
2009 | US | WECC | RMPA | - | W06a2 | Solar Expected On-Peak | 0 | 0 | 0 | 0 | 0 | 0 | 0 | 0 | 0 | 0 | 0
2009 | US | WECC | RMPA | - | W06a3 | Hydro Expected On-Peak | 1182 | 1182 | 1182 | 1182 | 1182 | 1182 | 1182 | 1182 | 1182 | 1182 | 1182
2009 | US | WECC | RMPA | - | W06a4 | Biomass Expected On-Peak | 3 | 3 | 3 | 3 | 3 | 3 | 3 | 3 | 3 | 3 | 3
2009 | US | WECC | RMPA | - | W06a5 | Load as a Capacity Resource Expected On-Peak (Load Management Programs) | 0 | 0 | 0 | 0 | 0 | 0 | 0 | 0 | 0 | 0 | 0
2009 | US | WECC | RMPA | - | W06b | Existing, Other (Note: The sum of 6b1 through 6b7 must be <= 6b) | 1103 | 1103 | 1103 | 1103 | 1103 | 1103 | 1103 | 1103 | 1103 | 1103 | 1103
2009 | US | WECC | RMPA | - | W06b1 | Wind Derate On-Peak | 972 | 972 | 972 | 972 | 972 | 972 | 972 | 972 | 972 | 972 | 972
2009 | US | WECC | RMPA | - | W06b2 | Solar Derate On-Peak | 8 | 8 | 8 | 8 | 8 | 8 | 8 | 8 | 8 | 8 | 8
2009 | US | WECC | RMPA | - | W06b3 | Hydro Derate On-Peak | 123 | 123 | 123 | 123 | 123 | 123 | 123 | 123 | 123 | 123 | 123
2009 | US | WECC | RMPA | - | W06b4 | Biomass Derate On-Peak | 0 | 0 | 0 | 0 | 0 | 0 | 0 | 0 | 0 | 0 | 0
2009 | US | WECC | RMPA | - | W06b5 | Load as a Capacity Resource Derate On-Peak (Load Management Programs) | 0 | 0 | 0 | 0 | 0 | 0 | 0 | 0 | 0 | 0 | 0
2009 | US | WECC | RMPA | - | W06b6 | Energy Only | 0 | 0 | 0 | 0 | 0 | 0 | 0 | 0 | 0 | 0 | 0
2009 | US | WECC | RMPA | - | W06b7 | Scheduled Outage - Maintenance | 0 | 0 | 0 | 0 | 0 | 0 | 0 | 0 | 0 | 0 | 0
2009 | US | WECC | RMPA | - | W06b8 | Transmission-Limited Resources | 0 | 0 | 0 | 0 | 0 | 0 | 0 | 0 | 0 | 0 | 0
2009 | US | WECC | RMPA | - | W06c | Existing, Inoperable (Note: Capacity reported in this line are not used in margin calculations) | 0 | 0 | 0 | 0 | 0 | 0 | 0 | 0 | 0 | 0 | 0
2009 | US | WECC | RMPA | - | W07 | FUTURE CAPACITY ADDITIONS = 7a+7b | 0 | 1099 | 1187 | 1499 | 1865 | 2500 | 3047 | 3057 | 3090 | 3090 | 3100
2009 | US | WECC | RMPA | - | W07a | Future, Planned (Note: Only the net expected On-Peak values are included in this line and does not include Energy Only.) | 0 | 1099 | 1187 | 1499 | 1499 | 1434 | 1281 | 1281 | 1281 | 1281 | 1281
2009 | US | WECC | RMPA | - | W07a1 | Wind Expected On-Peak | 0 | 0 | 19 | 19 | 19 | 19 | 19 | 19 | 19 | 19 | 19
2009 | US | WECC | RMPA | - | W07a2 | Solar Expected On-Peak | 0 | 0 | 0 | 0 | 0 | 0 | 0 | 0 | 0 | 0 | 0
2009 | US | WECC | RMPA | - | W07a3 | Hydro Expected On-Peak | 0 | 0 | 0 | 0 | 0 | 0 | 0 | 0 | 0 | 0 | 0
2009 | US | WECC | RMPA | - | W07a4 | Biomass Expected On-Peak | 0 | 0 | 0 | 0 | 0 | 0 | 0 | 0 | 0 | 0 | 0
2009 | US | WECC | RMPA | - | W07b | Future, Other (Note: Only the net expected On-Peak values are included in this line and does not include Energy Only.) | 0 | 0 | 0 | 0 | 0 | 0 | 0 | 0 | 0 | 0 | 0
2009 | US | WECC | RMPA | - | W07b1 | Wind Expected On-Peak | 0 | 0 | 0 | 0 | 0 | 0 | 0 | 0 | 0 | 0 | 0
2009 | US | WECC | RMPA | - | W07b2 | Wind Derate On-Peak | 0 | 0 | 131 | 131 | 131 | 131 | 131 | 131 | 131 | 131 | 131
2009 | US | WECC | RMPA | - | W07b3 | Solar Expected On-Peak | 0 | 0 | 0 | 0 | 0 | 0 | 0 | 0 | 0 | 0 | 0
2009 | US | WECC | RMPA | - | W07b4 | Solar Derate On-Peak | 0 | 0 | 0 | 16 | 16 | 16 | 16 | 16 | 16 | 16 | 16
2009 | US | WECC | RMPA | - | W07b5 | Hydro Expected On-Peak | 0 | 0 | 0 | 0 | 0 | 0 | 0 | 0 | 0 | 0 | 0
2009 | US | WECC | RMPA | - | W07b6 | Hydro Derate On-Peak | 0 | 0 | 0 | 0 | 0 | 0 | 0 | 0 | 0 | 0 | 0
2009 | US | WECC | RMPA | - | W07b7 | Biomass Expected On-Peak | 0 | 0 | 0 | 0 | 0 | 0 | 0 | 0 | 0 | 0 | 0
2009 | US | WECC | RMPA | - | W07b8 | Biomass Derate On-Peak | 0 | 0 | 0 | 0 | 0 | 0 | 0 | 0 | 0 | 0 | 0
2009 | US | WECC | RMPA | - | W07b9 | Energy Only | 0 | 0 | 0 | 0 | 0 | 0 | 0 | 0 | 0 | 0 | 0
2009 | US | WECC | RMPA | - | W08 | Conceptual (Note: Only the net expected on-peak capacity is included in this line and does not include Energy Only.) | 0 | 0 | 0 | 0 | 366 | 1066 | 1766 | 1776 | 1809 | 1809 | 1819
2009 | US | WECC | RMPA | - | W08a1 | Wind Expected On-Peak | 0 | 0 | 0 | 0 | 20 | 20 | 20 | 30 | 30 | 30 | 40
2009 | US | WECC | RMPA | - | W08a2 | Wind Derate On-Peak | 0 | 303 | 1282 | 1627 | 2148 | 2448 | 2748 | 2768 | 2768 | 2768 | 2788
2009 | US | WECC | RMPA | - | W08a3 | Solar Expected On-Peak | 0 | 0 | 0 | 0 | 0 | 0 | 0 | 0 | 1 | 1 | 1
2009 | US | WECC | RMPA | - | W08a4 | Solar Derate On-Peak | 0 | 0 | 0 | 0 | 2 | 2 | 2 | 2 | 3 | 3 | 3
2009 | US | WECC | RMPA | - | W08a5 | Hydro Expected On-Peak | 0 | 0 | 0 | 0 | 0 | 0 | 0 | 0 | 0 | 0 | 0
2009 | US | WECC | RMPA | - | W08a6 | Hydro Derate On-Peak | 0 | 0 | 0 | 0 | 0 | 0 | 0 | 0 | 0 | 0 | 0
2009 | US | WECC | RMPA | - | W08a7 | Biomass Expected On-Peak | 0 | 0 | 0 | 0 | 0 | 0 | 0 | 0 | 0 | 0 | 0
2009 | US | WECC | RMPA | - | W08a8 | Biomass Derate On-Peak | 0 | 0 | 0 | 0 | 0 | 0 | 0 | 0 | 0 | 0 | 0
2009 | US | WECC | RMPA | - | W08a9 | Energy Only | 0 | 0 | 0 | 0 | 0 | 0 | 0 | 0 | 0 | 0 | 0
2009 | US | WECC | RMPA | - | W09 | DELIVERABLE INTERNAL CAPACITY = 6a+7a | 13347 | 14653 | 14741 | 15053 | 15053 | 14988 | 14835 | 14835 | 14835 | 14835 | 14835
2009 | US | WECC | RMPA | - | W10 | CAPACITY TRANSACTIONS - IMPORTS = 10a+10b+10c+10d | 640 | 928 | 910 | 891 | 871 | 1039 | 968 | 706 | 809 | 1070 | 1181
2009 | US | WECC | RMPA | - | W10a | Firm (Note: The sum of 10a1 and 10a2 must be <= 10a) | 640 | 928 | 910 | 891 | 871 | 832 | 640 | 640 | 809 | 1070 | 1181
2009 | US | WECC | RMPA | - | W10a1 | Full-Responsibility Purchases | 0 | 288 | 270 | 251 | 231 | 192 | 0 | 0 | 169 | 430 | 541
2009 | US | WECC | RMPA | - | W10a2 | Owned Capacity/Entitlement Located Outside the Region/Subregion | 640 | 640 | 640 | 640 | 640 | 640 | 640 | 640 | 640 | 640 | 640
2009 | US | WECC | RMPA | - | W10b | Non-firm | 0 | 0 | 0 | 0 | 0 | 0 | 0 | 0 | 0 | 0 | 0
2009 | US | WECC | RMPA | - | W10c | Expected (Note: The sum of 10c1 and 10c2 must be <= 10c) | 0 | 0 | 0 | 0 | 0 | 207 | 328 | 66 | 0 | 0 | 0
2009 | US | WECC | RMPA | - | W10c1 | Full-Responsibility Purchases | 0 | 0 | 0 | 0 | 0 | 207 | 328 | 66 | 0 | 0 | 0
2009 | US | WECC | RMPA | - | W10c2 | Owned Capacity/Entitlement Located Outside the Region/Subregion | 0 | 0 | 0 | 0 | 0 | 0 | 0 | 0 | 0 | 0 | 0
2009 | US | WECC | RMPA | - | W10d | Provisional – transactions under study, but negotiations have not begun. | 0 | 0 | 0 | 0 | 0 | 0 | 0 | 0 | 0 | 0 | 0
2009 | US | WECC | RMPA | - | W11 | CAPACITY TRANSACTIONS - EXPORTS = 11a+11b+11c+11d | 770 | 770 | 770 | 868 | 947 | 770 | 817 | 837 | 940 | 1201 | 1312
2009 | US | WECC | RMPA | - | W11a | Firm (Note: The sum of 11a1 and 11a2 must be <= 11a) | 770 | 770 | 770 | 770 | 770 | 770 | 817 | 837 | 770 | 770 | 770
2009 | US | WECC | RMPA | - | W11a1 | Full-Responsibility Purchases | 0 | 0 | 0 | 0 | 0 | 0 | 47 | 67 | 0 | 0 | 0
2009 | US | WECC | RMPA | - | W11a2 | Owned Capacity/Entitlement Located Outside the Region/Subregion | 770 | 770 | 770 | 770 | 770 | 770 | 770 | 770 | 770 | 770 | 770
2009 | US | WECC | RMPA | - | W11b | Non-firm | 0 | 0 | 0 | 0 | 0 | 0 | 0 | 0 | 0 | 0 | 0
2009 | US | WECC | RMPA | - | W11c | Expected (Note: The sum of 11c1 and 11c2 must be <= 11c) | 0 | 0 | 0 | 98 | 177 | 0 | 0 | 0 | 170 | 431 | 542
2009 | US | WECC | RMPA | - | W11c1 | Full-Responsibility Purchases | 0 | 0 | 0 | 98 | 177 | 0 | 0 | 0 | 170 | 431 | 542
2009 | US | WECC | RMPA | - | W11c2 | Owned Capacity/Entitlement Located Outside the Region/Subregion | 0 | 0 | 0 | 0 | 0 | 0 | 0 | 0 | 0 | 0 | 0
2009 | US | WECC | RMPA | - | W11d | Provisional – transactions under study, but negotiations have not begun. | 0 | 0 | 0 | 0 | 0 | 0 | 0 | 0 | 0 | 0 | 0
2009 | US | WECC | RMPA | - | W12 | EXISTING, CERTAIN CAPACITY & NET FIRM TRANSACTIONS = 6a+Net Firm Transactions | 13217 | 13712 | 13694 | 13675 | 13655 | 13616 | 13377 | 13357 | 13593 | 13854 | 13965
2009 | US | WECC | RMPA | - | W13 | DELIVERABLE CAPACITY RESOURCES = 12+7a+Net Expected Transactions | 13217 | 14811 | 14881 | 15076 | 14977 | 15257 | 14986 | 14704 | 14704 | 14704 | 14704
2009 | US | WECC | RMPA | - | W14 | PROSPECTIVE CAPACITY RESOURCES = 13+6b-[Existing,Other Derates]+16b | 13217 | 14811 | 14881 | 15076 | 14977 | 15257 | 14986 | 14704 | 14704 | 14704 | 14704
2009 | US | WECC | RMPA | - | W15 | TOTAL POTENTIAL CAPACITY RESOURCES = 13+6b-[Existing,Other Derates]+7b+ 8+Net Provisional Transactions | 13217 | 14811 | 14881 | 15076 | 15343 | 16323 | 16752 | 16480 | 16513 | 16513 | 16523
2009 | US | WECC | RMPA | - | W15a | ADJUSTED POTENTIAL CAPACITY RESOURCES = 13+6b-[Existing,Other Derates]+ 16b+16d+Net Provisional Transactions | 13217 | 14811 | 14881 | 15076 | 15340.804 | 15959.494 | 16035.004 | 15762.496 | 15793.018 | 15794.827 | 15804.495
2009 | US | WECC | RMPA | - | W16a | Confidence of Future, Other (7b), using reasonable judgement | 0 | 0 | 0 | 0 | 0 | 0 | 0 | 0 | 0 | 0 | 0
2009 | US | WECC | RMPA | - | W16b | Net Future, Other Resources After Confidence Percentage Is Applied = 7b*16a | 0 | 0 | 0 | 0 | 0 | 0 | 0 | 0 | 0 | 0 | 0
2009 | US | WECC | RMPA | - | W16c | Confidence of Conceptual (8), using reasonable judgement | 0 | 0 | 0 | 0 | 0.994 | 0.659 | 0.594 | 0.596 | 0.602 | 0.603 | 0.605
2009 | US | WECC | RMPA | - | W16d | Net Conceptual Resources After Confidence Percentage Is Applied = 8*16c | 0 | 0 | 0 | 0 | 363.804 | 702.494 | 1049.004 | 1058.496 | 1089.018 | 1090.827 | 1100.495
2009 | US | WECC | RMPA | - | W17C | Region/Subregion Target Capacity Margin | 0 | 0.13315 | 0.13315 | 0.13315 | 0.13315 | 0.13315 | 0.13315 | 0.13315 | 0.13315 | 0.13315 | 0.13315
2009 | US | WECC | RMPA | - | W17R | Region/Subregion Target Reserve Margin | 0 | 0.1536 | 0.1536 | 0.1536 | 0.1536 | 0.1536 | 0.1536 | 0.1536 | 0.1536 | 0.1536 | 0.1536
2009 | US | WECC | RMPA | - | W18C | Existing Certain and Net Firm Transactions = (12-3)/12 | 0 | 0.30871 | 0.28662 | 0.26815 | 0.24819 | 0.22672 | 0.19489 | 0.17616 | 0.17266 | 0.16934 | 0.15775
2009 | US | WECC | RMPA | - | W19C | Deliverable Capacity Resources = (13-3)/13 | 0 | 0.36 | 0.34353 | 0.33616 | 0.31455 | 0.30989 | 0.28133 | 0.25163 | 0.23517 | 0.21736 | 0.20008
2009 | US | WECC | RMPA | - | W20C | Prospective Capacity Resources = (14-3)/14 | 0 | 0.36 | 0.34353 | 0.33616 | 0.31455 | 0.30989 | 0.28133 | 0.25163 | 0.23517 | 0.21736 | 0.20008
2009 | US | WECC | RMPA | - | W21C | Total Potential Resources = (15-3)/15 | 0 | 0.36 | 0.34353 | 0.33616 | 0.3309 | 0.35496 | 0.35709 | 0.33228 | 0.31896 | 0.30309 | 0.28814
2009 | US | WECC | RMPA | - | W22C | Adjusted Potential Resources = (15a-3)/15a | 0 | 0.36 | 0.34353 | 0.33616 | 0.3308 | 0.34027 | 0.32834 | 0.30189 | 0.28791 | 0.27141 | 0.25578
2009 | US | WECC | RMPA | - | W18R | Existing Certain and Net Firm Transactions = (12-3)/3 | 0 | 0.44657 | 0.40178 | 0.36641 | 0.33012 | 0.29319 | 0.24206 | 0.21383 | 0.2087 | 0.20386 | 0.1873
2009 | US | WECC | RMPA | - | W19R | Deliverable Capacity Resources = (13-3)/3 | 0 | 0.56251 | 0.52329 | 0.50639 | 0.45889 | 0.44905 | 0.39146 | 0.33624 | 0.30749 | 0.27772 | 0.25013
2009 | US | WECC | RMPA | - | W20R | Prospective Capacity Resources = (14-3)/3 | 0 | 0.56251 | 0.52329 | 0.50639 | 0.45889 | 0.44905 | 0.39146 | 0.33624 | 0.30749 | 0.27772 | 0.25013
2009 | US | WECC | RMPA | - | W21R | Total Potential Resources = (15-3)/3 | 0 | 0.56251 | 0.52329 | 0.50639 | 0.49455 | 0.55029 | 0.55543 | 0.49764 | 0.46834 | 0.43491 | 0.40478
2009 | US | WECC | RMPA | - | W22R | Adjusted Potential Resources = (15a-3)/3 | 0 | 0.56251 | 0.52329 | 0.50639 | 0.49433 | 0.51577 | 0.48886 | 0.43243 | 0.40432 | 0.37251 | 0.34369
2009 | US | WECC | RMPA | - | W24 | Other Capacity < 1 MW | 0 | 0 | 0 | 0 | 0 | 0 | 0 | 0 | 0 | 0 | 0
2009 | US | WECC | RMPA | - | W25 | Distributed Generator Capacity >= 1 MW | 0 | 0 | 0 | 0 | 0 | 0 | 0 | 0 | 0 | 0 | 0
2009 | US | WECC | RMPA | - | W26 | Capacity Total from EIA-860 | 0 | 0 | 0 | 0 | 0 | 0 | 0 | 0 | 0 | 0 | 0
2009 | US | WECC | RMPA | - | W27 | Total Installed Baseline Capacity Resources = 12+6b | 14320 | 0 | 0 | 0 | 0 | 0 | 0 | 0 | 0 | 0 | 0
2009 | CA | WECC | - | - | W01 | Unrestricted Non-coincident Peak Demand = 2+1a+1b-1c-1d | 20769 | 21548 | 21843 | 22229 | 22818 | 23431 | 23948 | 24353 | 24704 | 25148 | 25514
2009 | CA | WECC | - | - | W01a | New Conservation (Energy Efficiency) | 0 | 0 | 0 | 0 | 0 | 0 | 0 | 0 | 0 | 0 | 0
2009 | CA | WECC | - | - | W01b | Estimated Diversity | 0 | 0 | 0 | 0 | 0 | 0 | 0 | 0 | 0 | 0 | 0
2009 | CA | WECC | - | - | W01c | Additions for non-member load (load served by non-registered LSE's in a region) | 0 | 0 | 0 | 0 | 0 | 0 | 0 | 0 | 0 | 0 | 0
2009 | CA | WECC | - | - | W01d | Stand-by Load Under Contract (Normally served by behind the meter generation) | 0 | 0 | 0 | 0 | 0 | 0 | 0 | 0 | 0 | 0 | 0
2009 | CA | WECC | - | - | W02 | Total Internal Demand | 20769 | 21548 | 21843 | 22229 | 22818 | 23431 | 23948 | 24353 | 24704 | 25148 | 25514
2009 | CA | WECC | - | - | W02a | Direct Control Load Management | 0 | 0 | 0 | 0 | 0 | 0 | 0 | 0 | 0 | 0 | 0
2009 | CA | WECC | - | - | W02b | Contractually Interruptible (Curtailable) | 0 | 0 | 0 | 0 | 0 | 0 | 0 | 0 | 0 | 0 | 0
2009 | CA | WECC | - | - | W02c | Critical Peak-Pricing (CPP) with Control | 0 | 0 | 0 | 0 | 0 | 0 | 0 | 0 | 0 | 0 | 0
2009 | CA | WECC | - | - | W02d | Load as a Capacity Resource | 0 | 0 | 0 | 0 | 0 | 0 | 0 | 0 | 0 | 0 | 0
2009 | CA | WECC | - | - | W03 | Net Internal Demand = 2-2a-2b-2c-2d | 20769 | 21548 | 21843 | 22229 | 22818 | 23431 | 23948 | 24353 | 24704 | 25148 | 25514
2009 | CA | WECC | - | - | W04a | Demand Response used for Reserves - Spinning | 0 | 0 | 0 | 0 | 0 | 0 | 0 | 0 | 0 | 0 | 0
2009 | CA | WECC | - | - | W04b | Demand Response used for Reserves - Non-Spinning | 0 | 0 | 0 | 0 | 0 | 0 | 0 | 0 | 0 | 0 | 0
2009 | CA | WECC | - | - | W04c | Demand Response used for Regulation | 0 | 0 | 0 | 0 | 0 | 0 | 0 | 0 | 0 | 0 | 0
2009 | CA | WECC | - | - | W04d | Demand Response used for Energy, Voluntary - Emergency | 0 | 0 | 0 | 0 | 0 | 0 | 0 | 0 | 0 | 0 | 0
2009 | CA | WECC | - | - | W05 | TOTAL INTERNAL CAPACITY = 6+7 | 24857 | 25690 | 26983 | 28235 | 30041 | 30089 | 31139 | 31224 | 31224 | 31224 | 31974
2009 | CA | WECC | - | - | W06 | EXISTING CAPACITY = 6a+6b+6c | 24857 | 24662 | 24662 | 24528 | 24678 | 24678 | 24678 | 24678 | 24678 | 24678 | 24678
2009 | CA | WECC | - | - | W06a | Existing, Certain (Note: The sum of 6a1 through 6a4 must be <= 6a) | 23374 | 23295 | 23295 | 23045 | 23311 | 23311 | 23311 | 23311 | 23311 | 23311 | 23311
2009 | CA | WECC | - | - | W06a1 | Wind Expected On-Peak | 8 | 69 | 69 | 8 | 69 | 69 | 69 | 69 | 69 | 69 | 69
2009 | CA | WECC | - | - | W06a2 | Solar Expected On-Peak | 0 | 0 | 0 | 0 | 0 | 0 | 0 | 0 | 0 | 0 | 0
2009 | CA | WECC | - | - | W06a3 | Hydro Expected On-Peak | 11043 | 11098 | 11098 | 11043 | 11098 | 11098 | 11098 | 11098 | 11098 | 11098 | 11098
2009 | CA | WECC | - | - | W06a4 | Biomass Expected On-Peak | 365 | 365 | 365 | 365 | 365 | 365 | 365 | 365 | 365 | 365 | 365
2009 | CA | WECC | - | - | W06a5 | Load as a Capacity Resource Expected On-Peak (Load Management Programs) | 0 | 0 | 0 | 0 | 0 | 0 | 0 | 0 | 0 | 0 | 0
2009 | CA | WECC | - | - | W06b | Existing, Other (Note: The sum of 6b1 through 6b7 must be <= 6b) | 1483 | 1367 | 1367 | 1483 | 1367 | 1367 | 1367 | 1367 | 1367 | 1367 | 1367
2009 | CA | WECC | - | - | W06b1 | Wind Derate On-Peak | 514 | 453 | 453 | 514 | 453 | 453 | 453 | 453 | 453 | 453 | 453
2009 | CA | WECC | - | - | W06b2 | Solar Derate On-Peak | 0 | 0 | 0 | 0 | 0 | 0 | 0 | 0 | 0 | 0 | 0
2009 | CA | WECC | - | - | W06b3 | Hydro Derate On-Peak | 969 | 914 | 914 | 969 | 914 | 914 | 914 | 914 | 914 | 914 | 914
2009 | CA | WECC | - | - | W06b4 | Biomass Derate On-Peak | 0 | 0 | 0 | 0 | 0 | 0 | 0 | 0 | 0 | 0 | 0
2009 | CA | WECC | - | - | W06b5 | Load as a Capacity Resource Derate On-Peak (Load Management Programs) | 0 | 0 | 0 | 0 | 0 | 0 | 0 | 0 | 0 | 0 | 0
2009 | CA | WECC | - | - | W06b6 | Energy Only | 0 | 0 | 0 | 0 | 0 | 0 | 0 | 0 | 0 | 0 | 0
2009 | CA | WECC | - | - | W06b7 | Scheduled Outage - Maintenance | 0 | 0 | 0 | 0 | 0 | 0 | 0 | 0 | 0 | 0 | 0
2009 | CA | WECC | - | - | W06b8 | Transmission-Limited Resources | 0 | 0 | 0 | 0 | 0 | 0 | 0 | 0 | 0 | 0 | 0
2009 | CA | WECC | - | - | W06c | Existing, Inoperable (Note: Capacity reported in this line are not used in margin calculations) | 0 | 0 | 0 | 0 | 0 | 0 | 0 | 0 | 0 | 0 | 0
2009 | CA | WECC | - | - | W07 | FUTURE CAPACITY ADDITIONS = 7a+7b | 0 | 1028 | 2321 | 3707 | 5363 | 5411 | 6461 | 6546 | 6546 | 6546 | 7296
2009 | CA | WECC | - | - | W07a | Future, Planned (Note: Only the net expected On-Peak values are included in this line and does not include Energy Only.) | 0 | 653 | 1238 | 2065 | 2320 | 2024 | 2024 | 2024 | 2024 | 2024 | 2024
2009 | CA | WECC | - | - | W07a1 | Wind Expected On-Peak | 0 | 10 | 24 | 24 | 24 | 24 | 24 | 24 | 24 | 24 | 24
2009 | CA | WECC | - | - | W07a2 | Solar Expected On-Peak | 0 | 0 | 0 | 0 | 0 | 0 | 0 | 0 | 0 | 0 | 0
2009 | CA | WECC | - | - | W07a3 | Hydro Expected On-Peak | 0 | 53 | 686 | 1153 | 1153 | 1153 | 1153 | 1153 | 1153 | 1153 | 1153
2009 | CA | WECC | - | - | W07a4 | Biomass Expected On-Peak | 0 | 128 | 133 | 133 | 133 | 133 | 133 | 133 | 133 | 133 | 133
2009 | CA | WECC | - | - | W07b | Future, Other (Note: Only the net expected On-Peak values are included in this line and does not include Energy Only.) | 0 | 0 | 0 | 0 | 0 | 0 | 0 | 0 | 0 | 0 | 0
2009 | CA | WECC | - | - | W07b1 | Wind Expected On-Peak | 0 | 0 | 0 | 0 | 0 | 0 | 0 | 0 | 0 | 0 | 0
2009 | CA | WECC | - | - | W07b2 | Wind Derate On-Peak | 0 | 110 | 342 | 342 | 342 | 342 | 342 | 342 | 342 | 342 | 342
2009 | CA | WECC | - | - | W07b3 | Solar Expected On-Peak | 0 | 0 | 0 | 0 | 0 | 0 | 0 | 0 | 0 | 0 | 0
2009 | CA | WECC | - | - | W07b4 | Solar Derate On-Peak | 0 | 0 | 0 | 0 | 0 | 0 | 0 | 0 | 0 | 0 | 0
2009 | CA | WECC | - | - | W07b5 | Hydro Expected On-Peak | 0 | 0 | 0 | 0 | 0 | 0 | 0 | 0 | 0 | 0 | 0
2009 | CA | WECC | - | - | W07b6 | Hydro Derate On-Peak | 0 | 0 | 0 | 0 | 0 | 0 | 0 | 0 | 0 | 0 | 0
2009 | CA | WECC | - | - | W07b7 | Biomass Expected On-Peak | 0 | 0 | 0 | 0 | 0 | 0 | 0 | 0 | 0 | 0 | 0
2009 | CA | WECC | - | - | W07b8 | Biomass Derate On-Peak | 0 | 0 | 0 | 0 | 0 | 0 | 0 | 0 | 0 | 0 | 0
2009 | CA | WECC | - | - | W07b9 | Energy Only | 0 | 0 | 0 | 0 | 0 | 0 | 0 | 0 | 0 | 0 | 0
2009 | CA | WECC | - | - | W08 | Conceptual (Note: Only the net expected on-peak capacity is included in this line and does not include Energy Only.) | 0 | 375 | 1083 | 1642 | 3043 | 3387 | 4437 | 4522 | 4522 | 4522 | 5272
2009 | CA | WECC | - | - | W08a1 | Wind Expected On-Peak | 0 | 0 | 0 | 0 | 0 | 0 | 0 | 0 | 0 | 0 | 0
2009 | CA | WECC | - | - | W08a2 | Wind Derate On-Peak | 0 | 232 | 1126 | 1479 | 1479 | 1579 | 1699 | 1699 | 1699 | 1699 | 1699
2009 | CA | WECC | - | - | W08a3 | Solar Expected On-Peak | 0 | 0 | 0 | 0 | 0 | 0 | 0 | 0 | 0 | 0 | 0
2009 | CA | WECC | - | - | W08a4 | Solar Derate On-Peak | 0 | 0 | 0 | 0 | 0 | 0 | 0 | 0 | 0 | 0 | 0
2009 | CA | WECC | - | - | W08a5 | Hydro Expected On-Peak | 0 | 0 | 0 | 0 | 0 | 0 | 0 | 0 | 0 | 0 | 750
2009 | CA | WECC | - | - | W08a6 | Hydro Derate On-Peak | 0 | 0 | 0 | 0 | 0 | 0 | 0 | 0 | 0 | 0 | 0
2009 | CA | WECC | - | - | W08a7 | Biomass Expected On-Peak | 0 | 30 | 195 | 208 | 208 | 208 | 208 | 208 | 208 | 208 | 208
2009 | CA | WECC | - | - | W08a8 | Biomass Derate On-Peak | 0 | 0 | 0 | 0 | 0 | 0 | 0 | 0 | 0 | 0 | 0
2009 | CA | WECC | - | - | W08a9 | Energy Only | 0 | 0 | 0 | 0 | 0 | 0 | 0 | 0 | 0 | 0 | 0
2009 | CA | WECC | - | - | W09 | DELIVERABLE INTERNAL CAPACITY = 6a+7a | 23374 | 23948 | 24533 | 25110 | 25631 | 25335 | 25335 | 25335 | 25335 | 25335 | 25335
2009 | CA | WECC | - | - | W10 | CAPACITY TRANSACTIONS - IMPORTS = 10a+10b+10c+10d | 1200 | 1260 | 1225 | 1200 | 1200 | 1200 | 1200 | 1200 | 1200 | 1200 | 1200
2009 | CA | WECC | - | - | W10a | Firm (Note: The sum of 10a1 and 10a2 must be <= 10a) | 1200 | 1260 | 1225 | 1200 | 1200 | 1200 | 1200 | 1200 | 1200 | 1200 | 1200
2009 | CA | WECC | - | - | W10a1 | Full-Responsibility Purchases | 0 | 60 | 25 | 0 | 0 | 0 | 0 | 0 | 0 | 0 | 0
2009 | CA | WECC | - | - | W10a2 | Owned Capacity/Entitlement Located Outside the Region/Subregion | 1200 | 1200 | 1200 | 1200 | 1200 | 1200 | 1200 | 1200 | 1200 | 1200 | 1200
2009 | CA | WECC | - | - | W10b | Non-firm | 0 | 0 | 0 | 0 | 0 | 0 | 0 | 0 | 0 | 0 | 0
2009 | CA | WECC | - | - | W10c | Expected (Note: The sum of 10c1 and 10c2 must be <= 10c) | 0 | 0 | 0 | 0 | 0 | 0 | 0 | 0 | 0 | 0 | 0
2009 | CA | WECC | - | - | W10c1 | Full-Responsibility Purchases | 0 | 0 | 0 | 0 | 0 | 0 | 0 | 0 | 0 | 0 | 0
2009 | CA | WECC | - | - | W10c2 | Owned Capacity/Entitlement Located Outside the Region/Subregion | 0 | 0 | 0 | 0 | 0 | 0 | 0 | 0 | 0 | 0 | 0
2009 | CA | WECC | - | - | W10d | Provisional – transactions under study, but negotiations have not begun. | 0 | 0 | 0 | 0 | 0 | 0 | 0 | 0 | 0 | 0 | 0
2009 | CA | WECC | - | - | W11 | CAPACITY TRANSACTIONS - EXPORTS = 11a+11b+11c+11d | 184 | 695 | 989 | 1200 | 1200 | 1200 | 1200 | 1200 | 1200 | 1200 | 1200
2009 | CA | WECC | - | - | W11a | Firm (Note: The sum of 11a1 and 11a2 must be <= 11a) | 184 | 166 | 166 | 440 | 146 | 159 | 233 | 413 | 559 | 584 | 626
2009 | CA | WECC | - | - | W11a1 | Full-Responsibility Purchases | 0 | 0 | 0 | 306 | 30 | 43 | 104 | 284 | 430 | 455 | 497
2009 | CA | WECC | - | - | W11a2 | Owned Capacity/Entitlement Located Outside the Region/Subregion | 184 | 166 | 166 | 134 | 116 | 116 | 129 | 129 | 129 | 129 | 129
2009 | CA | WECC | - | - | W11b | Non-firm | 0 | 0 | 0 | 0 | 0 | 0 | 0 | 0 | 0 | 0 | 0
2009 | CA | WECC | - | - | W11c | Expected (Note: The sum of 11c1 and 11c2 must be <= 11c) | 0 | 529 | 823 | 760 | 1054 | 1041 | 967 | 787 | 641 | 616 | 574
2009 | CA | WECC | - | - | W11c1 | Full-Responsibility Purchases | 0 | 529 | 823 | 760 | 1054 | 1041 | 967 | 787 | 641 | 616 | 574
2009 | CA | WECC | - | - | W11c2 | Owned Capacity/Entitlement Located Outside the Region/Subregion | 0 | 0 | 0 | 0 | 0 | 0 | 0 | 0 | 0 | 0 | 0
2009 | CA | WECC | - | - | W11d | Provisional – transactions under study, but negotiations have not begun. | 0 | 0 | 0 | 0 | 0 | 0 | 0 | 0 | 0 | 0 | 0
2009 | CA | WECC | - | - | W12 | EXISTING, CERTAIN CAPACITY & NET FIRM TRANSACTIONS = 6a+Net Firm Transactions | 24390 | 24389 | 24354 | 23805 | 24365 | 24352 | 24278 | 24098 | 23952 | 23927 | 23885
2009 | CA | WECC | - | - | W13 | DELIVERABLE CAPACITY RESOURCES = 12+7a+Net Expected Transactions | 24390 | 24513 | 24769 | 25110 | 25631 | 25335 | 25335 | 25335 | 25335 | 25335 | 25335
2009 | CA | WECC | - | - | W14 | PROSPECTIVE CAPACITY RESOURCES = 13+6b-[Existing,Other Derates]+16b | 24390 | 24513 | 24769 | 25110 | 25631 | 25335 | 25335 | 25335 | 25335 | 25335 | 25335
2009 | CA | WECC | - | - | W15 | TOTAL POTENTIAL CAPACITY RESOURCES = 13+6b-[Existing,Other Derates]+7b+ 8+Net Provisional Transactions | 24390 | 24888 | 25852 | 26752 | 28674 | 28722 | 29772 | 29857 | 29857 | 29857 | 30607
2009 | CA | WECC | - | - | W15a | ADJUSTED POTENTIAL CAPACITY RESOURCES = 13+6b-[Existing,Other Derates]+ 16b+16d+Net Provisional Transactions | 24390 | 24513 | 24769 | 25330.028 | 26187.869 | 26520.45 | 27154.17 | 27776.88 | 28319.52 | 28816.94 | 29289
2009 | CA | WECC | - | - | W16a | Confidence of Future, Other (7b), using reasonable judgement | 0 | 0 | 0 | 0 | 0 | 0 | 0 | 0 | 0 | 0 | 0
2009 | CA | WECC | - | - | W16b | Net Future, Other Resources After Confidence Percentage Is Applied = 7b*16a | 0 | 0 | 0 | 0 | 0 | 0 | 0 | 0 | 0 | 0 | 0
2009 | CA | WECC | - | - | W16c | Confidence of Conceptual (8), using reasonable judgement | 0 | 0 | 0 | 0.134 | 0.183 | 0.35 | 0.41 | 0.54 | 0.66 | 0.77 | 0.75
2009 | CA | WECC | - | - | W16d | Net Conceptual Resources After Confidence Percentage Is Applied = 8*16c | 0 | 0 | 0 | 220.028 | 556.869 | 1185.45 | 1819.17 | 2441.88 | 2984.52 | 3481.94 | 3954
2009 | CA | WECC | - | - | W17C | Region/Subregion Target Capacity Margin | 0 | 0.11663 | 0.11663 | 0.11663 | 0.11663 | 0.11663 | 0.11663 | 0.11663 | 0.11663 | 0.11663 | 0.11663
2009 | CA | WECC | - | - | W17R | Region/Subregion Target Reserve Margin | 0 | 0.13203 | 0.13203 | 0.13203 | 0.13203 | 0.13203 | 0.13203 | 0.13203 | 0.13203 | 0.13203 | 0.13203
2009 | CA | WECC | - | - | W18C | Existing Certain and Net Firm Transactions = (12-3)/12 | 0 | 0.11649 | 0.1031 | 0.066205 | 0.063493 | 0.03782 | 0.013593 | -0.010582 | -0.031396 | -0.05103 | -0.068202
2009 | CA | WECC | - | - | W19C | Deliverable Capacity Resources = (13-3)/13 | 0 | 0.12096 | 0.11813 | 0.11474 | 0.10975 | 0.075153 | 0.054746 | 0.038761 | 0.024906 | 0.0073811 | -0.0070653
2009 | CA | WECC | - | - | W20C | Prospective Capacity Resources = (14-3)/14 | 0 | 0.12096 | 0.11813 | 0.11474 | 0.10975 | 0.075153 | 0.054746 | 0.038761 | 0.024906 | 0.0073811 | -0.0070653
2009 | CA | WECC | - | - | W21C | Total Potential Resources = (15-3)/15 | 0 | 0.1342 | 0.15508 | 0.16907 | 0.20423 | 0.18421 | 0.19562 | 0.18435 | 0.17259 | 0.15772 | 0.1664
2009 | CA | WECC | - | - | W22C | Adjusted Potential Resources = (15a-3)/15a | 0 | 0.12096 | 0.11813 | 0.12242 | 0.12868 | 0.11649 | 0.11807 | 0.12326 | 0.12767 | 0.12732 | 0.12889
2009 | CA | WECC | - | - | W18R | Existing Certain and Net Firm Transactions = (12-3)/3 | 0 | 0.13185 | 0.11496 | 0.070898 | 0.067797 | 0.039307 | 0.01378 | -0.010471 | -0.03044 | -0.048553 | -0.063847
2009 | CA | WECC | - | - | W19R | Deliverable Capacity Resources = (13-3)/3 | 0 | 0.1376 | 0.13396 | 0.12961 | 0.12328 | 0.08126 | 0.057917 | 0.040324 | 0.025542 | 0.007436 | -0.0070158
2009 | CA | WECC | - | - | W20R | Prospective Capacity Resources = (14-3)/3 | 0 | 0.1376 | 0.13396 | 0.12961 | 0.12328 | 0.08126 | 0.057917 | 0.040324 | 0.025542 | 0.007436 | -0.0070158
2009 | CA | WECC | - | - | W21R | Total Potential Resources = (15-3)/3 | 0 | 0.155 | 0.18354 | 0.20347 | 0.25664 | 0.22581 | 0.24319 | 0.22601 | 0.20859 | 0.18725 | 0.19962
2009 | CA | WECC | - | - | W22R | Adjusted Potential Resources = (15a-3)/3 | 0 | 0.1376 | 0.13396 | 0.1395 | 0.14768 | 0.13185 | 0.13388 | 0.14059 | 0.14635 | 0.14589 | 0.14796
2009 | CA | WECC | - | - | W24 | Other Capacity < 1 MW | 0 | 0 | 0 | 0 | 0 | 0 | 0 | 0 | 0 | 0 | 0
2009 | CA | WECC | - | - | W25 | Distributed Generator Capacity >= 1 MW | 0 | 0 | 0 | 0 | 0 | 0 | 0 | 0 | 0 | 0 | 0
2009 | CA | WECC | - | - | W26 | Capacity Total from EIA-860 | 0 | 0 | 0 | 0 | 0 | 0 | 0 | 0 | 0 | 0 | 0
2009 | CA | WECC | - | - | W27 | Total Installed Baseline Capacity Resources = 12+6b | 25873 | 0 | 0 | 0 | 0 | 0 | 0 | 0 | 0 | 0 | 0
2009 | MX | WECC | CA-MX | - | W01 | Unrestricted Non-coincident Peak Demand = 2+1a+1b-1c-1d | 1408 | 1480 | 1519 | 1558 | 1597 | 1636 | 1675 | 1715 | 1756 | 1799 | 1842
2009 | MX | WECC | CA-MX | - | W01a | New Conservation (Energy Efficiency) | 0 | 0 | 0 | 0 | 0 | 0 | 0 | 0 | 0 | 0 | 0
2009 | MX | WECC | CA-MX | - | W01b | Estimated Diversity | 0 | 0 | 0 | 0 | 0 | 0 | 0 | 0 | 0 | 0 | 0
2009 | MX | WECC | CA-MX | - | W01c | Additions for non-member load (load served by non-registered LSE's in a region) | 0 | 0 | 0 | 0 | 0 | 0 | 0 | 0 | 0 | 0 | 0
2009 | MX | WECC | CA-MX | - | W01d | Stand-by Load Under Contract (Normally served by behind the meter generation) | 0 | 0 | 0 | 0 | 0 | 0 | 0 | 0 | 0 | 0 | 0
2009 | MX | WECC | CA-MX | - | W02 | Total Internal Demand | 1408 | 1480 | 1519 | 1558 | 1597 | 1636 | 1675 | 1715 | 1756 | 1799 | 1842
2009 | MX | WECC | CA-MX | - | W02a | Direct Control Load Management | 0 | 0 | 0 | 0 | 0 | 0 | 0 | 0 | 0 | 0 | 0
2009 | MX | WECC | CA-MX | - | W02b | Contractually Interruptible (Curtailable) | 0 | 0 | 0 | 0 | 0 | 0 | 0 | 0 | 0 | 0 | 0
2009 | MX | WECC | CA-MX | - | W02c | Critical Peak-Pricing (CPP) with Control | 0 | 0 | 0 | 0 | 0 | 0 | 0 | 0 | 0 | 0 | 0
2009 | MX | WECC | CA-MX | - | W02d | Load as a Capacity Resource | 0 | 0 | 0 | 0 | 0 | 0 | 0 | 0 | 0 | 0 | 0
2009 | MX | WECC | CA-MX | - | W03 | Net Internal Demand = 2-2a-2b-2c-2d | 1408 | 1480 | 1519 | 1558 | 1597 | 1636 | 1675 | 1715 | 1756 | 1799 | 1842
2009 | MX | WECC | CA-MX | - | W04a | Demand Response used for Reserves - Spinning | 0 | 0 | 0 | 0 | 0 | 0 | 0 | 0 | 0 | 0 | 0
2009 | MX | WECC | CA-MX | - | W04b | Demand Response used for Reserves - Non-Spinning | 0 | 0 | 0 | 0 | 0 | 0 | 0 | 0 | 0 | 0 | 0
2009 | MX | WECC | CA-MX | - | W04c | Demand Response used for Regulation | 0 | 0 | 0 | 0 | 0 | 0 | 0 | 0 | 0 | 0 | 0
2009 | MX | WECC | CA-MX | - | W04d | Demand Response used for Energy, Voluntary - Emergency | 0 | 0 | 0 | 0 | 0 | 0 | 0 | 0 | 0 | 0 | 0
2009 | MX | WECC | CA-MX | - | W05 | TOTAL INTERNAL CAPACITY = 6+7 | 1882 | 1930 | 1859 | 1869 | 2167 | 2167 | 2167 | 2167 | 2447 | 2447 | 2717
2009 | MX | WECC | CA-MX | - | W06 | EXISTING CAPACITY = 6a+6b+6c | 1882 | 1930 | 1859 | 1751 | 1761 | 1761 | 1761 | 1761 | 1761 | 1761 | 1761
2009 | MX | WECC | CA-MX | - | W06a | Existing, Certain (Note: The sum of 6a1 through 6a4 must be <= 6a) | 1882 | 1930 | 1859 | 1751 | 1761 | 1761 | 1761 | 1761 | 1761 | 1761 | 1761
2009 | MX | WECC | CA-MX | - | W06a1 | Wind Expected On-Peak | 0 | 0 | 0 | 0 | 0 | 0 | 0 | 0 | 0 | 0 | 0
2009 | MX | WECC | CA-MX | - | W06a2 | Solar Expected On-Peak | 0 | 0 | 0 | 0 | 0 | 0 | 0 | 0 | 0 | 0 | 0
2009 | MX | WECC | CA-MX | - | W06a3 | Hydro Expected On-Peak | 0 | 0 | 0 | 0 | 0 | 0 | 0 | 0 | 0 | 0 | 0
2009 | MX | WECC | CA-MX | - | W06a4 | Biomass Expected On-Peak | 0 | 0 | 0 | 0 | 0 | 0 | 0 | 0 | 0 | 0 | 0
2009 | MX | WECC | CA-MX | - | W06a5 | Load as a Capacity Resource Expected On-Peak (Load Management Programs) | 0 | 0 | 0 | 0 | 0 | 0 | 0 | 0 | 0 | 0 | 0
2009 | MX | WECC | CA-MX | - | W06b | Existing, Other (Note: The sum of 6b1 through 6b7 must be <= 6b) | 0 | 0 | 0 | 0 | 0 | 0 | 0 | 0 | 0 | 0 | 0
2009 | MX | WECC | CA-MX | - | W06b1 | Wind Derate On-Peak | 0 | 0 | 0 | 0 | 0 | 0 | 0 | 0 | 0 | 0 | 0
2009 | MX | WECC | CA-MX | - | W06b2 | Solar Derate On-Peak | 0 | 0 | 0 | 0 | 0 | 0 | 0 | 0 | 0 | 0 | 0
2009 | MX | WECC | CA-MX | - | W06b3 | Hydro Derate On-Peak | 0 | 0 | 0 | 0 | 0 | 0 | 0 | 0 | 0 | 0 | 0
2009 | MX | WECC | CA-MX | - | W06b4 | Biomass Derate On-Peak | 0 | 0 | 0 | 0 | 0 | 0 | 0 | 0 | 0 | 0 | 0
2009 | MX | WECC | CA-MX | - | W06b5 | Load as a Capacity Resource Derate On-Peak (Load Management Programs) | 0 | 0 | 0 | 0 | 0 | 0 | 0 | 0 | 0 | 0 | 0
2009 | MX | WECC | CA-MX | - | W06b6 | Energy Only | 0 | 0 | 0 | 0 | 0 | 0 | 0 | 0 | 0 | 0 | 0
2009 | MX | WECC | CA-MX | - | W06b7 | Scheduled Outage - Maintenance | 0 | 0 | 0 | 0 | 0 | 0 | 0 | 0 | 0 | 0 | 0
2009 | MX | WECC | CA-MX | - | W06b8 | Transmission-Limited Resources | 0 | 0 | 0 | 0 | 0 | 0 | 0 | 0 | 0 | 0 | 0
2009 | MX | WECC | CA-MX | - | W06c | Existing, Inoperable (Note: Capacity reported in this line are not used in margin calculations) | 0 | 0 | 0 | 0 | 0 | 0 | 0 | 0 | 0 | 0 | 0
2009 | MX | WECC | CA-MX | - | W07 | FUTURE CAPACITY ADDITIONS = 7a+7b | 0 | 0 | 0 | 118 | 406 | 406 | 406 | 406 | 686 | 686 | 956
2009 | MX | WECC | CA-MX | - | W07a | Future, Planned (Note: Only the net expected On-Peak values are included in this line and does not include Energy Only.) | 0 | 0 | 0 | 93 | 93 | 93 | 93 | 93 | 93 | 93 | 93
2009 | MX | WECC | CA-MX | - | W07a1 | Wind Expected On-Peak | 0 | 0 | 0 | 0 | 0 | 0 | 0 | 0 | 0 | 0 | 0
2009 | MX | WECC | CA-MX | - | W07a2 | Solar Expected On-Peak | 0 | 0 | 0 | 0 | 0 | 0 | 0 | 0 | 0 | 0 | 0
2009 | MX | WECC | CA-MX | - | W07a3 | Hydro Expected On-Peak | 0 | 0 | 0 | 0 | 0 | 0 | 0 | 0 | 0 | 0 | 0
2009 | MX | WECC | CA-MX | - | W07a4 | Biomass Expected On-Peak | 0 | 0 | 0 | 0 | 0 | 0 | 0 | 0 | 0 | 0 | 0
2009 | MX | WECC | CA-MX | - | W07b | Future, Other (Note: Only the net expected On-Peak values are included in this line and does not include Energy Only.) | 0 | 0 | 0 | 0 | 0 | 0 | 0 | 0 | 0 | 0 | 0
2009 | MX | WECC | CA-MX | - | W07b1 | Wind Expected On-Peak | 0 | 0 | 0 | 0 | 0 | 0 | 0 | 0 | 0 | 0 | 0
2009 | MX | WECC | CA-MX | - | W07b2 | Wind Derate On-Peak | 0 | 0 | 0 | 0 | 0 | 0 | 0 | 0 | 0 | 0 | 0
2009 | MX | WECC | CA-MX | - | W07b3 | Solar Expected On-Peak | 0 | 0 | 0 | 0 | 0 | 0 | 0 | 0 | 0 | 0 | 0
2009 | MX | WECC | CA-MX | - | W07b4 | Solar Derate On-Peak | 0 | 0 | 0 | 0 | 0 | 0 | 0 | 0 | 0 | 0 | 0
2009 | MX | WECC | CA-MX | - | W07b5 | Hydro Expected On-Peak | 0 | 0 | 0 | 0 | 0 | 0 | 0 | 0 | 0 | 0 | 0
2009 | MX | WECC | CA-MX | - | W07b6 | Hydro Derate On-Peak | 0 | 0 | 0 | 0 | 0 | 0 | 0 | 0 | 0 | 0 | 0
2009 | MX | WECC | CA-MX | - | W07b7 | Biomass Expected On-Peak | 0 | 0 | 0 | 0 | 0 | 0 | 0 | 0 | 0 | 0 | 0
2009 | MX | WECC | CA-MX | - | W07b8 | Biomass Derate On-Peak | 0 | 0 | 0 | 0 | 0 | 0 | 0 | 0 | 0 | 0 | 0
2009 | MX | WECC | CA-MX | - | W07b9 | Energy Only | 0 | 0 | 0 | 0 | 0 | 0 | 0 | 0 | 0 | 0 | 0
2009 | MX | WECC | CA-MX | - | W08 | Conceptual (Note: Only the net expected on-peak capacity is included in this line and does not include Energy Only.) | 0 | 0 | 0 | 25 | 313 | 313 | 313 | 313 | 593 | 593 | 863
2009 | MX | WECC | CA-MX | - | W08a1 | Wind Expected On-Peak | 0 | 0 | 0 | 0 | 0 | 0 | 0 | 0 | 0 | 0 | 0
2009 | MX | WECC | CA-MX | - | W08a2 | Wind Derate On-Peak | 0 | 0 | 0 | 0 | 0 | 0 | 0 | 0 | 0 | 0 | 0
2009 | MX | WECC | CA-MX | - | W08a3 | Solar Expected On-Peak | 0 | 0 | 0 | 0 | 0 | 0 | 0 | 0 | 0 | 0 | 0
2009 | MX | WECC | CA-MX | - | W08a4 | Solar Derate On-Peak | 0 | 0 | 0 | 0 | 0 | 0 | 0 | 0 | 0 | 0 | 0
2009 | MX | WECC | CA-MX | - | W08a5 | Hydro Expected On-Peak | 0 | 0 | 0 | 0 | 0 | 0 | 0 | 0 | 0 | 0 | 0
2009 | MX | WECC | CA-MX | - | W08a6 | Hydro Derate On-Peak | 0 | 0 | 0 | 0 | 0 | 0 | 0 | 0 | 0 | 0 | 0
2009 | MX | WECC | CA-MX | - | W08a7 | Biomass Expected On-Peak | 0 | 0 | 0 | 0 | 0 | 0 | 0 | 0 | 0 | 0 | 0
2009 | MX | WECC | CA-MX | - | W08a8 | Biomass Derate On-Peak | 0 | 0 | 0 | 0 | 0 | 0 | 0 | 0 | 0 | 0 | 0
2009 | MX | WECC | CA-MX | - | W08a9 | Energy Only | 0 | 0 | 0 | 0 | 0 | 0 | 0 | 0 | 0 | 0 | 0
2009 | MX | WECC | CA-MX | - | W09 | DELIVERABLE INTERNAL CAPACITY = 6a+7a | 1882 | 1930 | 1859 | 1844 | 1854 | 1854 | 1854 | 1854 | 1854 | 1854 | 1854
2009 | MX | WECC | CA-MX | - | W10 | CAPACITY TRANSACTIONS - IMPORTS = 10a+10b+10c+10d | 0 | 0 | 0 | 0 | 19 | 62 | 107 | 151 | 197 | 245 | 294
2009 | MX | WECC | CA-MX | - | W10a | Firm (Note: The sum of 10a1 and 10a2 must be <= 10a) | 0 | 0 | 0 | 0 | 19 | 62 | 107 | 151 | 197 | 245 | 294
2009 | MX | WECC | CA-MX | - | W10a1 | Full-Responsibility Purchases | 0 | 0 | 0 | 0 | 19 | 62 | 107 | 151 | 197 | 245 | 294
2009 | MX | WECC | CA-MX | - | W10a2 | Owned Capacity/Entitlement Located Outside the Region/Subregion | 0 | 0 | 0 | 0 | 0 | 0 | 0 | 0 | 0 | 0 | 0
2009 | MX | WECC | CA-MX | - | W10b | Non-firm | 0 | 0 | 0 | 0 | 0 | 0 | 0 | 0 | 0 | 0 | 0
2009 | MX | WECC | CA-MX | - | W10c | Expected (Note: The sum of 10c1 and 10c2 must be <= 10c) | 0 | 0 | 0 | 0 | 0 | 0 | 0 | 0 | 0 | 0 | 0
2009 | MX | WECC | CA-MX | - | W10c1 | Full-Responsibility Purchases | 0 | 0 | 0 | 0 | 0 | 0 | 0 | 0 | 0 | 0 | 0
2009 | MX | WECC | CA-MX | - | W10c2 | Owned Capacity/Entitlement Located Outside the Region/Subregion | 0 | 0 | 0 | 0 | 0 | 0 | 0 | 0 | 0 | 0 | 0
2009 | MX | WECC | CA-MX | - | W10d | Provisional – transactions under study, but negotiations have not begun. | 0 | 0 | 0 | 0 | 0 | 0 | 0 | 0 | 0 | 0 | 0
2009 | MX | WECC | CA-MX | - | W11 | CAPACITY TRANSACTIONS - EXPORTS = 11a+11b+11c+11d | 0 | 0 | 0 | 0 | 19 | 62 | 94 | 94 | 93 | 93 | 94
2009 | MX | WECC | CA-MX | - | W11a | Firm (Note: The sum of 11a1 and 11a2 must be <= 11a) | 0 | 0 | 0 | 0 | 0 | 0 | 0 | 0 | 0 | 0 | 0
2009 | MX | WECC | CA-MX | - | W11a1 | Full-Responsibility Purchases | 0 | 0 | 0 | 0 | 0 | 0 | 0 | 0 | 0 | 0 | 0
2009 | MX | WECC | CA-MX | - | W11a2 | Owned Capacity/Entitlement Located Outside the Region/Subregion | 0 | 0 | 0 | 0 | 0 | 0 | 0 | 0 | 0 | 0 | 0
2009 | MX | WECC | CA-MX | - | W11b | Non-firm | 0 | 0 | 0 | 0 | 0 | 0 | 0 | 0 | 0 | 0 | 0
2009 | MX | WECC | CA-MX | - | W11c | Expected (Note: The sum of 11c1 and 11c2 must be <= 11c) | 0 | 0 | 0 | 0 | 19 | 62 | 94 | 94 | 93 | 93 | 94
2009 | MX | WECC | CA-MX | - | W11c1 | Full-Responsibility Purchases | 0 | 0 | 0 | 0 | 19 | 62 | 94 | 94 | 93 | 93 | 94
2009 | MX | WECC | CA-MX | - | W11c2 | Owned Capacity/Entitlement Located Outside the Region/Subregion | 0 | 0 | 0 | 0 | 0 | 0 | 0 | 0 | 0 | 0 | 0
2009 | MX | WECC | CA-MX | - | W11d | Provisional – transactions under study, but negotiations have not begun. | 0 | 0 | 0 | 0 | 0 | 0 | 0 | 0 | 0 | 0 | 0
2009 | MX | WECC | CA-MX | - | W12 | EXISTING, CERTAIN CAPACITY & NET FIRM TRANSACTIONS = 6a+Net Firm Transactions | 1882 | 1930 | 1859 | 1751 | 1780 | 1823 | 1868 | 1912 | 1958 | 2006 | 2055
2009 | MX | WECC | CA-MX | - | W13 | DELIVERABLE CAPACITY RESOURCES = 12+7a+Net Expected Transactions | 1882 | 1930 | 1859 | 1844 | 1854 | 1854 | 1867 | 1911 | 1958 | 2006 | 2054
2009 | MX | WECC | CA-MX | - | W14 | PROSPECTIVE CAPACITY RESOURCES = 13+6b-[Existing,Other Derates]+16b | 1882 | 1930 | 1859 | 1844 | 1854 | 1854 | 1867 | 1911 | 1958 | 2006 | 2054
2009 | MX | WECC | CA-MX | - | W15 | TOTAL POTENTIAL CAPACITY RESOURCES = 13+6b-[Existing,Other Derates]+7b+ 8+Net Provisional Transactions | 1882 | 1930 | 1859 | 1869 | 2167 | 2167 | 2180 | 2224 | 2551 | 2599 | 2917
2009 | MX | WECC | CA-MX | - | W15a | ADJUSTED POTENTIAL CAPACITY RESOURCES = 13+6b-[Existing,Other Derates]+ 16b+16d+Net Provisional Transactions | 1882 | 1930 | 1859 | 1844 | 2167 | 2167 | 2180 | 2224 | 2551 | 2599 | 2917
2009 | MX | WECC | CA-MX | - | W16a | Confidence of Future, Other (7b), using reasonable judgement | 0 | 0 | 0 | 0 | 0 | 0 | 0 | 0 | 0 | 0 | 0
2009 | MX | WECC | CA-MX | - | W16b | Net Future, Other Resources After Confidence Percentage Is Applied = 7b*16a | 0 | 0 | 0 | 0 | 0 | 0 | 0 | 0 | 0 | 0 | 0
2009 | MX | WECC | CA-MX | - | W16c | Confidence of Conceptual (8), using reasonable judgement | 0 | 0 | 0 | 0 | 1 | 1 | 1 | 1 | 1 | 1 | 1
2009 | MX | WECC | CA-MX | - | W16d | Net Conceptual Resources After Confidence Percentage Is Applied = 8*16c | 0 | 0 | 0 | 0 | 313 | 313 | 313 | 313 | 593 | 593 | 863
2009 | MX | WECC | CA-MX | - | W17C | Region/Subregion Target Capacity Margin | 0 | 0.092081 | 0.092081 | 0.092081 | 0.092081 | 0.092081 | 0.092081 | 0.092081 | 0.092081 | 0.092081 | 0.092081
2009 | MX | WECC | CA-MX | - | W17R | Region/Subregion Target Reserve Margin | 0 | 0.10142 | 0.10142 | 0.10142 | 0.10142 | 0.10142 | 0.10142 | 0.10142 | 0.10142 | 0.10142 | 0.10142
2009 | MX | WECC | CA-MX | - | W18C | Existing Certain and Net Firm Transactions = (12-3)/12 | 0 | 0.23316 | 0.18289 | 0.11022 | 0.10281 | 0.10258 | 0.10332 | 0.10303 | 0.10317 | 0.10319 | 0.10365
2009 | MX | WECC | CA-MX | - | W19C | Deliverable Capacity Resources = (13-3)/13 | 0 | 0.23316 | 0.18289 | 0.1551 | 0.13862 | 0.11758 | 0.10284 | 0.10256 | 0.10317 | 0.10319 | 0.10321
2009 | MX | WECC | CA-MX | - | W20C | Prospective Capacity Resources = (14-3)/14 | 0 | 0.23316 | 0.18289 | 0.1551 | 0.13862 | 0.11758 | 0.10284 | 0.10256 | 0.10317 | 0.10319 | 0.10321
2009 | MX | WECC | CA-MX | - | W21C | Total Potential Resources = (15-3)/15 | 0 | 0.23316 | 0.18289 | 0.1664 | 0.26304 | 0.24504 | 0.23165 | 0.22887 | 0.31164 | 0.30781 | 0.36853
2009 | MX | WECC | CA-MX | - | W22C | Adjusted Potential Resources = (15a-3)/15a | 0 | 0.23316 | 0.18289 | 0.1551 | 0.26304 | 0.24504 | 0.23165 | 0.22887 | 0.31164 | 0.30781 | 0.36853
2009 | MX | WECC | CA-MX | - | W18R | Existing Certain and Net Firm Transactions = (12-3)/3 | 0 | 0.30405 | 0.22383 | 0.12388 | 0.11459 | 0.1143 | 0.11522 | 0.11487 | 0.11503 | 0.11506 | 0.11564
2009 | MX | WECC | CA-MX | - | W19R | Deliverable Capacity Resources = (13-3)/3 | 0 | 0.30405 | 0.22383 | 0.18357 | 0.16093 | 0.13325 | 0.11463 | 0.11429 | 0.11503 | 0.11506 | 0.11509
2009 | MX | WECC | CA-MX | - | W20R | Prospective Capacity Resources = (14-3)/3 | 0 | 0.30405 | 0.22383 | 0.18357 | 0.16093 | 0.13325 | 0.11463 | 0.11429 | 0.11503 | 0.11506 | 0.11509
2009 | MX | WECC | CA-MX | - | W21R | Total Potential Resources = (15-3)/3 | 0 | 0.30405 | 0.22383 | 0.19961 | 0.35692 | 0.32457 | 0.30149 | 0.29679 | 0.45273 | 0.44469 | 0.5836
2009 | MX | WECC | CA-MX | - | W22R | Adjusted Potential Resources = (15a-3)/3 | 0 | 0.30405 | 0.22383 | 0.18357 | 0.35692 | 0.32457 | 0.30149 | 0.29679 | 0.45273 | 0.44469 | 0.5836
2009 | MX | WECC | CA-MX | - | W24 | Other Capacity < 1 MW | 0 | 0 | 0 | 0 | 0 | 0 | 0 | 0 | 0 | 0 | 0
2009 | MX | WECC | CA-MX | - | W25 | Distributed Generator Capacity >= 1 MW | 0 | 0 | 0 | 0 | 0 | 0 | 0 | 0 | 0 | 0 | 0
2009 | MX | WECC | CA-MX | - | W26 | Capacity Total from EIA-860 | 0 | 0 | 0 | 0 | 0 | 0 | 0 | 0 | 0 | 0 | 0
2009 | MX | WECC | CA-MX | - | W27 | Total Installed Baseline Capacity Resources = 12+6b | 1882 | 0 | 0 | 0 | 0 | 0 | 0 | 0 | 0 | 0 | 0
2009 | TL | WECC | - | - | W01 | Unrestricted Non-coincident Peak Demand = 2+1a+1b-1c-1d | 135718 | 135384 | 137923 | 140487 | 142971 | 145506 | 148032 | 150475 | 152728 | 155221 | 157572
2009 | TL | WECC | - | - | W01a | New Conservation (Energy Efficiency) | 0 | 2010 | 2443 | 2854 | 3013 | 3138 | 3263 | 3378 | 3493 | 3598 | 3680
2009 | TL | WECC | - | - | W01b | Estimated Diversity | 0 | 0 | 0 | 0 | 0 | 0 | 0 | 0 | 0 | 0 | 0
2009 | TL | WECC | - | - | W01c | Additions for non-member load (load served by non-registered LSE's in a region) | 0 | 0 | 0 | 0 | 0 | 0 | 0 | 0 | 0 | 0 | 0
2009 | TL | WECC | - | - | W01d | Stand-by Load Under Contract (Normally served by behind the meter generation) | 0 | 977 | 977 | 977 | 977 | 977 | 977 | 977 | 977 | 977 | 977
2009 | TL | WECC | - | - | W02 | Total Internal Demand | 135718 | 134351 | 136457 | 138610 | 140935 | 143345 | 145746 | 148074 | 150212 | 152600 | 154869
2009 | TL | WECC | - | - | W02a | Direct Control Load Management | 716 | 654 | 704 | 718 | 726 | 730 | 735 | 743 | 746 | 750 | 754
2009 | TL | WECC | - | - | W02b | Contractually Interruptible (Curtailable) | 1719 | 1913 | 2039 | 2200 | 2206 | 2222 | 2244 | 2260 | 2261 | 2264 | 2266
2009 | TL | WECC | - | - | W02c | Critical Peak-Pricing (CPP) with Control | 0 | 5 | 10 | 15 | 19 | 31 | 37 | 43 | 45 | 46 | 48
2009 | TL | WECC | - | - | W02d | Load as a Capacity Resource | 193 | 217 | 336 | 438 | 426 | 430 | 432 | 435 | 437 | 439 | 442
2009 | TL | WECC | - | - | W03 | Net Internal Demand = 2-2a-2b-2c-2d | 133090 | 131562 | 133368 | 135239 | 137558 | 139932 | 142298 | 144593 | 146723 | 149101 | 151359
2009 | TL | WECC | - | - | W04a | Demand Response used for Reserves - Spinning | 0 | 90 | 90 | 90 | 90 | 90 | 90 | 90 | 90 | 90 | 90
2009 | TL | WECC | - | - | W04b | Demand Response used for Reserves - Non-Spinning | 0 | 0 | 0 | 0 | 0 | 0 | 0 | 0 | 0 | 0 | 0
2009 | TL | WECC | - | - | W04c | Demand Response used for Regulation | 0 | 0 | 0 | 0 | 0 | 0 | 0 | 0 | 0 | 0 | 0
2009 | TL | WECC | - | - | W04d | Demand Response used for Energy, Voluntary - Emergency | 143 | 145 | 187 | 200 | 182 | 184 | 186 | 187 | 158 | 159 | 159
2009 | TL | WECC | - | - | W05 | TOTAL INTERNAL CAPACITY = 6+7 | 199815 | 214545 | 222835 | 230694 | 238519 | 241585 | 244254 | 246228 | 245874 | 246825 | 248111
2009 | TL | WECC | - | - | W06 | EXISTING CAPACITY = 6a+6b+6c | 199815 | 208827 | 208507 | 208604 | 207759 | 207837 | 207316 | 208422 | 207997 | 208444 | 208130
2009 | TL | WECC | - | - | W06a | Existing, Certain (Note: The sum of 6a1 through 6a4 must be <= 6a) | 185679 | 194522 | 194106 | 194304 | 193574 | 193691 | 193060 | 194050 | 193596 | 194047 | 193733
2009 | TL | WECC | - | - | W06a1 | Wind Expected On-Peak | 1515 | 1508 | 1508 | 1508 | 1508 | 1508 | 1508 | 1508 | 1501 | 1501 | 1501
2009 | TL | WECC | - | - | W06a2 | Solar Expected On-Peak | 36 | 36 | 36 | 36 | 36 | 36 | 36 | 36 | 36 | 36 | 36
2009 | TL | WECC | - | - | W06a3 | Hydro Expected On-Peak | 59409 | 59818 | 59503 | 59634 | 58862 | 58901 | 58779 | 58763 | 58635 | 58639 | 58636
2009 | TL | WECC | - | - | W06a4 | Biomass Expected On-Peak | 1641 | 1639 | 1639 | 1639 | 1639 | 1639 | 1639 | 1639 | 1639 | 1639 | 1639
2009 | TL | WECC | - | - | W06a5 | Load as a Capacity Resource Expected On-Peak (Load Management Programs) | 0 | 0 | 0 | 0 | 0 | 0 | 0 | 0 | 0 | 0 | 0
2009 | TL | WECC | - | - | W06b | Existing, Other (Note: The sum of 6b1 through 6b7 must be <= 6b) | 14136 | 14305 | 14401 | 14300 | 14185 | 14146 | 14256 | 14372 | 14401 | 14397 | 14397
2009 | TL | WECC | - | - | W06b1 | Wind Derate On-Peak | 6940 | 6940 | 6940 | 6940 | 6940 | 6940 | 6940 | 6940 | 6940 | 6940 | 6940
2009 | TL | WECC | - | - | W06b2 | Solar Derate On-Peak | 457 | 457 | 457 | 457 | 457 | 457 | 457 | 457 | 457 | 457 | 457
2009 | TL | WECC | - | - | W06b3 | Hydro Derate On-Peak | 6447 | 6616 | 6712 | 6611 | 6496 | 6457 | 6567 | 6683 | 6712 | 6708 | 6708
2009 | TL | WECC | - | - | W06b4 | Biomass Derate On-Peak | 292 | 292 | 292 | 292 | 292 | 292 | 292 | 292 | 292 | 292 | 292
2009 | TL | WECC | - | - | W06b5 | Load as a Capacity Resource Derate On-Peak (Load Management Programs) | 0 | 0 | 0 | 0 | 0 | 0 | 0 | 0 | 0 | 0 | 0
2009 | TL | WECC | - | - | W06b6 | Energy Only | 0 | 0 | 0 | 0 | 0 | 0 | 0 | 0 | 0 | 0 | 0
2009 | TL | WECC | - | - | W06b7 | Scheduled Outage - Maintenance | 0 | 0 | 0 | 0 | 0 | 0 | 0 | 0 | 0 | 0 | 0
2009 | TL | WECC | - | - | W06b8 | Transmission-Limited Resources | 0 | 0 | 0 | 0 | 0 | 0 | 0 | 0 | 0 | 0 | 0
2009 | TL | WECC | - | - | W06c | Existing, Inoperable (Note: Capacity reported in this line are not used in margin calculations) | 0 | 0 | 0 | 0 | 0 | 0 | 0 | 0 | 0 | 0 | 0
2009 | TL | WECC | - | - | W07 | FUTURE CAPACITY ADDITIONS = 7a+7b | 0 | 5718 | 14328 | 22090 | 30760 | 33748 | 36938 | 37806 | 37877 | 38381 | 39981
2009 | TL | WECC | - | - | W07a | Future, Planned (Note: Only the net expected On-Peak values are included in this line and does not include Energy Only.) | 0 | 5336 | 13077 | 19911 | 25580 | 26522 | 26828 | 26695 | 26733 | 26742 | 26705
2009 | TL | WECC | - | - | W07a1 | Wind Expected On-Peak | 0 | 371 | 1028 | 1611 | 1803 | 1908 | 1961 | 1961 | 1961 | 1961 | 1961
2009 | TL | WECC | - | - | W07a2 | Solar Expected On-Peak | 0 | 19 | 1299 | 3362 | 4171 | 5110 | 5117 | 5124 | 5132 | 5139 | 5213
2009 | TL | WECC | - | - | W07a3 | Hydro Expected On-Peak | 0 | 89 | 744 | 1218 | 1275 | 1275 | 1277 | 1277 | 1277 | 1277 | 1277
2009 | TL | WECC | - | - | W07a4 | Biomass Expected On-Peak | 0 | 361 | 384 | 385 | 424 | 448 | 472 | 496 | 523 | 524 | 525
2009 | TL | WECC | - | - | W07b | Future, Other (Note: Only the net expected On-Peak values are included in this line and does not include Energy Only.) | 0 | 0 | 0 | 0 | 50 | 50 | 50 | 50 | 50 | 50 | 50
2009 | TL | WECC | - | - | W07b1 | Wind Expected On-Peak | 0 | 0 | 0 | 0 | 0 | 0 | 0 | 0 | 0 | 0 | 0
2009 | TL | WECC | - | - | W07b2 | Wind Derate On-Peak | 0 | 3134 | 6909 | 10514 | 12642 | 13315 | 13477 | 13477 | 13477 | 13477 | 13477
2009 | TL | WECC | - | - | W07b3 | Solar Expected On-Peak | 0 | 0 | 0 | 0 | 0 | 0 | 0 | 0 | 0 | 0 | 0
2009 | TL | WECC | - | - | W07b4 | Solar Derate On-Peak | 0 | 1458 | 3082 | 5604 | 7962 | 9978 | 11878 | 12808 | 12808 | 12808 | 12808
2009 | TL | WECC | - | - | W07b5 | Hydro Expected On-Peak | 0 | 0 | 0 | 0 | 0 | 0 | 0 | 0 | 0 | 0 | 0
2009 | TL | WECC | - | - | W07b6 | Hydro Derate On-Peak | 0 | 0 | 0 | 0 | 0 | 0 | 0 | 0 | 0 | 0 | 0
2009 | TL | WECC | - | - | W07b7 | Biomass Expected On-Peak | 0 | 0 | 0 | 0 | 50 | 50 | 50 | 50 | 50 | 50 | 50
2009 | TL | WECC | - | - | W07b8 | Biomass Derate On-Peak | 0 | 37 | 39 | 39 | 40 | 40 | 40 | 40 | 40 | 40 | 40
2009 | TL | WECC | - | - | W07b9 | Energy Only | 0 | 0 | 0 | 0 | 0 | 0 | 0 | 0 | 0 | 0 | 0
2009 | TL | WECC | - | - | W08 | Conceptual (Note: Only the net expected on-peak capacity is included in this line and does not include Energy Only.) | 0 | 382 | 1251 | 2179 | 5180 | 7226 | 10110 | 11111 | 11144 | 11639 | 13276
2009 | TL | WECC | - | - | W08a1 | Wind Expected On-Peak | 0 | 0 | 0 | 17 | 37 | 79 | 85 | 95 | 97 | 97 | 107
2009 | TL | WECC | - | - | W08a2 | Wind Derate On-Peak | 0 | 535 | 2408 | 3194 | 3715 | 5497 | 6051 | 6331 | 6429 | 6429 | 6449
2009 | TL | WECC | - | - | W08a3 | Solar Expected On-Peak | 0 | 1 | 2 | 4 | 99 | 427 | 617 | 634 | 635 | 635 | 695
2009 | TL | WECC | - | - | W08a4 | Solar Derate On-Peak | 0 | 0 | 0 | 0 | 33 | 87 | 149 | 232 | 233 | 233 | 233
2009 | TL | WECC | - | - | W08a5 | Hydro Expected On-Peak | 0 | 0 | 0 | 0 | 0 | 25 | 50 | 465 | 465 | 465 | 1215
2009 | TL | WECC | - | - | W08a6 | Hydro Derate On-Peak | 0 | 0 | 0 | 0 | 0 | 0 | 0 | 0 | 0 | 0 | 0
2009 | TL | WECC | - | - | W08a7 | Biomass Expected On-Peak | 0 | 32 | 199 | 214 | 216 | 218 | 220 | 222 | 225 | 226 | 228
2009 | TL | WECC | - | - | W08a8 | Biomass Derate On-Peak | 0 | 0 | 0 | 0 | 0 | 0 | 0 | 0 | 0 | 0 | 0
2009 | TL | WECC | - | - | W08a9 | Energy Only | 0 | 0 | 0 | 0 | 0 | 0 | 0 | 0 | 0 | 0 | 0
2009 | TL | WECC | - | - | W09 | DELIVERABLE INTERNAL CAPACITY = 6a+7a | 185679 | 199858 | 207183 | 214215 | 219154 | 220213 | 219888 | 220745 | 220329 | 220789 | 220438
2009 | TL | WECC | - | - | W10 | CAPACITY TRANSACTIONS - IMPORTS = 10a+10b+10c+10d | 0 | 0 | 0 | 0 | 0 | 0 | 0 | 0 | 0 | 0 | 0
2009 | TL | WECC | - | - | W10a | Firm (Note: The sum of 10a1 and 10a2 must be <= 10a) | 0 | 0 | 0 | 0 | 0 | 0 | 0 | 0 | 0 | 0 | 0
2009 | TL | WECC | - | - | W10a1 | Full-Responsibility Purchases | 0 | 0 | 0 | 0 | 0 | 0 | 0 | 0 | 0 | 0 | 0
2009 | TL | WECC | - | - | W10a2 | Owned Capacity/Entitlement Located Outside the Region/Subregion | 0 | 0 | 0 | 0 | 0 | 0 | 0 | 0 | 0 | 0 | 0
2009 | TL | WECC | - | - | W10b | Non-firm | 0 | 0 | 0 | 0 | 0 | 0 | 0 | 0 | 0 | 0 | 0
2009 | TL | WECC | - | - | W10c | Expected (Note: The sum of 10c1 and 10c2 must be <= 10c) | 0 | 0 | 0 | 0 | 0 | 0 | 0 | 0 | 0 | 0 | 0
2009 | TL | WECC | - | - | W10c1 | Full-Responsibility Purchases | 0 | 0 | 0 | 0 | 0 | 0 | 0 | 0 | 0 | 0 | 0
2009 | TL | WECC | - | - | W10c2 | Owned Capacity/Entitlement Located Outside the Region/Subregion | 0 | 0 | 0 | 0 | 0 | 0 | 0 | 0 | 0 | 0 | 0
2009 | TL | WECC | - | - | W10d | Provisional – transactions under study, but negotiations have not begun. | 0 | 0 | 0 | 0 | 0 | 0 | 0 | 0 | 0 | 0 | 0
2009 | TL | WECC | - | - | W11 | CAPACITY TRANSACTIONS - EXPORTS = 11a+11b+11c+11d | 0 | 0 | 0 | 0 | 0 | 0 | 0 | 0 | 0 | 0 | 0
2009 | TL | WECC | - | - | W11a | Firm (Note: The sum of 11a1 and 11a2 must be <= 11a) | 0 | 0 | 0 | 0 | 0 | 0 | 0 | 0 | 0 | 0 | 0
2009 | TL | WECC | - | - | W11a1 | Full-Responsibility Purchases | 0 | 0 | 0 | 0 | 0 | 0 | 0 | 0 | 0 | 0 | 0
2009 | TL | WECC | - | - | W11a2 | Owned Capacity/Entitlement Located Outside the Region/Subregion | 0 | 0 | 0 | 0 | 0 | 0 | 0 | 0 | 0 | 0 | 0
2009 | TL | WECC | - | - | W11b | Non-firm | 0 | 0 | 0 | 0 | 0 | 0 | 0 | 0 | 0 | 0 | 0
2009 | TL | WECC | - | - | W11c | Expected (Note: The sum of 11c1 and 11c2 must be <= 11c) | 0 | 0 | 0 | 0 | 0 | 0 | 0 | 0 | 0 | 0 | 0
2009 | TL | WECC | - | - | W11c1 | Full-Responsibility Purchases | 0 | 0 | 0 | 0 | 0 | 0 | 0 | 0 | 0 | 0 | 0
2009 | TL | WECC | - | - | W11c2 | Owned Capacity/Entitlement Located Outside the Region/Subregion | 0 | 0 | 0 | 0 | 0 | 0 | 0 | 0 | 0 | 0 | 0
2009 | TL | WECC | - | - | W11d | Provisional – transactions under study, but negotiations have not begun. | 0 | 0 | 0 | 0 | 0 | 0 | 0 | 0 | 0 | 0 | 0
2009 | TL | WECC | - | - | W12 | EXISTING, CERTAIN CAPACITY & NET FIRM TRANSACTIONS = 6a+Net Firm Transactions | 185679 | 194522 | 194106 | 194304 | 193574 | 193691 | 193060 | 194050 | 193596 | 194047 | 193733
2009 | TL | WECC | - | - | W13 | DELIVERABLE CAPACITY RESOURCES = 12+7a+Net Expected Transactions | 185679 | 199858 | 207183 | 214215 | 219154 | 220213 | 219888 | 220745 | 220329 | 220789 | 220438
2009 | TL | WECC | - | - | W14 | PROSPECTIVE CAPACITY RESOURCES = 13+6b-[Existing,Other Derates]+16b | 185679 | 199858 | 207183 | 214215 | 219154 | 220213 | 219888 | 220745 | 220329 | 220789 | 220438
2009 | TL | WECC | - | - | W15 | TOTAL POTENTIAL CAPACITY RESOURCES = 13+6b-[Existing,Other Derates]+7b+ 8+Net Provisional Transactions | 185679 | 200240 | 208434 | 216394 | 224384 | 227489 | 230048 | 231906 | 231523 | 232478 | 233764
2009 | TL | WECC | - | - | W15a | ADJUSTED POTENTIAL CAPACITY RESOURCES = 13+6b-[Existing,Other Derates]+ 16b+16d+Net Provisional Transactions | 185679 | 199865.64 | 207190.506 | 214613.757 | 220656.2 | 223045.592 | 224467.83 | 226189.39 | 226157.312 | 227574.537 | 228337.22
2009 | TL | WECC | - | - | W16a | Confidence of Future, Other (7b), using reasonable judgement | 0 | 0 | 0 | 0 | 0 | 0 | 0 | 0 | 0 | 0 | 0
2009 | TL | WECC | - | - | W16b | Net Future, Other Resources After Confidence Percentage Is Applied = 7b*16a | 0 | 0 | 0 | 0 | 0 | 0 | 0 | 0 | 0 | 0 | 0
2009 | TL | WECC | - | - | W16c | Confidence of Conceptual (8), using reasonable judgement | 0 | 0.02 | 0.006 | 0.183 | 0.29 | 0.392 | 0.453 | 0.49 | 0.523 | 0.583 | 0.595
2009 | TL | WECC | - | - | W16d | Net Conceptual Resources After Confidence Percentage Is Applied = 8*16c | 0 | 7.64 | 7.506 | 398.757 | 1502.2 | 2832.592 | 4579.83 | 5444.39 | 5828.312 | 6785.537 | 7899.22
2009 | TL | WECC | - | - | W17C | Region/Subregion Target Capacity Margin | 0 | 0.13838 | 0.13838 | 0.13838 | 0.13838 | 0.13838 | 0.13838 | 0.13838 | 0.13838 | 0.13838 | 0.13838
2009 | TL | WECC | - | - | W17R | Region/Subregion Target Reserve Margin | 0 | 0.16061 | 0.16061 | 0.16061 | 0.16061 | 0.16061 | 0.16061 | 0.16061 | 0.16061 | 0.16061 | 0.16061
2009 | TL | WECC | - | - | W18C | Existing Certain and Net Firm Transactions = (12-3)/12 | 0 | 0.32367 | 0.31291 | 0.30398 | 0.28938 | 0.27755 | 0.26293 | 0.25487 | 0.24212 | 0.23162 | 0.21872
2009 | TL | WECC | - | - | W19C | Deliverable Capacity Resources = (13-3)/13 | 0 | 0.34172 | 0.35628 | 0.36868 | 0.37232 | 0.36456 | 0.35286 | 0.34498 | 0.33407 | 0.32469 | 0.31337
2009 | TL | WECC | - | - | W20C | Prospective Capacity Resources = (14-3)/14 | 0 | 0.34172 | 0.35628 | 0.36868 | 0.37232 | 0.36456 | 0.35286 | 0.34498 | 0.33407 | 0.32469 | 0.31337
2009 | TL | WECC | - | - | W21C | Total Potential Resources = (15-3)/15 | 0 | 0.34298 | 0.36014 | 0.37503 | 0.38695 | 0.38488 | 0.38144 | 0.3765 | 0.36627 | 0.35864 | 0.35251
2009 | TL | WECC |  | - | W22C | Adjusted Potential Resources = (15a-3)/15a | 0 | 0.34175 | 0.3563 | 0.36985 | 0.3766 | 0.37263 | 0.36607 | 0.36074 | 0.35123 | 0.34483 | 0.33713
2009 | TL | WECC |  | - | W18R | Existing Certain and Net Firm Transactions = (12-3)/3 | 0 | 0.47856 | 0.45542 | 0.43675 | 0.40722 | 0.38418 | 0.35673 | 0.34204 | 0.31947 | 0.30145 | 0.27996
2009 | TL | WECC |  | - | W19R | Deliverable Capacity Resources = (13-3)/3 | 0 | 0.51912 | 0.55347 | 0.58397 | 0.59318 | 0.57371 | 0.54526 | 0.52666 | 0.50167 | 0.4808 | 0.45639
2009 | TL | WECC |  | - | W20R | Prospective Capacity Resources = (14-3)/3 | 0 | 0.51912 | 0.55347 | 0.58397 | 0.59318 | 0.57371 | 0.54526 | 0.52666 | 0.50167 | 0.4808 | 0.45639
2009 | TL | WECC |  | - | W21R | Total Potential Resources = (15-3)/3 | 0 | 0.52202 | 0.56285 | 0.60009 | 0.6312 | 0.62571 | 0.61666 | 0.60385 | 0.57796 | 0.5592 | 0.54443
2009 | TL | WECC |  | - | W22R | Adjusted Potential Resources = (15a-3)/3 | 0 | 0.51917 | 0.55352 | 0.58692 | 0.6041 | 0.59396 | 0.57745 | 0.56432 | 0.54139 | 0.52631 | 0.50858
2009 | TL | WECC |  | - | W24 | Other Capacity < 1 MW | 0 | 0 | 0 | 0 | 0 | 0 | 0 | 0 | 0 | 0 | 0
2009 | TL | WECC |  | - | W25 | Distributed Generator Capacity >= 1 MW | 0 | 0 | 0 | 0 | 0 | 0 | 0 | 0 | 0 | 0 | 0
2009 | TL | WECC |  | - | W26 | Capacity Total from EIA-860 | 0 | 0 | 0 | 0 | 0 | 0 | 0 | 0 | 0 | 0 | 0
2009 | TL | WECC |  | - | W27 | Total Installed Baseline Capacity Resources = 12+6b | 199815 | 0 | 0 | 0 | 0 | 0 | 0 | 0 | 0 | 0 | 0
2010 | US | TRE | - | ERCOT | W01 | Unrestricted Non-coincident Peak Demand = 2+1a+1b-1c-1d | 56191 | 43823 | 43823 | 44804 | 45819 | 46578 | 47296 | 47892 | 48784 | 49594 | 50099
2010 | US | TRE | - | ERCOT | W01a | New Conservation (Energy Efficiency) | 0 | 0 | 0 | 0 | 0 | 0 | 0 | 0 | 0 | 0 | 0
2010 | US | TRE | - | ERCOT | W01b | Estimated Diversity | 0 | 0 | 0 | 0 | 0 | 0 | 0 | 0 | 0 | 0 | 0
2010 | US | TRE | - | ERCOT | W01c | Additions for non-member load (load served by non-registered LSE's in a region) | 0 | 0 | 0 | 0 | 0 | 0 | 0 | 0 | 0 | 0 | 0
2010 | US | TRE | - | ERCOT | W01d | Stand-by Load Under Contract (Normally served by behind the meter generation) | 0 | 0 | 0 | 0 | 0 | 0 | 0 | 0 | 0 | 0 | 0
2010 | US | TRE | - | ERCOT | W02 | Total Internal Demand | 56191 | 43823 | 43823 | 44804 | 45819 | 46578 | 47296 | 47892 | 48784 | 49594 | 50099
2010 | US | TRE | - | ERCOT | W02a | Direct Control Load Management | 0 | 0 | 0 | 0 | 0 | 0 | 0 | 0 | 0 | 0 | 0
2010 | US | TRE | - | ERCOT | W02b | Contractually Interruptible (Curtailable) | 0 | 336 | 369.6 | 406.56 | 447.216 | 491.9376 | 541.1314 | 595.2445 | 654.7689 | 720.2458 | 792.2704
2010 | US | TRE | - | ERCOT | W02c | Critical Peak-Pricing (CPP) with Control | 0 | 0 | 0 | 0 | 0 | 0 | 0 | 0 | 0 | 0 | 0
2010 | US | TRE | - | ERCOT | W02d | Load as a Capacity Resource | 0 | 0 | 0 | 0 | 0 | 0 | 0 | 0 | 0 | 0 | 0
2010 | US | TRE | - | ERCOT | W03 | Net Internal Demand = 2-2a-2b-2c-2d | 56191 | 43487 | 43453.4 | 44397.44 | 45371.784 | 46086.0624 | 46754.8686 | 47296.7555 | 48129.2311 | 48873.7542 | 49306.7296
2010 | US | TRE | - | ERCOT | W04a | Demand Response used for Reserves - Spinning | 0 | 0 | 0 | 0 | 0 | 0 | 0 | 0 | 0 | 0 | 0
2010 | US | TRE | - | ERCOT | W04b | Demand Response used for Reserves - Non-Spinning | 0 | 0 | 0 | 0 | 0 | 0 | 0 | 0 | 0 | 0 | 0
2010 | US | TRE | - | ERCOT | W04c | Demand Response used for Regulation | 0 | 0 | 0 | 0 | 0 | 0 | 0 | 0 | 0 | 0 | 0
2010 | US | TRE | - | ERCOT | W04d | Demand Response used for Energy, Voluntary - Emergency | 0 | 0 | 0 | 0 | 0 | 0 | 0 | 0 | 0 | 0 | 0
2010 | US | TRE | - | ERCOT | W05 | TOTAL INTERNAL CAPACITY = 6+7 | 96177 | 95720.349 | 96996.349 | 98171.349 | 99393.349 | 100385.349 | 101165.349 | 101165.349 | 101165.349 | 101165.349 | 101165.349
2010 | US | TRE | - | ERCOT | W06 | EXISTING CAPACITY = 6a+6b+6c | 96177 | 97914.349 | 97914.349 | 97914.349 | 97914.349 | 97914.349 | 97914.349 | 97914.349 | 97914.349 | 97914.349 | 97914.349
2010 | US | TRE | - | ERCOT | W06a | Existing, Certain | 69490 | 78815.533 | 78815.533 | 78815.533 | 78815.533 | 78815.533 | 78815.533 | 78815.533 | 78815.533 | 78815.533 | 78815.533
2010 | US | TRE | - | ERCOT | W06a1 | Wind Expected On-Peak | 725 | 793.092 | 793.092 | 793.092 | 793.092 | 793.092 | 793.092 | 793.092 | 793.092 | 793.092 | 793.092
2010 | US | TRE | - | ERCOT | W06a2 | Solar Expected On-Peak | 0 | 0 | 0 | 0 | 0 | 0 | 0 | 0 | 0 | 0 | 0
2010 | US | TRE | - | ERCOT | W06a3 | Hydro Expected On-Peak | 572 | 572 | 572 | 572 | 572 | 572 | 572 | 572 | 572 | 572 | 572
2010 | US | TRE | - | ERCOT | W06a4 | Biomass Expected On-Peak | 89 | 88.9 | 88.9 | 88.9 | 88.9 | 88.9 | 88.9 | 88.9 | 88.9 | 88.9 | 88.9
2010 | US | TRE | - | ERCOT | W06a5 | Load as a Capacity Resource Expected On-Peak (Load Management Programs) | 0 | 0 | 0 | 0 | 0 | 0 | 0 | 0 | 0 | 0 | 0
2010 | US | TRE | - | ERCOT | W06b | Existing, Other | 14295 | 8322.908 | 8322.908 | 8322.908 | 8322.908 | 8322.908 | 8322.908 | 8322.908 | 8322.908 | 8322.908 | 8322.908
2010 | US | TRE | - | ERCOT | W06b1 | Wind Derate On-Peak | 7610 | 8322.908 | 8322.908 | 8322.908 | 8322.908 | 8322.908 | 8322.908 | 8322.908 | 8322.908 | 8322.908 | 8322.908
2010 | US | TRE | - | ERCOT | W06b2 | Solar Derate On-Peak | 0 | 0 | 0 | 0 | 0 | 0 | 0 | 0 | 0 | 0 | 0
2010 | US | TRE | - | ERCOT | W06b3 | Hydro Derate On-Peak | 0 | 0 | 0 | 0 | 0 | 0 | 0 | 0 | 0 | 0 | 0
2010 | US | TRE | - | ERCOT | W06b4 | Biomass Derate On-Peak | 0 | 0 | 0 | 0 | 0 | 0 | 0 | 0 | 0 | 0 | 0
2010 | US | TRE | - | ERCOT | W06b5 | Load as a Capacity Resource Derate On-Peak (Load Management Programs) | 0 | 0 | 0 | 0 | 0 | 0 | 0 | 0 | 0 | 0 | 0
2010 | US | TRE | - | ERCOT | W06b7 | Transmission-Limited Resources | 0 | 0 | 0 | 0 | 0 | 0 | 0 | 0 | 0 | 0 | 0
2010 | US | TRE | - | ERCOT | W06b8 | All Other Derates | 0 | 0 | 0 | 0 | 0 | 0 | 0 | 0 | 0 | 0 | 0
2010 | US | TRE | - | ERCOT | W06b9 | Energy Only | 0 | 0 | 0 | 0 | 0 | 0 | 0 | 0 | 0 | 0 | 0
2010 | US | TRE | - | ERCOT | W06c | Existing, Inoperable (Note: Not used in margin calculations) | 4782 | 2453 | 2453 | 2453 | 2453 | 2453 | 2453 | 2453 | 2453 | 2453 | 2453
2010 | US | TRE | - | ERCOT | W07 | FUTURE CAPACITY ADDITIONS = 7a+7b | 0 | -2330.95 | -1372.674 | -334.624 | 483.83 | 1260.362 | 2040.362 | 2040.362 | 2040.362 | 2040.362 | 2040.362
2010 | US | TRE | - | ERCOT | W07a | Future, Planned | 0 | -2430.95 | -1472.674 | -434.624 | 383.83 | 1160.362 | 1940.362 | 1940.362 | 1940.362 | 1940.362 | 1940.362
2010 | US | TRE | - | ERCOT | W07a1 | Wind Expected On-Peak | 0 | 13.05 | 0 | 0 | 0 | 0 | 0 | 0 | 0 | 0 | 0
2010 | US | TRE | - | ERCOT | W07a2 | Wind Derate On-Peak | 0 | 136.95 | 454.674 | 591.624 | 995.17 | 1210.638 | 1210.638 | 1210.638 | 1210.638 | 1210.638 | 1210.638
2010 | US | TRE | - | ERCOT | W07a3 | Solar Expected On-Peak | 0 | 0 | 0 | 0 | 0 | 0 | 0 | 0 | 0 | 0 | 0
2010 | US | TRE | - | ERCOT | W07a4 | Solar Derate On-Peak | 0 | 0 | 0 | 0 | 0 | 0 | 0 | 0 | 0 | 0 | 0
2010 | US | TRE | - | ERCOT | W07a5 | Hydro Expected On-Peak | 0 | 0 | 0 | 0 | 0 | 0 | 0 | 0 | 0 | 0 | 0
2010 | US | TRE | - | ERCOT | W07a6 | Hydro Derate On-Peak | 0 | 0 | 0 | 0 | 0 | 0 | 0 | 0 | 0 | 0 | 0
2010 | US | TRE | - | ERCOT | W07a7 | Biomass Expected On-Peak | 0 | 0 | 45 | 145 | 145 | 145 | 145 | 145 | 145 | 145 | 145
2010 | US | TRE | - | ERCOT | W07a8 | Biomass Derate On-Peak | 0 | 0 | 0 | 0 | 0 | 0 | 0 | 0 | 0 | 0 | 0
2010 | US | TRE | - | ERCOT | W07a9 | Demand Response Expected On-Peak (Load Management Programs) | 0 | 0 | 0 | 0 | 0 | 0 | 0 | 0 | 0 | 0 | 0
2010 | US | TRE | - | ERCOT | W07a10 | Demand Response Derate On-Peak (Load Management Programs) | 0 | 0 | 0 | 0 | 0 | 0 | 0 | 0 | 0 | 0 | 0
2010 | US | TRE | - | ERCOT | W07a11 | Transmission-Limited Resources | 0 | 0 | 0 | 0 | 0 | 0 | 0 | 0 | 0 | 0 | 0
2010 | US | TRE | - | ERCOT | W07a12 | Scheduled Outage - Maintenance | 0 | 0 | 0 | 0 | 0 | 0 | 0 | 0 | 0 | 0 | 0
2010 | US | TRE | - | ERCOT | W07a13 | All Other Derates | 0 | 0 | 0 | 0 | 0 | 0 | 0 | 0 | 0 | 0 | 0
2010 | US | TRE | - | ERCOT | W07a14 | Energy Only | 0 | 0 | 0 | 0 | 0 | 0 | 0 | 0 | 0 | 0 | 0
2010 | US | TRE | - | ERCOT | W07b | Future, Other | 0 | 100 | 100 | 100 | 100 | 100 | 100 | 100 | 100 | 100 | 100
2010 | US | TRE | - | ERCOT | W07b1 | Wind Expected On-Peak | 0 | 0 | 0 | 0 | 0 | 0 | 0 | 0 | 0 | 0 | 0
2010 | US | TRE | - | ERCOT | W07b2 | Wind Derate On-Peak | 0 | 0 | 0 | 0 | 0 | 0 | 0 | 0 | 0 | 0 | 0
2010 | US | TRE | - | ERCOT | W07b3 | Solar Expected On-Peak | 0 | 0 | 0 | 0 | 0 | 0 | 0 | 0 | 0 | 0 | 0
2010 | US | TRE | - | ERCOT | W07b4 | Solar Derate On-Peak | 0 | 0 | 0 | 0 | 0 | 0 | 0 | 0 | 0 | 0 | 0
2010 | US | TRE | - | ERCOT | W07b5 | Hydro Expected On-Peak | 0 | 0 | 0 | 0 | 0 | 0 | 0 | 0 | 0 | 0 | 0
2010 | US | TRE | - | ERCOT | W07b6 | Hydro Derate On-Peak | 0 | 0 | 0 | 0 | 0 | 0 | 0 | 0 | 0 | 0 | 0
2010 | US | TRE | - | ERCOT | W07b7 | Biomass Expected On-Peak | 0 | 0 | 0 | 0 | 0 | 0 | 0 | 0 | 0 | 0 | 0
2010 | US | TRE | - | ERCOT | W07b8 | Biomass Derate On-Peak | 0 | 0 | 0 | 0 | 0 | 0 | 0 | 0 | 0 | 0 | 0
2010 | US | TRE | - | ERCOT | W07b9 | Transmission-Limited Resources | 0 | 0 | 0 | 0 | 0 | 0 | 0 | 0 | 0 | 0 | 0
2010 | US | TRE | - | ERCOT | W07b10 | Scheduled Outage - Maintenance | 0 | 0 | 0 | 0 | 0 | 0 | 0 | 0 | 0 | 0 | 0
2010 | US | TRE | - | ERCOT | W07b11 | All Other Derates | 0 | 0 | 0 | 0 | 0 | 0 | 0 | 0 | 0 | 0 | 0
2010 | US | TRE | - | ERCOT | W07b12 | Energy Only | 0 | 0 | 0 | 0 | 0 | 0 | 0 | 0 | 0 | 0 | 0
2010 | US | TRE | - | ERCOT | W08 | Conceptual | 0 | 1492.4513 | 11940.0324 | 21557.9034 | 23025.9894 | 27125.9894 | 38925.9894 | 38925.9894 | 40325.9894 | 40325.9894 | 40325.9894
2010 | US | TRE | - | ERCOT | W08a1 | Wind Expected On-Peak | 0 | 311.4513 | 2350.2872 | 3433.4732 | 4518.1262 | 4718.2262 | 4761.7262 | 4761.7262 | 4761.7262 | 4761.7262 | 4761.7262
2010 | US | TRE | - | ERCOT | W08a2 | Wind Derate On-Peak | 0 | 3268.4487 | 11358.3128 | 18453.1268 | 26987.4738 | 29087.3738 | 29543.8738 | 29543.8738 | 29543.8738 | 29543.8738 | 29543.8738
2010 | US | TRE | - | ERCOT | W08a3 | Solar Expected On-Peak | 0 | 0 | 549 | 549 | 549 | 549 | 549 | 549 | 549 | 549 | 549
2010 | US | TRE | - | ERCOT | W08a4 | Solar Derate On-Peak | 0 | 0 | 0 | 0 | 0 | 0 | 0 | 0 | 0 | 0 | 0
2010 | US | TRE | - | ERCOT | W08a5 | Hydro Expected On-Peak | 0 | 0 | 0 | 0 | 0 | 0 | 0 | 0 | 0 | 0 | 0
2010 | US | TRE | - | ERCOT | W08a6 | Hydro Derate On-Peak | 0 | 0 | 0 | 0 | 0 | 0 | 0 | 0 | 0 | 0 | 0
2010 | US | TRE | - | ERCOT | W08a7 | Biomass Expected On-Peak | 0 | 0 | 50 | 50 | 50 | 50 | 50 | 50 | 50 | 50 | 50
2010 | US | TRE | - | ERCOT | W08a8 | Biomass Derate On-Peak | 0 | 0 | 0 | 0 | 0 | 0 | 0 | 0 | 0 | 0 | 0
2010 | US | TRE | - | ERCOT | W08a9 | All Other Derates | 0 | 0 | 0 | 0 | 0 | 0 | 0 | 0 | 0 | 0 | 0
2010 | US | TRE | - | ERCOT | W08a10 | Energy Only | 0 | 0 | 0 | 0 | 0 | 0 | 0 | 0 | 0 | 0 | 0
2010 | US | TRE | - | ERCOT | W09 | ANTICIPATED INTERNAL CAPACITY = 6a+7a | 69490 | 76384.583 | 77342.859 | 78380.909 | 79199.363 | 79975.895 | 80755.895 | 80755.895 | 80755.895 | 80755.895 | 80755.895
2010 | US | TRE | - | ERCOT | W10 | CAPACITY TRANSACTIONS - IMPORTS = 10a+10b+10c+10d | 342 | 0 | 0 | 0 | 0 | 0 | 0 | 0 | 0 | 0 | 0
2010 | US | TRE | - | ERCOT | W10a | Firm (Note: The sum of 10a1 and 10a2 must be <= 10a) | 0 | 0 | 0 | 0 | 0 | 0 | 0 | 0 | 0 | 0 | 0
2010 | US | TRE | - | ERCOT | W10a1 | Full-Responsibility Purchases | 0 | 0 | 0 | 0 | 0 | 0 | 0 | 0 | 0 | 0 | 0
2010 | US | TRE | - | ERCOT | W10a2 | Owned Capacity/Entitlement Located Outside the Region/Subregion | 0 | 0 | 0 | 0 | 0 | 0 | 0 | 0 | 0 | 0 | 0
2010 | US | TRE | - | ERCOT | W10b | Non-firm | 342 | 0 | 0 | 0 | 0 | 0 | 0 | 0 | 0 | 0 | 0
2010 | US | TRE | - | ERCOT | W10c | Expected (Note: The sum of 10c1 and 10c2 must be <= 10c) | 0 | 0 | 0 | 0 | 0 | 0 | 0 | 0 | 0 | 0 | 0
2010 | US | TRE | - | ERCOT | W10c1 | Full-Responsibility Purchases | 0 | 0 | 0 | 0 | 0 | 0 | 0 | 0 | 0 | 0 | 0
2010 | US | TRE | - | ERCOT | W10c2 | Owned Capacity/Entitlement Located Outside the Region/Subregion | 0 | 0 | 0 | 0 | 0 | 0 | 0 | 0 | 0 | 0 | 0
2010 | US | TRE | - | ERCOT | W10d | Provisional – transactions under study, but negotiations have not begun. | 0 | 0 | 0 | 0 | 0 | 0 | 0 | 0 | 0 | 0 | 0
2010 | US | TRE | - | ERCOT | W11 | CAPACITY TRANSACTIONS - EXPORTS = 11a+11b+11c+11d | 76 | 0 | 0 | 0 | 0 | 0 | 0 | 0 | 0 | 0 | 0
2010 | US | TRE | - | ERCOT | W11a | Firm (Note: The sum of 11a1 and 11a2 must be <= 11a) | 0 | 0 | 0 | 0 | 0 | 0 | 0 | 0 | 0 | 0 | 0
2010 | US | TRE | - | ERCOT | W11a1 | Full-Responsibility Purchases | 0 | 0 | 0 | 0 | 0 | 0 | 0 | 0 | 0 | 0 | 0
2010 | US | TRE | - | ERCOT | W11a2 | Owned Capacity/Entitlement Located Outside the Region/Subregion | 0 | 0 | 0 | 0 | 0 | 0 | 0 | 0 | 0 | 0 | 0
2010 | US | TRE | - | ERCOT | W11b | Non-firm | 76 | 0 | 0 | 0 | 0 | 0 | 0 | 0 | 0 | 0 | 0
2010 | US | TRE | - | ERCOT | W11c | Expected (Note: The sum of 11c1 and 11c2 must be <= 11c) | 0 | 0 | 0 | 0 | 0 | 0 | 0 | 0 | 0 | 0 | 0
2010 | US | TRE | - | ERCOT | W11c1 | Full-Responsibility Purchases | 0 | 0 | 0 | 0 | 0 | 0 | 0 | 0 | 0 | 0 | 0
2010 | US | TRE | - | ERCOT | W11c2 | Owned Capacity/Entitlement Located Outside the Region/Subregion | 0 | 0 | 0 | 0 | 0 | 0 | 0 | 0 | 0 | 0 | 0
2010 | US | TRE | - | ERCOT | W11d | Provisional – transactions under study, but negotiations have not begun. | 0 | 0 | 0 | 0 | 0 | 0 | 0 | 0 | 0 | 0 | 0
2010 | US | TRE | - | ERCOT | W12 | EXISTING, CERTAIN CAPACITY & NET FIRM TRANSACTIONS = 6a+Net Firm Transactions | 69490 | 78815.533 | 78815.533 | 78815.533 | 78815.533 | 78815.533 | 78815.533 | 78815.533 | 78815.533 | 78815.533 | 78815.533
2010 | US | TRE | - | ERCOT | W13 | ANTICIPATED CAPACITY RESOURCES = 12+7a+Net Expected Transactions | 0 | 76384.583 | 77342.859 | 78380.909 | 79199.363 | 79975.895 | 80755.895 | 80755.895 | 80755.895 | 80755.895 | 80755.895
2010 | US | TRE | - | ERCOT | W14 | PROSPECTIVE CAPACITY RESOURCES = 13+6b+16b | 0 | 84805.491 | 85763.767 | 86801.817 | 87620.271 | 88396.803 | 89176.803 | 89176.803 | 89176.803 | 89176.803 | 89176.803
2010 | US | TRE | - | ERCOT | W15 | TOTAL POTENTIAL CAPACITY RESOURCES = 13+6b+7b+8+Net Provisional Transactions | 0 | 86299.9423 | 97705.7994 | 108361.7204 | 110648.2604 | 115524.7924 | 128104.7924 | 128104.7924 | 129504.7924 | 129504.7924 | 129504.7924
2010 | US | TRE | - | ERCOT | W15a | ADJUSTED POTENTIAL CAPACITY RESOURCES = 13+6b+16b+16d+Net Provisional Transactions | 0 | 85133.8303 | 88390.5741 | 91544.5557 | 92685.9887 | 94364.5207 | 97740.5207 | 97740.5207 | 98048.5207 | 98048.5207 | 98048.5207
2010 | US | TRE | - | ERCOT | W16a | Confidence of Future, Other (7b), using reasonable judgement | 0 | 0.98 | 0.98 | 0.98 | 0.98 | 0.98 | 0.98 | 0.98 | 0.98 | 0.98 | 0.98
2010 | US | TRE | - | ERCOT | W16b | Net Future, Other Resources After Confidence Percentage Is Applied = 7b*16a | 0 | 98 | 98 | 98 | 98 | 98 | 98 | 98 | 98 | 98 | 98
2010 | US | TRE | - | ERCOT | W16c | Confidence of Conceptual (8), using reasonable judgement | 0 | 0.22 | 0.22 | 0.22 | 0.22 | 0.22 | 0.22 | 0.22 | 0.22 | 0.22 | 0.22
2010 | US | TRE | - | ERCOT | W16d | Net Conceptual Resources After Confidence Percentage Is Applied = 8*16c | 0 | 328.3393 | 2626.8071 | 4742.7387 | 5065.7177 | 5967.7177 | 8563.7177 | 8563.7177 | 8871.7177 | 8871.7177 | 8871.7177
2010 | US | TRE | - | ERCOT | W17 | Region/Subregion Target Reserve Margin | 0 | 0.125 | 0.125 | 0.125 | 0.125 | 0.125 | 0.125 | 0.125 | 0.125 | 0.125 | 0.125
2010 | US | TRE | - | ERCOT | W18 | Existing Certain and Net Firm Transactions Reserve Margin = (12-3)/3 | 0 | 0.81239 | 0.81379 | 0.77523 | 0.7371 | 0.71018 | 0.68572 | 0.6664 | 0.63758 | 0.61264 | 0.59847
2010 | US | TRE | - | ERCOT | W19 | Anticipated Capacity Resources Reserve Margin = (13-3)/3 | 0 | 0.75649 | 0.7799 | 0.76544 | 0.74556 | 0.73536 | 0.72722 | 0.70743 | 0.6779 | 0.65234 | 0.63783
2010 | US | TRE | - | ERCOT | W20 | Prospective Capacity Resources Reserve Margin = (14-3)/3 | 0 | 0.95013 | 0.9737 | 0.95511 | 0.93116 | 0.91808 | 0.90733 | 0.88547 | 0.85286 | 0.82464 | 0.80861
2010 | US | TRE | - | ERCOT | W21 | Total Potential Resources Reserve Margin = (15-3)/3 | 0 | 0.9845 | 1.2485 | 1.4407 | 1.4387 | 1.5067 | 1.7399 | 1.7085 | 1.6908 | 1.6498 | 1.6265
2010 | US | TRE | - | ERCOT | W22 | Adjusted Potential Resources Reserve Margin = (15a-3)/3 | 0 | 0.95768 | 1.0341 | 1.0619 | 1.0428 | 1.0476 | 1.0905 | 1.0665 | 1.0372 | 1.0062 | 0.98854
2010 | US | TRE | - | ERCOT | W23 | Total Baseline Installed Capacity | 96177 | 0 | 0 | 0 | 0 | 0 | 0 | 0 | 0 | 0 | 0
2010 | US | FRCC | - | FRCC | W01 | Unrestricted Non-coincident Peak Demand = 2+1a+1b-1c-1d | 53022 | 46235 | 46821 | 47558 | 48219 | 48992 | 49750 | 50560 | 51423 | 52320 | 53216
2010 | US | FRCC | - | FRCC | W01a | New Conservation (Energy Efficiency) | 0 | 0 | 0 | 0 | 0 | 0 | 0 | 0 | 0 | 0 | 0
2010 | US | FRCC | - | FRCC | W01b | Estimated Diversity | 0 | 0 | 0 | 0 | 0 | 0 | 0 | 0 | 0 | 0 | 0
2010 | US | FRCC | - | FRCC | W01c | Additions for non-member load (load served by non-registered LSE's in a region) | 0 | 0 | 0 | 0 | 0 | 0 | 0 | 0 | 0 | 0 | 0
2010 | US | FRCC | - | FRCC | W01d | Stand-by Load Under Contract (Normally served by behind the meter generation) | 0 | 0 | 0 | 0 | 0 | 0 | 0 | 0 | 0 | 0 | 0
2010 | US | FRCC | - | FRCC | W02 | Total Internal Demand | 53022 | 46235 | 46821 | 47558 | 48219 | 48992 | 49750 | 50560 | 51423 | 52320 | 53216
2010 | US | FRCC | - | FRCC | W02a | Direct Control Load Management | 1039 | 2905 | 2969 | 3035 | 3052 | 3114 | 3200 | 3295 | 3367 | 3415 | 3461
2010 | US | FRCC | - | FRCC | W02b | Contractually Interruptible (Curtailable) | 280 | 614 | 655 | 722 | 710 | 704 | 668 | 669 | 671 | 672 | 673
2010 | US | FRCC | - | FRCC | W02c | Critical Peak-Pricing (CPP) with Control | 0 | 0 | 0 | 0 | 0 | 0 | 0 | 0 | 0 | 0 | 0
2010 | US | FRCC | - | FRCC | W02d | Load as a Capacity Resource | 0 | 0 | 0 | 0 | 0 | 0 | 0 | 0 | 0 | 0 | 0
2010 | US | FRCC | - | FRCC | W03 | Net Internal Demand = 2-2a-2b-2c-2d | 51703 | 42716 | 43197 | 43801 | 44457 | 45174 | 45882 | 46596 | 47385 | 48233 | 49082
2010 | US | FRCC | - | FRCC | W04a | Demand Response used for Reserves - Spinning | 0 | 0 | 0 | 0 | 0 | 0 | 0 | 0 | 0 | 0 | 0
2010 | US | FRCC | - | FRCC | W04b | Demand Response used for Reserves - Non-Spinning | 0 | 0 | 0 | 0 | 0 | 0 | 0 | 0 | 0 | 0 | 0
2010 | US | FRCC | - | FRCC | W04c | Demand Response used for Regulation | 0 | 0 | 0 | 0 | 0 | 0 | 0 | 0 | 0 | 0 | 0
2010 | US | FRCC | - | FRCC | W04d | Demand Response used for Energy, Voluntary - Emergency | 0 | 0 | 0 | 0 | 0 | 0 | 0 | 0 | 0 | 0 | 0
2010 | US | FRCC | - | FRCC | W05 | TOTAL INTERNAL CAPACITY = 6+7 | 51250 | 59383.9 | 60448.5 | 61176.9 | 62595.5 | 63087.7 | 62919.7 | 62993.7 | 63149.7 | 64401.5 | 66020.5
2010 | US | FRCC | - | FRCC | W06 | EXISTING CAPACITY = 6a+6b+6c | 51250 | 58738.8 | 58738.8 | 58738.8 | 58738.8 | 58738.8 | 58738.8 | 58738.8 | 58738.8 | 58738.8 | 58738.8
2010 | US | FRCC | - | FRCC | W06a | Existing, Certain | 50213 | 55087.1 | 55087.1 | 55087.1 | 55087.1 | 55087.1 | 55087.1 | 55087.1 | 55087.1 | 55087.1 | 55087.1
2010 | US | FRCC | - | FRCC | W06a1 | Wind Expected On-Peak | 0 | 0 | 0 | 0 | 0 | 0 | 0 | 0 | 0 | 0 | 0
2010 | US | FRCC | - | FRCC | W06a2 | Solar Expected On-Peak | 0.4 | 0.8 | 0.8 | 0.8 | 0.8 | 0.8 | 0.8 | 0.8 | 0.8 | 0.8 | 0.8
2010 | US | FRCC | - | FRCC | W06a3 | Hydro Expected On-Peak | 43.5 | 43.5 | 43.5 | 43.5 | 43.5 | 43.5 | 43.5 | 43.5 | 43.5 | 43.5 | 43.5
2010 | US | FRCC | - | FRCC | W06a4 | Biomass Expected On-Peak | 479 | 472.8 | 472.8 | 472.8 | 472.8 | 472.8 | 472.8 | 472.8 | 472.8 | 472.8 | 472.8
2010 | US | FRCC | - | FRCC | W06a5 | Load as a Capacity Resource Expected On-Peak (Load Management Programs) | 0 | 0 | 0 | 0 | 0 | 0 | 0 | 0 | 0 | 0 | 0
2010 | US | FRCC | - | FRCC | W06b | Existing, Other | 1615 | 1371 | 1371 | 1371 | 1371 | 1371 | 1371 | 1371 | 1371 | 1371 | 1371
2010 | US | FRCC | - | FRCC | W06b1 | Wind Derate On-Peak | 0 | 0 | 0 | 0 | 0 | 0 | 0 | 0 | 0 | 0 | 0
2010 | US | FRCC | - | FRCC | W06b2 | Solar Derate On-Peak | 1 | 32.2 | 32.2 | 32.2 | 32.2 | 32.2 | 32.2 | 32.2 | 32.2 | 32.2 | 32.2
2010 | US | FRCC | - | FRCC | W06b3 | Hydro Derate On-Peak | 11 | 11 | 11 | 11 | 11 | 11 | 11 | 11 | 11 | 11 | 11
2010 | US | FRCC | - | FRCC | W06b4 | Biomass Derate On-Peak | 318 | 0 | 0 | 0 | 0 | 0 | 0 | 0 | 0 | 0 | 0
2010 | US | FRCC | - | FRCC | W06b5 | Load as a Capacity Resource Derate On-Peak (Load Management Programs) | 0 | 0 | 0 | 0 | 0 | 0 | 0 | 0 | 0 | 0 | 0
2010 | US | FRCC | - | FRCC | W06b7 | Transmission-Limited Resources | 0 | 0 | 0 | 0 | 0 | 0 | 0 | 0 | 0 | 0 | 0
2010 | US | FRCC | - | FRCC | W06b8 | All Other Derates | 0 | 0 | 0 | 0 | 0 | 0 | 0 | 0 | 0 | 0 | 0
2010 | US | FRCC | - | FRCC | W06b9 | Energy Only | 1285 | 1328 | 1328 | 1328 | 1328 | 1328 | 1328 | 1328 | 1328 | 1328 | 1328
2010 | US | FRCC | - | FRCC | W06c | Existing, Inoperable (Note: Not used in margin calculations) | -908 | 2237.5 | 2237.5 | 2237.5 | 2237.5 | 2237.5 | 2237.5 | 2237.5 | 2237.5 | 2237.5 | 2237.5
2010 | US | FRCC | - | FRCC | W07 | FUTURE CAPACITY ADDITIONS = 7a+7b | 0 | 593.5 | 1704.3 | 2430.9 | 3847.7 | 4338.1 | 4168.3 | 4240.5 | 4394.7 | 5644.7 | 7263.7
2010 | US | FRCC | - | FRCC | W07a | Future, Planned | 0 | 593.5 | 1704.3 | 2430.9 | 3847.7 | 4338.1 | 4168.3 | 4240.5 | 4394.7 | 5644.7 | 7263.7
2010 | US | FRCC | - | FRCC | W07a1 | Wind Expected On-Peak | 0 | 0 | 0 | 0 | 0 | 0 | 0 | 0 | 0 | 0 | 0
2010 | US | FRCC | - | FRCC | W07a2 | Wind Derate On-Peak | 0 | 0 | 0 | 0 | 0 | 0 | 0 | 0 | 0 | 0 | 0
2010 | US | FRCC | - | FRCC | W07a3 | Solar Expected On-Peak | 0 | 0.4 | 0.6 | 0.8 | 1 | 1.2 | 1.4 | 1.6 | 1.8 | 2 | 2
2010 | US | FRCC | - | FRCC | W07a4 | Solar Derate On-Peak | 0 | 3.6 | 5.4 | 7.2 | 9 | 10.8 | 12.6 | 14.4 | 16.2 | 18 | 18
2010 | US | FRCC | - | FRCC | W07a5 | Hydro Expected On-Peak | 0 | 0 | 0 | 0 | 0 | 0 | 0 | 0 | 0 | 0 | 0
2010 | US | FRCC | - | FRCC | W07a6 | Hydro Derate On-Peak | 0 | 0 | 0 | 0 | 0 | 0 | 0 | 0 | 0 | 0 | 0
2010 | US | FRCC | - | FRCC | W07a7 | Biomass Expected On-Peak | 0 | 95 | 201 | 416 | 576 | 576 | 576 | 576 | 576 | 576 | 576
2010 | US | FRCC | - | FRCC | W07a8 | Biomass Derate On-Peak | 0 | 0 | 0 | 0 | 0 | 0 | 0 | 0 | 0 | 0 | 0
2010 | US | FRCC | - | FRCC | W07a9 | Demand Response Expected On-Peak (Load Management Programs) | 0 | 0 | 0 | 0 | 0 | 0 | 0 | 0 | 0 | 0 | 0
2010 | US | FRCC | - | FRCC | W07a10 | Demand Response Derate On-Peak (Load Management Programs) | 0 | 0 | 0 | 0 | 0 | 0 | 0 | 0 | 0 | 0 | 0
2010 | US | FRCC | - | FRCC | W07a11 | Transmission-Limited Resources | 0 | 0 | 0 | 0 | 0 | 0 | 0 | 0 | 0 | 0 | 0
2010 | US | FRCC | - | FRCC | W07a12 | Scheduled Outage - Maintenance | 0 | 48 | 0 | 0 | 0 | 0 | 0 | 0 | 0 | 0 | 0
2010 | US | FRCC | - | FRCC | W07a13 | All Other Derates | 0 | 0 | 0 | 0 | 0 | 0 | 0 | 0 | 0 | 0 | 0
2010 | US | FRCC | - | FRCC | W07a14 | Energy Only | 0 | 0 | 0 | 0 | 0 | 350 | 350 | 400 | 400 | 400 | 400
2010 | US | FRCC | - | FRCC | W07b | Future, Other | 0 | 0 | 0 | 0 | 0 | 0 | 0 | 0 | 0 | 0 | 0
2010 | US | FRCC | - | FRCC | W07b1 | Wind Expected On-Peak | 0 | 0 | 0 | 0 | 0 | 0 | 0 | 0 | 0 | 0 | 0
2010 | US | FRCC | - | FRCC | W07b2 | Wind Derate On-Peak | 0 | 0 | 0 | 0 | 0 | 0 | 0 | 0 | 0 | 0 | 0
2010 | US | FRCC | - | FRCC | W07b3 | Solar Expected On-Peak | 0 | 0 | 0 | 0 | 0 | 0 | 0 | 0 | 0 | 0 | 0
2010 | US | FRCC | - | FRCC | W07b4 | Solar Derate On-Peak | 0 | 0 | 0 | 0 | 0 | 0 | 0 | 0 | 0 | 0 | 0
2010 | US | FRCC | - | FRCC | W07b5 | Hydro Expected On-Peak | 0 | 0 | 0 | 0 | 0 | 0 | 0 | 0 | 0 | 0 | 0
2010 | US | FRCC | - | FRCC | W07b6 | Hydro Derate On-Peak | 0 | 0 | 0 | 0 | 0 | 0 | 0 | 0 | 0 | 0 | 0
2010 | US | FRCC | - | FRCC | W07b7 | Biomass Expected On-Peak | 0 | 0 | 0 | 0 | 0 | 0 | 0 | 0 | 0 | 0 | 0
2010 | US | FRCC | - | FRCC | W07b8 | Biomass Derate On-Peak | 0 | 0 | 0 | 0 | 0 | 0 | 0 | 0 | 0 | 0 | 0
2010 | US | FRCC | - | FRCC | W07b9 | Transmission-Limited Resources | 0 | 0 | 0 | 0 | 0 | 0 | 0 | 0 | 0 | 0 | 0
2010 | US | FRCC | - | FRCC | W07b10 | Scheduled Outage - Maintenance | 0 | 0 | 0 | 0 | 0 | 0 | 0 | 0 | 0 | 0 | 0
2010 | US | FRCC | - | FRCC | W07b11 | All Other Derates | 0 | 0 | 0 | 0 | 0 | 0 | 0 | 0 | 0 | 0 | 0
2010 | US | FRCC | - | FRCC | W07b12 | Energy Only | 0 | 0 | 0 | 0 | 0 | 0 | 0 | 0 | 0 | 0 | 0
2010 | US | FRCC | - | FRCC | W08 | Conceptual | 0 | 0 | 0 | 0 | 0 | 0 | 0 | 0 | 0 | 0 | 0
2010 | US | FRCC | - | FRCC | W08a1 | Wind Expected On-Peak | 0 | 0 | 0 | 0 | 0 | 0 | 0 | 0 | 0 | 0 | 0
2010 | US | FRCC | - | FRCC | W08a2 | Wind Derate On-Peak | 0 | 0 | 0 | 0 | 0 | 0 | 0 | 0 | 0 | 0 | 0
2010 | US | FRCC | - | FRCC | W08a3 | Solar Expected On-Peak | 0 | 0 | 0 | 0 | 0 | 0 | 0 | 0 | 0 | 0 | 0
2010 | US | FRCC | - | FRCC | W08a4 | Solar Derate On-Peak | 0 | 0 | 0 | 0 | 0 | 0 | 0 | 0 | 0 | 0 | 0
2010 | US | FRCC | - | FRCC | W08a5 | Hydro Expected On-Peak | 0 | 0 | 0 | 0 | 0 | 0 | 0 | 0 | 0 | 0 | 0
2010 | US | FRCC | - | FRCC | W08a6 | Hydro Derate On-Peak | 0 | 0 | 0 | 0 | 0 | 0 | 0 | 0 | 0 | 0 | 0
2010 | US | FRCC | - | FRCC | W08a7 | Biomass Expected On-Peak | 0 | 0 | 0 | 0 | 0 | 0 | 0 | 0 | 0 | 0 | 0
2010 | US | FRCC | - | FRCC | W08a8 | Biomass Derate On-Peak | 0 | 0 | 0 | 0 | 0 | 0 | 0 | 0 | 0 | 0 | 0
2010 | US | FRCC | - | FRCC | W08a9 | All Other Derates | 0 | 0 | 0 | 0 | 0 | 0 | 0 | 0 | 0 | 0 | 0
2010 | US | FRCC | - | FRCC | W08a10 | Energy Only | 0 | 0 | 0 | 0 | 0 | 0 | 0 | 0 | 0 | 0 | 0
2010 | US | FRCC | - | FRCC | W09 | ANTICIPATED INTERNAL CAPACITY = 6a+7a | 50213 | 55680.6 | 56791.4 | 57518 | 58934.8 | 59425.2 | 59255.4 | 59327.6 | 59481.8 | 60731.8 | 62350.8
2010 | US | FRCC | - | FRCC | W10 | CAPACITY TRANSACTIONS - IMPORTS = 10a+10b+10c+10d | 2538 | 2271 | 2181 | 2178 | 2178 | 2203 | 2715 | 2428 | 2378 | 2378 | 2453
2010 | US | FRCC | - | FRCC | W10a | Firm (Note: The sum of 10a1 and 10a2 must be <= 10a) | 2538 | 2271 | 2181 | 2178 | 2178 | 2203 | 2715 | 2428 | 2378 | 2378 | 2453
2010 | US | FRCC | - | FRCC | W10a1 | Full-Responsibility Purchases | 1702 | 1433 | 1343 | 1343 | 1343 | 1368 | 1880 | 1593 | 1543 | 1543 | 1618
2010 | US | FRCC | - | FRCC | W10a2 | Owned Capacity/Entitlement Located Outside the Region/Subregion | 836 | 838 | 838 | 835 | 835 | 835 | 835 | 835 | 835 | 835 | 835
2010 | US | FRCC | - | FRCC | W10b | Non-firm | 0 | 0 | 0 | 0 | 0 | 0 | 0 | 0 | 0 | 0 | 0
2010 | US | FRCC | - | FRCC | W10c | Expected (Note: The sum of 10c1 and 10c2 must be <= 10c) | 0 | 0 | 0 | 0 | 0 | 0 | 0 | 0 | 0 | 0 | 0
2010 | US | FRCC | - | FRCC | W10c1 | Full-Responsibility Purchases | 0 | 0 | 0 | 0 | 0 | 0 | 0 | 0 | 0 | 0 | 0
2010 | US | FRCC | - | FRCC | W10c2 | Owned Capacity/Entitlement Located Outside the Region/Subregion | 0 | 0 | 0 | 0 | 0 | 0 | 0 | 0 | 0 | 0 | 0
2010 | US | FRCC | - | FRCC | W10d | Provisional – transactions under study, but negotiations have not begun. | 0 | 0 | 0 | 0 | 0 | 0 | 0 | 0 | 0 | 0 | 0
2010 | US | FRCC | - | FRCC | W11 | CAPACITY TRANSACTIONS - EXPORTS = 11a+11b+11c+11d | 0 | 0 | 0 | 0 | 0 | 0 | 0 | 0 | 0 | 0 | 0
2010 | US | FRCC | - | FRCC | W11a | Firm (Note: The sum of 11a1 and 11a2 must be <= 11a) | 0 | 0 | 0 | 0 | 0 | 0 | 0 | 0 | 0 | 0 | 0
2010 | US | FRCC | - | FRCC | W11a1 | Full-Responsibility Purchases | 0 | 0 | 0 | 0 | 0 | 0 | 0 | 0 | 0 | 0 | 0
2010 | US | FRCC | - | FRCC | W11a2 | Owned Capacity/Entitlement Located Outside the Region/Subregion | 0 | 0 | 0 | 0 | 0 | 0 | 0 | 0 | 0 | 0 | 0
2010 | US | FRCC | - | FRCC | W11b | Non-firm | 0 | 0 | 0 | 0 | 0 | 0 | 0 | 0 | 0 | 0 | 0
2010 | US | FRCC | - | FRCC | W11c | Expected (Note: The sum of 11c1 and 11c2 must be <= 11c) | 0 | 0 | 0 | 0 | 0 | 0 | 0 | 0 | 0 | 0 | 0
2010 | US | FRCC | - | FRCC | W11c1 | Full-Responsibility Purchases | 0 | 0 | 0 | 0 | 0 | 0 | 0 | 0 | 0 | 0 | 0
2010 | US | FRCC | - | FRCC | W11c2 | Owned Capacity/Entitlement Located Outside the Region/Subregion | 0 | 0 | 0 | 0 | 0 | 0 | 0 | 0 | 0 | 0 | 0
2010 | US | FRCC | - | FRCC | W11d | Provisional – transactions under study, but negotiations have not begun. | 0 | 0 | 0 | 0 | 0 | 0 | 0 | 0 | 0 | 0 | 0
2010 | US | FRCC | - | FRCC | W12 | EXISTING, CERTAIN CAPACITY & NET FIRM TRANSACTIONS = 6a+Net Firm Transactions | 52751 | 57358.1 | 57268.1 | 57265.1 | 57265.1 | 57290.1 | 57802.1 | 57515.1 | 57465.1 | 57465.1 | 57540.1
2010 | US | FRCC | - | FRCC | W13 | ANTICIPATED CAPACITY RESOURCES = 12+7a+Net Expected Transactions | 0 | 57951.6 | 58972.4 | 59696 | 61112.8 | 61628.2 | 61970.4 | 61755.6 | 61859.8 | 63109.8 | 64803.8
2010 | US | FRCC | - | FRCC | W14 | PROSPECTIVE CAPACITY RESOURCES = 13+6b+16b | 0 | 59322.6 | 60343.4 | 61067 | 62483.8 | 62999.2 | 63341.4 | 63126.6 | 63230.8 | 64480.8 | 66174.8
2010 | US | FRCC | - | FRCC | W15 | TOTAL POTENTIAL CAPACITY RESOURCES = 13+6b+7b+8+Net Provisional Transactions | 0 | 59322.6 | 60343.4 | 61067 | 62483.8 | 62999.2 | 63341.4 | 63126.6 | 63230.8 | 64480.8 | 66174.8
2010 | US | FRCC | - | FRCC | W15a | ADJUSTED POTENTIAL CAPACITY RESOURCES = 13+6b+16b+16d+Net Provisional Transactions | 0 | 59322.6 | 60343.4 | 61067 | 62483.8 | 62999.2 | 63341.4 | 63126.6 | 63230.8 | 64480.8 | 66174.8
2010 | US | FRCC | - | FRCC | W16a | Confidence of Future, Other (7b), using reasonable judgement | 0 | 0 | 0 | 0 | 0 | 0 | 0 | 0 | 0 | 0 | 0
2010 | US | FRCC | - | FRCC | W16b | Net Future, Other Resources After Confidence Percentage Is Applied = 7b*16a | 0 | 0 | 0 | 0 | 0 | 0 | 0 | 0 | 0 | 0 | 0
2010 | US | FRCC | - | FRCC | W16c | Confidence of Conceptual (8), using reasonable judgement | 0 | 0 | 0 | 0 | 0 | 0 | 0 | 0 | 0 | 0 | 0
2010 | US | FRCC | - | FRCC | W16d | Net Conceptual Resources After Confidence Percentage Is Applied = 8*16c | 0 | 0 | 0 | 0 | 0 | 0 | 0 | 0 | 0 | 0 | 0
2010 | US | FRCC | - | FRCC | W17 | Region/Subregion Target Reserve Margin | 0 | 0.15 | 0.15 | 0.15 | 0.15 | 0.15 | 0.15 | 0.15 | 0.15 | 0.15 | 0.15
2010 | US | FRCC | - | FRCC | W18 | Existing Certain and Net Firm Transactions Reserve Margin = (12-3)/3 | 0 | 0.34278 | 0.32574 | 0.30739 | 0.2881 | 0.26821 | 0.2598 | 0.23434 | 0.21273 | 0.19141 | 0.17233
2010 | US | FRCC | - | FRCC | W19 | Anticipated Capacity Resources Reserve Margin = (13-3)/3 | 0 | 0.35667 | 0.3652 | 0.36289 | 0.37465 | 0.36424 | 0.35065 | 0.32534 | 0.30547 | 0.30844 | 0.32032
2010 | US | FRCC | - | FRCC | W20 | Prospective Capacity Resources Reserve Margin = (14-3)/3 | 0 | 0.38877 | 0.39693 | 0.39419 | 0.40549 | 0.39459 | 0.38053 | 0.35476 | 0.33441 | 0.33686 | 0.34825
2010 | US | FRCC | - | FRCC | W21 | Total Potential Resources Reserve Margin = (15-3)/3 | 0 | 0.38877 | 0.39693 | 0.39419 | 0.40549 | 0.39459 | 0.38053 | 0.35476 | 0.33441 | 0.33686 | 0.34825
2010 | US | FRCC | - | FRCC | W22 | Adjusted Potential Resources Reserve Margin = (15a-3)/3 | 0 | 0.38877 | 0.39693 | 0.39419 | 0.40549 | 0.39459 | 0.38053 | 0.35476 | 0.33441 | 0.33686 | 0.34825
2010 | US | FRCC | - | FRCC | W23 | Total Baseline Installed Capacity | 51250 | 0 | 0 | 0 | 0 | 0 | 0 | 0 | 0 | 0 | 0
2010 | US | MRO | - | - | W01 | Unrestricted Non-coincident Peak Demand = 2+1a+1b-1c-1d | 35350.7464 | 35773.2644 | 36926.17 | 37529.3488 | 38104.7419 | 38594.333 | 38974.7768 | 39433.3431 | 39872.0815 | 40323.3025 | 40654.1431
2010 | US | MRO | - | - | W01a | New Conservation (Energy Efficiency) | 0 | 81.2799 | 140.6407 | 200.521 | 257.9391 | 300.0511 | 344.6661 | 388.6087 | 425.6875 | 454.0626 | 476.5225
2010 | US | MRO | - | - | W01b | Estimated Diversity | 0 | 0 | 0 | 0 | 1 | 1 | 1 | 1 | 1 | 1 | 1
2010 | US | MRO | - | - | W01c | Additions for non-member load (load served by non-registered LSE's in a region) | 0 | 0 | 0 | 0 | 0 | 0 | 0 | 0 | 0 | 0 | 0
2010 | US | MRO | - | - | W01d | Stand-by Load Under Contract (Normally served by behind the meter generation) | 0 | 30.5 | 30.5 | 30.5 | 30.5 | 30.5 | 30.5 | 30.5 | 30.5 | 30.5 | 30.5
2010 | US | MRO | - | - | W02 | Total Internal Demand | 35350.7464 | 35722.4846 | 36816.0293 | 37359.3278 | 37876.3028 | 38323.7819 | 38659.6107 | 39074.2344 | 39475.894 | 39898.74 | 40207.1206
2010 | US | MRO | - | - | W02a | Direct Control Load Management | 732.7 | 996.7 | 1008.7 | 1022.7 | 1034.7 | 1050.7 | 1062.7 | 1078.7 | 1091.7 | 1106.7 | 1121.7
2010 | US | MRO | - | - | W02b | Contractually Interruptible (Curtailable) | 635.342 | 634.68 | 629.28 | 649.78 | 654.98 | 659.18 | 648.38 | 652.38 | 656.58 | 660.68 | 662.88
2010 | US | MRO | - | - | W02c | Critical Peak-Pricing (CPP) with Control | 0 | 0 | 0 | 0 | 0 | 0 | 0 | 0 | 0 | 0 | 0
2010 | US | MRO | - | - | W02d | Load as a Capacity Resource | 0 | 0 | 0 | 0 | 0 | 0 | 0 | 0 | 0 | 0 | 0
2010 | US | MRO | - | - | W03 | Net Internal Demand = 2-2a-2b-2c-2d | 33982.7044 | 34091.1046 | 35178.0493 | 35686.8478 | 36186.6228 | 36613.9019 | 36948.5307 | 37343.1544 | 37727.614 | 38131.36 | 38422.5406
2010 | US | MRO | - | - | W04a | Demand Response used for Reserves - Spinning | 0 | 0 | 0 | 0 | 0 | 0 | 0 | 0 | 0 | 0 | 0
2010 | US | MRO | - | - | W04b | Demand Response used for Reserves - Non-Spinning | 0 | 0 | 0 | 0 | 0 | 0 | 0 | 0 | 0 | 0 | 0
2010 | US | MRO | - | - | W04c | Demand Response used for Regulation | 0 | 0 | 0 | 0 | 0 | 0 | 0 | 0 | 0 | 0 | 0
2010 | US | MRO | - | - | W04d | Demand Response used for Energy, Voluntary - Emergency | 0 | 0 | 0 | 0 | 0 | 0 | 0 | 0 | 0 | 0 | 0
2010 | US | MRO | - | - | W05 | TOTAL INTERNAL CAPACITY = 6+7 | 56079 | 64264.549 | 66349.599 | 66349.599 | 66349.599 | 66349.599 | 66349.599 | 66349.599 | 66349.599 | 66349.599 | 66349.599
2010 | US | MRO | - | - | W06 | EXISTING CAPACITY = 6a+6b+6c | 56079 | 63832.249 | 63832.249 | 63832.249 | 63832.249 | 63832.249 | 63832.249 | 63832.249 | 63832.249 | 63832.249 | 63832.249
2010 | US | MRO | - | - | W06a | Existing, Certain | 45940 | 51404.473 | 51404.473 | 51404.473 | 51404.473 | 51404.473 | 51404.473 | 51404.473 | 51404.473 | 51404.473 | 51404.473
2010 | US | MRO | - | - | W06a1 | Wind Expected On-Peak | 0 | 1423.762 | 1423.762 | 1423.762 | 1423.762 | 1423.762 | 1423.762 | 1423.762 | 1423.762 | 1423.762 | 1423.762
2010 | US | MRO | - | - | W06a2 | Solar Expected On-Peak | 0 | 0 | 0 | 0 | 0 | 0 | 0 | 0 | 0 | 0 | 0
2010 | US | MRO | - | - | W06a3 | Hydro Expected On-Peak | 0 | 3519.7 | 3519.7 | 3519.7 | 3519.7 | 3519.7 | 3519.7 | 3519.7 | 3519.7 | 3519.7 | 3519.7
2010 | US | MRO | - | - | W06a4 | Biomass Expected On-Peak | 0 | 441.166 | 441.166 | 441.166 | 441.166 | 441.166 | 441.166 | 441.166 | 441.166 | 441.166 | 441.166
2010 | US | MRO | - | - | W06a5 | Load as a Capacity Resource Expected On-Peak (Load Management Programs) | 0 | 0 | 0 | 0 | 0 | 0 | 0 | 0 | 0 | 0 | 0
2010 | US | MRO | - | - | W06b | Existing, Other | 10000 | 5973.588 | 5973.588 | 5973.588 | 5973.588 | 5973.588 | 5973.588 | 5973.588 | 5973.588 | 5973.588 | 5973.588
2010 | US | MRO | - | - | W06b1 | Wind Derate On-Peak | 0 | 5695.048 | 5695.048 | 5695.048 | 5695.048 | 5695.048 | 5695.048 | 5695.048 | 5695.048 | 5695.048 | 5695.048
2010 | US | MRO | - | - | W06b2 | Solar Derate On-Peak | 0 | 0 | 0 | 0 | 0 | 0 | 0 | 0 | 0 | 0 | 0
2010 | US | MRO | - | - | W06b3 | Hydro Derate On-Peak | 0 | 18.9 | 18.9 | 18.9 | 18.9 | 18.9 | 18.9 | 18.9 | 18.9 | 18.9 | 18.9
2010 | US | MRO | - | - | W06b4 | Biomass Derate On-Peak | 0 | 0.8 | 0.8 | 0.8 | 0.8 | 0.8 | 0.8 | 0.8 | 0.8 | 0.8 | 0.8
2010 | US | MRO | - | - | W06b5 | Load as a Capacity Resource Derate On-Peak (Load Management Programs) | 0 | 0 | 0 | 0 | 0 | 0 | 0 | 0 | 0 | 0 | 0
2010 | US | MRO | - | - | W06b7 | Transmission-Limited Resources | 0 | 0 | 0 | 0 | 0 | 0 | 0 | 0 | 0 | 0 | 0
2010 | US | MRO | - | - | W06b8 | All Other Derates | 0 | 258.84 | 258.84 | 258.84 | 258.84 | 258.84 | 258.84 | 258.84 | 258.84 | 258.84 | 258.84
2010 | US | MRO | - | - | W06b9 | Energy Only | 0 | 0 | 0 | 0 | 0 | 0 | 0 | 0 | 0 | 0 | 0
2010 | US | MRO | - | - | W06c | Existing, Inoperable (Note: Not used in margin calculations) | 139 | 480.6 | 480.6 | 480.6 | 480.6 | 480.6 | 480.6 | 480.6 | 480.6 | 480.6 | 480.6
2010 | US | MRO | - | - | W07 | FUTURE CAPACITY ADDITIONS = 7a+7b | 0 | 222.7 | 1211.75 | 1211.75 | 1211.75 | 1211.75 | 1211.75 | 1211.75 | 1211.75 | 1211.75 | 1211.75
2010 | US | MRO | - | - | W07a | Future, Planned | 0 | 222.7 | 1211.75 | 1211.75 | 1211.75 | 1211.75 | 1211.75 | 1211.75 | 1211.75 | 1211.75 | 1211.75
2010 | US | MRO | - | - | W07a1 | Wind Expected On-Peak | 0 | 52.4 | 0 | 0 | 0 | 0 | 0 | 0 | 0 | 0 | 0
2010 | US | MRO | - | - | W07a2 | Wind Derate On-Peak | 0 | 209.6 | 1305.6 | 1305.6 | 1305.6 | 1305.6 | 1305.6 | 1305.6 | 1305.6 | 1305.6 | 1305.6
2010 | US | MRO | - | - | W07a3 | Solar Expected On-Peak | 0 | 0 | 0 | 0 | 0 | 0 | 0 | 0 | 0 | 0 | 0
2010 | US | MRO | - | - | W07a4 | Solar Derate On-Peak | 0 | 0 | 0 | 0 | 0 | 0 | 0 | 0 | 0 | 0 | 0
2010 | US | MRO | - | - | W07a5 | Hydro Expected On-Peak | 0 | 0 | 0 | 0 | 0 | 0 | 0 | 0 | 0 | 0 | 0
2010 | US | MRO | - | - | W07a6 | Hydro Derate On-Peak | 0 | 0 | 0 | 0 | 0 | 0 | 0 | 0 | 0 | 0 | 0
2010 | US | MRO | - | - | W07a7 | Biomass Expected On-Peak | 0 | 40 | 43 | 43 | 43 | 43 | 43 | 43 | 43 | 43 | 43
2010 | US | MRO | - | - | W07a8 | Biomass Derate On-Peak | 0 | 0 | 0 | 0 | 0 | 0 | 0 | 0 | 0 | 0 | 0
2010 | US | MRO | - | - | W07a9 | Demand Response Expected On-Peak (Load Management Programs) | 0 | 0 | 0 | 0 | 0 | 0 | 0 | 0 | 0 | 0 | 0
2010 | US | MRO | - | - | W07a10 | Demand Response Derate On-Peak (Load Management Programs) | 0 | 0 | 0 | 0 | 0 | 0 | 0 | 0 | 0 | 0 | 0
2010 | US | MRO | - | - | W07a11 | Transmission-Limited Resources | 0 | 0 | 0 | 0 | 0 | 0 | 0 | 0 | 0 | 0 | 0
2010 | US | MRO | - | - | W07a12 | Scheduled Outage - Maintenance | 0 | 0 | 0 | 0 | 0 | 0 | 0 | 0 | 0 | 0 | 0
2010 | US | MRO | - | - | W07a13 | All Other Derates | 0 | 0 | 0 | 0 | 0 | 0 | 0 | 0 | 0 | 0 | 0
2010 | US | MRO | - | - | W07a14 | Energy Only | 0 | 0 | 0 | 0 | 0 | 0 | 0 | 0 | 0 | 0 | 0
2010 | US | MRO | - | - | W07b | Future, Other | 0 | 0 | 0 | 0 | 0 | 0 | 0 | 0 | 0 | 0 | 0
2010 | US | MRO | - | - | W07b1 | Wind Expected On-Peak | 0 | 0 | 0 | 0 | 0 | 0 | 0 | 0 | 0 | 0 | 0
2010 | US | MRO | - | - | W07b2 | Wind Derate On-Peak | 0 | 0 | 0 | 0 | 0 | 0 | 0 | 0 | 0 | 0 | 0
2010 | US | MRO | - | - | W07b3 | Solar Expected On-Peak | 0 | 0 | 0 | 0 | 0 | 0 | 0 | 0 | 0 | 0 | 0
2010 | US | MRO | - | - | W07b4 | Solar Derate On-Peak | 0 | 0 | 0 | 0 | 0 | 0 | 0 | 0 | 0 | 0 | 0
2010 | US | MRO | - | - | W07b5 | Hydro Expected On-Peak | 0 | 0 | 0 | 0 | 0 | 0 | 0 | 0 | 0 | 0 | 0
2010 | US | MRO | - | - | W07b6 | Hydro Derate On-Peak | 0 | 0 | 0 | 0 | 0 | 0 | 0 | 0 | 0 | 0 | 0
2010 | US | MRO | - | - | W07b7 | Biomass Expected On-Peak | 0 | 0 | 0 | 0 | 0 | 0 | 0 | 0 | 0 | 0 | 0
2010 | US | MRO | - | - | W07b8 | Biomass Derate On-Peak | 0 | 0 | 0 | 0 | 0 | 0 | 0 | 0 | 0 | 0 | 0
2010 | US | MRO | - | - | W07b9 | Transmission-Limited Resources | 0 | 0 | 0 | 0 | 0 | 0 | 0 | 0 | 0 | 0 | 0
2010 | US | MRO | - | - | W07b10 | Scheduled Outage - Maintenance | 0 | 0 | 0 | 0 | 0 | 0 | 0 | 0 | 0 | 0 | 0
2010 | US | MRO | - | - | W07b11 | All Other Derates | 0 | 0 | 0 | 0 | 0 | 0 | 0 | 0 | 0 | 0 | 0
2010 | US | MRO | - | - | W07b12 | Energy Only | 0 | 0 | 0 | 0 | 0 | 0 | 0 | 0 | 0 | 0 | 0
2010 | US | MRO | - | - | W08 | Conceptual | 0 | 9741.9 | 19483.8 | 19483.8 | 19483.8 | 19483.8 | 19483.8 | 19483.8 | 19483.8 | 19483.8 | 19483.8
2010 | US | MRO | - | - | W08a1 | Wind Expected On-Peak | 0 | 8201.9 | 8201.9 | 8201.9 | 8201.9 | 8201.9 | 8201.9 | 8201.9 | 8201.9 | 8201.9 | 8201.9
2010 | US | MRO | - | - | W08a2 | Wind Derate On-Peak | 0 | 32807.6 | 32807.6 | 32807.6 | 32807.6 | 32807.6 | 32807.6 | 32807.6 | 32807.6 | 32807.6 | 32807.6
2010 | US | MRO | - | - | W08a3 | Solar Expected On-Peak | 0 | 0 | 0 | 0 | 0 | 0 | 0 | 0 | 0 | 0 | 0
2010 | US | MRO | - | - | W08a4 | Solar Derate On-Peak | 0 | 0 | 0 | 0 | 0 | 0 | 0 | 0 | 0 | 0 | 0
2010 | US | MRO | - | - | W08a5 | Hydro Expected On-Peak | 0 | 0 | 0 | 0 | 0 | 0 | 0 | 0 | 0 | 0 | 0
2010 | US | MRO | - | - | W08a6 | Hydro Derate On-Peak | 0 | 0 | 0 | 0 | 0 | 0 | 0 | 0 | 0 | 0 | 0
2010 | US | MRO | - | - | W08a7 | Biomass Expected On-Peak | 0 | 220 | 220 | 220 | 220 | 220 | 220 | 220 | 220 | 220 | 220
2010 | US | MRO | - | - | W08a8 | Biomass Derate On-Peak | 0 | 0 | 0 | 0 | 0 | 0 | 0 | 0 | 0 | 0 | 0
2010 | US | MRO | - | - | W08a9 | All Other Derates | 0 | 0 | 0 | 0 | 0 | 0 | 0 | 0 | 0 | 0 | 0
2010 | US | MRO | - | - | W08a10 | Energy Only | 0 | 0 | 0 | 0 | 0 | 0 | 0 | 0 | 0 | 0 | 0
2010 | US | MRO | - | - | W09 | ANTICIPATED INTERNAL CAPACITY = 6a+7a | 45940 | 51627.173 | 52616.223 | 52616.223 | 52616.223 | 52616.223 | 52616.223 | 52616.223 | 52616.223 | 52616.223 | 52616.223
2010 | US | MRO | - | - | W10 | CAPACITY TRANSACTIONS - IMPORTS = 10a+10b+10c+10d | 1662.1 | 2087.736 | 2081.236 | 2001.236 | 2126.236 | 2008.736 | 1533.736 | 1333.736 | 1333.736 | 1333.736 | 1333.736
2010 | US | MRO | - | - | W10a | Firm (Note: The sum of 10a1 and 10a2 must be <= 10a) | 1662.1 | 2087.736 | 2081.236 | 2001.236 | 1926.236 | 1808.736 | 1008.736 | 758.736 | 758.736 | 758.736 | 758.736
2010 | US | MRO | - | - | W10a1 | Full-Responsibility Purchases | 60.8 | 113.536 | 128.536 | 178.536 | 125.536 | 125.536 | 125.536 | 125.536 | 125.536 | 125.536 | 125.536
2010 | US | MRO | - | - | W10a2 | Owned Capacity/Entitlement Located Outside the Region/Subregion | 1217 | 1628.2 | 1644 | 1389.1 | 1134.2 | 1135.2 | 586.1 | 587 | 587.7 | 588.7 | 589.4
2010 | US | MRO | - | - | W10b | Non-firm | 0 | 0 | 0 | 0 | 0 | 0 | 0 | 0 | 0 | 0 | 0
2010 | US | MRO | - | - | W10c | Expected (Note: The sum of 10c1 and 10c2 must be <= 10c) | 0 | 0 | 0 | 0 | 100 | 100 | 425 | 325 | 325 | 325 | 325
2010 | US | MRO | - | - | W10c1 | Full-Responsibility Purchases | 0 | 0 | 0 | 0 | 0 | 0 | 0 | 0 | 0 | 0 | 0
2010 | US | MRO | - | - | W10c2 | Owned Capacity/Entitlement Located Outside the Region/Subregion | 0 | 0 | 0 | 0 | 0 | 0 | 325 | 325 | 325 | 325 | 325
2010 | US | MRO | - | - | W10d | Provisional – transactions under study, but negotiations have not begun. | 0 | 0 | 0 | 0 | 100 | 100 | 100 | 250 | 250 | 250 | 250
2010 | US | MRO | - | - | W11 | CAPACITY TRANSACTIONS - EXPORTS = 11a+11b+11c+11d | 0 | 0 | 0 | 0 | 0 | 0 | 0 | 0 | 0 | 0 | 0
2010 | US | MRO | - | - | W11a | Firm (Note: The sum of 11a1 and 11a2 must be <= 11a) | 1180 | 1130 | 1130 | 1050 | 1050 | 1050 | 0 | 0 | 0 | 0 | 0
2010 | US | MRO | - | - | W11a1 | Full-Responsibility Purchases | 50 | 50 | 50 | 0 | 0 | 0 | 0 | 0 | 0 | 0 | 0
2010 | US | MRO | - | - | W11a2 | Owned Capacity/Entitlement Located Outside the Region/Subregion | 1130 | 1080 | 1080 | 1050 | 1050 | 1050 | 0 | 0 | 0 | 0 | 0
2010 | US | MRO | - | - | W11b | Non-firm | 0 | 0 | 0 | 0 | 0 | 0 | 0 | 0 | 0 | 0 | 0
2010 | US | MRO | - | - | W11c | Expected (Note: The sum of 11c1 and 11c2 must be <= 11c) | 0 | 0 | 0 | 0 | 0 | 0 | 675 | 675 | 675 | 675 | 675
2010 | US | MRO | - | - | W11c1 | Full-Responsibility Purchases | 0 | 0 | 0 | 0 | 0 | 0 | 0 | 0 | 0 | 0 | 0
2010 | US | MRO | - | - | W11c2 | Owned Capacity/Entitlement Located Outside the Region/Subregion | 0 | 0 | 0 | 0 | 0 | 0 | 675 | 675 | 675 | 675 | 675
2010 | US | MRO | - | - | W11d | Provisional – transactions under study, but negotiations have not begun. | 0 | 0 | 0 | 0 | 0 | 0 | 0 | 0 | 0 | 0 | 0
2010 | US | MRO | - | - | W12 | EXISTING, CERTAIN CAPACITY & NET FIRM TRANSACTIONS = 6a+Net Firm Transactions | 46422.1 | 52362.209 | 52355.709 | 52355.709 | 52280.709 | 52163.209 | 52413.209 | 52163.209 | 52163.209 | 52163.209 | 52163.209
2010 | US | MRO | - | - | W13 | ANTICIPATED CAPACITY RESOURCES = 12+7a+Net Expected Transactions | 0 | 52584.909 | 53567.459 | 53567.459 | 53592.459 | 53474.959 | 53374.959 | 53024.959 | 53024.959 | 53024.959 | 53024.959
2010 | US | MRO | - | - | W14 | PROSPECTIVE CAPACITY RESOURCES = 13+6b+16b | 0 | 52584.909 | 53567.459 | 53567.459 | 53592.459 | 53474.959 | 53374.959 | 53024.959 | 53024.959 | 53024.959 | 53024.959
2010 | US | MRO | - | - | W15 | TOTAL POTENTIAL CAPACITY RESOURCES = 13+6b+7b+8+Net Provisional Transactions | 0 | 62326.809 | 73051.259 | 73051.259 | 73176.259 | 73058.759 | 72958.759 | 72758.759 | 72758.759 | 72758.759 | 72758.759
2010 | US | MRO | - | - | W15a | ADJUSTED POTENTIAL CAPACITY RESOURCES = 13+6b+16b+16d+Net Provisional Transactions | 0 | 55507.479 | 59412.599 | 59412.599 | 59537.599 | 59420.099 | 59320.099 | 59120.099 | 59120.099 | 59120.099 | 59120.099
2010 | US | MRO | - | - | W16a | Confidence of Future, Other (7b), using reasonable judgement | 0 | 1 | 1 | 1 | 1 | 1 | 1 | 1 | 1 | 1 | 1
2010 | US | MRO | - | - | W16b | Net Future, Other Resources After Confidence Percentage Is Applied = 7b*16a | 0 | 0 | 0 | 0 | 0 | 0 | 0 | 0 | 0 | 0 | 0
2010 | US | MRO | - | - | W16c | Confidence of Conceptual (8), using reasonable judgement | 0 | 0.3 | 0.3 | 0.3 | 0.3 | 0.3 | 0.3 | 0.3 | 0.3 | 0.3 | 0.3
2010 | US | MRO | - | - | W16d | Net Conceptual Resources After Confidence Percentage Is Applied = 8*16c | 0 | 2922.57 | 5845.14 | 5845.14 | 5845.14 | 5845.14 | 5845.14 | 5845.14 | 5845.14 | 5845.14 | 5845.14
2010 | US | MRO | - | - | W17 | Region/Subregion Target Reserve Margin | 0 | 0.15 | 0.15 | 0.15 | 0.15 | 0.15 | 0.15 | 0.15 | 0.15 | 0.15 | 0.15
2010 | US | MRO | - | - | W18 | Existing Certain and Net Firm Transactions Reserve Margin = (12-3)/3 | 0 | 0.53595 | 0.48831 | 0.46709 | 0.44475 | 0.42468 | 0.41855 | 0.39686 | 0.38263 | 0.36799 | 0.35762
2010 | US | MRO | - | - | W19 | Anticipated Capacity Resources Reserve Margin = (13-3)/3 | 0 | 0.54248 | 0.52275 | 0.50104 | 0.481 | 0.46051 | 0.44458 | 0.41994 | 0.40547 | 0.39059 | 0.38005
2010 | US | MRO | - | - | W20 | Prospective Capacity Resources Reserve Margin = (14-3)/3 | 0 | 0.54248 | 0.52275 | 0.50104 | 0.481 | 0.46051 | 0.44458 | 0.41994 | 0.40547 | 0.39059 | 0.38005
2010 | US | MRO | - | - | W21 | Total Potential Resources Reserve Margin = (15-3)/3 | 0 | 0.82824 | 1.0766 | 1.047 | 1.0222 | 0.99538 | 0.97461 | 0.94838 | 0.92853 | 0.90811 | 0.89365
2010 | US | MRO | - | - | W22 | Adjusted Potential Resources Reserve Margin = (15a-3)/3 | 0 | 0.62821 | 0.68891 | 0.66483 | 0.64529 | 0.62288 | 0.60548 | 0.58316 | 0.56702 | 0.55043 | 0.53868
2010 | US | MRO | - | - | W23 | Total Baseline Installed Capacity | 56079 | 0 | 0 | 0 | 0 | 0 | 0 | 0 | 0 | 0 | 0
2010 | CA | MRO | - | - | W01 | Unrestricted Non-coincident Peak Demand = 2+1a+1b-1c-1d | 7515 | 7647.3633 | 7816 | 8056 | 8244 | 8472 | 8602 | 8721 | 8847 | 8993 | 9098
2010 | CA | MRO | - | - | W01a | New Conservation (Energy Efficiency) | 0 | 87.0726 | 122.734 | 144.5267 | 162.872 | 163.6732 | 156.5085 | 159.0073 | 171.7499 | 181.6878 | 188.0974
2010 | CA | MRO | - | - | W01b | Estimated Diversity | 0 | 0 | 0 | 0 | 0 | 0 | 0 | 0 | 0 | 0 | 0
2010 | CA | MRO | - | - | W01c | Additions for non-member load (load served by non-registered LSE's in a region) | 0 | 0 | 0 | 0 | 0 | 0 | 0 | 0 | 0 | 0 | 0
2010 | CA | MRO | - | - | W01d | Stand-by Load Under Contract (Normally served by behind the meter generation) | 0 | 0 | 0 | 0 | 0 | 0 | 0 | 0 | 0 | 0 | 0
2010 | CA | MRO | - | - | W02 | Total Internal Demand | 7515 | 7560.2907 | 7693.266 | 7911.4733 | 8081.128 | 8308.3268 | 8445.4915 | 8561.9927 | 8675.2501 | 8811.3122 | 8909.9026
2010 | CA | MRO | - | - | W02a | Direct Control Load Management | 0 | 0 | 0 | 0 | 0 | 0 | 0 | 0 | 0 | 0 | 0
2010 | CA | MRO | - | - | W02b | Contractually Interruptible (Curtailable) | 244 | 304 | 304 | 304 | 304 | 304 | 304 | 304 | 304 | 304 | 304
2010 | CA | MRO | - | - | W02c | Critical Peak-Pricing (CPP) with Control | 0 | 0 | 0 | 0 | 0 | 0 | 0 | 0 | 0 | 0 | 0
2010 | CA | MRO | - | - | W02d | Load as a Capacity Resource | 0 | 0 | 0 | 0 | 0 | 0 | 0 | 0 | 0 | 0 | 0
2010 | CA | MRO | - | - | W03 | Net Internal Demand = 2-2a-2b-2c-2d | 7271 | 7256.2907 | 7389.266 | 7607.4733 | 7777.128 | 8004.3268 | 8141.4915 | 8257.9927 | 8371.2501 | 8507.3122 | 8605.9026
2010 | CA | MRO | - | - | W04a | Demand Response used for Reserves - Spinning | 0 | 0 | 0 | 0 | 0 | 0 | 0 | 0 | 0 | 0 | 0
2010 | CA | MRO | - | - | W04b | Demand Response used for Reserves - Non-Spinning | 0 | 0 | 0 | 0 | 0 | 0 | 0 | 0 | 0 | 0 | 0
2010 | CA | MRO | - | - | W04c | Demand Response used for Regulation | 0 | 0 | 0 | 0 | 0 | 0 | 0 | 0 | 0 | 0 | 0
2010 | CA | MRO | - | - | W04d | Demand Response used for Energy, Voluntary - Emergency | 0 | 0 | 0 | 0 | 0 | 0 | 0 | 0 | 0 | 0 | 0
2010 | CA | MRO | - | - | W05 | TOTAL INTERNAL CAPACITY = 6+7 | 9273 | 9777.23 | 10308.23 | 10481.23 | 10737.23 | 10675.23 | 10775.23 | 10994.23 | 10994.23 | 11244.23 | 11147.2
2010 | CA | MRO | - | - | W06 | EXISTING CAPACITY = 6a+6b+6c | 9273 | 9672.23 | 9672.23 | 9672.23 | 9672.23 | 9672.23 | 9672.23 | 9672.23 | 9672.23 | 9672.23 | 9672.23
2010 | CA | MRO | - | - | W06a | Existing, Certain | 8960 | 8998.63 | 8998.63 | 8998.63 | 8998.63 | 8998.63 | 8998.63 | 8998.63 | 8998.63 | 8998.63 | 8998.63
2010 | CA | MRO | - | - | W06a1 | Wind Expected On-Peak | 0 | 84.2 | 84.2 | 84.2 | 84.2 | 84.2 | 84.2 | 84.2 | 84.2 | 84.2 | 84.2
2010 | CA | MRO | - | - | W06a2 | Solar Expected On-Peak | 0 | 0 | 0 | 0 | 0 | 0 | 0 | 0 | 0 | 0 | 0
2010 | CA | MRO | - | - | W06a3 | Hydro Expected On-Peak | 0 | 5817.13 | 5817.13 | 5817.13 | 5817.13 | 5817.13 | 5817.13 | 5817.13 | 5817.13 | 5817.13 | 5817.13
2010 | CA | MRO | - | - | W06a4 | Biomass Expected On-Peak | 0 | 0 | 0 | 0 | 0 | 0 | 0 | 0 | 0 | 0 | 0
2010 | CA | MRO | - | - | W06a5 | Load as a Capacity Resource Expected On-Peak (Load Management Programs) | 0 | 0 | 0 | 0 | 0 | 0 | 0 | 0 | 0 | 0 | 0
2010 | CA | MRO | - | - | W06b | Existing, Other | 300 | 336.8 | 336.8 | 336.8 | 336.8 | 336.8 | 336.8 | 336.8 | 336.8 | 336.8 | 336.8
2010 | CA | MRO | - | - | W06b1 | Wind Derate On-Peak | 0 | 336.8 | 336.8 | 336.8 | 336.8 | 336.8 | 336.8 | 336.8 | 336.8 | 336.8 | 336.8
2010 | CA | MRO | - | - | W06b2 | Solar Derate On-Peak | 0 | 0 | 0 | 0 | 0 | 0 | 0 | 0 | 0 | 0 | 0
2010 | CA | MRO | - | - | W06b3 | Hydro Derate On-Peak | 0 | 0 | 0 | 0 | 0 | 0 | 0 | 0 | 0 | 0 | 0
2010 | CA | MRO | - | - | W06b4 | Biomass Derate On-Peak | 0 | 0 | 0 | 0 | 0 | 0 | 0 | 0 | 0 | 0 | 0
2010 | CA | MRO | - | - | W06b5 | Load as a Capacity Resource Derate On-Peak (Load Management Programs) | 0 | 0 | 0 | 0 | 0 | 0 | 0 | 0 | 0 | 0 | 0
2010 | CA | MRO | - | - | W06b7 | Transmission-Limited Resources | 0 | 0 | 0 | 0 | 0 | 0 | 0 | 0 | 0 | 0 | 0
2010 | CA | MRO | - | - | W06b8 | All Other Derates | 0 | 0 | 0 | 0 | 0 | 0 | 0 | 0 | 0 | 0 | 0
2010 | CA | MRO | - | - | W06b9 | Energy Only | 0 | 0 | 0 | 0 | 0 | 0 | 0 | 0 | 0 | 0 | 0
2010 | CA | MRO | - | - | W06c | Existing, Inoperable (Note: Not used in margin calculations) | 13 | 0 | 0 | 0 | 0 | 0 | 0 | 0 | 0 | 0 | 0
2010 | CA | MRO | - | - | W07 | FUTURE CAPACITY ADDITIONS = 7a+7b | 0 | 105 | 525.6 | 698.6 | 954.6 | 892.6 | 992.6 | 1211.6 | 1211.6 | 1461.6 | 1364.57
2010 | CA | MRO | - | - | W07a | Future, Planned | 0 | 105 | 525.6 | 698.6 | 954.6 | 892.6 | 992.6 | 1211.6 | 1211.6 | 1461.6 | 1364.57
2010 | CA | MRO | - | - | W07a1 | Wind Expected On-Peak | 0 | 0 | 0 | 0 | 0 | 0 | 0 | 0 | 0 | 0 | 0
2010 | CA | MRO | - | - | W07a2 | Wind Derate On-Peak | 0 | 0 | 110.4 | 110.4 | 110.4 | 110.4 | 110.4 | 110.4 | 110.4 | 110.4 | 110.4
2010 | CA | MRO | - | - | W07a3 | Solar Expected On-Peak | 0 | 0 | 0 | 0 | 0 | 0 | 0 | 0 | 0 | 0 | 0
2010 | CA | MRO | - | - | W07a4 | Solar Derate On-Peak | 0 | 0 | 0 | 0 | 0 | 0 | 0 | 0 | 0 | 0 | 0
2010 | CA | MRO | - | - | W07a5 | Hydro Expected On-Peak | 0 | 11 | 158 | 237 | 248 | 248 | 248 | 248 | 248 | 498 | 498
2010 | CA | MRO | - | - | W07a6 | Hydro Derate On-Peak | 0 | 0 | 0 | 0 | 0 | 0 | 0 | 0 | 0 | 0 | 0
2010 | CA | MRO | - | - | W07a7 | Biomass Expected On-Peak | 0 | 0 | 0 | 0 | 0 | 0 | 0 | 0 | 0 | 0 | 0
2010 | CA | MRO | - | - | W07a8 | Biomass Derate On-Peak | 0 | 0 | 0 | 0 | 0 | 0 | 0 | 0 | 0 | 0 | 0
2010 | CA | MRO | - | - | W07a9 | Demand Response Expected On-Peak (Load Management Programs) | 0 | 0 | 0 | 0 | 0 | 0 | 0 | 0 | 0 | 0 | 0
2010 | CA | MRO | - | - | W07a10 | Demand Response Derate On-Peak (Load Management Programs) | 0 | 0 | 0 | 0 | 0 | 0 | 0 | 0 | 0 | 0 | 0
2010 | CA | MRO | - | - | W07a11 | Transmission-Limited Resources | 0 | 0 | 0 | 0 | 0 | 0 | 0 | 0 | 0 | 0 | 0
2010 | CA | MRO | - | - | W07a12 | Scheduled Outage - Maintenance | 0 | 0 | 0 | 0 | 0 | 0 | 0 | 0 | 0 | 0 | 0
2010 | CA | MRO | - | - | W07a13 | All Other Derates | 0 | 0 | 0 | 0 | 0 | 0 | 0 | 0 | 0 | 0 | 0
2010 | CA | MRO | - | - | W07a14 | Energy Only | 0 | 0 | 0 | 0 | 0 | 0 | 0 | 0 | 0 | 0 | 0
2010 | CA | MRO | - | - | W07b | Future, Other | 0 | 0 | 0 | 0 | 0 | 0 | 0 | 0 | 0 | 0 | 0
2010 | CA | MRO | - | - | W07b1 | Wind Expected On-Peak | 0 | 0 | 0 | 0 | 0 | 0 | 0 | 0 | 0 | 0 | 0
2010 | CA | MRO | - | - | W07b2 | Wind Derate On-Peak | 0 | 0 | 0 | 0 | 0 | 0 | 0 | 0 | 0 | 0 | 0
2010 | CA | MRO | - | - | W07b3 | Solar Expected On-Peak | 0 | 0 | 0 | 0 | 0 | 0 | 0 | 0 | 0 | 0 | 0
2010 | CA | MRO | - | - | W07b4 | Solar Derate On-Peak | 0 | 0 | 0 | 0 | 0 | 0 | 0 | 0 | 0 | 0 | 0
2010 | CA | MRO | - | - | W07b5 | Hydro Expected On-Peak | 0 | 0 | 0 | 0 | 0 | 0 | 0 | 0 | 0 | 0 | 0
2010 | CA | MRO | - | - | W07b6 | Hydro Derate On-Peak | 0 | 0 | 0 | 0 | 0 | 0 | 0 | 0 | 0 | 0 | 0
2010 | CA | MRO | - | - | W07b7 | Biomass Expected On-Peak | 0 | 0 | 0 | 0 | 0 | 0 | 0 | 0 | 0 | 0 | 0
2010 | CA | MRO | - | - | W07b8 | Biomass Derate On-Peak | 0 | 0 | 0 | 0 | 0 | 0 | 0 | 0 | 0 | 0 | 0
2010 | CA | MRO | - | - | W07b9 | Transmission-Limited Resources | 0 | 0 | 0 | 0 | 0 | 0 | 0 | 0 | 0 | 0 | 0
2010 | CA | MRO | - | - | W07b10 | Scheduled Outage - Maintenance | 0 | 0 | 0 | 0 | 0 | 0 | 0 | 0 | 0 | 0 | 0
2010 | CA | MRO | - | - | W07b11 | All Other Derates | 0 | 0 | 0 | 0 | 0 | 0 | 0 | 0 | 0 | 0 | 0
2010 | CA | MRO | - | - | W07b12 | Energy Only | 0 | 224 | -6 | -6 | -6 | -6 | -6 | -6 | -6 | -6 | -6
2010 | CA | MRO | - | - | W08 | Conceptual | 0 | 0 | 0 | 0 | 0 | 0 | 0 | 0 | 0 | 800 | 1600
2010 | CA | MRO | - | - | W08a1 | Wind Expected On-Peak | 0 | 0 | 0 | 0 | 0 | 0 | 0 | 0 | 0 | 0 | 0
2010 | CA | MRO | - | - | W08a2 | Wind Derate On-Peak | 0 | 0 | 0 | 0 | 0 | 0 | 0 | 0 | 0 | 0 | 0
2010 | CA | MRO | - | - | W08a3 | Solar Expected On-Peak | 0 | 0 | 0 | 0 | 0 | 0 | 0 | 0 | 0 | 0 | 0
2010 | CA | MRO | - | - | W08a4 | Solar Derate On-Peak | 0 | 0 | 0 | 0 | 0 | 0 | 0 | 0 | 0 | 0 | 0
2010 | CA | MRO | - | - | W08a5 | Hydro Expected On-Peak | 0 | 0 | 0 | 0 | 0 | 0 | 0 | 0 | 0 | 400 | 800
2010 | CA | MRO | - | - | W08a6 | Hydro Derate On-Peak | 0 | 0 | 0 | 0 | 0 | 0 | 0 | 0 | 0 | 0 | 0
2010 | CA | MRO | - | - | W08a7 | Biomass Expected On-Peak | 0 | 0 | 0 | 0 | 0 | 0 | 0 | 0 | 0 | 0 | 0
2010 | CA | MRO | - | - | W08a8 | Biomass Derate On-Peak | 0 | 0 | 0 | 0 | 0 | 0 | 0 | 0 | 0 | 0 | 0
2010 | CA | MRO | - | - | W08a9 | All Other Derates | 0 | 0 | 0 | 0 | 0 | 0 | 0 | 0 | 0 | 0 | 0
2010 | CA | MRO | - | - | W08a10 | Energy Only | 0 | 0 | 0 | 0 | 0 | 0 | 0 | 0 | 0 | 0 | 0
2010 | CA | MRO | - | - | W09 | ANTICIPATED INTERNAL CAPACITY = 6a+7a | 8960 | 9103.63 | 9524.23 | 9697.23 | 9953.23 | 9891.23 | 9991.23 | 10210.23 | 10210.23 | 10460.23 | 10363.2
2010 | CA | MRO | - | - | W10 | CAPACITY TRANSACTIONS - IMPORTS = 10a+10b+10c+10d | 550 | 550 | 550 | 500 | 500 | 500 | 350 | 350 | 350 | 350 | 350
2010 | CA | MRO | - | - | W10a | Firm (Note: The sum of 10a1 and 10a2 must be <= 10a) | 550 | 550 | 550 | 500 | 500 | 500 | 0 | 0 | 0 | 0 | 0
2010 | CA | MRO | - | - | W10a1 | Full-Responsibility Purchases | 50 | 50 | 50 | 0 | 0 | 0 | 0 | 0 | 0 | 0 | 0
2010 | CA | MRO | - | - | W10a2 | Owned Capacity/Entitlement Located Outside the Region/Subregion | 500 | 500 | 500 | 500 | 500 | 500 | 0 | 0 | 0 | 0 | 0
2010 | CA | MRO | - | - | W10b | Non-firm | 0 | 0 | 0 | 0 | 0 | 0 | 0 | 0 | 0 | 0 | 0
2010 | CA | MRO | - | - | W10c | Expected (Note: The sum of 10c1 and 10c2 must be <= 10c) | 0 | 0 | 0 | 0 | 0 | 0 | 350 | 350 | 350 | 350 | 350
2010 | CA | MRO | - | - | W10c1 | Full-Responsibility Purchases | 0 | 0 | 0 | 0 | 0 | 0 | 0 | 0 | 0 | 0 | 0
2010 | CA | MRO | - | - | W10c2 | Owned Capacity/Entitlement Located Outside the Region/Subregion | 0 | 0 | 0 | 0 | 0 | 0 | 350 | 350 | 350 | 350 | 350
2010 | CA | MRO | - | - | W10d | Provisional – transactions under study, but negotiations have not begun. | 0 | 0 | 0 | 0 | 0 | 0 | 0 | 0 | 0 | 0 | 0
2010 | CA | MRO | - | - | W11 | CAPACITY TRANSACTIONS - EXPORTS = 11a+11b+11c+11d | 630 | 580 | 580 | 550 | 550 | 550 | 325 | 325 | 325 | 325 | 325
2010 | CA | MRO | - | - | W11a | Firm (Note: The sum of 11a1 and 11a2 must be <= 11a) | 630 | 580 | 580 | 550 | 550 | 550 | 0 | 0 | 0 | 0 | 0
2010 | CA | MRO | - | - | W11a1 | Full-Responsibility Purchases | 0 | 0 | 0 | 0 | 0 | 0 | 0 | 0 | 0 | 0 | 0
2010 | CA | MRO | - | - | W11a2 | Owned Capacity/Entitlement Located Outside the Region/Subregion | 630 | 580 | 580 | 550 | 550 | 550 | 0 | 0 | 0 | 0 | 0
2010 | CA | MRO | - | - | W11b | Non-firm | 0 | 0 | 0 | 0 | 0 | 0 | 0 | 0 | 0 | 0 | 0
2010 | CA | MRO | - | - | W11c | Expected (Note: The sum of 11c1 and 11c2 must be <= 11c) | 0 | 0 | 0 | 0 | 0 | 0 | 325 | 325 | 325 | 325 | 325
2010 | CA | MRO | - | - | W11c1 | Full-Responsibility Purchases | 0 | 0 | 0 | 0 | 0 | 0 | 0 | 0 | 0 | 0 | 0
2010 | CA | MRO | - | - | W11c2 | Owned Capacity/Entitlement Located Outside the Region/Subregion | 0 | 0 | 0 | 0 | 0 | 0 | 325 | 325 | 325 | 325 | 325
2010 | CA | MRO | - | - | W11d | Provisional – transactions under study, but negotiations have not begun. | 0 | 0 | 0 | 0 | 0 | 0 | 0 | 0 | 0 | 0 | 0
2010 | CA | MRO | - | - | W12 | EXISTING, CERTAIN CAPACITY & NET FIRM TRANSACTIONS = 6a+Net Firm Transactions | 8880 | 8968.63 | 8968.63 | 8948.63 | 8948.63 | 8948.63 | 8998.63 | 8998.63 | 8998.63 | 8998.63 | 8998.63
2010 | CA | MRO | - | - | W13 | ANTICIPATED CAPACITY RESOURCES = 12+7a+Net Expected Transactions | 0 | 9073.63 | 9494.23 | 9647.23 | 9903.23 | 9841.23 | 10016.23 | 10235.23 | 10235.23 | 10485.23 | 10388.2
2010 | CA | MRO | - | - | W14 | PROSPECTIVE CAPACITY RESOURCES = 13+6b+16b | 0 | 9073.63 | 9494.23 | 9647.23 | 9903.23 | 9841.23 | 10016.23 | 10235.23 | 10235.23 | 10485.23 | 10388.2
2010 | CA | MRO | - | - | W15 | TOTAL POTENTIAL CAPACITY RESOURCES = 13+6b+7b+8+Net Provisional Transactions | 0 | 9073.63 | 9494.23 | 9647.23 | 9903.23 | 9841.23 | 10016.23 | 10235.23 | 10235.23 | 11285.23 | 11988.2
2010 | CA | MRO | - | - | W15a | ADJUSTED POTENTIAL CAPACITY RESOURCES = 13+6b+16b+16d+Net Provisional Transactions | 0 | 9073.63 | 9494.23 | 9647.23 | 9903.23 | 9841.23 | 10016.23 | 10235.23 | 10235.23 | 11285.23 | 11988.2
2010 | CA | MRO | - | - | W16a | Confidence of Future, Other (7b), using reasonable judgement | 0 | 0 | 0 | 0 | 0 | 0 | 0 | 0 | 0 | 0 | 0
2010 | CA | MRO | - | - | W16b | Net Future, Other Resources After Confidence Percentage Is Applied = 7b*16a | 0 | 0 | 0 | 0 | 0 | 0 | 0 | 0 | 0 | 0 | 0
2010 | CA | MRO | - | - | W16c | Confidence of Conceptual (8), using reasonable judgement | 0 | 1 | 1 | 1 | 1 | 1 | 1 | 1 | 1 | 1 | 1
2010 | CA | MRO | - | - | W16d | Net Conceptual Resources After Confidence Percentage Is Applied = 8*16c | 0 | 0 | 0 | 0 | 0 | 0 | 0 | 0 | 0 | 800 | 1600
2010 | CA | MRO | - | - | W17 | Region/Subregion Target Reserve Margin | 0 | 0.1 | 0.1 | 0.1 | 0.1 | 0.1 | 0.1 | 0.1 | 0.1 | 0.1 | 0.1
2010 | CA | MRO | - | - | W18 | Existing Certain and Net Firm Transactions Reserve Margin = (12-3)/3 | 0 | 0.23598 | 0.21374 | 0.17629 | 0.15063 | 0.11797 | 0.10528 | 0.089687 | 0.074945 | 0.057752 | 0.045635
2010 | CA | MRO | - | - | W19 | Anticipated Capacity Resources Reserve Margin = (13-3)/3 | 0 | 0.25045 | 0.28487 | 0.26813 | 0.27338 | 0.22949 | 0.23027 | 0.23943 | 0.22266 | 0.2325 | 0.2071
2010 | CA | MRO | - | - | W20 | Prospective Capacity Resources Reserve Margin = (14-3)/3 | 0 | 0.25045 | 0.28487 | 0.26813 | 0.27338 | 0.22949 | 0.23027 | 0.23943 | 0.22266 | 0.2325 | 0.2071
2010 | CA | MRO | - | - | W21 | Total Potential Resources Reserve Margin = (15-3)/3 | 0 | 0.25045 | 0.28487 | 0.26813 | 0.27338 | 0.22949 | 0.23027 | 0.23943 | 0.22266 | 0.32653 | 0.39302
2010 | CA | MRO | - | - | W22 | Adjusted Potential Resources Reserve Margin = (15a-3)/3 | 0 | 0.25045 | 0.28487 | 0.26813 | 0.27338 | 0.22949 | 0.23027 | 0.23943 | 0.22266 | 0.32653 | 0.39302
2010 | CA | MRO | - | - | W23 | Total Baseline Installed Capacity | 9273 | 0 | 0 | 0 | 0 | 0 | 0 | 0 | 0 | 0 | 0
2010 | TL | MRO | - | - | W01 | Unrestricted Non-coincident Peak Demand = 2+1a+1b-1c-1d | 42865.7464 | 43326.6467 | 44742.17 | 45585.3488 | 46348.7419 | 47066.333 | 47576.7768 | 48154.3431 | 48719.0815 | 49316.3025 | 49752.1431
2010 | TL | MRO | - | - | W01a | New Conservation (Energy Efficiency) | 0 | 168.3525 | 263.3747 | 345.0478 | 420.8111 | 463.7243 | 501.1746 | 547.616 | 597.4373 | 635.7504 | 664.6199
2010 | TL | MRO | - | - | W01b | Estimated Diversity | 0 | 0 | 0 | 0 | 1 | 1 | 1 | 1 | 1 | 1 | 1
2010 | TL | MRO | - | - | W01c | Additions for non-member load (load served by non-registered LSE's in a region) | 0 | 0 | 0 | 0 | 0 | 0 | 0 | 0 | 0 | 0 | 0
2010 | TL | MRO | - | - | W01d | Stand-by Load Under Contract (Normally served by behind the meter generation) | 0 | 30.5 | 30.5 | 30.5 | 30.5 | 30.5 | 30.5 | 30.5 | 30.5 | 30.5 | 30.5
2010 | TL | MRO | - | - | W02 | Total Internal Demand | 42865.7464 | 43188.7942 | 44509.2953 | 45270.801 | 45957.4308 | 46632.1087 | 47105.1022 | 47636.2271 | 48151.1441 | 48710.0521 | 49117.0232
2010 | TL | MRO | - | - | W02a | Direct Control Load Management | 732.7 | 996.7 | 1008.7 | 1022.7 | 1034.7 | 1050.7 | 1062.7 | 1078.7 | 1091.7 | 1106.7 | 1121.7
2010 | TL | MRO | - | - | W02b | Contractually Interruptible (Curtailable) | 879.342 | 938.68 | 933.28 | 953.78 | 958.98 | 963.18 | 952.38 | 956.38 | 960.58 | 964.68 | 966.88
2010 | TL | MRO | - | - | W02c | Critical Peak-Pricing (CPP) with Control | 0 | 0 | 0 | 0 | 0 | 0 | 0 | 0 | 0 | 0 | 0
2010 | TL | MRO | - | - | W02d | Load as a Capacity Resource | 0 | 0 | 0 | 0 | 0 | 0 | 0 | 0 | 0 | 0 | 0
2010 | TL | MRO | - | - | W03 | Net Internal Demand = 2-2a-2b-2c-2d | 41253.7044 | 41253.4142 | 42567.3153 | 43294.321 | 43963.7508 | 44618.2287 | 45090.0222 | 45601.1471 | 46098.8641 | 46638.6721 | 47028.4432
2010 | TL | MRO | - | - | W04a | Demand Response used for Reserves - Spinning | 0 | 0 | 0 | 0 | 0 | 0 | 0 | 0 | 0 | 0 | 0
2010 | TL | MRO | - | - | W04b | Demand Response used for Reserves - Non-Spinning | 0 | 0 | 0 | 0 | 0 | 0 | 0 | 0 | 0 | 0 | 0
2010 | TL | MRO | - | - | W04c | Demand Response used for Regulation | 0 | 0 | 0 | 0 | 0 | 0 | 0 | 0 | 0 | 0 | 0
2010 | TL | MRO | - | - | W04d | Demand Response used for Energy, Voluntary - Emergency | 0 | 0 | 0 | 0 | 0 | 0 | 0 | 0 | 0 | 0 | 0
2010 | TL | MRO | - | - | W05 | TOTAL INTERNAL CAPACITY = 6+7 | 65352 | 74250.4523 | 75640.229 | 76402.4068 | 76980.7846 | 76939.5457 | 77036.8957 | 77381.8957 | 77381.8957 | 77631.8957 | 77531.1157
2010 | TL | MRO | - | - | W06 | EXISTING CAPACITY = 6a+6b+6c | 65352 | 73504.479 | 73504.479 | 73504.479 | 73504.479 | 73504.479 | 73504.479 | 73504.479 | 73504.479 | 73504.479 | 73504.479
2010 | TL | MRO | - | - | W06a | Existing, Certain | 54900 | 60403.103 | 60403.103 | 60403.103 | 60403.103 | 60403.103 | 60403.103 | 60403.103 | 60403.103 | 60403.103 | 60403.103
2010 | TL | MRO | - | - | W06a1 | Wind Expected On-Peak | 0 | 1507.962 | 1507.962 | 1507.962 | 1507.962 | 1507.962 | 1507.962 | 1507.962 | 1507.962 | 1507.962 | 1507.962
2010 | TL | MRO | - | - | W06a2 | Solar Expected On-Peak | 0 | 0 | 0 | 0 | 0 | 0 | 0 | 0 | 0 | 0 | 0
2010 | TL | MRO | - | - | W06a3 | Hydro Expected On-Peak | 0 | 9336.83 | 9336.83 | 9336.83 | 9336.83 | 9336.83 | 9336.83 | 9336.83 | 9336.83 | 9336.83 | 9336.83
2010 | TL | MRO | - | - | W06a4 | Biomass Expected On-Peak | 0 | 441.166 | 441.166 | 441.166 | 441.166 | 441.166 | 441.166 | 441.166 | 441.166 | 441.166 | 441.166
2010 | TL | MRO | - | - | W06a5 | Load as a Capacity Resource Expected On-Peak (Load Management Programs) | 0 | 0 | 0 | 0 | 0 | 0 | 0 | 0 | 0 | 0 | 0
2010 | TL | MRO | - | - | W06b | Existing, Other | 10300 | 6310.388 | 6310.388 | 6310.388 | 6310.388 | 6310.388 | 6310.388 | 6310.388 | 6310.388 | 6310.388 | 6310.388
2010 | TL | MRO | - | - | W06b1 | Wind Derate On-Peak | 0 | 6031.848 | 6031.848 | 6031.848 | 6031.848 | 6031.848 | 6031.848 | 6031.848 | 6031.848 | 6031.848 | 6031.848
2010 | TL | MRO | - | - | W06b2 | Solar Derate On-Peak | 0 | 0 | 0 | 0 | 0 | 0 | 0 | 0 | 0 | 0 | 0
2010 | TL | MRO | - | - | W06b3 | Hydro Derate On-Peak | 0 | 18.9 | 18.9 | 18.9 | 18.9 | 18.9 | 18.9 | 18.9 | 18.9 | 18.9 | 18.9
2010 | TL | MRO | - | - | W06b4 | Biomass Derate On-Peak | 0 | 0.8 | 0.8 | 0.8 | 0.8 | 0.8 | 0.8 | 0.8 | 0.8 | 0.8 | 0.8
2010 | TL | MRO | - | - | W06b5 | Load as a Capacity Resource Derate On-Peak (Load Management Programs) | 0 | 0 | 0 | 0 | 0 | 0 | 0 | 0 | 0 | 0 | 0
2010 | TL | MRO | - | - | W06b7 | Transmission-Limited Resources | 0 | 0 | 0 | 0 | 0 | 0 | 0 | 0 | 0 | 0 | 0
2010 | TL | MRO | - | - | W06b8 | All Other Derates | 0 | 258.84 | 258.84 | 258.84 | 258.84 | 258.84 | 258.84 | 258.84 | 258.84 | 258.84 | 258.84
2010 | TL | MRO | - | - | W06b9 | Energy Only | 0 | 0 | 0 | 0 | 0 | 0 | 0 | 0 | 0 | 0 | 0
2010 | TL | MRO | - | - | W06c | Existing, Inoperable (Note: Not used in margin calculations) | 152 | 480.6 | 480.6 | 480.6 | 480.6 | 480.6 | 480.6 | 480.6 | 480.6 | 480.6 | 480.6
2010 | TL | MRO | - | - | W07 | FUTURE CAPACITY ADDITIONS = 7a+7b | 0 | 327.7 | 1150.95 | 1701.55 | 2019.15 | 1957.15 | 2054.5 | 2399.5 | 2399.5 | 2649.5 | 2548.72
2010 | TL | MRO | - | - | W07a | Future, Planned | 0 | 327.7 | 1150.95 | 1701.55 | 2019.15 | 1957.15 | 2054.5 | 2399.5 | 2399.5 | 2649.5 | 2548.72
2010 | TL | MRO | - | - | W07a1 | Wind Expected On-Peak | 0 | 52.4 | 0 | 0 | 0 | 0 | 0 | 0 | 0 | 0 | 0
2010 | TL | MRO | - | - | W07a2 | Wind Derate On-Peak | 0 | 209.6 | 942 | 1162.8 | 1443.6 | 1443.6 | 1443.6 | 1443.6 | 1443.6 | 1443.6 | 1443.6
2010 | TL | MRO | - | - | W07a3 | Solar Expected On-Peak | 0 | 0 | 0 | 0 | 0 | 0 | 0 | 0 | 0 | 0 | 0
2010 | TL | MRO | - | - | W07a4 | Solar Derate On-Peak | 0 | 0 | 0 | 0 | 0 | 0 | 0 | 0 | 0 | 0 | 0
2010 | TL | MRO | - | - | W07a5 | Hydro Expected On-Peak | 0 | 11 | 158 | 237 | 248 | 248 | 248 | 248 | 248 | 498 | 498
2010 | TL | MRO | - | - | W07a6 | Hydro Derate On-Peak | 0 | 0 | 0 | 0 | 0 | 0 | 0 | 0 | 0 | 0 | 0
2010 | TL | MRO | - | - | W07a7 | Biomass Expected On-Peak | 0 | 40 | 41.6 | 43 | 43 | 43 | 143 | 143 | 143 | 143 | 143
2010 | TL | MRO | - | - | W07a8 | Biomass Derate On-Peak | 0 | 0 | 0 | 0 | 0 | 0 | 0 | 0 | 0 | 0 | 0
2010 | TL | MRO | - | - | W07a9 | Demand Response Expected On-Peak (Load Management Programs) | 0 | 0 | 0 | 0 | 0 | 0 | 0 | 0 | 0 | 0 | 0
2010 | TL | MRO | - | - | W07a10 | Demand Response Derate On-Peak (Load Management Programs) | 0 | 0 | 0 | 0 | 0 | 0 | 0 | 0 | 0 | 0 | 0
2010 | TL | MRO | - | - | W07a11 | Transmission-Limited Resources | 0 | 0 | 0 | 0 | 0 | 0 | 0 | 0 | 0 | 0 | 0
2010 | TL | MRO | - | - | W07a12 | Scheduled Outage - Maintenance | 0 | 208.6733 | 42.8 | 33.5778 | 13.5556 | 34.3167 | 34.3167 | 34.3167 | 34.3167 | 34.3167 | 34.3167
2010 | TL | MRO | - | - | W07a13 | All Other Derates | 0 | 0 | 0 | 0 | 0 | 0 | 0 | 0 | 0 | 0 | 0
2010 | TL | MRO | - | - | W07a14 | Energy Only | 0 | 0 | 0 | 0 | 0 | 0 | 0 | 0 | 0 | 0 | 0
2010 | TL | MRO | - | - | W07b | Future, Other | 0 | 0 | 0 | 0 | 0 | 0 | 0 | 0 | 0 | 0 | 0
2010 | TL | MRO | - | - | W07b1 | Wind Expected On-Peak | 0 | 0 | 0 | 0 | 0 | 0 | 0 | 0 | 0 | 0 | 0
2010 | TL | MRO | - | - | W07b2 | Wind Derate On-Peak | 0 | 0 | 0 | 0 | 0 | 0 | 0 | 0 | 0 | 0 | 0
2010 | TL | MRO | - | - | W07b3 | Solar Expected On-Peak | 0 | 0 | 0 | 0 | 0 | 0 | 0 | 0 | 0 | 0 | 0
2010 | TL | MRO | - | - | W07b4 | Solar Derate On-Peak | 0 | 0 | 0 | 0 | 0 | 0 | 0 | 0 | 0 | 0 | 0
2010 | TL | MRO | - | - | W07b5 | Hydro Expected On-Peak | 0 | 0 | 0 | 0 | 0 | 0 | 0 | 0 | 0 | 0 | 0
2010 | TL | MRO | - | - | W07b6 | Hydro Derate On-Peak | 0 | 0 | 0 | 0 | 0 | 0 | 0 | 0 | 0 | 0 | 0
2010 | TL | MRO | - | - | W07b7 | Biomass Expected On-Peak | 0 | 0 | 0 | 0 | 0 | 0 | 0 | 0 | 0 | 0 | 0
2010 | TL | MRO | - | - | W07b8 | Biomass Derate On-Peak | 0 | 0 | 0 | 0 | 0 | 0 | 0 | 0 | 0 | 0 | 0
2010 | TL | MRO | - | - | W07b9 | Transmission-Limited Resources | 0 | 0 | 0 | 0 | 0 | 0 | 0 | 0 | 0 | 0 | 0
2010 | TL | MRO | - | - | W07b10 | Scheduled Outage - Maintenance | 0 | 0 | 0 | 0 | 0 | 0 | 0 | 0 | 0 | 0 | 0
2010 | TL | MRO | - | - | W07b11 | All Other Derates | 0 | 0 | 0 | 0 | 0 | 0 | 0 | 0 | 0 | 0 | 0
2010 | TL | MRO | - | - | W07b12 | Energy Only | 0 | 0 | 0 | 0 | 0 | 0 | 0 | 0 | 0 | 0 | 0
2010 | TL | MRO | - | - | W08 | Conceptual | 0 | 0 | 4225.4 | 9224.2 | 16773 | 18513 | 18584.6 | 19424.6 | 19483.8 | 20283.8 | 21083.8
2010 | TL | MRO | - | - | W08a1 | Wind Expected On-Peak | 0 | 0 | 2112.7 | 4612.1 | 7486.5 | 8136.5 | 8172.3 | 8172.3 | 8201.9 | 8201.9 | 8201.9
2010 | TL | MRO | - | - | W08a2 | Wind Derate On-Peak | 0 | 0 | 8450.8 | 18448.4 | 29946 | 32546 | 32689.2 | 32689.2 | 32807.6 | 32807.6 | 32807.6
2010 | TL | MRO | - | - | W08a3 | Solar Expected On-Peak | 0 | 0 | 0 | 0 | 0 | 0 | 0 | 0 | 0 | 0 | 0
2010 | TL | MRO | - | - | W08a4 | Solar Derate On-Peak | 0 | 0 | 0 | 0 | 0 | 0 | 0 | 0 | 0 | 0 | 0
2010 | TL | MRO | - | - | W08a5 | Hydro Expected On-Peak | 0 | 0 | 0 | 0 | 0 | 0 | 0 | 0 | 0 | 400 | 800
2010 | TL | MRO | - | - | W08a6 | Hydro Derate On-Peak | 0 | 0 | 0 | 0 | 0 | 0 | 0 | 0 | 0 | 0 | 0
2010 | TL | MRO | - | - | W08a7 | Biomass Expected On-Peak | 0 | 0 | 0 | 0 | 0 | 220 | 220 | 220 | 220 | 220 | 220
2010 | TL | MRO | - | - | W08a8 | Biomass Derate On-Peak | 0 | 0 | 0 | 0 | 0 | 0 | 0 | 0 | 0 | 0 | 0
2010 | TL | MRO | - | - | W08a9 | All Other Derates | 0 | 0 | 0 | 0 | 0 | 0 | 0 | 0 | 0 | 0 | 0
2010 | TL | MRO | - | - | W08a10 | Energy Only | 0 | 0 | 0 | 0 | 0 | 0 | 0 | 0 | 0 | 0 | 0
2010 | TL | MRO | - | - | W09 | ANTICIPATED INTERNAL CAPACITY = 6a+7a | 54900 | 60730.803 | 61554.053 | 62104.653 | 62422.253 | 62360.253 | 62457.603 | 62802.603 | 62802.603 | 63052.603 | 62951.823
2010 | TL | MRO | - | - | W10 | CAPACITY TRANSACTIONS - IMPORTS = 10a+10b+10c+10d | 1032.1 | 1507.736 | 1501.236 | 1451.236 | 1576.236 | 1458.736 | 1208.736 | 1008.736 | 1008.736 | 1008.736 | 1008.736
2010 | TL | MRO | - | - | W10a | Firm (Note: The sum of 10a1 and 10a2 must be <= 10a) | 1032.1 | 1507.736 | 1501.236 | 1451.236 | 1376.236 | 1258.736 | 1008.736 | 758.736 | 758.736 | 758.736 | 758.736
2010 | TL | MRO | - | - | W10a1 | Full-Responsibility Purchases | 60.8 | 113.536 | 128.536 | 178.536 | 125.536 | 125.536 | 125.536 | 125.536 | 125.536 | 125.536 | 125.536
2010 | TL | MRO | - | - | W10a2 | Owned Capacity/Entitlement Located Outside the Region/Subregion | 587 | 1048.2 | 1064 | 839.1 | 584.2 | 585.2 | 586.1 | 587 | 587.7 | 588.7 | 589.4
2010 | TL | MRO | - | - | W10b | Non-firm | 0 | 0 | 0 | 0 | 0 | 0 | 0 | 0 | 0 | 0 | 0
2010 | TL | MRO | - | - | W10c | Expected (Note: The sum of 10c1 and 10c2 must be <= 10c) | 0 | 0 | 0 | 0 | 100 | 100 | 100 | 0 | 0 | 0 | 0
2010 | TL | MRO | - | - | W10c1 | Full-Responsibility Purchases | 0 | 0 | 0 | 0 | 0 | 0 | 0 | 0 | 0 | 0 | 0
2010 | TL | MRO | - | - | W10c2 | Owned Capacity/Entitlement Located Outside the Region/Subregion | 0 | 0 | 0 | 0 | 0 | 0 | 0 | 0 | 0 | 0 | 0
2010 | TL | MRO | - | - | W10d | Provisional – transactions under study, but negotiations have not begun. | 0 | 0 | 0 | 0 | 100 | 100 | 100 | 250 | 250 | 250 | 250
2010 | TL | MRO | - | - | W11 | CAPACITY TRANSACTIONS - EXPORTS = 11a+11b+11c+11d | 630 | 580 | 580 | 550 | 550 | 550 | 325 | 325 | 325 | 325 | 325
2010 | TL | MRO | - | - | W11a | Firm (Note: The sum of 11a1 and 11a2 must be <= 11a) | 630 | 580 | 580 | 550 | 550 | 550 | 0 | 0 | 0 | 0 | 0
2010 | TL | MRO | - | - | W11a1 | Full-Responsibility Purchases | 0 | 0 | 0 | 0 | 0 | 0 | 0 | 0 | 0 | 0 | 0
2010 | TL | MRO | - | - | W11a2 | Owned Capacity/Entitlement Located Outside the Region/Subregion | 630 | 580 | 580 | 550 | 550 | 550 | 0 | 0 | 0 | 0 | 0
2010 | TL | MRO | - | - | W11b | Non-firm | 0 | 0 | 0 | 0 | 0 | 0 | 0 | 0 | 0 | 0 | 0
2010 | TL | MRO | - | - | W11c | Expected (Note: The sum of 11c1 and 11c2 must be <= 11c) | 0 | 0 | 0 | 0 | 0 | 0 | 325 | 325 | 325 | 325 | 325
2010 | TL | MRO | - | - | W11c1 | Full-Responsibility Purchases | 0 | 0 | 0 | 0 | 0 | 0 | 0 | 0 | 0 | 0 | 0
2010 | TL | MRO | - | - | W11c2 | Owned Capacity/Entitlement Located Outside the Region/Subregion | 0 | 0 | 0 | 0 | 0 | 0 | 325 | 325 | 325 | 325 | 325
2010 | TL | MRO | - | - | W11d | Provisional – transactions under study, but negotiations have not begun. | 0 | 0 | 0 | 0 | 0 | 0 | 0 | 0 | 0 | 0 | 0
2010 | TL | MRO | - | - | W12 | EXISTING, CERTAIN CAPACITY & NET FIRM TRANSACTIONS = 6a+Net Firm Transactions | 55302.1 | 61330.839 | 61324.339 | 61304.339 | 61229.339 | 61111.839 | 61411.839 | 61161.839 | 61161.839 | 61161.839 | 61161.839
2010 | TL | MRO | - | - | W13 | ANTICIPATED CAPACITY RESOURCES = 12+7a+Net Expected Transactions | 0 | 61658.539 | 62475.289 | 63005.889 | 63348.489 | 63168.989 | 63241.339 | 63236.339 | 63236.339 | 63486.339 | 63385.559
2010 | TL | MRO | - | - | W14 | PROSPECTIVE CAPACITY RESOURCES = 13+6b+16b | 0 | 61658.539 | 62475.289 | 63005.889 | 63348.489 | 63168.989 | 63241.339 | 63236.339 | 63236.339 | 63486.339 | 63385.559
2010 | TL | MRO | - | - | W15 | TOTAL POTENTIAL CAPACITY RESOURCES = 13+6b+7b+8+Net Provisional Transactions | 0 | 61658.539 | 66700.689 | 72230.089 | 80221.489 | 81781.989 | 81925.939 | 82910.939 | 82970.139 | 84020.139 | 84719.359
2010 | TL | MRO | - | - | W15a | ADJUSTED POTENTIAL CAPACITY RESOURCES = 13+6b+16b+16d+Net Provisional Transactions | 0 | 61658.539 | 63109.099 | 64850.729 | 67641.739 | 68822.889 | 68916.719 | 69313.719 | 69331.479 | 69821.479 | 71014.889
2010 | TL | MRO | - | - | W16a | Confidence of Future, Other (7b), using reasonable judgement | 0 | 1 | 1 | 1 | 1 | 1 | 1 | 1 | 1 | 1 | 1
2010 | TL | MRO | - | - | W16b | Net Future, Other Resources After Confidence Percentage Is Applied = 7b*16a | 0 | 0 | 0 | 0 | 0 | 0 | 0 | 0 | 0 | 0 | 0
2010 | TL | MRO | - | - | W16c | Confidence of Conceptual (8), using reasonable judgement | 0 | 0.1 | 0.15 | 0.2 | 0.25 | 0.3 | 0.3 | 0.3 | 0.3 | 0.3 | 0.35
2010 | TL | MRO | - | - | W16d | Net Conceptual Resources After Confidence Percentage Is Applied = 8*16c | 0 | 0 | 633.81 | 1844.84 | 4193.25 | 5553.9 | 5575.38 | 5827.38 | 5845.14 | 6085.14 | 7379.33
2010 | TL | MRO | - | - | W17 | Region/Subregion Target Reserve Margin | 0 | 0.15 | 0.15 | 0.15 | 0.15 | 0.15 | 0.15 | 0.15 | 0.15 | 0.15 | 0.15
2010 | TL | MRO | - | - | W18 | Existing Certain and Net Firm Transactions Reserve Margin = (12-3)/3 | 0 | 0.48669 | 0.44064 | 0.41599 | 0.39272 | 0.36966 | 0.36198 | 0.34123 | 0.32675 | 0.3114 | 0.30053
2010 | TL | MRO | - | - | W19 | Anticipated Capacity Resources Reserve Margin = (13-3)/3 | 0 | 0.49463 | 0.46768 | 0.45529 | 0.44093 | 0.41577 | 0.40256 | 0.38673 | 0.37175 | 0.36124 | 0.34781
2010 | TL | MRO | - | - | W20 | Prospective Capacity Resources Reserve Margin = (14-3)/3 | 0 | 0.49463 | 0.46768 | 0.45529 | 0.44093 | 0.41577 | 0.40256 | 0.38673 | 0.37175 | 0.36124 | 0.34781
2010 | TL | MRO | - | - | W21 | Total Potential Resources Reserve Margin = (15-3)/3 | 0 | 0.49463 | 0.56695 | 0.66835 | 0.82472 | 0.83293 | 0.81694 | 0.81818 | 0.79983 | 0.80151 | 0.80145
2010 | TL | MRO | - | - | W22 | Adjusted Potential Resources Reserve Margin = (15a-3)/3 | 0 | 0.49463 | 0.48257 | 0.4979 | 0.53858 | 0.54248 | 0.52843 | 0.52 | 0.50397 | 0.49707 | 0.51004
2010 | TL | MRO | - | - | W23 | Total Baseline Installed Capacity | 65352 | 0 | 0 | 0 | 0 | 0 | 0 | 0 | 0 | 0 | 0
2010 | TL | NPCC | - | - | W01 | Unrestricted Non-coincident Peak Demand = 2+1a+1b-1c-1d | 74270.778 | 76946.2144 | 77148.1052 | 77681.1669 | 78762.9118 | 79351.3557 | 80200.3309 | 80901.5474 | 81747.1265 | 82577.08 | 82696.9895
2010 | TL | NPCC | - | - | W01a | New Conservation (Energy Efficiency) | 34659 | 38078.5341 | 39426.1371 | 40677.3601 | 42025.2929 | 43378.7253 | 45012.2113 | 45864.4754 | 46640.5796 | 47142.6956 | 47514.499
2010 | TL | NPCC | - | - | W01b | Estimated Diversity | 0 | 700 | 880 | 1070 | 1250 | 1440 | 1620 | 1620 | 1620 | 1620 | 1620
2010 | TL | NPCC | - | - | W01c | Additions for non-member load (load served by non-registered LSE's in a region) | 0 | 0 | 0 | 0 | 0 | 0 | 0 | 0 | 0 | 0 | 0
2010 | TL | NPCC | - | - | W01d | Stand-by Load Under Contract (Normally served by behind the meter generation) | 0 | 0 | 0 | 0 | 0 | 0 | 0 | 0 | 0 | 0 | 0
2010 | TL | NPCC | - | - | W02 | Total Internal Demand | 72260.778 | 74501.6803 | 74082.5139 | 73932.8168 | 74209.957 | 74185.3947 | 74274.3773 | 74350.8273 | 74595.7789 | 75064.1061 | 74881.7039
2010 | TL | NPCC | - | - | W02a | Direct Control Load Management | 34659 | 36945 | 37492.5458 | 37872.01 | 38236.3381 | 38787.7644 | 39482.2577 | 39710.7553 | 39887.232 | 40028.7217 | 40099.2134
2010 | TL | NPCC | - | - | W02b | Contractually Interruptible (Curtailable) | 607 | 634.6 | 654.4729 | 639.5502 | 626.3286 | 613.0036 | 599.6635 | 586.789 | 574.6289 | 563.0681 | 552.1664
2010 | TL | NPCC | - | - | W02c | Critical Peak-Pricing (CPP) with Control | 1350 | 1500 | 1500 | 1500 | 1500 | 1250 | 1250 | 1250 | 1170 | 1000 | 1000
2010 | TL | NPCC | - | - | W02d | Load as a Capacity Resource | 0 | 0 | 0 | 0 | 0 | 0 | 0 | 0 | 0 | 0 | 0
2010 | TL | NPCC | - | - | W03 | Net Internal Demand = 2-2a-2b-2c-2d | 71903.778 | 74117.0803 | 73678.041 | 73543.2666 | 73833.6284 | 73822.3911 | 73924.7137 | 74014.0383 | 74271.1499 | 74751.038 | 74579.5376
2010 | TL | NPCC | - | - | W04a | Demand Response used for Reserves - Spinning | 33059 | 35195 | 35742.5458 | 36122.01 | 36486.3381 | 37287.7644 | 37982.2577 | 38210.7553 | 38467.232 | 38778.7217 | 38849.2134
2010 | TL | NPCC | - | - | W04b | Demand Response used for Reserves - Non-Spinning | 0 | 0 | 0 | 0 | 0 | 0 | 0 | 0 | 0 | 0 | 0
2010 | TL | NPCC | - | - | W04c | Demand Response used for Regulation | 0 | 0 | 0 | 0 | 0 | 0 | 0 | 0 | 0 | 0 | 0
2010 | TL | NPCC | - | - | W04d | Demand Response used for Energy, Voluntary - Emergency | 0 | 0 | 0 | 0 | 0 | 0 | 0 | 0 | 0 | 0 | 0
2010 | TL | NPCC | - | - | W05 | TOTAL INTERNAL CAPACITY = 6+7 | 181050.9784 | 176511.7622 | 181532.3645 | 186357.7024 | 186790.225 | 185449.4031 | 186225.9712 | 185365.6051 | 185981.9113 | 185301.7446 | 185301.7446
2010 | TL | NPCC | - | - | W06 | EXISTING CAPACITY = 6a+6b+6c | 179369.9784 | 176278.8939 | 176278.8939 | 176303.8939 | 176303.8939 | 176303.8939 | 176303.8939 | 176303.8939 | 176303.8939 | 176303.8939 | 176303.8939
2010 | TL | NPCC | - | - | W06a | Existing, Certain | 161088.14 | 156351.1139 | 156351.1139 | 156376.1139 | 156376.1139 | 156376.1139 | 156376.1139 | 156376.1139 | 156376.1139 | 156376.1139 | 156376.1139
2010 | TL | NPCC | - | - | W06a1 | Wind Expected On-Peak | 40532.42 | 40137.592 | 39462.592 | 40162.592 | 40162.592 | 40162.592 | 40162.592 | 40709.592 | 40709.592 | 40709.592 | 40709.592
2010 | TL | NPCC | - | - | W06a2 | Solar Expected On-Peak | 135 | 335.853 | 335.853 | 335.853 | 335.853 | 335.853 | 335.853 | 335.853 | 335.853 | 335.853 | 335.853
2010 | TL | NPCC | - | - | W06a3 | Hydro Expected On-Peak | 10314.77 | 12802.361 | 12802.361 | 12802.361 | 12802.361 | 12802.361 | 12802.361 | 12802.361 | 12802.361 | 12802.361 | 12802.361
2010 | TL | NPCC | - | - | W06a4 | Biomass Expected On-Peak | 38743.95 | 39792.0822 | 39792.0822 | 39792.0822 | 39792.0822 | 39792.0822 | 39792.0822 | 39792.0822 | 39792.0822 | 39792.0822 | 39792.0822
2010 | TL | NPCC | - | - | W06a5 | Load as a Capacity Resource Expected On-Peak (Load Management Programs) | 4240.88 | 2381.1448 | 2381.1448 | 2381.1448 | 2381.1448 | 2381.1448 | 2381.1448 | 2381.1448 | 2381.1448 | 2381.1448 | 2381.1448
2010 | TL | NPCC | - | - | W06b | Existing, Other | 525 | 366.509 | 366.509 | 366.509 | 366.509 | 366.509 | 366.509 | 366.509 | 366.509 | 366.509 | 366.509
2010 | TL | NPCC | - | - | W06b1 | Wind Derate On-Peak | 2696.1484 | 3953.2064 | 3953.2064 | 3953.2064 | 3953.2064 | 3953.2064 | 3953.2064 | 3953.2064 | 3953.2064 | 3953.2064 | 3953.2064
2010 | TL | NPCC | - | - | W06b2 | Solar Derate On-Peak | 195 | 523.65 | 523.65 | 523.65 | 523.65 | 523.65 | 523.65 | 523.65 | 523.65 | 523.65 | 523.65
2010 | TL | NPCC | - | - | W06b3 | Hydro Derate On-Peak | 2127.87 | 3692.535 | 3692.535 | 3692.535 | 3692.535 | 3692.535 | 3692.535 | 3692.535 | 3692.535 | 3692.535 | 3692.535
2010 | TL | NPCC | - | - | W06b4 | Biomass Derate On-Peak | 1426.45 | 1640.1738 | 1640.1738 | 1640.1738 | 1640.1738 | 1640.1738 | 1640.1738 | 1640.1738 | 1640.1738 | 1640.1738 | 1640.1738
2010 | TL | NPCC | - | - | W06b5 | Load as a Capacity Resource Derate On-Peak (Load Management Programs) | 567 | 370.4237 | 370.4237 | 370.4237 | 370.4237 | 370.4237 | 370.4237 | 370.4237 | 370.4237 | 370.4237 | 370.4237
2010 | TL | NPCC | - | - | W06b7 | Transmission-Limited Resources | 0 | 0 | 0 | 0 | 0 | 0 | 0 | 0 | 0 | 0 | 0
2010 | TL | NPCC | - | - | W06b8 | All Other Derates | 8715.87 | 9299.6821 | 9299.6821 | 9299.6821 | 9299.6821 | 9299.6821 | 9299.6821 | 9299.6821 | 9299.6821 | 9299.6821 | 9299.6821
2010 | TL | NPCC | - | - | W06b9 | Energy Only | 0 | 235.115 | 235.115 | 235.115 | 235.115 | 235.115 | 235.115 | 235.115 | 235.115 | 235.115 | 235.115
2010 | TL | NPCC | - | - | W06c | Existing, Inoperable (Note: Not used in margin calculations) | 2028.5 | 81.6 | 81.6 | 81.6 | 81.6 | 81.6 | 81.6 | 81.6 | 81.6 | 81.6 | 81.6
2010 | TL | NPCC | - | - | W07 | FUTURE CAPACITY ADDITIONS = 7a+7b | 1681 | 32.5494 | 2780.8262 | 6696.1964 | 6380.2369 | 3372.7422 | 3566.4769 | 2183.608 | 2201.8997 | 1345.6247 | 1345.6247
2010 | TL | NPCC | - | - | W07a | Future, Planned | 0 | -1566.7506 | 1922.9772 | 6895.1944 | 6815.8049 | 5073.3102 | 5349.2449 | 4783.376 | 5196.6677 | 4472.3927 | 4472.3927
2010 | TL | NPCC | - | - | W07a1 | Wind Expected On-Peak | 0 | 246.1 | 1233.23 | 1601.33 | 1837.9 | 3102.9 | 3185.1 | 3455.1 | 3850.1 | 3982.1 | 3982.1
2010 | TL | NPCC | - | - | W07a2 | Wind Derate On-Peak | 0 | 66.48 | 1056.8997 | 1791.8674 | 2389.7162 | 2758.6561 | 3117.6863 | 3346.9206 | 3527.8839 | 3571.9921 | 3571.9921
2010 | TL | NPCC | - | - | W07a3 | Solar Expected On-Peak | 0 | 4.1494 | 518.0194 | 1026.9194 | 1466.4512 | 1787.3902 | 1980.9996 | 1982.2243 | 1983.3848 | 1983.3848 | 1983.3848
2010 | TL | NPCC | - | - | W07a4 | Solar Derate On-Peak | 0 | 78.8389 | 78.8389 | 78.8389 | 158.6721 | 271.5131 | 305.8924 | 329.1609 | 351.2121 | 351.2121 | 351.2121
2010 | TL | NPCC | - | - | W07a5 | Hydro Expected On-Peak | 0 | 0 | 68.8281 | 234.5481 | 293.7481 | 455.8562 | 1030.4323 | 1030.4323 | 1030.4323 | 1030.4323 | 1030.4323
2010 | TL | NPCC | - | - | W07a6 | Hydro Derate On-Peak | 0 | 55 | 1032.6059 | 1057.6059 | 1128.4059 | 2313.2978 | 2502.7217 | 2772.7217 | 3167.7217 | 3299.7217 | 3299.7217
2010 | TL | NPCC | - | - | W07a7 | Biomass Expected On-Peak | 0 | 0 | 300.086 | 691.445 | 691.445 | 691.445 | 691.445 | 691.445 | 691.445 | 691.445 | 691.445
2010 | TL | NPCC | - | - | W07a8 | Biomass Derate On-Peak | 0 | 0 | 4.3 | 129.3 | 129.3 | 129.3 | 129.3 | 129.3 | 129.3 | 129.3 | 129.3
2010 | TL | NPCC | - | - | W07a9 | Demand Response Expected On-Peak (Load Management Programs) | 0 | 0 | 535.318 | 1115.8027 | 1115.8027 | 1423.3054 | 1423.3054 | 1423.3054 | 1423.3054 | 1423.3054 | 1423.3054
2010 | TL | NPCC | - | - | W07a10 | Demand Response Derate On-Peak (Load Management Programs) | 0 | 0 | 0 | 0 | 0 | 0 | 0 | 0 | 0 | 0 | 0
2010 | TL | NPCC | - | - | W07a11 | Transmission-Limited Resources | 0 | 0 | 0 | 0 | 0 | 0 | 0 | 0 | 0 | 0 | 0
2010 | TL | NPCC | - | - | W07a12 | Scheduled Outage - Maintenance | 0 | 0 | 300 | 300 | 300 | 300 | 300 | 300 | 300 | 300 | 300
2010 | TL | NPCC | - | - | W07a13 | All Other Derates | 0 | 0 | 0 | 0 | 0 | 0 | 0 | 0 | 0 | 0 | 0
2010 | TL | NPCC | - | - | W07a14 | Energy Only | 0 | 0 | 0 | 0 | 0 | 0 | 0 | 0 | 0 | 0 | 0
2010 | TL | NPCC | - | - | W07b | Future, Other | 0 | 217.3 | -20.921 | -34.668 | -34.668 | -34.668 | -34.668 | -34.668 | -34.668 | -34.668 | -34.668
2010 | TL | NPCC | - | - | W07b1 | Wind Expected On-Peak | 0 | 18.5 | 18.5 | 18.5 | 18.5 | 18.5 | 18.5 | 18.5 | 18.5 | 18.5 | 18.5
2010 | TL | NPCC | - | - | W07b2 | Wind Derate On-Peak | 0 | 7.7 | 7.7 | 7.7 | 7.7 | 7.7 | 7.7 | 7.7 | 7.7 | 7.7 | 7.7
2010 | TL | NPCC | - | - | W07b3 | Solar Expected On-Peak | 0 | 0 | 0 | 0 | 0 | 0 | 0 | 0 | 0 | 0 | 0
2010 | TL | NPCC | - | - | W07b4 | Solar Derate On-Peak | 0 | 0 | 0 | 0 | 0 | 0 | 0 | 0 | 0 | 0 | 0
2010 | TL | NPCC | - | - | W07b5 | Hydro Expected On-Peak | 0 | 0 | 0 | 0 | 0 | 0 | 0 | 0 | 0 | 0 | 0
2010 | TL | NPCC | - | - | W07b6 | Hydro Derate On-Peak | 0 | 0 | 0 | 0 | 0 | 0 | 0 | 0 | 0 | 0 | 0
2010 | TL | NPCC | - | - | W07b7 | Biomass Expected On-Peak | 0 | 0 | 0 | 0 | 0 | 0 | 0 | 0 | 0 | 0 | 0
2010 | TL | NPCC | - | - | W07b8 | Biomass Derate On-Peak | 0 | 0 | 0 | 0 | 0 | 0 | 0 | 0 | 0 | 0 | 0
2010 | TL | NPCC | - | - | W07b9 | Transmission-Limited Resources | 0 | 0 | 0 | 1 | 2 | 3 | 4 | 5 | 6 | 7 | 8
2010 | TL | NPCC | - | - | W07b10 | Scheduled Outage - Maintenance | 0 | 400 | 400 | 400 | 400 | 400 | 400 | 400 | 400 | 400 | 400
2010 | TL | NPCC | - | - | W07b11 | All Other Derates | 0 | 0 | 0 | 0 | 0 | 0 | 0 | 0 | 0 | 0 | 0
2010 | TL | NPCC | - | - | W07b12 | Energy Only | 0 | 217.3 | -21 | -21 | -21 | -21 | -21 | -21 | -21 | -21 | -21
2010 | TL | NPCC | - | - | W08 | Conceptual | 0 | 143.7403 | 5405.8795 | 11981.9068 | 18177.6997 | 22753.0284 | 24783.7167 | 29734.4841 | 30531.227 | 31835.0291 | 33853.8305
2010 | TL | NPCC | - | - | W08a1 | Wind Expected On-Peak | 0 | 96 | 1699 | 2447.6182 | 2983.1007 | 3024.3721 | 3716.9293 | 4450.9293 | 4719.4114 | 4961.9174 | 4961.9174
2010 | TL | NPCC | - | - | W08a2 | Wind Derate On-Peak | 0 | 225 | 1683 | 1789.8309 | 2009.0226 | 2101.9071 | 3645.2807 | 4107.2807 | 4707.9262 | 5200.2869 | 5200.2869
2010 | TL | NPCC | - | - | W08a3 | Solar Expected On-Peak | 0 | 1.5579 | 1.5579 | 1.5579 | 2.7663 | 12.3447 | 12.8603 | 12.8603 | 12.8603 | 12.8603 | 12.8603
2010 | TL | NPCC | - | - | W08a4 | Solar Derate On-Peak | 0 | 29.5998 | 29.5998 | 29.5998 | 52.5598 | 234.5497 | 244.3456 | 244.3456 | 244.3456 | 244.3456 | 244.3456
2010 | TL | NPCC | - | - | W08a5 | Hydro Expected On-Peak | 0 | 0 | 13 | 22 | 45.0452 | 73.7382 | 87.847 | 87.847 | 87.847 | 87.847 | 87.847
2010 | TL | NPCC | - | - | W08a6 | Hydro Derate On-Peak | 0 | 0 | 0 | 0 | 2.4754 | 12.5567 | 17.5138 | 17.5138 | 17.5138 | 17.5138 | 17.5138
2010 | TL | NPCC | - | - | W08a7 | Biomass Expected On-Peak | 0 | 0 | 70 | 189 | 280 | 350 | 350 | 350 | 350 | 350 | 350
2010 | TL | NPCC | - | - | W08a8 | Biomass Derate On-Peak | 0 | 0 | 0 | 0 | 0 | 0 | 0 | 0 | 0 | 0 | 0
2010 | TL | NPCC | - | - | W08a9 | All Other Derates | 0 | 0 | 0 | 0 | 0 | 0 | 0 | 0 | 0 | 0 | 0
2010 | TL | NPCC | - | - | W08a10 | Energy Only | 0 | 0 | 0 | 0 | 0 | 0 | 0 | 0 | 0 | 0 | 0
2010 | TL | NPCC | - | - | W09 | ANTICIPATED INTERNAL CAPACITY = 6a+7a | 116654.14 | 110381.7134 | 112693.2112 | 117297.3283 | 116981.3689 | 113973.8741 | 114167.6088 | 113331.7399 | 113350.0317 | 112493.7566 | 112493.7566
2010 | TL | NPCC | - | - | W10 | CAPACITY TRANSACTIONS - IMPORTS = 10a+10b+10c+10d | 42121 | 40122.6 | 41576.83 | 42945.33 | 42521.6 | 43786.6 | 43646.8 | 44438.8 | 44752.8 | 44884.8 | 44884.8
2010 | TL | NPCC | - | - | W10a | Firm (Note: The sum of 10a1 and 10a2 must be <= 10a) | 2539 | 1412.6 | 2363.6 | 2464 | 1803.7 | 1803.7 | 1581.7 | 1556.7 | 1475.7 | 1475.7 | 1475.7
2010 | TL | NPCC | - | - | W10a1 | Full-Responsibility Purchases | 1783 | 588 | 1619 | 1687 | 334 | 334 | 112 | 87 | 6 | 6 | 6
2010 | TL | NPCC | - | - | W10a2 | Owned Capacity/Entitlement Located Outside the Region/Subregion | 0 | 200 | 200 | 0 | 0 | 0 | 0 | 0 | 0 | 0 | 0
2010 | TL | NPCC | - | - | W10b | Non-firm | 0 | 0 | 0 | 0 | 0 | 0 | 0 | 0 | 0 | 0 | 0
2010 | TL | NPCC | - | - | W10c | Expected (Note: The sum of 10c1 and 10c2 must be <= 10c) | 0 | 0 | 0 | 0 | 0 | 0 | 0 | 0 | 0 | 0 | 0
2010 | TL | NPCC | - | - | W10c1 | Full-Responsibility Purchases | 0 | 0 | 0 | 0 | 0 | 0 | 0 | 0 | 0 | 0 | 0
2010 | TL | NPCC | - | - | W10c2 | Owned Capacity/Entitlement Located Outside the Region/Subregion | 0 | 0 | 0 | 0 | 0 | 0 | 0 | 0 | 0 | 0 | 0
2010 | TL | NPCC | - | - | W10d | Provisional – transactions under study, but negotiations have not begun. | 0 | 0 | 0 | 0 | 0 | 0 | 0 | 0 | 0 | 0 | 0
2010 | TL | NPCC | - | - | W11 | CAPACITY TRANSACTIONS - EXPORTS = 11a+11b+11c+11d | 1797 | 300 | 100 | 100 | 100 | 100 | 100 | 100 | 100 | 100 | 100
2010 | TL | NPCC | - | - | W11a | Firm (Note: The sum of 11a1 and 11a2 must be <= 11a) | 1797 | 905 | 555 | 555 | 555 | 555 | 555 | 555 | 555 | 555 | 555
2010 | TL | NPCC | - | - | W11a1 | Full-Responsibility Purchases | 1797 | 905 | 555 | 555 | 555 | 555 | 555 | 555 | 555 | 555 | 555
2010 | TL | NPCC | - | - | W11a2 | Owned Capacity/Entitlement Located Outside the Region/Subregion | 0 | 605 | 455 | 455 | 455 | 455 | 455 | 455 | 455 | 455 | 455
2010 | TL | NPCC | - | - | W11b | Non-firm | 0 | 0 | 0 | 0 | 0 | 0 | 0 | 0 | 0 | 0 | 0
2010 | TL | NPCC | - | - | W11c | Expected (Note: The sum of 11c1 and 11c2 must be <= 11c) | 0 | 0 | 0 | 0 | 0 | 0 | 0 | 0 | 0 | 0 | 0
2010 | TL | NPCC | - | - | W11c1 | Full-Responsibility Purchases | 0 | 0 | 0 | 0 | 0 | 0 | 0 | 0 | 0 | 0 | 0
2010 | TL | NPCC | - | - | W11c2 | Owned Capacity/Entitlement Located Outside the Region/Subregion | 0 | 0 | 0 | 0 | 0 | 0 | 0 | 0 | 0 | 0 | 0
2010 | TL | NPCC | - | - | W11d | Provisional – transactions under study, but negotiations have not begun. | 0 | 0 | 0 | 0 | 0 | 0 | 0 | 0 | 0 | 0 | 0
2010 | TL | NPCC | - | - | W12 | EXISTING, CERTAIN CAPACITY & NET FIRM TRANSACTIONS = 6a+Net Firm Transactions | 117396.14 | 112916.0639 | 114067.0639 | 114367.4639 | 113707.1639 | 113707.1639 | 113485.1639 | 113460.1639 | 113379.1639 | 113379.1639 | 113379.1639
2010 | TL | NPCC | - | - | W13 | ANTICIPATED CAPACITY RESOURCES = 12+7a+Net Expected Transactions | 39582 | 149744.3134 | 152681.8112 | 158086.3283 | 157110.0689 | 154102.5741 | 154074.3088 | 153760.4399 | 153697.7317 | 152841.4566 | 152841.4566
2010 | TL | NPCC | - | - | W14 | PROSPECTIVE CAPACITY RESOURCES = 13+6b+16b | 0 | 150383.1224 | 154260.6292 | 160019.4993 | 159279.8099 | 157537.3151 | 157591.2498 | 157547.3809 | 157879.6727 | 157155.3976 | 157155.3976
2010 | TL | NPCC | - | - | W15 | TOTAL POTENTIAL CAPACITY RESOURCES = 13+6b+7b+8+Net Provisional Transactions | 0 | 152554.8627 | 161694.5087 | 174029.4061 | 179485.5096 | 182318.3435 | 184402.9665 | 189309.865 | 190438.8997 | 191018.4268 | 193037.2282
2010 | TL | NPCC | - | - | W15a | ADJUSTED POTENTIAL CAPACITY RESOURCES = 13+6b+16b+16d+Net Provisional Transactions | 0 | 152554.8627 | 157887.3087 | 165299.0061 | 166435.1096 | 165862.3435 | 166738.9665 | 170260.265 | 170908.4997 | 171488.0268 | 173506.8282
2010 | TL | NPCC | - | - | W16a | Confidence of Future, Other (7b), using reasonable judgement | 0 | 0 | 0 | 0 | 0 | 0 | 0 | 0 | 0 | 0 | 0
2010 | TL | NPCC | - | - | W16b | Net Future, Other Resources After Confidence Percentage Is Applied = 7b*16a | 0 | 217.3 | -20.921 | -34.668 | -34.668 | -34.668 | -34.668 | -34.668 | -34.668 | -34.668 | -34.668
2010 | TL | NPCC | - | - | W16c | Confidence of Conceptual (8), using reasonable judgement | 0 | 0 | 0 | 0 | 0 | 0 | 0 | 0 | 0 | 0 | 0
2010 | TL | NPCC | - | - | W16d | Net Conceptual Resources After Confidence Percentage Is Applied = 8*16c | 0 | 143.7403 | 1598.6795 | 3251.5068 | 5127.2997 | 6297.0284 | 7119.7167 | 10684.8841 | 11000.827 | 12304.6291 | 14323.4305
2010 | TL | NPCC | - | - | W17 | Region/Subregion Target Reserve Margin | 0 | 0.15 | 0.15 | 0.15 | 0.15 | 0.15 | 0.15 | 0.15 | 0.15 | 0.15 | 0.15
2010 | TL | NPCC | - | - | W18 | Existing Certain and Net Firm Transactions Reserve Margin = (12-3)/3 | 0 | 0.52348 | 0.54818 | 0.5551 | 0.54005 | 0.54028 | 0.53515 | 0.53295 | 0.52656 | 0.51676 | 0.52024
2010 | TL | NPCC | - | - | W19 | Anticipated Capacity Resources Reserve Margin = (13-3)/3 | 0 | 1.0204 | 1.0723 | 1.1496 | 1.1279 | 1.0875 | 1.0842 | 1.0774 | 1.0694 | 1.0447 | 1.0494
2010 | TL | NPCC | - | - | W20 | Prospective Capacity Resources Reserve Margin = (14-3)/3 | 0 | 1.029 | 1.0937 | 1.1759 | 1.1573 | 1.134 | 1.1318 | 1.1286 | 1.1257 | 1.1024 | 1.1072
2010 | TL | NPCC | - | - | W21 | Total Potential Resources Reserve Margin = (15-3)/3 | 0 | 1.0583 | 1.1946 | 1.3664 | 1.4309 | 1.4697 | 1.4945 | 1.5578 | 1.5641 | 1.5554 | 1.5883
2010 | TL | NPCC | - | - | W22 | Adjusted Potential Resources Reserve Margin = (15a-3)/3 | 0 | 1.0583 | 1.1429 | 1.2476 | 1.2542 | 1.2468 | 1.2555 | 1.3004 | 1.3011 | 1.2941 | 1.3265
2010 | TL | NPCC | - | - | W23 | Total Baseline Installed Capacity | 179369.9784 | 0 | 0 | 0 | 0 | 0 | 0 | 0 | 0 | 0 | 0
2010 | US | NPCC | - | - | W01 | Unrestricted Non-coincident Peak Demand = 2+1a+1b-1c-1d | 44864.4 | 46664.6277 | 47042.5258 | 47546.0883 | 48317.1394 | 48822.3697 | 49295.0386 | 49773.3941 | 50207.3706 | 50672.8333 | 51150.1083
2010 | US | NPCC | - | - | W01a | New Conservation (Energy Efficiency) | 0 | 290.7715 | 513.3224 | 793.0792 | 1163.2188 | 1421.563 | 1667.0536 | 1867.4432 | 2026.8128 | 2131.9057 | 2180.7871
2010 | US | NPCC | - | - | W01b | Estimated Diversity | 0 | 0 | 0 | 0 | 0 | 0 | 0 | 0 | 0 | 0 | 0
2010 | US | NPCC | - | - | W01c | Additions for non-member load (load served by non-registered LSE's in a region) | 0 | 0 | 0 | 0 | 0 | 0 | 0 | 0 | 0 | 0 | 0
2010 | US | NPCC | - | - | W01d | Stand-by Load Under Contract (Normally served by behind the meter generation) | 0 | 0 | 0 | 0 | 0 | 0 | 0 | 0 | 0 | 0 | 0
2010 | US | NPCC | - | - | W02 | Total Internal Demand | 44864.4 | 46373.8562 | 46529.2034 | 46753.0091 | 47153.9206 | 47400.8067 | 47627.9849 | 47905.9509 | 48180.5578 | 48540.9276 | 48969.3213
2010 | US | NPCC | - | - | W02a | Direct Control Load Management | 0 | 0 | 0 | 0 | 0 | 0 | 0 | 0 | 0 | 0 | 0
2010 | US | NPCC | - | - | W02b | Contractually Interruptible (Curtailable) | 0 | 0 | 0 | 0 | 0 | 0 | 0 | 0 | 0 | 0 | 0
2010 | US | NPCC | - | - | W02c | Critical Peak-Pricing (CPP) with Control | 0 | 0 | 0 | 0 | 0 | 0 | 0 | 0 | 0 | 0 | 0
2010 | US | NPCC | - | - | W02d | Load as a Capacity Resource | 0 | 0 | 0 | 0 | 0 | 0 | 0 | 0 | 0 | 0 | 0
2010 | US | NPCC | - | - | W03 | Net Internal Demand = 2-2a-2b-2c-2d | 44864.4 | 46373.8562 | 46529.2034 | 46753.0091 | 47153.9206 | 47400.8067 | 47627.9849 | 47905.9509 | 48180.5578 | 48540.9276 | 48969.3213
2010 | US | NPCC | - | - | W04a | Demand Response used for Reserves - Spinning | 0 | 0 | 0 | 0 | 0 | 0 | 0 | 0 | 0 | 0 | 0
2010 | US | NPCC | - | - | W04b | Demand Response used for Reserves - Non-Spinning | 0 | 0 | 0 | 0 | 0 | 0 | 0 | 0 | 0 | 0 | 0
2010 | US | NPCC | - | - | W04c | Demand Response used for Regulation | 0 | 0 | 0 | 0 | 0 | 0 | 0 | 0 | 0 | 0 | 0
2010 | US | NPCC | - | - | W04d | Demand Response used for Energy, Voluntary - Emergency | 0 | 0 | 0 | 0 | 0 | 0 | 0 | 0 | 0 | 0 | 0
2010 | US | NPCC | - | - | W05 | TOTAL INTERNAL CAPACITY = 6+7 | 80601 | 77208.6712 | 78682.1173 | 82725.866 | 82725.866 | 82731.866 | 82731.866 | 82731.866 | 82731.866 | 82731.866 | 82731.866
2010 | US | NPCC | - | - | W06 | EXISTING CAPACITY = 6a+6b+6c | 80601 | 76980.8712 | 76980.8712 | 76980.8712 | 76980.8712 | 76980.8712 | 76980.8712 | 76980.8712 | 76980.8712 | 76980.8712 | 76980.8712
2010 | US | NPCC | - | - | W06a | Existing, Certain | 78050 | 71970.4134 | 71970.4134 | 71970.4134 | 71970.4134 | 71970.4134 | 71970.4134 | 71970.4134 | 71970.4134 | 71970.4134 | 71970.4134
2010 | US | NPCC | - | - | W06a1 | Wind Expected On-Peak | 161 | 431.196 | 431.196 | 431.196 | 431.196 | 431.196 | 431.196 | 431.196 | 431.196 | 431.196 | 431.196
2010 | US | NPCC | - | - | W06a2 | Solar Expected On-Peak | 1 | 0.003 | 0.003 | 0.003 | 0.003 | 0.003 | 0.003 | 0.003 | 0.003 | 0.003 | 0.003
2010 | US | NPCC | - | - | W06a3 | Hydro Expected On-Peak | 1897 | 5413.077 | 5413.077 | 5413.077 | 5413.077 | 5413.077 | 5413.077 | 5413.077 | 5413.077 | 5413.077 | 5413.077
2010 | US | NPCC | - | - | W06a4 | Biomass Expected On-Peak | 1013 | 1346.4322 | 1346.4322 | 1346.4322 | 1346.4322 | 1346.4322 | 1346.4322 | 1346.4322 | 1346.4322 | 1346.4322 | 1346.4322
2010 | US | NPCC | - | - | W06a5 | Load as a Capacity Resource Expected On-Peak (Load Management Programs) | 3237 | 1720.5442 | 1720.5442 | 1720.5442 | 1720.5442 | 1720.5442 | 1720.5442 | 1720.5442 | 1720.5442 | 1720.5442 | 1720.5442
2010 | US | NPCC | - | - | W06b | Existing, Other | 525 | 366.509 | 366.509 | 366.509 | 366.509 | 366.509 | 366.509 | 366.509 | 366.509 | 366.509 | 366.509
2010 | US | NPCC | - | - | W06b1 | Wind Derate On-Peak | 10 | 981.734 | 981.734 | 981.734 | 981.734 | 981.734 | 981.734 | 981.734 | 981.734 | 981.734 | 981.734
2010 | US | NPCC | - | - | W06b2 | Solar Derate On-Peak | 0 | 0 | 0 | 0 | 0 | 0 | 0 | 0 | 0 | 0 | 0
2010 | US | NPCC | - | - | W06b3 | Hydro Derate On-Peak | 15 | 682.179 | 682.179 | 682.179 | 682.179 | 682.179 | 682.179 | 682.179 | 682.179 | 682.179 | 682.179
2010 | US | NPCC | - | - | W06b4 | Biomass Derate On-Peak | 0 | 53.1238 | 53.1238 | 53.1238 | 53.1238 | 53.1238 | 53.1238 | 53.1238 | 53.1238 | 53.1238 | 53.1238
2010 | US | NPCC | - | - | W06b5 | Load as a Capacity Resource Derate On-Peak (Load Management Programs) | 0 | 0 | 0 | 0 | 0 | 0 | 0 | 0 | 0 | 0 | 0
2010 | US | NPCC | - | - | W06b7 | Transmission-Limited Resources | 0 | 0 | 0 | 0 | 0 | 0 | 0 | 0 | 0 | 0 | 0
2010 | US | NPCC | - | - | W06b8 | All Other Derates | 0 | 2926.912 | 2926.912 | 2926.912 | 2926.912 | 2926.912 | 2926.912 | 2926.912 | 2926.912 | 2926.912 | 2926.912
2010 | US | NPCC | - | - | W06b9 | Energy Only | 0 | 187.115 | 187.115 | 187.115 | 187.115 | 187.115 | 187.115 | 187.115 | 187.115 | 187.115 | 187.115
2010 | US | NPCC | - | - | W06c | Existing, Inoperable (Note: Not used in margin calculations) | 2001 | 0 | 0 | 0 | 0 | 0 | 0 | 0 | 0 | 0 | 0
2010 | US | NPCC | - | - | W07 | FUTURE CAPACITY ADDITIONS = 7a+7b | 0 | 217.3 | 1188.9811 | 5232.7298 | 5232.7298 | 5234.5298 | 5234.5298 | 5234.5298 | 5234.5298 | 5234.5298 | 5234.5298
2010 | US | NPCC | - | - | W07a | Future, Planned | 0 | 0 | 1209.9021 | 5267.3978 | 5267.3978 | 5269.1978 | 5269.1978 | 5269.1978 | 5269.1978 | 5269.1978 | 5269.1978
2010 | US | NPCC | - | - | W07a1 | Wind Expected On-Peak | 0 | 4.5 | 0 | 0 | 0 | 0 | 0 | 0 | 0 | 0 | 0
2010 | US | NPCC | - | - | W07a2 | Wind Derate On-Peak | 0 | 10.5 | 203.085 | 203.085 | 203.085 | 207.285 | 207.285 | 207.285 | 207.285 | 207.285 | 207.285
2010 | US | NPCC | - | - | W07a3 | Solar Expected On-Peak | 0 | 0 | 0 | 0 | 0 | 0 | 0 | 0 | 0 | 0 | 0
2010 | US | NPCC | - | - | W07a4 | Solar Derate On-Peak | 0 | 0 | 0 | 0 | 0 | 0 | 0 | 0 | 0 | 0 | 0
2010 | US | NPCC | - | - | W07a5 | Hydro Expected On-Peak | 0 | 0 | 19.354 | 185.074 | 185.074 | 185.074 | 185.074 | 185.074 | 185.074 | 185.074 | 185.074
2010 | US | NPCC | - | - | W07a6 | Hydro Derate On-Peak | 0 | 0 | 4.88 | 4.88 | 4.88 | 4.88 | 4.88 | 4.88 | 4.88 | 4.88 | 4.88
2010 | US | NPCC | - | - | W07a7 | Biomass Expected On-Peak | 0 | 0 | 70.086 | 261.445 | 261.445 | 261.445 | 261.445 | 261.445 | 261.445 | 261.445 | 261.445
2010 | US | NPCC | - | - | W07a8 | Biomass Derate On-Peak | 0 | 0 | 4.3 | 4.3 | 4.3 | 4.3 | 4.3 | 4.3 | 4.3 | 4.3 | 4.3
2010 | US | NPCC | - | - | W07a9 | Demand Response Expected On-Peak (Load Management Programs) | 0 | 0 | 535.318 | 1115.8027 | 1115.8027 | 1115.8027 | 1115.8027 | 1115.8027 | 1115.8027 | 1115.8027 | 1115.8027
2010 | US | NPCC | - | - | W07a10 | Demand Response Derate On-Peak (Load Management Programs) | 0 | 0 | 0 | 0 | 0 | 0 | 0 | 0 | 0 | 0 | 0
2010 | US | NPCC | - | - | W07a11 | Transmission-Limited Resources | 0 | 0 | 0 | 0 | 0 | 0 | 0 | 0 | 0 | 0 | 0
2010 | US | NPCC | - | - | W07a12 | Scheduled Outage - Maintenance | 0 | 0 | 300 | 300 | 300 | 300 | 300 | 300 | 300 | 300 | 300
2010 | US | NPCC | - | - | W07a13 | All Other Derates | 0 | 0 | 0 | 0 | 0 | 0 | 0 | 0 | 0 | 0 | 0
2010 | US | NPCC | - | - | W07a14 | Energy Only | 0 | 0 | 0 | 0 | 0 | 0 | 0 | 0 | 0 | 0 | 0
2010 | US | NPCC | - | - | W07b | Future, Other | 0 | 217.3 | -20.921 | -34.668 | -34.668 | -34.668 | -34.668 | -34.668 | -34.668 | -34.668 | -34.668
2010 | US | NPCC | - | - | W07b1 | Wind Expected On-Peak | 0 | 18.5 | 18.5 | 18.5 | 18.5 | 18.5 | 18.5 | 18.5 | 18.5 | 18.5 | 18.5
2010 | US | NPCC | - | - | W07b2 | Wind Derate On-Peak | 0 | 7.7 | 7.7 | 7.7 | 7.7 | 7.7 | 7.7 | 7.7 | 7.7 | 7.7 | 7.7
2010 | US | NPCC | - | - | W07b3 | Solar Expected On-Peak | 0 | 0 | 0 | 0 | 0 | 0 | 0 | 0 | 0 | 0 | 0
2010 | US | NPCC | - | - | W07b4 | Solar Derate On-Peak | 0 | 0 | 0 | 0 | 0 | 0 | 0 | 0 | 0 | 0 | 0
2010 | US | NPCC | - | - | W07b5 | Hydro Expected On-Peak | 0 | 0 | 0 | 0 | 0 | 0 | 0 | 0 | 0 | 0 | 0
2010 | US | NPCC | - | - | W07b6 | Hydro Derate On-Peak | 0 | 0 | 0 | 0 | 0 | 0 | 0 | 0 | 0 | 0 | 0
2010 | US | NPCC | - | - | W07b7 | Biomass Expected On-Peak | 0 | 0 | 0 | 0 | 0 | 0 | 0 | 0 | 0 | 0 | 0
2010 | US | NPCC | - | - | W07b8 | Biomass Derate On-Peak | 0 | 0 | 0 | 0 | 0 | 0 | 0 | 0 | 0 | 0 | 0
2010 | US | NPCC | - | - | W07b9 | Transmission-Limited Resources | 0 | 0 | 0 | 1 | 2 | 3 | 4 | 5 | 6 | 7 | 8
2010 | US | NPCC | - | - | W07b10 | Scheduled Outage - Maintenance | 0 | 400 | 400 | 400 | 400 | 400 | 400 | 400 | 400 | 400 | 400
2010 | US | NPCC | - | - | W07b11 | All Other Derates | 0 | 0 | 0 | 0 | 0 | 0 | 0 | 0 | 0 | 0 | 0
2010 | US | NPCC | - | - | W07b12 | Energy Only | 0 | 217.3 | -21 | -21 | -21 | -21 | -21 | -21 | -21 | -21 | -21
2010 | US | NPCC | - | - | W08 | Conceptual | 0 | 0 | 4759 | 10913 | 16313 | 20570 | 22080 | 23812 | 24413 | 24413 | 24413
2010 | US | NPCC | - | - | W08a1 | Wind Expected On-Peak | 0 | 96 | 1699 | 2395 | 2857 | 2887 | 3340 | 4074 | 4254 | 4254 | 4254
2010 | US | NPCC | - | - | W08a2 | Wind Derate On-Peak | 0 | 225 | 1683 | 1683 | 1753 | 1823 | 2880 | 3342 | 3763 | 3763 | 3763
2010 | US | NPCC | - | - | W08a3 | Solar Expected On-Peak | 0 | 0 | 0 | 0 | 0 | 0 | 0 | 0 | 0 | 0 | 0
2010 | US | NPCC | - | - | W08a4 | Solar Derate On-Peak | 0 | 0 | 0 | 0 | 0 | 0 | 0 | 0 | 0 | 0 | 0
2010 | US | NPCC | - | - | W08a5 | Hydro Expected On-Peak | 0 | 0 | 13 | 22 | 38 | 38 | 38 | 38 | 38 | 38 | 38
2010 | US | NPCC | - | - | W08a6 | Hydro Derate On-Peak | 0 | 0 | 0 | 0 | 0 | 0 | 0 | 0 | 0 | 0 | 0
2010 | US | NPCC | - | - | W08a7 | Biomass Expected On-Peak | 0 | 0 | 70 | 189 | 280 | 350 | 350 | 350 | 350 | 350 | 350
2010 | US | NPCC | - | - | W08a8 | Biomass Derate On-Peak | 0 | 0 | 0 | 0 | 0 | 0 | 0 | 0 | 0 | 0 | 0
2010 | US | NPCC | - | - | W08a9 | All Other Derates | 0 | 0 | 0 | 0 | 0 | 0 | 0 | 0 | 0 | 0 | 0
2010 | US | NPCC | - | - | W08a10 | Energy Only | 0 | 0 | 0 | 0 | 0 | 0 | 0 | 0 | 0 | 0 | 0
2010 | US | NPCC | - | - | W09 | ANTICIPATED INTERNAL CAPACITY = 6a+7a | 78050 | 71970.4134 | 73180.3155 | 77237.8112 | 77237.8112 | 77239.6112 | 77239.6112 | 77239.6112 | 77239.6112 | 77239.6112 | 77239.6112
2010 | US | NPCC | - | - | W10 | CAPACITY TRANSACTIONS - IMPORTS = 10a+10b+10c+10d | 2539 | 1212.6 | 2163.6 | 2464 | 1803.7 | 1803.7 | 1581.7 | 1556.7 | 1475.7 | 1475.7 | 1475.7
2010 | US | NPCC | - | - | W10a | Firm (Note: The sum of 10a1 and 10a2 must be <= 10a) | 2539 | 1212.6 | 2163.6 | 2464 | 1803.7 | 1803.7 | 1581.7 | 1556.7 | 1475.7 | 1475.7 | 1475.7
2010 | US | NPCC | - | - | W10a1 | Full-Responsibility Purchases | 1783 | 388 | 1419 | 1687 | 334 | 334 | 112 | 87 | 6 | 6 | 6
2010 | US | NPCC | - | - | W10a2 | Owned Capacity/Entitlement Located Outside the Region/Subregion | 0 | 0 | 0 | 0 | 0 | 0 | 0 | 0 | 0 | 0 | 0
2010 | US | NPCC | - | - | W10b | Non-firm | 0 | 0 | 0 | 0 | 0 | 0 | 0 | 0 | 0 | 0 | 0
2010 | US | NPCC | - | - | W10c | Expected (Note: The sum of 10c1 and 10c2 must be <= 10c) | 0 | 0 | 0 | 0 | 0 | 0 | 0 | 0 | 0 | 0 | 0
2010 | US | NPCC | - | - | W10c1 | Full-Responsibility Purchases | 0 | 0 | 0 | 0 | 0 | 0 | 0 | 0 | 0 | 0 | 0
2010 | US | NPCC | - | - | W10c2 | Owned Capacity/Entitlement Located Outside the Region/Subregion | 0 | 0 | 0 | 0 | 0 | 0 | 0 | 0 | 0 | 0 | 0
2010 | US | NPCC | - | - | W10d | Provisional – transactions under study, but negotiations have not begun. | 0 | 0 | 0 | 0 | 0 | 0 | 0 | 0 | 0 | 0 | 0
2010 | US | NPCC | - | - | W11 | CAPACITY TRANSACTIONS - EXPORTS = 11a+11b+11c+11d | 1597 | 100 | 100 | 100 | 100 | 100 | 100 | 100 | 100 | 100 | 100
2010 | US | NPCC | - | - | W11a | Firm (Note: The sum of 11a1 and 11a2 must be <= 11a) | 1597 | 100 | 100 | 100 | 100 | 100 | 100 | 100 | 100 | 100 | 100
2010 | US | NPCC | - | - | W11a1 | Full-Responsibility Purchases | 1597 | 100 | 100 | 100 | 100 | 100 | 100 | 100 | 100 | 100 | 100
2010 | US | NPCC | - | - | W11a2 | Owned Capacity/Entitlement Located Outside the Region/Subregion | 0 | 0 | 0 | 0 | 0 | 0 | 0 | 0 | 0 | 0 | 0
2010 | US | NPCC | - | - | W11b | Non-firm | 0 | 0 | 0 | 0 | 0 | 0 | 0 | 0 | 0 | 0 | 0
2010 | US | NPCC | - | - | W11c | Expected (Note: The sum of 11c1 and 11c2 must be <= 11c) | 0 | 0 | 0 | 0 | 0 | 0 | 0 | 0 | 0 | 0 | 0
2010 | US | NPCC | - | - | W11c1 | Full-Responsibility Purchases | 0 | 0 | 0 | 0 | 0 | 0 | 0 | 0 | 0 | 0 | 0
2010 | US | NPCC | - | - | W11c2 | Owned Capacity/Entitlement Located Outside the Region/Subregion | 0 | 0 | 0 | 0 | 0 | 0 | 0 | 0 | 0 | 0 | 0
2010 | US | NPCC | - | - | W11d | Provisional – transactions under study, but negotiations have not begun. | 0 | 0 | 0 | 0 | 0 | 0 | 0 | 0 | 0 | 0 | 0
2010 | US | NPCC | - | - | W12 | EXISTING, CERTAIN CAPACITY & NET FIRM TRANSACTIONS = 6a+Net Firm Transactions | 78992 | 73083.0134 | 74034.0134 | 74334.4134 | 73674.1134 | 73674.1134 | 73452.1134 | 73427.1134 | 73346.1134 | 73346.1134 | 73346.1134
2010 | US | NPCC | - | - | W13 | ANTICIPATED CAPACITY RESOURCES = 12+7a+Net Expected Transactions | 0 | 73083.0134 | 75243.9155 | 79601.8112 | 78941.5112 | 78943.3112 | 78721.3112 | 78696.3112 | 78615.3112 | 78615.3112 | 78615.3112
2010 | US | NPCC | - | - | W14 | PROSPECTIVE CAPACITY RESOURCES = 13+6b+16b | 0 | 73666.8224 | 75589.5035 | 79933.6522 | 79273.3522 | 79275.1522 | 79053.1522 | 79028.1522 | 78947.1522 | 78947.1522 | 78947.1522
2010 | US | NPCC | - | - | W15 | TOTAL POTENTIAL CAPACITY RESOURCES = 13+6b+7b+8+Net Provisional Transactions | 0 | 73666.8224 | 80348.5035 | 90846.6522 | 95586.3522 | 99845.1522 | 101133.1522 | 102840.1522 | 103360.1522 | 103360.1522 | 103360.1522
2010 | US | NPCC | - | - | W15a | ADJUSTED POTENTIAL CAPACITY RESOURCES = 13+6b+16b+16d+Net Provisional Transactions | 0 | 73666.8224 | 76541.3035 | 82116.2522 | 82535.9522 | 83389.1522 | 83469.1522 | 83790.5522 | 83829.7522 | 83829.7522 | 83829.7522
2010 | US | NPCC | - | - | W16a | Confidence of Future, Other (7b), using reasonable judgement | 0 | 0 | 0 | 0 | 0 | 0 | 0 | 0 | 0 | 0 | 0
2010 | US | NPCC | - | - | W16b | Net Future, Other Resources After Confidence Percentage Is Applied = 7b*16a | 0 | 217.3 | -20.921 | -34.668 | -34.668 | -34.668 | -34.668 | -34.668 | -34.668 | -34.668 | -34.668
2010 | US | NPCC | - | - | W16c | Confidence of Conceptual (8), using reasonable judgement | 0 | 0 | 0 | 0 | 0 | 0 | 0 | 0 | 0 | 0 | 0
2010 | US | NPCC | - | - | W16d | Net Conceptual Resources After Confidence Percentage Is Applied = 8*16c | 0 | 0 | 951.8 | 2182.6 | 3262.6 | 4114 | 4416 | 4762.4 | 4882.6 | 4882.6 | 4882.6
2010 | US | NPCC | - | - | W17 | Region/Subregion Target Reserve Margin | 0 | 0.15 | 0.15 | 0.15 | 0.15 | 0.15 | 0.15 | 0.15 | 0.15 | 0.15 | 0.15
2010 | US | NPCC | - | - | W18 | Existing Certain and Net Firm Transactions Reserve Margin = (12-3)/3 | 0 | 0.57595 | 0.59113 | 0.58994 | 0.56242 | 0.55428 | 0.5422 | 0.53273 | 0.52232 | 0.51102 | 0.4978
2010 | US | NPCC | - | - | W19 | Anticipated Capacity Resources Reserve Margin = (13-3)/3 | 0 | 0.57595 | 0.61713 | 0.7026 | 0.67412 | 0.66544 | 0.65284 | 0.64273 | 0.63168 | 0.61957 | 0.6054
2010 | US | NPCC | - | - | W20 | Prospective Capacity Resources Reserve Margin = (14-3)/3 | 0 | 0.58854 | 0.62456 | 0.7097 | 0.68116 | 0.67244 | 0.6598 | 0.64965 | 0.63857 | 0.6264 | 0.61218
2010 | US | NPCC | - | - | W21 | Total Potential Resources Reserve Margin = (15-3)/3 | 0 | 0.58854 | 0.72684 | 0.94312 | 1.0271 | 1.1064 | 1.1234 | 1.1467 | 1.1453 | 1.1293 | 1.1107
2010 | US | NPCC | - | - | W22 | Adjusted Potential Resources Reserve Margin = (15a-3)/3 | 0 | 0.58854 | 0.64502 | 0.75638 | 0.75035 | 0.75923 | 0.75252 | 0.74906 | 0.73991 | 0.72699 | 0.71188
2010 | US | NPCC | - | - | W23 | Total Baseline Installed Capacity | 80601 | 0 | 0 | 0 | 0 | 0 | 0 | 0 | 0 | 0 | 0
2010 | CA | NPCC | - | - | W01 | Unrestricted Non-coincident Peak Demand = 2+1a+1b-1c-1d | 62055.378 | 65915.5867 | 66466.1252 | 67064.0886 | 67918.1105 | 68741.7503 | 69991.55 | 70441.9086 | 71028.9879 | 71533.9684 | 71246.0946
2010 | CA | NPCC | - | - | W01a | New Conservation (Energy Efficiency) | 0 | 842.7626 | 1420.2689 | 2012.2709 | 2625.736 | 3169.398 | 3862.9 | 4286.2769 | 4726.5348 | 4982.0682 | 5234.4985
2010 | CA | NPCC | - | - | W01b | Estimated Diversity | 0 | 0 | 0 | 0 | 0 | 0 | 0 | 0 | 0 | 0 | 0
2010 | CA | NPCC | - | - | W01c | Additions for non-member load (load served by non-registered LSE's in a region) | 0 | 0 | 0 | 0 | 0 | 0 | 0 | 0 | 0 | 0 | 0
2010 | CA | NPCC | - | - | W01d | Stand-by Load Under Contract (Normally served by behind the meter generation) | 0 | 0 | 0 | 0 | 0 | 0 | 0 | 0 | 0 | 0 | 0
2010 | CA | NPCC | - | - | W02 | Total Internal Demand | 62055.378 | 65072.8241 | 65045.8563 | 65051.8177 | 65292.3744 | 65572.3523 | 66128.6501 | 66155.6317 | 66302.4531 | 66551.9002 | 66011.5961
2010 | CA | NPCC | - | - | W02a | Direct Control Load Management | 250 | 250 | 250 | 250 | 250 | 250 | 250 | 250 | 250 | 250 | 250
2010 | CA | NPCC | - | - | W02b | Contractually Interruptible (Curtailable) | 1707 | 1884.6 | 1904.4729 | 1889.5502 | 1876.3286 | 1613.0036 | 1599.6635 | 1586.789 | 1494.6289 | 1313.0681 | 1302.1664
2010 | CA | NPCC | - | - | W02c | Critical Peak-Pricing (CPP) with Control | 0 | 0 | 0 | 0 | 0 | 0 | 0 | 0 | 0 | 0 | 0
2010 | CA | NPCC | - | - | W02d | Load as a Capacity Resource | 0 | 0 | 0 | 0 | 0 | 0 | 0 | 0 | 0 | 0 | 0
2010 | CA | NPCC | - | - | W03 | Net Internal Demand = 2-2a-2b-2c-2d | 60098.378 | 62938.2241 | 62891.3834 | 62912.2675 | 63166.0458 | 63709.3488 | 64278.9865 | 64318.8427 | 64557.8241 | 64988.832 | 64459.4297
2010 | CA | NPCC | - | - | W04a | Demand Response used for Reserves - Spinning | 0 | 0 | 0 | 0 | 0 | 0 | 0 | 0 | 0 | 0 | 0
2010 | CA | NPCC | - | - | W04b | Demand Response used for Reserves - Non-Spinning | 0 | 0 | 0 | 0 | 0 | 0 | 0 | 0 | 0 | 0 | 0
2010 | CA | NPCC | - | - | W04c | Demand Response used for Regulation | 0 | 0 | 0 | 0 | 0 | 0 | 0 | 0 | 0 | 0 | 0
2010 | CA | NPCC | - | - | W04d | Demand Response used for Energy, Voluntary - Emergency | 0 | 0 | 0 | 0 | 0 | 0 | 0 | 0 | 0 | 0 | 0
2010 | CA | NPCC | - | - | W05 | TOTAL INTERNAL CAPACITY = 6+7 | 95597.9784 | 93858.441 | 97244.4672 | 99209.9564 | 100077.809 | 99045.9871 | 100014.3552 | 99700.9891 | 100317.2953 | 99637.1286 | 99637.1286
2010 | CA | NPCC | - | - | W06 | EXISTING CAPACITY = 6a+6b+6c | 95597.9784 | 95290.3727 | 95290.3727 | 95315.3727 | 95315.3727 | 95315.3727 | 95315.3727 | 95315.3727 | 95315.3727 | 95315.3727 | 95315.3727
2010 | CA | NPCC | - | - | W06a | Existing, Certain | 78186.14 | 78888.0506 | 78213.0506 | 78913.0506 | 78913.0506 | 78913.0506 | 78913.0506 | 79460.0506 | 79460.0506 | 79460.0506 | 79460.0506
2010 | CA | NPCC | - | - | W06a1 | Wind Expected On-Peak | 923.42 | 1187.246 | 1187.246 | 1187.246 | 1187.246 | 1187.246 | 1187.246 | 1187.246 | 1187.246 | 1187.246 | 1187.246
2010 | CA | NPCC | - | - | W06a2 | Solar Expected On-Peak | 0 | 0 | 0 | 0 | 0 | 0 | 0 | 0 | 0 | 0 | 0
2010 | CA | NPCC | - | - | W06a3 | Hydro Expected On-Peak | 45968.07 | 45607.284 | 45607.284 | 45607.284 | 45607.284 | 45607.284 | 45607.284 | 45607.284 | 45607.284 | 45607.284 | 45607.284
2010 | CA | NPCC | - | - | W06a4 | Biomass Expected On-Peak | 361.53 | 408.53 | 408.53 | 408.53 | 408.53 | 408.53 | 408.53 | 408.53 | 408.53 | 408.53 | 408.53
2010 | CA | NPCC | - | - | W06a5 | Load as a Capacity Resource Expected On-Peak (Load Management Programs) | 823 | 479.7207 | 479.7207 | 479.7207 | 479.7207 | 479.7207 | 479.7207 | 479.7207 | 479.7207 | 479.7207 | 479.7207
2010 | CA | NPCC | - | - | W06b | Existing, Other | 1681 | 2028 | 2028 | 2028 | 2028 | 2028 | 2028 | 2028 | 2028 | 2028 | 2028
2010 | CA | NPCC | - | - | W06b1 | Wind Derate On-Peak | 1200.1484 | 1467.1224 | 1467.1224 | 1467.1224 | 1467.1224 | 1467.1224 | 1467.1224 | 1467.1224 | 1467.1224 | 1467.1224 | 1467.1224
2010 | CA | NPCC | - | - | W06b2 | Solar Derate On-Peak | 0 | 0 | 0 | 0 | 0 | 0 | 0 | 0 | 0 | 0 | 0
2010 | CA | NPCC | - | - | W06b3 | Hydro Derate On-Peak | 3407.87 | 4466.356 | 4466.356 | 4466.356 | 4466.356 | 4466.356 | 4466.356 | 4466.356 | 4466.356 | 4466.356 | 4466.356
2010 | CA | NPCC | - | - | W06b4 | Biomass Derate On-Peak | 131.45 | 131.05 | 131.05 | 131.05 | 131.05 | 131.05 | 131.05 | 131.05 | 131.05 | 131.05 | 131.05
2010 | CA | NPCC | - | - | W06b5 | Load as a Capacity Resource Derate On-Peak (Load Management Programs) | 567 | 370.4237 | 370.4237 | 370.4237 | 370.4237 | 370.4237 | 370.4237 | 370.4237 | 370.4237 | 370.4237 | 370.4237
2010 | CA | NPCC | - | - | W06b7 | Transmission-Limited Resources | 0 | 0 | 0 | 0 | 0 | 0 | 0 | 0 | 0 | 0 | 0
2010 | CA | NPCC | - | - | W06b8 | All Other Derates | 8715.87 | 6420.7701 | 6420.7701 | 6420.7701 | 6420.7701 | 6420.7701 | 6420.7701 | 6420.7701 | 6420.7701 | 6420.7701 | 6420.7701
2010 | CA | NPCC | - | - | W06b9 | Energy Only | 0 | 0 | 0 | 0 | 0 | 0 | 0 | 0 | 0 | 0 | 0
2010 | CA | NPCC | - | - | W06c | Existing, Inoperable (Note: Not used in margin calculations) | 1708.5 | 1518.6 | 2193.6 | 1518.6 | 1518.6 | 1518.6 | 1518.6 | 971.6 | 971.6 | 971.6 | 971.6
2010 | CA | NPCC | - | - | W07 | FUTURE CAPACITY ADDITIONS = 7a+7b | 0 | -1566.7506 | 713.0751 | 1627.7966 | 1548.4071 | -195.8877 | 80.0471 | -485.8218 | -72.5301 | -796.8051 | -796.8051
2010 | CA | NPCC | - | - | W07a | Future, Planned | 0 | -1566.7506 | 713.0751 | 1627.7966 | 1548.4071 | -195.8877 | 80.0471 | -485.8218 | -72.5301 | -796.8051 | -796.8051
2010 | CA | NPCC | - | - | W07a1 | Wind Expected On-Peak | 0 | 186.6 | 220.23 | 438.33 | 624.9 | 759.9 | 842.1 | 842.1 | 842.1 | 842.1 | 842.1
2010 | CA | NPCC | - | - | W07a2 | Wind Derate On-Peak | 0 | 55.98 | 1147.4547 | 2173.2224 | 3019.8312 | 3564.5711 | 4033.2013 | 4262.4356 | 4443.3989 | 4487.5071 | 4487.5071
2010 | CA | NPCC | - | - | W07a3 | Solar Expected On-Peak | 0 | 4.1494 | 4.1494 | 4.1494 | 8.3512 | 14.2902 | 16.0996 | 17.3243 | 18.4848 | 18.4848 | 18.4848
2010 | CA | NPCC | - | - | W07a4 | Solar Derate On-Peak | 0 | 78.8389 | 78.8389 | 78.8389 | 158.6721 | 271.5131 | 305.8924 | 329.1609 | 351.2121 | 351.2121 | 351.2121
2010 | CA | NPCC | - | - | W07a5 | Hydro Expected On-Peak | 0 | 55 | 1062.4741 | 1087.4741 | 1196.6741 | 2488.7822 | 3063.3583 | 3333.3583 | 3728.3583 | 3860.3583 | 3860.3583
2010 | CA | NPCC | - | - | W07a6 | Hydro Derate On-Peak | 0 | 0 | 14.7259 | 14.7259 | 35.5259 | 90.4178 | 279.8417 | 279.8417 | 279.8417 | 279.8417 | 279.8417
2010 | CA | NPCC | - | - | W07a7 | Biomass Expected On-Peak | 0 | 0 | 230 | 555 | 555 | 555 | 555 | 555 | 555 | 555 | 555
2010 | CA | NPCC | - | - | W07a8 | Biomass Derate On-Peak | 0 | 0 | 0 | 0 | 0 | 0 | 0 | 0 | 0 | 0 | 0
2010 | CA | NPCC | - | - | W07a9 | Demand Response Expected On-Peak (Load Management Programs) | 0 | 0 | 0 | 0 | 0 | 307.5027 | 307.5027 | 307.5027 | 307.5027 | 307.5027 | 307.5027
2010 | CA | NPCC | - | - | W07a10 | Demand Response Derate On-Peak (Load Management Programs) | 0 | 0 | 0 | 0 | 0 | 0 | 0 | 0 | 0 | 0 | 0
2010 | CA | NPCC | - | - | W07a11 | Transmission-Limited Resources | 0 | 0 | 0 | 0 | 0 | 0 | 0 | 0 | 0 | 0 | 0
2010 | CA | NPCC | - | - | W07a12 | Scheduled Outage - Maintenance | 0 | 0 | 0 | 0 | 0 | 0 | 0 | 0 | 0 | 0 | 0
2010 | CA | NPCC | - | - | W07a13 | All Other Derates | 0 | 0 | 0 | 0 | 0 | 0 | 0 | 0 | 0 | 0 | 0
2010 | CA | NPCC | - | - | W07a14 | Energy Only | 0 | 0 | 0 | 0 | 0 | 0 | 0 | 0 | 0 | 0 | 0
2010 | CA | NPCC | - | - | W07b | Future, Other | 0 | 0 | 0 | 0 | 0 | 0 | 0 | 0 | 0 | 0 | 0
2010 | CA | NPCC | - | - | W07b1 | Wind Expected On-Peak | 0 | 0 | 0 | 0 | 0 | 0 | 0 | 0 | 0 | 0 | 0
2010 | CA | NPCC | - | - | W07b2 | Wind Derate On-Peak | 0 | 0 | 0 | 0 | 0 | 0 | 0 | 0 | 0 | 0 | 0
2010 | CA | NPCC | - | - | W07b3 | Solar Expected On-Peak | 0 | 0 | 0 | 0 | 0 | 0 | 0 | 0 | 0 | 0 | 0
2010 | CA | NPCC | - | - | W07b4 | Solar Derate On-Peak | 0 | 0 | 0 | 0 | 0 | 0 | 0 | 0 | 0 | 0 | 0
2010 | CA | NPCC | - | - | W07b5 | Hydro Expected On-Peak | 0 | 0 | 0 | 0 | 0 | 0 | 0 | 0 | 0 | 0 | 0
2010 | CA | NPCC | - | - | W07b6 | Hydro Derate On-Peak | 0 | 0 | 0 | 0 | 0 | 0 | 0 | 0 | 0 | 0 | 0
2010 | CA | NPCC | - | - | W07b7 | Biomass Expected On-Peak | 0 | 0 | 0 | 0 | 0 | 0 | 0 | 0 | 0 | 0 | 0
2010 | CA | NPCC | - | - | W07b8 | Biomass Derate On-Peak | 0 | 0 | 0 | 0 | 0 | 0 | 0 | 0 | 0 | 0 | 0
2010 | CA | NPCC | - | - | W07b9 | Transmission-Limited Resources | 0 | 0 | 0 | 0 | 0 | 0 | 0 | 0 | 0 | 0 | 0
2010 | CA | NPCC | - | - | W07b10 | Scheduled Outage - Maintenance | 0 | 0 | 0 | 0 | 0 | 0 | 0 | 0 | 0 | 0 | 0
2010 | CA | NPCC | - | - | W07b11 | All Other Derates | 0 | 0 | 0 | 0 | 0 | 0 | 0 | 0 | 0 | 0 | 0
2010 | CA | NPCC | - | - | W07b12 | Energy Only | 0 | 0 | 0 | 0 | 0 | 0 | 0 | 0 | 0 | 0 | 0
2010 | CA | NPCC | - | - | W08 | Conceptual | 0 | 143.7403 | 646.8795 | 1068.9068 | 1864.6997 | 2183.0284 | 2703.7167 | 5922.4841 | 6118.227 | 7422.0291 | 9440.8305
2010 | CA | NPCC | - | - | W08a1 | Wind Expected On-Peak | 0 | 0 | 0 | 52.6182 | 126.1007 | 137.3721 | 376.9293 | 376.9293 | 465.4114 | 707.9174 | 707.9174
2010 | CA | NPCC | - | - | W08a2 | Wind Derate On-Peak | 0 | 0 | 0 | 106.8309 | 256.0226 | 278.9071 | 765.2807 | 765.2807 | 944.9262 | 1437.2869 | 1437.2869
2010 | CA | NPCC | - | - | W08a3 | Solar Expected On-Peak | 0 | 1.5579 | 1.5579 | 1.5579 | 2.7663 | 12.3447 | 12.8603 | 12.8603 | 12.8603 | 12.8603 | 12.8603
2010 | CA | NPCC | - | - | W08a4 | Solar Derate On-Peak | 0 | 29.5998 | 29.5998 | 29.5998 | 52.5598 | 234.5497 | 244.3456 | 244.3456 | 244.3456 | 244.3456 | 244.3456
2010 | CA | NPCC | - | - | W08a5 | Hydro Expected On-Peak | 0 | 0 | 0 | 0 | 7.0452 | 35.7382 | 49.847 | 49.847 | 49.847 | 49.847 | 49.847
2010 | CA | NPCC | - | - | W08a6 | Hydro Derate On-Peak | 0 | 0 | 0 | 0 | 2.4754 | 12.5567 | 17.5138 | 17.5138 | 17.5138 | 17.5138 | 17.5138
2010 | CA | NPCC | - | - | W08a7 | Biomass Expected On-Peak | 0 | 0 | 0 | 0 | 0 | 0 | 0 | 0 | 0 | 0 | 0
2010 | CA | NPCC | - | - | W08a8 | Biomass Derate On-Peak | 0 | 0 | 0 | 0 | 0 | 0 | 0 | 0 | 0 | 0 | 0
2010 | CA | NPCC | - | - | W08a9 | All Other Derates | 0 | 0 | 0 | 0 | 0 | 0 | 0 | 0 | 0 | 0 | 0
2010 | CA | NPCC | - | - | W08a10 | Energy Only | 0 | 0 | 0 | 0 | 0 | 0 | 0 | 0 | 0 | 0 | 0
2010 | CA | NPCC | - | - | W09 | ANTICIPATED INTERNAL CAPACITY = 6a+7a | 78186.14 | 77321.3 | 78926.1257 | 80540.8471 | 80461.4577 | 78717.1629 | 78993.0976 | 78974.2287 | 79387.5205 | 78663.2454 | 78663.2454
2010 | CA | NPCC | - | - | W10 | CAPACITY TRANSACTIONS - IMPORTS = 10a+10b+10c+10d | 0 | 200 | 200 | 0 | 0 | 0 | 0 | 0 | 0 | 0 | 0
2010 | CA | NPCC | - | - | W10a | Firm (Note: The sum of 10a1 and 10a2 must be <= 10a) | 0 | 200 | 200 | 0 | 0 | 0 | 0 | 0 | 0 | 0 | 0
2010 | CA | NPCC | - | - | W10a1 | Full-Responsibility Purchases | 0 | 200 | 200 | 0 | 0 | 0 | 0 | 0 | 0 | 0 | 0
2010 | CA | NPCC | - | - | W10a2 | Owned Capacity/Entitlement Located Outside the Region/Subregion | 0 | 0 | 0 | 0 | 0 | 0 | 0 | 0 | 0 | 0 | 0
2010 | CA | NPCC | - | - | W10b | Non-firm | 0 | 0 | 0 | 0 | 0 | 0 | 0 | 0 | 0 | 0 | 0
2010 | CA | NPCC | - | - | W10c | Expected (Note: The sum of 10c1 and 10c2 must be <= 10c) | 0 | 0 | 0 | 0 | 0 | 0 | 0 | 0 | 0 | 0 | 0
2010 | CA | NPCC | - | - | W10c1 | Full-Responsibility Purchases | 0 | 0 | 0 | 0 | 0 | 0 | 0 | 0 | 0 | 0 | 0
2010 | CA | NPCC | - | - | W10c2 | Owned Capacity/Entitlement Located Outside the Region/Subregion | 0 | 0 | 0 | 0 | 0 | 0 | 0 | 0 | 0 | 0 | 0
2010 | CA | NPCC | - | - | W10d | Provisional – transactions under study, but negotiations have not begun. | 0 | 0 | 0 | 0 | 0 | 0 | 0 | 0 | 0 | 0 | 0
2010 | CA | NPCC | - | - | W11 | CAPACITY TRANSACTIONS - EXPORTS = 11a+11b+11c+11d | 200 | 805 | 455 | 455 | 455 | 455 | 455 | 455 | 455 | 455 | 455
2010 | CA | NPCC | - | - | W11a | Firm (Note: The sum of 11a1 and 11a2 must be <= 11a) | 200 | 805 | 455 | 455 | 455 | 455 | 455 | 455 | 455 | 455 | 455
2010 | CA | NPCC | - | - | W11a1 | Full-Responsibility Purchases | 200 | 805 | 455 | 455 | 455 | 455 | 455 | 455 | 455 | 455 | 455
2010 | CA | NPCC | - | - | W11a2 | Owned Capacity/Entitlement Located Outside the Region/Subregion | 0 | 0 | 0 | 0 | 0 | 0 | 0 | 0 | 0 | 0 | 0
2010 | CA | NPCC | - | - | W11b | Non-firm | 0 | 0 | 0 | 0 | 0 | 0 | 0 | 0 | 0 | 0 | 0
2010 | CA | NPCC | - | - | W11c | Expected (Note: The sum of 11c1 and 11c2 must be <= 11c) | 0 | 0 | 0 | 0 | 0 | 0 | 0 | 0 | 0 | 0 | 0
2010 | CA | NPCC | - | - | W11c1 | Full-Responsibility Purchases | 0 | 0 | 0 | 0 | 0 | 0 | 0 | 0 | 0 | 0 | 0
2010 | CA | NPCC | - | - | W11c2 | Owned Capacity/Entitlement Located Outside the Region/Subregion | 0 | 0 | 0 | 0 | 0 | 0 | 0 | 0 | 0 | 0 | 0
2010 | CA | NPCC | - | - | W11d | Provisional – transactions under study, but negotiations have not begun. | 0 | 0 | 0 | 0 | 0 | 0 | 0 | 0 | 0 | 0 | 0
2010 | CA | NPCC | - | - | W12 | EXISTING, CERTAIN CAPACITY & NET FIRM TRANSACTIONS = 6a+Net Firm Transactions | 77986.14 | 78283.0506 | 77958.0506 | 78458.0506 | 78458.0506 | 78458.0506 | 78458.0506 | 79005.0506 | 79005.0506 | 79005.0506 | 79005.0506
2010 | CA | NPCC | - | - | W13 | ANTICIPATED CAPACITY RESOURCES = 12+7a+Net Expected Transactions | 0 | 76716.3 | 78671.1257 | 80085.8471 | 80006.4577 | 78262.1629 | 78538.0976 | 78519.2287 | 78932.5205 | 78208.2454 | 78208.2454
2010 | CA | NPCC | - | - | W14 | PROSPECTIVE CAPACITY RESOURCES = 13+6b+16b | 0 | 78744.3 | 80699.1257 | 82113.8471 | 82034.4577 | 80290.1629 | 80566.0976 | 80547.2287 | 80960.5205 | 80236.2454 | 80236.2454
2010 | CA | NPCC | - | - | W15 | TOTAL POTENTIAL CAPACITY RESOURCES = 13+6b+7b+8+Net Provisional Transactions | 0 | 78888.0403 | 81346.0053 | 83182.7539 | 83899.1574 | 82473.1913 | 83269.8143 | 86469.7128 | 87078.7475 | 87658.2746 | 89677.076
2010 | CA | NPCC | - | - | W15a | ADJUSTED POTENTIAL CAPACITY RESOURCES = 13+6b+16b+16d+Net Provisional Transactions | 0 | 78888.0403 | 81346.0053 | 83182.7539 | 83899.1574 | 82473.1913 | 83269.8143 | 86469.7128 | 87078.7475 | 87658.2746 | 89677.076
2010 | CA | NPCC | - | - | W16a | Confidence of Future, Other (7b), using reasonable judgement
2010 | CA | NPCC | - | - | W16b | Net Future, Other Resources After Confidence Percentage Is Applied = 7b*16a | 0 | 0 | 0 | 0 | 0 | 0 | 0 | 0 | 0 | 0 | 0
2010 | CA | NPCC | - | - | W16c | Confidence of Conceptual (8), using reasonable judgement
2010 | CA | NPCC | - | - | W16d | Net Conceptual Resources After Confidence Percentage Is Applied = 8*16c | 0 | 143.7403 | 646.8795 | 1068.9068 | 1864.6997 | 2183.0284 | 2703.7167 | 5922.4841 | 6118.227 | 7422.0291 | 9440.8305
2010 | CA | NPCC | - | - | W17 | Region/Subregion Target Reserve Margin |  | 0.15 | 0.15 | 0.15 | 0.15 | 0.15 | 0.15 | 0.15 | 0.15 | 0.15 | 0.15
2010 | CA | NPCC | - | - | W18 | Existing Certain and Net Firm Transactions Reserve Margin = (12-3)/3 |  | 0.24381 | 0.23957 | 0.2471 | 0.24209 | 0.2315 | 0.22059 | 0.22833 | 0.22379 | 0.21567 | 0.22566
2010 | CA | NPCC | - | - | W19 | Anticipated Capacity Resources Reserve Margin = (13-3)/3 |  | 0.21891 | 0.2509 | 0.27298 | 0.26661 | 0.22843 | 0.22183 | 0.22078 | 0.22266 | 0.20341 | 0.21329
2010 | CA | NPCC | - | - | W20 | Prospective Capacity Resources Reserve Margin = (14-3)/3 |  | 0.25114 | 0.28315 | 0.30521 | 0.29871 | 0.26026 | 0.25338 | 0.25231 | 0.25408 | 0.23462 | 0.24476
2010 | CA | NPCC | - | - | W21 | Total Potential Resources Reserve Margin = (15-3)/3 |  | 0.25342 | 0.29344 | 0.3222 | 0.32823 | 0.29452 | 0.29544 | 0.34439 | 0.34885 | 0.34882 | 0.39122
2010 | CA | NPCC | - | - | W22 | Adjusted Potential Resources Reserve Margin = (15a-3)/3 |  | 0.25342 | 0.29344 | 0.3222 | 0.32823 | 0.29452 | 0.29544 | 0.34439 | 0.34885 | 0.34882 | 0.39122
2010 | CA | NPCC | - | - | W23 | Total Baseline Installed Capacity | 0: 95597.9784
2010 | US | NPCC | New York | New York | W01 | Unrestricted Non-coincident Peak Demand = 2+1a+1b-1c-1d | 24073.4 | 24579.6277 | 24817.5258 | 25266.0883 | 25917.1394 | 26317.3697 | 26685.0386 | 27053.3941 | 27372.3706 | 27722.8333 | 28080.1083
2010 | US | NPCC | New York | New York | W01a | New Conservation (Energy Efficiency) | 0 | 290.7715 | 513.3224 | 793.0792 | 1163.2188 | 1421.563 | 1667.0536 | 1867.4432 | 2026.8128 | 2131.9057 | 2180.7871
2010 | US | NPCC | New York | New York | W01b | Estimated Diversity | 0 | 0 | 0 | 0 | 0 | 0 | 0 | 0 | 0 | 0 | 0
2010 | US | NPCC | New York | New York | W01c | Additions for non-member load (load served by non-registered LSE's in a region) | 0 | 0 | 0 | 0 | 0 | 0 | 0 | 0 | 0 | 0 | 0
2010 | US | NPCC | New York | New York | W01d | Stand-by Load Under Contract (Normally served by behind the meter generation) | 0 | 0 | 0 | 0 | 0 | 0 | 0 | 0 | 0 | 0 | 0
2010 | US | NPCC | New York | New York | W02 | Total Internal Demand | 24073.4 | 24288.8562 | 24304.2034 | 24473.0091 | 24753.9206 | 24895.8067 | 25017.9849 | 25185.9509 | 25345.5578 | 25590.9276 | 25899.3213
2010 | US | NPCC | New York | New York | W02a | Direct Control Load Management | 0 | 0 | 0 | 0 | 0 | 0 | 0 | 0 | 0 | 0 | 0
2010 | US | NPCC | New York | New York | W02b | Contractually Interruptible (Curtailable) | 0 | 0 | 0 | 0 | 0 | 0 | 0 | 0 | 0 | 0 | 0
2010 | US | NPCC | New York | New York | W02c | Critical Peak-Pricing (CPP) with Control | 0 | 0 | 0 | 0 | 0 | 0 | 0 | 0 | 0 | 0 | 0
2010 | US | NPCC | New York | New York | W02d | Load as a Capacity Resource | 0 | 0 | 0 | 0 | 0 | 0 | 0 | 0 | 0 | 0 | 0
2010 | US | NPCC | New York | New York | W03 | Net Internal Demand = 2-2a-2b-2c-2d | 24073.4 | 24288.8562 | 24304.2034 | 24473.0091 | 24753.9206 | 24895.8067 | 25017.9849 | 25185.9509 | 25345.5578 | 25590.9276 | 25899.3213
2010 | US | NPCC | New York | New York | W04a | Demand Response used for Reserves - Spinning | 0 | 0 | 0 | 0 | 0 | 0 | 0 | 0 | 0 | 0 | 0
2010 | US | NPCC | New York | New York | W04b | Demand Response used for Reserves - Non-Spinning | 0 | 0 | 0 | 0 | 0 | 0 | 0 | 0 | 0 | 0 | 0
2010 | US | NPCC | New York | New York | W04c | Demand Response used for Regulation | 0 | 0 | 0 | 0 | 0 | 0 | 0 | 0 | 0 | 0 | 0
2010 | US | NPCC | New York | New York | W04d | Demand Response used for Energy, Voluntary - Emergency | 0 | 0 | 0 | 0 | 0 | 0 | 0 | 0 | 0 | 0 | 0
2010 | US | NPCC | New York | New York | W05 | TOTAL INTERNAL CAPACITY = 6+7 | 40947 | 40960.3 | 42816.3 | 42984.3 | 42984.3 | 42990.3 | 42990.3 | 42990.3 | 42990.3 | 42990.3 | 42990.3
2010 | US | NPCC | New York | New York | W06 | EXISTING CAPACITY = 6a+6b+6c | 40947 | 40949.8 | 40949.8 | 40949.8 | 40949.8 | 40949.8 | 40949.8 | 40949.8 | 40949.8 | 40949.8 | 40949.8
2010 | US | NPCC | New York | New York | W06a | Existing, Certain | 40947 | 39646.1312 | 39646.1312 | 39646.1312 | 39646.1312 | 39646.1312 | 39646.1312 | 39646.1312 | 39646.1312 | 39646.1312 | 39646.1312
2010 | US | NPCC | New York | New York | W06a1 | Wind Expected On-Peak | 0 | 370.83 | 370.83 | 370.83 | 370.83 | 370.83 | 370.83 | 370.83 | 370.83 | 370.83 | 370.83
2010 | US | NPCC | New York | New York | W06a2 | Solar Expected On-Peak | 0 | 0 | 0 | 0 | 0 | 0 | 0 | 0 | 0 | 0 | 0
2010 | US | NPCC | New York | New York | W06a3 | Hydro Expected On-Peak | 0 | 3782.045 | 3782.045 | 3782.045 | 3782.045 | 3782.045 | 3782.045 | 3782.045 | 3782.045 | 3782.045 | 3782.045
2010 | US | NPCC | New York | New York | W06a4 | Biomass Expected On-Peak | 0 | 413.1562 | 413.1562 | 413.1562 | 413.1562 | 413.1562 | 413.1562 | 413.1562 | 413.1562 | 413.1562 | 413.1562
2010 | US | NPCC | New York | New York | W06a5 | Load as a Capacity Resource Expected On-Peak (Load Management Programs) | 0 | 0 | 0 | 0 | 0 | 0 | 0 | 0 | 0 | 0 | 0
2010 | US | NPCC | New York | New York | W06b | Existing, Other | 0 | 0 | 0 | 0 | 0 | 0 | 0 | 0 | 0 | 0 | 0
2010 | US | NPCC | New York | New York | W06b1 | Wind Derate On-Peak | 0 | 865.27 | 865.27 | 865.27 | 865.27 | 865.27 | 865.27 | 865.27 | 865.27 | 865.27 | 865.27
2010 | US | NPCC | New York | New York | W06b2 | Solar Derate On-Peak | 0 | 0 | 0 | 0 | 0 | 0 | 0 | 0 | 0 | 0 | 0
2010 | US | NPCC | New York | New York | W06b3 | Hydro Derate On-Peak | 0 | 430.155 | 430.155 | 430.155 | 430.155 | 430.155 | 430.155 | 430.155 | 430.155 | 430.155 | 430.155
2010 | US | NPCC | New York | New York | W06b4 | Biomass Derate On-Peak | 0 | 8.2438 | 8.2438 | 8.2438 | 8.2438 | 8.2438 | 8.2438 | 8.2438 | 8.2438 | 8.2438 | 8.2438
2010 | US | NPCC | New York | New York | W06b5 | Load as a Capacity Resource Derate On-Peak (Load Management Programs) | 0 | 0 | 0 | 0 | 0 | 0 | 0 | 0 | 0 | 0 | 0
2010 | US | NPCC | New York | New York | W06b7 | Transmission-Limited Resources | 0 | 0 | 0 | 0 | 0 | 0 | 0 | 0 | 0 | 0 | 0
2010 | US | NPCC | New York | New York | W06b8 | All Other Derates | 0 | 0 | 0 | 0 | 0 | 0 | 0 | 0 | 0 | 0 | 0
2010 | US | NPCC | New York | New York | W06b9 | Energy Only | 0 | 0 | 0 | 0 | 0 | 0 | 0 | 0 | 0 | 0 | 0
2010 | US | NPCC | New York | New York | W06c | Existing, Inoperable (Note: Not used in margin calculations) | 0 | 0 | 0 | 0 | 0 | 0 | 0 | 0 | 0 | 0 | 0
2010 | US | NPCC | New York | New York | W07 | FUTURE CAPACITY ADDITIONS = 7a+7b | 0 | 0 | 1856 | 2024 | 2024 | 2025.8 | 2025.8 | 2025.8 | 2025.8 | 2025.8 | 2025.8
2010 | US | NPCC | New York | New York | W07a | Future, Planned | 0 | 0 | 1856 | 2024 | 2024 | 2025.8 | 2025.8 | 2025.8 | 2025.8 | 2025.8 | 2025.8
2010 | US | NPCC | New York | New York | W07a1 | Wind Expected On-Peak | 0 | 4.5 | 0 | 0 | 0 | 0 | 0 | 0 | 0 | 0 | 0
2010 | US | NPCC | New York | New York | W07a2 | Wind Derate On-Peak | 0 | 10.5 | 10.5 | 10.5 | 10.5 | 14.7 | 14.7 | 14.7 | 14.7 | 14.7 | 14.7
2010 | US | NPCC | New York | New York | W07a3 | Solar Expected On-Peak | 0 | 0 | 0 | 0 | 0 | 0 | 0 | 0 | 0 | 0 | 0
2010 | US | NPCC | New York | New York | W07a4 | Solar Derate On-Peak | 0 | 0 | 0 | 0 | 0 | 0 | 0 | 0 | 0 | 0 | 0
2010 | US | NPCC | New York | New York | W07a5 | Hydro Expected On-Peak | 0 | 0 | 0 | 0 | 0 | 0 | 0 | 0 | 0 | 0 | 0
2010 | US | NPCC | New York | New York | W07a6 | Hydro Derate On-Peak | 0 | 0 | 0 | 0 | 0 | 0 | 0 | 0 | 0 | 0 | 0
2010 | US | NPCC | New York | New York | W07a7 | Biomass Expected On-Peak | 0 | 0 | 0 | 0 | 0 | 0 | 0 | 0 | 0 | 0 | 0
2010 | US | NPCC | New York | New York | W07a8 | Biomass Derate On-Peak | 0 | 0 | 0 | 0 | 0 | 0 | 0 | 0 | 0 | 0 | 0
2010 | US | NPCC | New York | New York | W07a9 | Demand Response Expected On-Peak (Load Management Programs) | 0 | 0 | 0 | 0 | 0 | 0 | 0 | 0 | 0 | 0 | 0
2010 | US | NPCC | New York | New York | W07a10 | Demand Response Derate On-Peak (Load Management Programs) | 0 | 0 | 0 | 0 | 0 | 0 | 0 | 0 | 0 | 0 | 0
2010 | US | NPCC | New York | New York | W07a11 | Transmission-Limited Resources | 0 | 0 | 0 | 0 | 0 | 0 | 0 | 0 | 0 | 0 | 0
2010 | US | NPCC | New York | New York | W07a12 | Scheduled Outage - Maintenance | 0 | 0 | 0 | 0 | 0 | 0 | 0 | 0 | 0 | 0 | 0
2010 | US | NPCC | New York | New York | W07a13 | All Other Derates | 0 | 0 | 0 | 0 | 0 | 0 | 0 | 0 | 0 | 0 | 0
2010 | US | NPCC | New York | New York | W07a14 | Energy Only | 0 | 0 | 0 | 0 | 0 | 0 | 0 | 0 | 0 | 0 | 0
2010 | US | NPCC | New York | New York | W07b | Future, Other | 0 | 0 | 0 | 0 | 0 | 0 | 0 | 0 | 0 | 0 | 0
2010 | US | NPCC | New York | New York | W07b1 | Wind Expected On-Peak | 0 | 0 | 0 | 0 | 0 | 0 | 0 | 0 | 0 | 0 | 0
2010 | US | NPCC | New York | New York | W07b2 | Wind Derate On-Peak | 0 | 0 | 0 | 0 | 0 | 0 | 0 | 0 | 0 | 0 | 0
2010 | US | NPCC | New York | New York | W07b3 | Solar Expected On-Peak | 0 | 0 | 0 | 0 | 0 | 0 | 0 | 0 | 0 | 0 | 0
2010 | US | NPCC | New York | New York | W07b4 | Solar Derate On-Peak | 0 | 0 | 0 | 0 | 0 | 0 | 0 | 0 | 0 | 0 | 0
2010 | US | NPCC | New York | New York | W07b5 | Hydro Expected On-Peak | 0 | 0 | 0 | 0 | 0 | 0 | 0 | 0 | 0 | 0 | 0
2010 | US | NPCC | New York | New York | W07b6 | Hydro Derate On-Peak | 0 | 0 | 0 | 0 | 0 | 0 | 0 | 0 | 0 | 0 | 0
2010 | US | NPCC | New York | New York | W07b7 | Biomass Expected On-Peak | 0 | 0 | 0 | 0 | 0 | 0 | 0 | 0 | 0 | 0 | 0
2010 | US | NPCC | New York | New York | W07b8 | Biomass Derate On-Peak | 0 | 0 | 0 | 0 | 0 | 0 | 0 | 0 | 0 | 0 | 0
2010 | US | NPCC | New York | New York | W07b9 | Transmission-Limited Resources | 0 | 0 | 0 | 0 | 0 | 0 | 0 | 0 | 0 | 0 | 0
2010 | US | NPCC | New York | New York | W07b10 | Scheduled Outage - Maintenance | 0 | 0 | 0 | 0 | 0 | 0 | 0 | 0 | 0 | 0 | 0
2010 | US | NPCC | New York | New York | W07b11 | All Other Derates | 0 | 0 | 0 | 0 | 0 | 0 | 0 | 0 | 0 | 0 | 0
2010 | US | NPCC | New York | New York | W07b12 | Energy Only | 0 | 0 | 0 | 0 | 0 | 0 | 0 | 0 | 0 | 0 | 0
2010 | US | NPCC | New York | New York | W08 | Conceptual | 0 | 0 | 2083 | 4397 | 5151 | 6366 | 7876 | 8536 | 9137 | 9137 | 9137
2010 | US | NPCC | New York | New York | W08a1 | Wind Expected On-Peak | 0 | 96 | 721 | 721 | 751 | 781 | 1234 | 1432 | 1612 | 1612 | 1612
2010 | US | NPCC | New York | New York | W08a2 | Wind Derate On-Peak | 0 | 225 | 1683 | 1683 | 1753 | 1823 | 2880 | 3342 | 3763 | 3763 | 3763
2010 | US | NPCC | New York | New York | W08a3 | Solar Expected On-Peak | 0 | 0 | 0 | 0 | 0 | 0 | 0 | 0 | 0 | 0 | 0
2010 | US | NPCC | New York | New York | W08a4 | Solar Derate On-Peak | 0 | 0 | 0 | 0 | 0 | 0 | 0 | 0 | 0 | 0 | 0
2010 | US | NPCC | New York | New York | W08a5 | Hydro Expected On-Peak | 0 | 0 | 0 | 0 | 0 | 0 | 0 | 0 | 0 | 0 | 0
2010 | US | NPCC | New York | New York | W08a6 | Hydro Derate On-Peak | 0 | 0 | 0 | 0 | 0 | 0 | 0 | 0 | 0 | 0 | 0
2010 | US | NPCC | New York | New York | W08a7 | Biomass Expected On-Peak | 0 | 0 | 0 | 23 | 23 | 23 | 23 | 23 | 23 | 23 | 23
2010 | US | NPCC | New York | New York | W08a8 | Biomass Derate On-Peak | 0 | 0 | 0 | 0 | 0 | 0 | 0 | 0 | 0 | 0 | 0
2010 | US | NPCC | New York | New York | W08a9 | All Other Derates | 0 | 0 | 0 | 0 | 0 | 0 | 0 | 0 | 0 | 0 | 0
2010 | US | NPCC | New York | New York | W08a10 | Energy Only | 0 | 0 | 0 | 0 | 0 | 0 | 0 | 0 | 0 | 0 | 0
2010 | US | NPCC | New York | New York | W09 | ANTICIPATED INTERNAL CAPACITY = 6a+7a | 40947 | 39646.1312 | 41502.1312 | 41670.1312 | 41670.1312 | 41671.9312 | 41671.9312 | 41671.9312 | 41671.9312 | 41671.9312 | 41671.9312
2010 | US | NPCC | New York | New York | W10 | CAPACITY TRANSACTIONS - IMPORTS = 10a+10b+10c+10d | 756 | 824.6 | 744.6 | 777 | 1469.7 | 1469.7 | 1469.7 | 1469.7 | 1469.7 | 1469.7 | 1469.7
2010 | US | NPCC | New York | New York | W10a | Firm (Note: The sum of 10a1 and 10a2 must be <= 10a) | 756 | 824.6 | 744.6 | 777 | 1469.7 | 1469.7 | 1469.7 | 1469.7 | 1469.7 | 1469.7 | 1469.7
2010 | US | NPCC | New York | New York | W10a1 | Full-Responsibility Purchases | 0 | 0 | 0 | 0 | 0 | 0 | 0 | 0 | 0 | 0 | 0
2010 | US | NPCC | New York | New York | W10a2 | Owned Capacity/Entitlement Located Outside the Region/Subregion | 0 | 0 | 0 | 0 | 0 | 0 | 0 | 0 | 0 | 0 | 0
2010 | US | NPCC | New York | New York | W10b | Non-firm | 0 | 0 | 0 | 0 | 0 | 0 | 0 | 0 | 0 | 0 | 0
2010 | US | NPCC | New York | New York | W10c | Expected (Note: The sum of 10c1 and 10c2 must be <= 10c) | 0 | 0 | 0 | 0 | 0 | 0 | 0 | 0 | 0 | 0 | 0
2010 | US | NPCC | New York | New York | W10c1 | Full-Responsibility Purchases | 0 | 0 | 0 | 0 | 0 | 0 | 0 | 0 | 0 | 0 | 0
2010 | US | NPCC | New York | New York | W10c2 | Owned Capacity/Entitlement Located Outside the Region/Subregion | 0 | 0 | 0 | 0 | 0 | 0 | 0 | 0 | 0 | 0 | 0
2010 | US | NPCC | New York | New York | W10d | Provisional – transactions under study, but negotiations have not begun. | 0 | 0 | 0 | 0 | 0 | 0 | 0 | 0 | 0 | 0 | 0
2010 | US | NPCC | New York | New York | W11 | CAPACITY TRANSACTIONS - EXPORTS = 11a+11b+11c+11d | 0 | 0 | 0 | 0 | 0 | 0 | 0 | 0 | 0 | 0 | 0
2010 | US | NPCC | New York | New York | W11a | Firm (Note: The sum of 11a1 and 11a2 must be <= 11a) | 0 | 0 | 0 | 0 | 0 | 0 | 0 | 0 | 0 | 0 | 0
2010 | US | NPCC | New York | New York | W11a1 | Full-Responsibility Purchases | 0 | 0 | 0 | 0 | 0 | 0 | 0 | 0 | 0 | 0 | 0
2010 | US | NPCC | New York | New York | W11a2 | Owned Capacity/Entitlement Located Outside the Region/Subregion | 0 | 0 | 0 | 0 | 0 | 0 | 0 | 0 | 0 | 0 | 0
2010 | US | NPCC | New York | New York | W11b | Non-firm | 0 | 0 | 0 | 0 | 0 | 0 | 0 | 0 | 0 | 0 | 0
2010 | US | NPCC | New York | New York | W11c | Expected (Note: The sum of 11c1 and 11c2 must be <= 11c) | 0 | 0 | 0 | 0 | 0 | 0 | 0 | 0 | 0 | 0 | 0
2010 | US | NPCC | New York | New York | W11c1 | Full-Responsibility Purchases | 0 | 0 | 0 | 0 | 0 | 0 | 0 | 0 | 0 | 0 | 0
2010 | US | NPCC | New York | New York | W11c2 | Owned Capacity/Entitlement Located Outside the Region/Subregion | 0 | 0 | 0 | 0 | 0 | 0 | 0 | 0 | 0 | 0 | 0
2010 | US | NPCC | New York | New York | W11d | Provisional – transactions under study, but negotiations have not begun. | 0 | 0 | 0 | 0 | 0 | 0 | 0 | 0 | 0 | 0 | 0
2010 | US | NPCC | New York | New York | W12 | EXISTING, CERTAIN CAPACITY & NET FIRM TRANSACTIONS = 6a+Net Firm Transactions | 41703 | 40470.7312 | 40390.7312 | 40423.1312 | 41115.8312 | 41115.8312 | 41115.8312 | 41115.8312 | 41115.8312 | 41115.8312 | 41115.8312
2010 | US | NPCC | New York | New York | W13 | ANTICIPATED CAPACITY RESOURCES = 12+7a+Net Expected Transactions | 0 | 40470.7312 | 42246.7312 | 42447.1312 | 43139.8312 | 43141.6312 | 43141.6312 | 43141.6312 | 43141.6312 | 43141.6312 | 43141.6312
2010 | US | NPCC | New York | New York | W14 | PROSPECTIVE CAPACITY RESOURCES = 13+6b+16b | 0 | 40470.7312 | 42246.7312 | 42447.1312 | 43139.8312 | 43141.6312 | 43141.6312 | 43141.6312 | 43141.6312 | 43141.6312 | 43141.6312
2010 | US | NPCC | New York | New York | W15 | TOTAL POTENTIAL CAPACITY RESOURCES = 13+6b+7b+8+Net Provisional Transactions | 0 | 40470.7312 | 44329.7312 | 46844.1312 | 48290.8312 | 49507.6312 | 51017.6312 | 51677.6312 | 52278.6312 | 52278.6312 | 52278.6312
2010 | US | NPCC | New York | New York | W15a | ADJUSTED POTENTIAL CAPACITY RESOURCES = 13+6b+16b+16d+Net Provisional Transactions | 0 | 40470.7312 | 42663.3312 | 43326.5312 | 44170.0312 | 44414.8312 | 44716.8312 | 44848.8312 | 44969.0312 | 44969.0312 | 44969.0312
2010 | US | NPCC | New York | New York | W16a | Confidence of Future, Other (7b), using reasonable judgement | 0 | 0 | 0 | 0 | 0 | 0 | 0 | 0 | 0 | 0 | 0
2010 | US | NPCC | New York | New York | W16b | Net Future, Other Resources After Confidence Percentage Is Applied = 7b*16a | 0 | 0 | 0 | 0 | 0 | 0 | 0 | 0 | 0 | 0 | 0
2010 | US | NPCC | New York | New York | W16c | Confidence of Conceptual (8), using reasonable judgement | 0 | 0.2 | 0.2 | 0.2 | 0.2 | 0.2 | 0.2 | 0.2 | 0.2 | 0.2 | 0.2
2010 | US | NPCC | New York | New York | W16d | Net Conceptual Resources After Confidence Percentage Is Applied = 8*16c | 0 | 0 | 416.6 | 879.4 | 1030.2 | 1273.2 | 1575.2 | 1707.2 | 1827.4 | 1827.4 | 1827.4
2010 | US | NPCC | New York | New York | W17 | Region/Subregion Target Reserve Margin | 0 | 0.18 | 0.18 | 0.18 | 0.18 | 0.18 | 0.18 | 0.18 | 0.18 | 0.18 | 0.18
2010 | US | NPCC | New York | New York | W18 | Existing Certain and Net Firm Transactions Reserve Margin = (12-3)/3 | 0 | 0.66623 | 0.66188 | 0.65174 | 0.66098 | 0.65152 | 0.64345 | 0.63249 | 0.62221 | 0.60666 | 0.58753
2010 | US | NPCC | New York | New York | W19 | Anticipated Capacity Resources Reserve Margin = (13-3)/3 | 0 | 0.66623 | 0.73825 | 0.73445 | 0.74275 | 0.73289 | 0.72442 | 0.71292 | 0.70214 | 0.68582 | 0.66574
2010 | US | NPCC | New York | New York | W20 | Prospective Capacity Resources Reserve Margin = (14-3)/3 | 0 | 0.66623 | 0.73825 | 0.73445 | 0.74275 | 0.73289 | 0.72442 | 0.71292 | 0.70214 | 0.68582 | 0.66574
2010 | US | NPCC | New York | New York | W21 | Total Potential Resources Reserve Margin = (15-3)/3 | 0 | 0.66623 | 0.82395 | 0.91411 | 0.95084 | 0.98859 | 1.0392 | 1.0518 | 1.0626 | 1.0429 | 1.0185
2010 | US | NPCC | New York | New York | W22 | Adjusted Potential Resources Reserve Margin = (15a-3)/3 | 0 | 0.66623 | 0.75539 | 0.77038 | 0.78437 | 0.78403 | 0.78739 | 0.78071 | 0.77424 | 0.75723 | 0.7363
2010 | US | NPCC | New York | New York | W23 | Total Baseline Installed Capacity | 40947 | 0 | 0 | 0 | 0 | 0 | 0 | 0 | 0 | 0 | 0
2010 | US | NPCC | New England | New England | W01 | Unrestricted Non-coincident Peak Demand = 2+1a+1b-1c-1d | 20791 | 22085 | 22225 | 22280 | 22400 | 22505 | 22610 | 22720 | 22835 | 22950 | 23070
2010 | US | NPCC | New England | New England | W01a | New Conservation (Energy Efficiency) | 0 | 0 | 0 | 0 | 0 | 0 | 0 | 0 | 0 | 0 | 0
2010 | US | NPCC | New England | New England | W01b | Estimated Diversity | 0 | 0 | 0 | 0 | 0 | 0 | 0 | 0 | 0 | 0 | 0
2010 | US | NPCC | New England | New England | W01c | Additions for non-member load (load served by non-registered LSE's in a region) | 0 | 0 | 0 | 0 | 0 | 0 | 0 | 0 | 0 | 0 | 0
2010 | US | NPCC | New England | New England | W01d | Stand-by Load Under Contract (Normally served by behind the meter generation) | 0 | 0 | 0 | 0 | 0 | 0 | 0 | 0 | 0 | 0 | 0
2010 | US | NPCC | New England | New England | W02 | Total Internal Demand | 20791 | 22085 | 22225 | 22280 | 22400 | 22505 | 22610 | 22720 | 22835 | 22950 | 23070
2010 | US | NPCC | New England | New England | W02a | Direct Control Load Management | 0 | 0 | 0 | 0 | 0 | 0 | 0 | 0 | 0 | 0 | 0
2010 | US | NPCC | New England | New England | W02b | Contractually Interruptible (Curtailable) | 0 | 0 | 0 | 0 | 0 | 0 | 0 | 0 | 0 | 0 | 0
2010 | US | NPCC | New England | New England | W02c | Critical Peak-Pricing (CPP) with Control | 0 | 0 | 0 | 0 | 0 | 0 | 0 | 0 | 0 | 0 | 0
2010 | US | NPCC | New England | New England | W02d | Load as a Capacity Resource | 0 | 0 | 0 | 0 | 0 | 0 | 0 | 0 | 0 | 0 | 0
2010 | US | NPCC | New England | New England | W03 | Net Internal Demand = 2-2a-2b-2c-2d | 20791 | 22085 | 22225 | 22280 | 22400 | 22505 | 22610 | 22720 | 22835 | 22950 | 23070
2010 | US | NPCC | New England | New England | W04a | Demand Response used for Reserves - Spinning | 0 | 0 | 0 | 0 | 0 | 0 | 0 | 0 | 0 | 0 | 0
2010 | US | NPCC | New England | New England | W04b | Demand Response used for Reserves - Non-Spinning | 0 | 0 | 0 | 0 | 0 | 0 | 0 | 0 | 0 | 0 | 0
2010 | US | NPCC | New England | New England | W04c | Demand Response used for Regulation | 0 | 0 | 0 | 0 | 0 | 0 | 0 | 0 | 0 | 0 | 0
2010 | US | NPCC | New England | New England | W04d | Demand Response used for Energy, Voluntary - Emergency | 0 | 0 | 0 | 0 | 0 | 0 | 0 | 0 | 0 | 0 | 0
2010 | US | NPCC | New England | New England | W05 | TOTAL INTERNAL CAPACITY = 6+7 | 39654 | 36248.3712 | 35865.8173 | 39741.566 | 39741.566 | 39741.566 | 39741.566 | 39741.566 | 39741.566 | 39741.566 | 39741.566
2010 | US | NPCC | New England | New England | W06 | EXISTING CAPACITY = 6a+6b+6c | 39654 | 36031.0712 | 36031.0712 | 36031.0712 | 36031.0712 | 36031.0712 | 36031.0712 | 36031.0712 | 36031.0712 | 36031.0712 | 36031.0712
2010 | US | NPCC | New England | New England | W06a | Existing, Certain | 37103 | 32324.2822 | 32324.2822 | 32324.2822 | 32324.2822 | 32324.2822 | 32324.2822 | 32324.2822 | 32324.2822 | 32324.2822 | 32324.2822
2010 | US | NPCC | New England | New England | W06a1 | Wind Expected On-Peak | 161 | 60.366 | 60.366 | 60.366 | 60.366 | 60.366 | 60.366 | 60.366 | 60.366 | 60.366 | 60.366
2010 | US | NPCC | New England | New England | W06a2 | Solar Expected On-Peak | 1 | 0.003 | 0.003 | 0.003 | 0.003 | 0.003 | 0.003 | 0.003 | 0.003 | 0.003 | 0.003
2010 | US | NPCC | New England | New England | W06a3 | Hydro Expected On-Peak | 1897 | 1631.032 | 1631.032 | 1631.032 | 1631.032 | 1631.032 | 1631.032 | 1631.032 | 1631.032 | 1631.032 | 1631.032
2010 | US | NPCC | New England | New England | W06a4 | Biomass Expected On-Peak | 1013 | 933.276 | 933.276 | 933.276 | 933.276 | 933.276 | 933.276 | 933.276 | 933.276 | 933.276 | 933.276
2010 | US | NPCC | New England | New England | W06a5 | Load as a Capacity Resource Expected On-Peak (Load Management Programs) | 3237 | 1720.5442 | 1720.5442 | 1720.5442 | 1720.5442 | 1720.5442 | 1720.5442 | 1720.5442 | 1720.5442 | 1720.5442 | 1720.5442
2010 | US | NPCC | New England | New England | W06b | Existing, Other | 525 | 366.509 | 366.509 | 366.509 | 366.509 | 366.509 | 366.509 | 366.509 | 366.509 | 366.509 | 366.509
2010 | US | NPCC | New England | New England | W06b1 | Wind Derate On-Peak | 10 | 116.464 | 116.464 | 116.464 | 116.464 | 116.464 | 116.464 | 116.464 | 116.464 | 116.464 | 116.464
2010 | US | NPCC | New England | New England | W06b2 | Solar Derate On-Peak | 0 | 0 | 0 | 0 | 0 | 0 | 0 | 0 | 0 | 0 | 0
2010 | US | NPCC | New England | New England | W06b3 | Hydro Derate On-Peak | 15 | 252.024 | 252.024 | 252.024 | 252.024 | 252.024 | 252.024 | 252.024 | 252.024 | 252.024 | 252.024
2010 | US | NPCC | New England | New England | W06b4 | Biomass Derate On-Peak | 0 | 44.88 | 44.88 | 44.88 | 44.88 | 44.88 | 44.88 | 44.88 | 44.88 | 44.88 | 44.88
2010 | US | NPCC | New England | New England | W06b5 | Load as a Capacity Resource Derate On-Peak (Load Management Programs) | 0 | 0 | 0 | 0 | 0 | 0 | 0 | 0 | 0 | 0 | 0
2010 | US | NPCC | New England | New England | W06b7 | Transmission-Limited Resources | 0 | 0 | 0 | 0 | 0 | 0 | 0 | 0 | 0 | 0 | 0
2010 | US | NPCC | New England | New England | W06b8 | All Other Derates | 0 | 2926.912 | 2926.912 | 2926.912 | 2926.912 | 2926.912 | 2926.912 | 2926.912 | 2926.912 | 2926.912 | 2926.912
2010 | US | NPCC | New England | New England | W06b9 | Energy Only | 0 | 187.115 | 187.115 | 187.115 | 187.115 | 187.115 | 187.115 | 187.115 | 187.115 | 187.115 | 187.115
2010 | US | NPCC | New England | New England | W06c | Existing, Inoperable (Note: Not used in margin calculations) | 2001 | 0 | 0 | 0 | 0 | 0 | 0 | 0 | 0 | 0 | 0
2010 | US | NPCC | New England | New England | W07 | FUTURE CAPACITY ADDITIONS = 7a+7b | 0 | 217.3 | -667.0189 | 3208.7298 | 3208.7298 | 3208.7298 | 3208.7298 | 3208.7298 | 3208.7298 | 3208.7298 | 3208.7298
2010 | US | NPCC | New England | New England | W07a | Future, Planned | 0 | 0 | -646.0979 | 3243.3978 | 3243.3978 | 3243.3978 | 3243.3978 | 3243.3978 | 3243.3978 | 3243.3978 | 3243.3978
2010 | US | NPCC | New England | New England | W07a1 | Wind Expected On-Peak | 0 | 0 | 0 | 0 | 0 | 0 | 0 | 0 | 0 | 0 | 0
2010 | US | NPCC | New England | New England | W07a2 | Wind Derate On-Peak | 0 | 0 | 192.585 | 192.585 | 192.585 | 192.585 | 192.585 | 192.585 | 192.585 | 192.585 | 192.585
2010 | US | NPCC | New England | New England | W07a3 | Solar Expected On-Peak | 0 | 0 | 0 | 0 | 0 | 0 | 0 | 0 | 0 | 0 | 0
2010 | US | NPCC | New England | New England | W07a4 | Solar Derate On-Peak | 0 | 0 | 0 | 0 | 0 | 0 | 0 | 0 | 0 | 0 | 0
2010 | US | NPCC | New England | New England | W07a5 | Hydro Expected On-Peak | 0 | 0 | 19.354 | 185.074 | 185.074 | 185.074 | 185.074 | 185.074 | 185.074 | 185.074 | 185.074
2010 | US | NPCC | New England | New England | W07a6 | Hydro Derate On-Peak | 0 | 0 | 4.88 | 4.88 | 4.88 | 4.88 | 4.88 | 4.88 | 4.88 | 4.88 | 4.88
2010 | US | NPCC | New England | New England | W07a7 | Biomass Expected On-Peak | 0 | 0 | 70.086 | 261.445 | 261.445 | 261.445 | 261.445 | 261.445 | 261.445 | 261.445 | 261.445
2010 | US | NPCC | New England | New England | W07a8 | Biomass Derate On-Peak | 0 | 0 | 4.3 | 4.3 | 4.3 | 4.3 | 4.3 | 4.3 | 4.3 | 4.3 | 4.3
2010 | US | NPCC | New England | New England | W07a9 | Demand Response Expected On-Peak (Load Management Programs) | 0 | 0 | 535.318 | 1115.8027 | 1115.8027 | 1115.8027 | 1115.8027 | 1115.8027 | 1115.8027 | 1115.8027 | 1115.8027
2010 | US | NPCC | New England | New England | W07a10 | Demand Response Derate On-Peak (Load Management Programs) | 0 | 0 | 0 | 0 | 0 | 0 | 0 | 0 | 0 | 0 | 0
2010 | US | NPCC | New England | New England | W07a11 | Transmission-Limited Resources | 0 | 0 | 0 | 0 | 0 | 0 | 0 | 0 | 0 | 0 | 0
2010 | US | NPCC | New England | New England | W07a12 | Scheduled Outage - Maintenance | 0 | 0 | 300 | 300 | 300 | 300 | 300 | 300 | 300 | 300 | 300
2010 | US | NPCC | New England | New England | W07a13 | All Other Derates | 0 | 0 | 0 | 0 | 0 | 0 | 0 | 0 | 0 | 0 | 0
2010 | US | NPCC | New England | New England | W07a14 | Energy Only | 0 | 0 | 0 | 0 | 0 | 0 | 0 | 0 | 0 | 0 | 0
2010 | US | NPCC | New England | New England | W07b | Future, Other | 0 | 217.3 | -20.921 | -34.668 | -34.668 | -34.668 | -34.668 | -34.668 | -34.668 | -34.668 | -34.668
2010 | US | NPCC | New England | New England | W07b1 | Wind Expected On-Peak | 0 | 18.5 | 18.5 | 18.5 | 18.5 | 18.5 | 18.5 | 18.5 | 18.5 | 18.5 | 18.5
2010 | US | NPCC | New England | New England | W07b2 | Wind Derate On-Peak | 0 | 7.7 | 7.7 | 7.7 | 7.7 | 7.7 | 7.7 | 7.7 | 7.7 | 7.7 | 7.7
2010 | US | NPCC | New England | New England | W07b3 | Solar Expected On-Peak | 0 | 0 | 0 | 0 | 0 | 0 | 0 | 0 | 0 | 0 | 0
2010 | US | NPCC | New England | New England | W07b4 | Solar Derate On-Peak | 0 | 0 | 0 | 0 | 0 | 0 | 0 | 0 | 0 | 0 | 0
2010 | US | NPCC | New England | New England | W07b5 | Hydro Expected On-Peak | 0 | 0 | 0 | 0 | 0 | 0 | 0 | 0 | 0 | 0 | 0
2010 | US | NPCC | New England | New England | W07b6 | Hydro Derate On-Peak | 0 | 0 | 0 | 0 | 0 | 0 | 0 | 0 | 0 | 0 | 0
2010 | US | NPCC | New England | New England | W07b7 | Biomass Expected On-Peak | 0 | 0 | 0 | 0 | 0 | 0 | 0 | 0 | 0 | 0 | 0
2010 | US | NPCC | New England | New England | W07b8 | Biomass Derate On-Peak | 0 | 0 | 0 | 0 | 0 | 0 | 0 | 0 | 0 | 0 | 0
2010 | US | NPCC | New England | New England | W07b9 | Transmission-Limited Resources | 0 | 0 | 0 | 1 | 2 | 3 | 4 | 5 | 6 | 7 | 8
2010 | US | NPCC | New England | New England | W07b10 | Scheduled Outage - Maintenance | 0 | 400 | 400 | 400 | 400 | 400 | 400 | 400 | 400 | 400 | 400
2010 | US | NPCC | New England | New England | W07b11 | All Other Derates | 0 | 0 | 0 | 0 | 0 | 0 | 0 | 0 | 0 | 0 | 0
2010 | US | NPCC | New England | New England | W07b12 | Energy Only | 0 | 217.3 | -21 | -21 | -21 | -21 | -21 | -21 | -21 | -21 | -21
2010 | US | NPCC | New England | New England | W08 | Conceptual | 0 | 0 | 2676 | 6516 | 11162 | 14204 | 14204 | 15276 | 15276 | 15276 | 15276
2010 | US | NPCC | New England | New England | W08a1 | Wind Expected On-Peak | 0 | 0 | 978 | 1674 | 2106 | 2106 | 2106 | 2642 | 2642 | 2642 | 2642
2010 | US | NPCC | New England | New England | W08a2 | Wind Derate On-Peak | 0 | 0 | 0 | 0 | 0 | 0 | 0 | 0 | 0 | 0 | 0
2010 | US | NPCC | New England | New England | W08a3 | Solar Expected On-Peak | 0 | 0 | 0 | 0 | 0 | 0 | 0 | 0 | 0 | 0 | 0
2010 | US | NPCC | New England | New England | W08a4 | Solar Derate On-Peak | 0 | 0 | 0 | 0 | 0 | 0 | 0 | 0 | 0 | 0 | 0
2010 | US | NPCC | New England | New England | W08a5 | Hydro Expected On-Peak | 0 | 0 | 13 | 22 | 38 | 38 | 38 | 38 | 38 | 38 | 38
2010 | US | NPCC | New England | New England | W08a6 | Hydro Derate On-Peak | 0 | 0 | 0 | 0 | 0 | 0 | 0 | 0 | 0 | 0 | 0
2010 | US | NPCC | New England | New England | W08a7 | Biomass Expected On-Peak | 0 | 0 | 70 | 166 | 257 | 327 | 327 | 327 | 327 | 327 | 327
2010 | US | NPCC | New England | New England | W08a8 | Biomass Derate On-Peak | 0 | 0 | 0 | 0 | 0 | 0 | 0 | 0 | 0 | 0 | 0
2010 | US | NPCC | New England | New England | W08a9 | All Other Derates | 0 | 0 | 0 | 0 | 0 | 0 | 0 | 0 | 0 | 0 | 0
2010 | US | NPCC | New England | New England | W08a10 | Energy Only | 0 | 0 | 0 | 0 | 0 | 0 | 0 | 0 | 0 | 0 | 0
2010 | US | NPCC | New England | New England | W09 | ANTICIPATED INTERNAL CAPACITY = 6a+7a | 37103 | 32324.2822 | 31678.1843 | 35567.68 | 35567.68 | 35567.68 | 35567.68 | 35567.68 | 35567.68 | 35567.68 | 35567.68
2010 | US | NPCC | New England | New England | W10 | CAPACITY TRANSACTIONS - IMPORTS = 10a+10b+10c+10d | 1783 | 388 | 1419 | 1687 | 334 | 334 | 112 | 87 | 6 | 6 | 6
2010 | US | NPCC | New England | New England | W10a | Firm (Note: The sum of 10a1 and 10a2 must be <= 10a) | 1783 | 388 | 1419 | 1687 | 334 | 334 | 112 | 87 | 6 | 6 | 6
2010 | US | NPCC | New England | New England | W10a1 | Full-Responsibility Purchases | 1783 | 388 | 1419 | 1687 | 334 | 334 | 112 | 87 | 6 | 6 | 6
2010 | US | NPCC | New England | New England | W10a2 | Owned Capacity/Entitlement Located Outside the Region/Subregion | 0 | 0 | 0 | 0 | 0 | 0 | 0 | 0 | 0 | 0 | 0
2010 | US | NPCC | New England | New England | W10b | Non-firm | 0 | 0 | 0 | 0 | 0 | 0 | 0 | 0 | 0 | 0 | 0
2010 | US | NPCC | New England | New England | W10c | Expected (Note: The sum of 10c1 and 10c2 must be <= 10c) | 0 | 0 | 0 | 0 | 0 | 0 | 0 | 0 | 0 | 0 | 0
2010 | US | NPCC | New England | New England | W10c1 | Full-Responsibility Purchases | 0 | 0 | 0 | 0 | 0 | 0 | 0 | 0 | 0 | 0 | 0
2010 | US | NPCC | New England | New England | W10c2 | Owned Capacity/Entitlement Located Outside the Region/Subregion | 0 | 0 | 0 | 0 | 0 | 0 | 0 | 0 | 0 | 0 | 0
2010 | US | NPCC | New England | New England | W10d | Provisional – transactions under study, but negotiations have not begun. | 0 | 0 | 0 | 0 | 0 | 0 | 0 | 0 | 0 | 0 | 0
2010 | US | NPCC | New England | New England | W11 | CAPACITY TRANSACTIONS - EXPORTS = 11a+11b+11c+11d | 1597 | 100 | 100 | 100 | 100 | 100 | 100 | 100 | 100 | 100 | 100
2010 | US | NPCC | New England | New England | W11a | Firm (Note: The sum of 11a1 and 11a2 must be <= 11a) | 1597 | 100 | 100 | 100 | 100 | 100 | 100 | 100 | 100 | 100 | 100
2010 | US | NPCC | New England | New England | W11a1 | Full-Responsibility Purchases | 1597 | 100 | 100 | 100 | 100 | 100 | 100 | 100 | 100 | 100 | 100
2010 | US | NPCC | New England | New England | W11a2 | Owned Capacity/Entitlement Located Outside the Region/Subregion | 0 | 0 | 0 | 0 | 0 | 0 | 0 | 0 | 0 | 0 | 0
2010 | US | NPCC | New England | New England | W11b | Non-firm | 0 | 0 | 0 | 0 | 0 | 0 | 0 | 0 | 0 | 0 | 0
2010 | US | NPCC | New England | New England | W11c | Expected (Note: The sum of 11c1 and 11c2 must be <= 11c) | 0 | 0 | 0 | 0 | 0 | 0 | 0 | 0 | 0 | 0 | 0
2010 | US | NPCC | New England | New England | W11c1 | Full-Responsibility Purchases | 0 | 0 | 0 | 0 | 0 | 0 | 0 | 0 | 0 | 0 | 0
2010 | US | NPCC | New England | New England | W11c2 | Owned Capacity/Entitlement Located Outside the Region/Subregion | 0 | 0 | 0 | 0 | 0 | 0 | 0 | 0 | 0 | 0 | 0
2010 | US | NPCC | New England | New England | W11d | Provisional – transactions under study, but negotiations have not begun. | 0 | 0 | 0 | 0 | 0 | 0 | 0 | 0 | 0 | 0 | 0
2010 | US | NPCC | New England | New England | W12 | EXISTING, CERTAIN CAPACITY & NET FIRM TRANSACTIONS = 6a+Net Firm Transactions | 37289 | 32612.2822 | 33643.2822 | 33911.2822 | 32558.2822 | 32558.2822 | 32336.2822 | 32311.2822 | 32230.2822 | 32230.2822 | 32230.2822
2010 | US | NPCC | New England | New England | W13 | ANTICIPATED CAPACITY RESOURCES = 12+7a+Net Expected Transactions | 0 | 32612.2822 | 32997.1843 | 37154.68 | 35801.68 | 35801.68 | 35579.68 | 35554.68 | 35473.68 | 35473.68 | 35473.68
2010 | US | NPCC | New England | New England | W14 | PROSPECTIVE CAPACITY RESOURCES = 13+6b+16b | 0 | 33196.0912 | 33342.7723 | 37486.521 | 36133.521 | 36133.521 | 35911.521 | 35886.521 | 35805.521 | 35805.521 | 35805.521
2010 | US | NPCC | New England | New England | W15 | TOTAL POTENTIAL CAPACITY RESOURCES = 13+6b+7b+8+Net Provisional Transactions | 0 | 33196.0912 | 36018.7723 | 44002.521 | 47295.521 | 50337.521 | 50115.521 | 51162.521 | 51081.521 | 51081.521 | 51081.521
2010 | US | NPCC | New England | New England | W15a | ADJUSTED POTENTIAL CAPACITY RESOURCES = 13+6b+16b+16d+Net Provisional Transactions | 0 | 33196.0912 | 33877.9723 | 38789.721 | 38365.921 | 38974.321 | 38752.321 | 38941.721 | 38860.721 | 38860.721 | 38860.721
2010 | US | NPCC | New England | New England | W16a | Confidence of Future, Other (7b), using reasonable judgement | 0 | 0 | 0 | 0 | 0 | 0 | 0 | 0 | 0 | 0 | 0
2010 | US | NPCC | New England | New England | W16b | Net Future, Other Resources After Confidence Percentage Is Applied = 7b*16a | 0 | 217.3 | -20.921 | -34.668 | -34.668 | -34.668 | -34.668 | -34.668 | -34.668 | -34.668 | -34.668
2010 | US | NPCC | New England | New England | W16c | Confidence of Conceptual (8), using reasonable judgement | 0 | 0.2 | 0.2 | 0.2 | 0.2 | 0.2 | 0.2 | 0.2 | 0.2 | 0.2 | 0.2
2010 | US | NPCC | New England | New England | W16d | Net Conceptual Resources After Confidence Percentage Is Applied = 8*16c | 0 | 0 | 535.2 | 1303.2 | 2232.4 | 2840.8 | 2840.8 | 3055.2 | 3055.2 | 3055.2 | 3055.2
2010 | US | NPCC | New England | New England | W17 | Region/Subregion Target Reserve Margin | 0 | 0.15 | 0.15 | 0.15 | 0.15 | 0.15 | 0.15 | 0.15 | 0.15 | 0.15 | 0.15
2010 | US | NPCC | New England | New England | W18 | Existing Certain and Net Firm Transactions Reserve Margin = (12-3)/3 | 0 | 0.47667 | 0.51376 | 0.52205 | 0.45349 | 0.44671 | 0.43018 | 0.42215 | 0.41144 | 0.40437 | 0.39706
2010 | US | NPCC | New England | New England | W19 | Anticipated Capacity Resources Reserve Margin = (13-3)/3 | 0 | 0.47667 | 0.48469 | 0.66762 | 0.59829 | 0.59083 | 0.57363 | 0.56491 | 0.55348 | 0.54569 | 0.53765
2010 | US | NPCC | New England | New England | W20 | Prospective Capacity Resources Reserve Margin = (14-3)/3 | 0 | 0.50311 | 0.50024 | 0.68252 | 0.6131 | 0.60558 | 0.5883 | 0.57951 | 0.56801 | 0.56015 | 0.55204
2010 | US | NPCC | New England | New England | W21 | Total Potential Resources Reserve Margin = (15-3)/3 | 0 | 0.50311 | 0.62064 | 0.97498 | 1.1114 | 1.2367 | 1.2165 | 1.2519 | 1.237 | 1.2258 | 1.2142
2010 | US | NPCC | New England | New England | W22 | Adjusted Potential Resources Reserve Margin = (15a-3)/3 | 0 | 0.50311 | 0.52432 | 0.74101 | 0.71276 | 0.73181 | 0.71395 | 0.71398 | 0.70181 | 0.69328 | 0.68447
2010 | US | NPCC | New England | New England | W23 | Total Baseline Installed Capacity | 39654 | 0 | 0 | 0 | 0 | 0 | 0 | 0 | 0 | 0 | 0
2010 | CA | NPCC | Ontario | Ontario | W01 | Unrestricted Non-coincident Peak Demand = 2+1a+1b-1c-1d | 22045 | 22615.6439 | 22519.8007 | 22506.3684 | 22764.175 | 22786.1384 | 23123.311 | 23297.3998 | 23659.0005 | 23971.4243 | 23554.4679
2010 | CA | NPCC | Ontario | Ontario | W01a | New Conservation (Energy Efficiency) | 0 | 142.7626 | 439.5978 | 778.1094 | 1154.1974 | 1450.4822 | 1906.607 | 2274.1643 | 2660.0472 | 2862.5442 | 3063.1769
2010 | CA | NPCC | Ontario | Ontario | W01b | Estimated Diversity | 0 | 0 | 0 | 0 | 0 | 0 | 0 | 0 | 0 | 0 | 0
2010 | CA | NPCC | Ontario | Ontario | W01c | Additions for non-member load (load served by non-registered LSE's in a region) | 0 | 0 | 0 | 0 | 0 | 0 | 0 | 0 | 0 | 0 | 0
2010 | CA | NPCC | Ontario | Ontario | W01d | Stand-by Load Under Contract (Normally served by behind the meter generation) | 0 | 0 | 0 | 0 | 0 | 0 | 0 | 0 | 0 | 0 | 0
2010 | CA | NPCC | Ontario | Ontario | W02 | Total Internal Demand | 22045 | 22472.8814 | 22080.2029 | 21728.259 | 21609.9776 | 21335.6562 | 21216.704 | 21023.2355 | 20998.9533 | 21108.8801 | 20491.291
2010 | CA | NPCC | Ontario | Ontario | W02a | Direct Control Load Management | 0 | 0 | 0 | 0 | 0 | 0 | 0 | 0 | 0 | 0 | 0
2010 | CA | NPCC | Ontario | Ontario | W02b | Contractually Interruptible (Curtailable) | 0 | 0 | 0 | 0 | 0 | 0 | 0 | 0 | 0 | 0 | 0
2010 | CA | NPCC | Ontario | Ontario | W02c | Critical Peak-Pricing (CPP) with Control | 0 | 0 | 0 | 0 | 0 | 0 | 0 | 0 | 0 | 0 | 0
2010 | CA | NPCC | Ontario | Ontario | W02d | Load as a Capacity Resource | 0 | 0 | 0 | 0 | 0 | 0 | 0 | 0 | 0 | 0 | 0
2010 | CA | NPCC | Ontario | Ontario | W03 | Net Internal Demand = 2-2a-2b-2c-2d | 22045 | 22472.8814 | 22080.2029 | 21728.259 | 21609.9776 | 21335.6562 | 21216.704 | 21023.2355 | 20998.9533 | 21108.8801 | 20491.291
2010 | CA | NPCC | Ontario | Ontario | W04a | Demand Response used for Reserves - Spinning | 0 | 0 | 0 | 0 | 0 | 0 | 0 | 0 | 0 | 0 | 0
2010 | CA | NPCC | Ontario | Ontario | W04b | Demand Response used for Reserves - Non-Spinning | 0 | 0 | 0 | 0 | 0 | 0 | 0 | 0 | 0 | 0 | 0
2010 | CA | NPCC | Ontario | Ontario | W04c | Demand Response used for Regulation | 0 | 0 | 0 | 0 | 0 | 0 | 0 | 0 | 0 | 0 | 0
2010 | CA | NPCC | Ontario | Ontario | W04d | Demand Response used for Energy, Voluntary - Emergency | 0 | 0 | 0 | 0 | 0 | 0 | 0 | 0 | 0 | 0 | 0
2010 | CA | NPCC | Ontario | Ontario | W05 | TOTAL INTERNAL CAPACITY = 6+7 | 36875 | 34924.2326 | 36442.0828 | 37505.572 | 37558.5246 | 34946.7027 | 35641.0708 | 35057.7047 | 35279.0109 | 34466.8442 | 34466.8442
2010 | CA | NPCC | Ontario | Ontario | W06 | EXISTING CAPACITY = 6a+6b+6c | 36875 | 36653.7443 | 36653.7443 | 36653.7443 | 36653.7443 | 36653.7443 | 36653.7443 | 36653.7443 | 36653.7443 | 36653.7443 | 36653.7443
2010 | CA | NPCC | Ontario | Ontario | W06a | Existing, Certain | 31347.6 | 32776.5106 | 32776.5106 | 32776.5106 | 32776.5106 | 32776.5106 | 32776.5106 | 32776.5106 | 32776.5106 | 32776.5106 | 32776.5106
2010 | CA | NPCC | Ontario | Ontario | W06a1 | Wind Expected On-Peak | 285 | 346.976 | 346.976 | 346.976 | 346.976 | 346.976 | 346.976 | 346.976 | 346.976 | 346.976 | 346.976
2010 | CA | NPCC | Ontario | Ontario | W06a2 | Solar Expected On-Peak | 0 | 0 | 0 | 0 | 0 | 0 | 0 | 0 | 0 | 0 | 0
2010 | CA | NPCC | Ontario | Ontario | W06a3 | Hydro Expected On-Peak | 7107 | 6078.514 | 6078.514 | 6078.514 | 6078.514 | 6078.514 | 6078.514 | 6078.514 | 6078.514 | 6078.514 | 6078.514
2010 | CA | NPCC | Ontario | Ontario | W06a4 | Biomass Expected On-Peak | 46.6 | 93.6 | 93.6 | 93.6 | 93.6 | 93.6 | 93.6 | 93.6 | 93.6 | 93.6 | 93.6
2010 | CA | NPCC | Ontario | Ontario | W06a5 | Load as a Capacity Resource Expected On-Peak (Load Management Programs) | 823 | 479.7207 | 479.7207 | 479.7207 | 479.7207 | 479.7207 | 479.7207 | 479.7207 | 479.7207 | 479.7207 | 479.7207
2010 | CA | NPCC | Ontario | Ontario | W06b | Existing, Other | 0 | 0 | 0 | 0 | 0 | 0 | 0 | 0 | 0 | 0 | 0
2010 | CA | NPCC | Ontario | Ontario | W06b1 | Wind Derate On-Peak | 799 | 737.324 | 737.324 | 737.324 | 737.324 | 737.324 | 737.324 | 737.324 | 737.324 | 737.324 | 737.324
2010 | CA | NPCC | Ontario | Ontario | W06b2 | Solar Derate On-Peak | 0 | 0 | 0 | 0 | 0 | 0 | 0 | 0 | 0 | 0 | 0
2010 | CA | NPCC | Ontario | Ontario | W06b3 | Hydro Derate On-Peak | 804 | 1701.486 | 1701.486 | 1701.486 | 1701.486 | 1701.486 | 1701.486 | 1701.486 | 1701.486 | 1701.486 | 1701.486
2010 | CA | NPCC | Ontario | Ontario | W06b4 | Biomass Derate On-Peak | 0.9 | 0.5 | 0.5 | 0.5 | 0.5 | 0.5 | 0.5 | 0.5 | 0.5 | 0.5 | 0.5
2010 | CA | NPCC | Ontario | Ontario | W06b5 | Load as a Capacity Resource Derate On-Peak (Load Management Programs) | 567 | 370.4237 | 370.4237 | 370.4237 | 370.4237 | 370.4237 | 370.4237 | 370.4237 | 370.4237 | 370.4237 | 370.4237
2010 | CA | NPCC | Ontario | Ontario | W06b7 | Transmission-Limited Resources | 0 | 0 | 0 | 0 | 0 | 0 | 0 | 0 | 0 | 0 | 0
2010 | CA | NPCC | Ontario | Ontario | W06b8 | All Other Derates | 3329 | 1067.5001 | 1067.5001 | 1067.5001 | 1067.5001 | 1067.5001 | 1067.5001 | 1067.5001 | 1067.5001 | 1067.5001 | 1067.5001
2010 | CA | NPCC | Ontario | Ontario | W06b9 | Energy Only | 0 | 0 | 0 | 0 | 0 | 0 | 0 | 0 | 0 | 0 | 0
2010 | CA | NPCC | Ontario | Ontario | W06c | Existing, Inoperable (Note: Not used in margin calculations) | 27.5 | 0 | 0 | 0 | 0 | 0 | 0 | 0 | 0 | 0 | 0
2010 | CA | NPCC | Ontario | Ontario | W07 | FUTURE CAPACITY ADDITIONS = 7a+7b | 0 | -1808.3506 | -834.2749 | -287.6534 | -703.6129 | -3712.9077 | -3519.1729 | -4355.0418 | -4336.7501 | -5193.0251 | -5193.0251
2010 | CA | NPCC | Ontario | Ontario | W07a | Future, Planned | 0 | -1808.3506 | -834.2749 | -287.6534 | -703.6129 | -3712.9077 | -3519.1729 | -4355.0418 | -4336.7501 | -5193.0251 | -5193.0251
2010 | CA | NPCC | Ontario | Ontario | W07a1 | Wind Expected On-Peak | 0 | 0 | 0 | 0 | 0 | 0 | 0 | 0 | 0 | 0 | 0
2010 | CA | NPCC | Ontario | Ontario | W07a2 | Wind Derate On-Peak | 0 | 0 | 529.0487 | 1045.9164 | 1414.1952 | 1643.9351 | 1920.7653 | 2149.9996 | 2330.9629 | 2375.0711 | 2375.0711
2010 | CA | NPCC | Ontario | Ontario | W07a3 | Solar Expected On-Peak | 0 | 4.1494 | 4.1494 | 4.1494 | 8.3512 | 14.2902 | 16.0996 | 17.3243 | 18.4848 | 18.4848 | 18.4848
2010 | CA | NPCC | Ontario | Ontario | W07a4 | Solar Derate On-Peak | 0 | 78.8389 | 78.8389 | 78.8389 | 158.6721 | 271.5131 | 305.8924 | 329.1609 | 351.2121 | 351.2121 | 351.2121
2010 | CA | NPCC | Ontario | Ontario | W07a5 | Hydro Expected On-Peak | 0 | 0 | 49.4741 | 49.4741 | 108.6741 | 270.7822 | 845.3583 | 845.3583 | 845.3583 | 845.3583 | 845.3583
2010 | CA | NPCC | Ontario | Ontario | W07a6 | Hydro Derate On-Peak | 0 | 0 | 14.7259 | 14.7259 | 35.5259 | 90.4178 | 279.8417 | 279.8417 | 279.8417 | 279.8417 | 279.8417
2010 | CA | NPCC | Ontario | Ontario | W07a7 | Biomass Expected On-Peak | 0 | 0 | 230 | 430 | 430 | 430 | 430 | 430 | 430 | 430 | 430
2010 | CA | NPCC | Ontario | Ontario | W07a8 | Biomass Derate On-Peak | 0 | 0 | 0 | 0 | 0 | 0 | 0 | 0 | 0 | 0 | 0
2010 | CA | NPCC | Ontario | Ontario | W07a9 | Demand Response Expected On-Peak (Load Management Programs) | 0 | 0 | 0 | 0 | 0 | 307.5027 | 307.5027 | 307.5027 | 307.5027 | 307.5027 | 307.5027
2010 | CA | NPCC | Ontario | Ontario | W07a10 | Demand Response Derate On-Peak (Load Management Programs) | 0 | 0 | 0 | 0 | 0 | 0 | 0 | 0 | 0 | 0 | 0
2010 | CA | NPCC | Ontario | Ontario | W07a11 | Transmission-Limited Resources | 0 | 0 | 0 | 0 | 0 | 0 | 0 | 0 | 0 | 0 | 0
2010 | CA | NPCC | Ontario | Ontario | W07a12 | Scheduled Outage - Maintenance | 0 | 0 | 0 | 0 | 0 | 0 | 0 | 0 | 0 | 0 | 0
2010 | CA | NPCC | Ontario | Ontario | W07a13 | All Other Derates | 0 | 0 | 0 | 0 | 0 | 0 | 0 | 0 | 0 | 0 | 0
2010 | CA | NPCC | Ontario | Ontario | W07a14 | Energy Only | 0 | 0 | 0 | 0 | 0 | 0 | 0 | 0 | 0 | 0 | 0
2010 | CA | NPCC | Ontario | Ontario | W07b | Future, Other | 0 | 0 | 0 | 0 | 0 | 0 | 0 | 0 | 0 | 0 | 0
2010 | CA | NPCC | Ontario | Ontario | W07b1 | Wind Expected On-Peak | 0 | 0 | 0 | 0 | 0 | 0 | 0 | 0 | 0 | 0 | 0
2010 | CA | NPCC | Ontario | Ontario | W07b2 | Wind Derate On-Peak | 0 | 0 | 0 | 0 | 0 | 0 | 0 | 0 | 0 | 0 | 0
2010 | CA | NPCC | Ontario | Ontario | W07b3 | Solar Expected On-Peak | 0 | 0 | 0 | 0 | 0 | 0 | 0 | 0 | 0 | 0 | 0
2010 | CA | NPCC | Ontario | Ontario | W07b4 | Solar Derate On-Peak | 0 | 0 | 0 | 0 | 0 | 0 | 0 | 0 | 0 | 0 | 0
2010 | CA | NPCC | Ontario | Ontario | W07b5 | Hydro Expected On-Peak | 0 | 0 | 0 | 0 | 0 | 0 | 0 | 0 | 0 | 0 | 0
2010 | CA | NPCC | Ontario | Ontario | W07b6 | Hydro Derate On-Peak | 0 | 0 | 0 | 0 | 0 | 0 | 0 | 0 | 0 | 0 | 0
2010 | CA | NPCC | Ontario | Ontario | W07b7 | Biomass Expected On-Peak | 0 | 0 | 0 | 0 | 0 | 0 | 0 | 0 | 0 | 0 | 0
2010 | CA | NPCC | Ontario | Ontario | W07b8 | Biomass Derate On-Peak | 0 | 0 | 0 | 0 | 0 | 0 | 0 | 0 | 0 | 0 | 0
2010 | CA | NPCC | Ontario | Ontario | W07b9 | Transmission-Limited Resources | 0 | 0 | 0 | 0 | 0 | 0 | 0 | 0 | 0 | 0 | 0
2010 | CA | NPCC | Ontario | Ontario | W07b10 | Scheduled Outage - Maintenance | 0 | 0 | 0 | 0 | 0 | 0 | 0 | 0 | 0 | 0 | 0
2010 | CA | NPCC | Ontario | Ontario | W07b11 | All Other Derates | 0 | 0 | 0 | 0 | 0 | 0 | 0 | 0 | 0 | 0 | 0
2010 | CA | NPCC | Ontario | Ontario | W07b12 | Energy Only | 0 | 0 | 0 | 0 | 0 | 0 | 0 | 0 | 0 | 0 | 0
2010 | CA | NPCC | Ontario | Ontario | W08 | Conceptual | 0 | 143.7403 | 646.8795 | 1068.9068 | 1864.6997 | 2183.0284 | 2703.7167 | 5922.4841 | 6118.227 | 7422.0291 | 9440.8305
2010 | CA | NPCC | Ontario | Ontario | W08a1 | Wind Expected On-Peak | 0 | 0 | 0 | 52.6182 | 126.1007 | 137.3721 | 376.9293 | 376.9293 | 465.4114 | 707.9174 | 707.9174
2010 | CA | NPCC | Ontario | Ontario | W08a2 | Wind Derate On-Peak | 0 | 0 | 0 | 106.8309 | 256.0226 | 278.9071 | 765.2807 | 765.2807 | 944.9262 | 1437.2869 | 1437.2869
2010 | CA | NPCC | Ontario | Ontario | W08a3 | Solar Expected On-Peak | 0 | 1.5579 | 1.5579 | 1.5579 | 2.7663 | 12.3447 | 12.8603 | 12.8603 | 12.8603 | 12.8603 | 12.8603
2010 | CA | NPCC | Ontario | Ontario | W08a4 | Solar Derate On-Peak | 0 | 29.5998 | 29.5998 | 29.5998 | 52.5598 | 234.5497 | 244.3456 | 244.3456 | 244.3456 | 244.3456 | 244.3456
2010 | CA | NPCC | Ontario | Ontario | W08a5 | Hydro Expected On-Peak | 0 | 0 | 0 | 0 | 7.0452 | 35.7382 | 49.847 | 49.847 | 49.847 | 49.847 | 49.847
2010 | CA | NPCC | Ontario | Ontario | W08a6 | Hydro Derate On-Peak | 0 | 0 | 0 | 0 | 2.4754 | 12.5567 | 17.5138 | 17.5138 | 17.5138 | 17.5138 | 17.5138
2010 | CA | NPCC | Ontario | Ontario | W08a7 | Biomass Expected On-Peak | 0 | 0 | 0 | 0 | 0 | 0 | 0 | 0 | 0 | 0 | 0
2010 | CA | NPCC | Ontario | Ontario | W08a8 | Biomass Derate On-Peak | 0 | 0 | 0 | 0 | 0 | 0 | 0 | 0 | 0 | 0 | 0
2010 | CA | NPCC | Ontario | Ontario | W08a9 | All Other Derates | 0 | 0 | 0 | 0 | 0 | 0 | 0 | 0 | 0 | 0 | 0
2010 | CA | NPCC | Ontario | Ontario | W08a10 | Energy Only | 0 | 0 | 0 | 0 | 0 | 0 | 0 | 0 | 0 | 0 | 0
2010 | CA | NPCC | Ontario | Ontario | W09 | ANTICIPATED INTERNAL CAPACITY = 6a+7a | 31347.6 | 30968.16 | 31942.2357 | 32488.8571 | 32072.8977 | 29063.6029 | 29257.3376 | 28421.4687 | 28439.7605 | 27583.4854 | 27583.4854
2010 | CA | NPCC | Ontario | Ontario | W10 | CAPACITY TRANSACTIONS - IMPORTS = 10a+10b+10c+10d | 0 | 0 | 0 | 0 | 0 | 0 | 0 | 0 | 0 | 0 | 0
2010 | CA | NPCC | Ontario | Ontario | W10a | Firm (Note: The sum of 10a1 and 10a2 must be <= 10a) | 0 | 0 | 0 | 0 | 0 | 0 | 0 | 0 | 0 | 0 | 0
2010 | CA | NPCC | Ontario | Ontario | W10a1 | Full-Responsibility Purchases | 0 | 0 | 0 | 0 | 0 | 0 | 0 | 0 | 0 | 0 | 0
2010 | CA | NPCC | Ontario | Ontario | W10a2 | Owned Capacity/Entitlement Located Outside the Region/Subregion | 0 | 0 | 0 | 0 | 0 | 0 | 0 | 0 | 0 | 0 | 0
2010 | CA | NPCC | Ontario | Ontario | W10b | Non-firm | 0 | 0 | 0 | 0 | 0 | 0 | 0 | 0 | 0 | 0 | 0
2010 | CA | NPCC | Ontario | Ontario | W10c | Expected (Note: The sum of 10c1 and 10c2 must be <= 10c) | 0 | 0 | 0 | 0 | 0 | 0 | 0 | 0 | 0 | 0 | 0
2010 | CA | NPCC | Ontario | Ontario | W10c1 | Full-Responsibility Purchases | 0 | 0 | 0 | 0 | 0 | 0 | 0 | 0 | 0 | 0 | 0
2010 | CA | NPCC | Ontario | Ontario | W10c2 | Owned Capacity/Entitlement Located Outside the Region/Subregion | 0 | 0 | 0 | 0 | 0 | 0 | 0 | 0 | 0 | 0 | 0
2010 | CA | NPCC | Ontario | Ontario | W10d | Provisional – transactions under study, but negotiations have not begun. | 0 | 0 | 0 | 0 | 0 | 0 | 0 | 0 | 0 | 0 | 0
2010 | CA | NPCC | Ontario | Ontario | W11 | CAPACITY TRANSACTIONS - EXPORTS = 11a+11b+11c+11d | 0 | 0 | 0 | 0 | 0 | 0 | 0 | 0 | 0 | 0 | 0
2010 | CA | NPCC | Ontario | Ontario | W11a | Firm (Note: The sum of 11a1 and 11a2 must be <= 11a) | 0 | 0 | 0 | 0 | 0 | 0 | 0 | 0 | 0 | 0 | 0
2010 | CA | NPCC | Ontario | Ontario | W11a1 | Full-Responsibility Purchases | 0 | 0 | 0 | 0 | 0 | 0 | 0 | 0 | 0 | 0 | 0
2010 | CA | NPCC | Ontario | Ontario | W11a2 | Owned Capacity/Entitlement Located Outside the Region/Subregion | 0 | 0 | 0 | 0 | 0 | 0 | 0 | 0 | 0 | 0 | 0
2010 | CA | NPCC | Ontario | Ontario | W11b | Non-firm | 0 | 0 | 0 | 0 | 0 | 0 | 0 | 0 | 0 | 0 | 0
2010 | CA | NPCC | Ontario | Ontario | W11c | Expected (Note: The sum of 11c1 and 11c2 must be <= 11c) | 0 | 0 | 0 | 0 | 0 | 0 | 0 | 0 | 0 | 0 | 0
2010 | CA | NPCC | Ontario | Ontario | W11c1 | Full-Responsibility Purchases | 0 | 0 | 0 | 0 | 0 | 0 | 0 | 0 | 0 | 0 | 0
2010 | CA | NPCC | Ontario | Ontario | W11c2 | Owned Capacity/Entitlement Located Outside the Region/Subregion | 0 | 0 | 0 | 0 | 0 | 0 | 0 | 0 | 0 | 0 | 0
2010 | CA | NPCC | Ontario | Ontario | W11d | Provisional – transactions under study, but negotiations have not begun. | 0 | 0 | 0 | 0 | 0 | 0 | 0 | 0 | 0 | 0 | 0
2010 | CA | NPCC | Ontario | Ontario | W12 | EXISTING, CERTAIN CAPACITY & NET FIRM TRANSACTIONS = 6a+Net Firm Transactions | 31347.6 | 32776.5106 | 32776.5106 | 32776.5106 | 32776.5106 | 32776.5106 | 32776.5106 | 32776.5106 | 32776.5106 | 32776.5106 | 32776.5106
2010 | CA | NPCC | Ontario | Ontario | W13 | ANTICIPATED CAPACITY RESOURCES = 12+7a+Net Expected Transactions | 0 | 30968.16 | 31942.2357 | 32488.8571 | 32072.8977 | 29063.6029 | 29257.3376 | 28421.4687 | 28439.7605 | 27583.4854 | 27583.4854
2010 | CA | NPCC | Ontario | Ontario | W14 | PROSPECTIVE CAPACITY RESOURCES = 13+6b+16b | 0 | 30968.16 | 31942.2357 | 32488.8571 | 32072.8977 | 29063.6029 | 29257.3376 | 28421.4687 | 28439.7605 | 27583.4854 | 27583.4854
2010 | CA | NPCC | Ontario | Ontario | W15 | TOTAL POTENTIAL CAPACITY RESOURCES = 13+6b+7b+8+Net Provisional Transactions | 0 | 31111.9003 | 32589.1153 | 33557.7639 | 33937.5974 | 31246.6313 | 31961.0543 | 34343.9528 | 34557.9875 | 35005.5146 | 37024.316
2010 | CA | NPCC | Ontario | Ontario | W15a | ADJUSTED POTENTIAL CAPACITY RESOURCES = 13+6b+16b+16d+Net Provisional Transactions | 0 | 31111.9003 | 32589.1153 | 33557.7639 | 33937.5974 | 31246.6313 | 31961.0543 | 34343.9528 | 34557.9875 | 35005.5146 | 37024.316
2010 | CA | NPCC | Ontario | Ontario | W16a | Confidence of Future, Other (7b), using reasonable judgement | 0 | 0 | 0 | 0 | 0 | 0 | 0 | 0 | 0 | 0 | 0
2010 | CA | NPCC | Ontario | Ontario | W16b | Net Future, Other Resources After Confidence Percentage Is Applied = 7b*16a | 0 | 0 | 0 | 0 | 0 | 0 | 0 | 0 | 0 | 0 | 0
2010 | CA | NPCC | Ontario | Ontario | W16c | Confidence of Conceptual (8), using reasonable judgement | 0 | 1 | 1 | 1 | 1 | 1 | 1 | 1 | 1 | 1 | 1
2010 | CA | NPCC | Ontario | Ontario | W16d | Net Conceptual Resources After Confidence Percentage Is Applied = 8*16c | 0 | 143.7403 | 646.8795 | 1068.9068 | 1864.6997 | 2183.0284 | 2703.7167 | 5922.4841 | 6118.227 | 7422.0291 | 9440.8305
2010 | CA | NPCC | Ontario | Ontario | W17 | Region/Subregion Target Reserve Margin | 0 | 0.189 | 0.188 | 0.175 | 0.178 | 0.17 | 0.17 | 0.17 | 0.17 | 0.17 | 0.17
2010 | CA | NPCC | Ontario | Ontario | W18 | Existing Certain and Net Firm Transactions Reserve Margin = (12-3)/3 | 0 | 0.45849 | 0.48443 | 0.50847 | 0.51673 | 0.53623 | 0.54484 | 0.55906 | 0.56086 | 0.55274 | 0.59953
2010 | CA | NPCC | Ontario | Ontario | W19 | Anticipated Capacity Resources Reserve Margin = (13-3)/3 | 0 | 0.37802 | 0.44665 | 0.49524 | 0.48417 | 0.36221 | 0.37898 | 0.35191 | 0.35434 | 0.30672 | 0.34611
2010 | CA | NPCC | Ontario | Ontario | W20 | Prospective Capacity Resources Reserve Margin = (14-3)/3 | 0 | 0.37802 | 0.44665 | 0.49524 | 0.48417 | 0.36221 | 0.37898 | 0.35191 | 0.35434 | 0.30672 | 0.34611
2010 | CA | NPCC | Ontario | Ontario | W21 | Total Potential Resources Reserve Margin = (15-3)/3 | 0 | 0.38442 | 0.47594 | 0.54443 | 0.57046 | 0.46453 | 0.50641 | 0.63362 | 0.6457 | 0.65833 | 0.80683
2010 | CA | NPCC | Ontario | Ontario | W22 | Adjusted Potential Resources Reserve Margin = (15a-3)/3 | 0 | 0.38442 | 0.47594 | 0.54443 | 0.57046 | 0.46453 | 0.50641 | 0.63362 | 0.6457 | 0.65833 | 0.80683
2010 | CA | NPCC | Ontario | Ontario | W23 | Total Baseline Installed Capacity | 36875 | 0 | 0 | 0 | 0 | 0 | 0 | 0 | 0 | 0 | 0
2010 | CA | NPCC | Quebec | Quebec | W01 | Unrestricted Non-coincident Peak Demand = 2+1a+1b-1c-1d | 34659 | 37645 | 38372.5458 | 38942.01 | 39486.3381 | 40227.7644 | 41102.2577 | 41330.7553 | 41507.232 | 41648.7217 | 41719.2134
2010 | CA | NPCC | Quebec | Quebec | W01a | New Conservation (Energy Efficiency) |  | 700 | 880 | 1070 | 1250 | 1440 | 1620 | 1620 | 1620 | 1620 | 1620
2010 | CA | NPCC | Quebec | Quebec | W01b | Estimated Diversity |  |  | 0 | 0 | 0 | 0 | 0 | 0 | 0 | 0
2010 | CA | NPCC | Quebec | Quebec | W01c | Additions for non-member load (load served by non-registered LSE's in a region) |  |  | 0 | 0 | 0 | 0 | 0 | 0 | 0 | 0 | 0
2010 | CA | NPCC | Quebec | Quebec | W01d | Stand-by Load Under Contract (Normally served by behind the meter generation) |  |  | 0 | 0 | 0 | 0 | 0 | 0 | 0 | 0 | 0
2010 | CA | NPCC | Quebec | Quebec | W02 | Total Internal Demand | 34659 | 36945 | 37492.5458 | 37872.01 | 38236.3381 | 38787.7644 | 39482.2577 | 39710.7553 | 39887.232 | 40028.7217 | 40099.2134
2010 | CA | NPCC | Quebec | Quebec | W02a | Direct Control Load Management | 250 | 250 | 250 | 250 | 250 | 250 | 250 | 250 | 250 | 250 | 250
2010 | CA | NPCC | Quebec | Quebec | W02b | Contractually Interruptible (Curtailable) | 1350 | 1500 | 1500 | 1500 | 1500 | 1250 | 1250 | 1250 | 1170 | 1000 | 1000
2010 | CA | NPCC | Quebec | Quebec | W02c | Critical Peak-Pricing (CPP) with Control |  | 0 | 0 | 0 | 0 | 0 | 0 | 0 | 0 | 0 | 0
2010 | CA | NPCC | Quebec | Quebec | W02d | Load as a Capacity Resource |  | 0 | 0 | 0 | 0 | 0 | 0 | 0 | 0 | 0 | 0
2010 | CA | NPCC | Quebec | Quebec | W03 | Net Internal Demand = 2-2a-2b-2c-2d | 33059 | 35195 | 35742.5458 | 36122.01 | 36486.3381 | 37287.7644 | 37982.2577 | 38210.7553 | 38467.232 | 38778.7217 | 38849.2134
2010 | CA | NPCC | Quebec | Quebec | W04a | Demand Response used for Reserves - Spinning |  | 0 | 0 | 0 | 0 | 0 | 0 | 0 | 0 | 0 | 0
2010 | CA | NPCC | Quebec | Quebec | W04b | Demand Response used for Reserves - Non-Spinning |  | 0 | 0 | 0 | 0 | 0 | 0 | 0 | 0 | 0 | 0
2010 | CA | NPCC | Quebec | Quebec | W04c | Demand Response used for Regulation |  | 0 | 0 | 0 | 0 | 0 | 0 | 0 | 0 | 0 | 0
2010 | CA | NPCC | Quebec | Quebec | W04d | Demand Response used for Energy, Voluntary - Emergency |  | 0 | 0 | 0 | 0 | 0 | 0 | 0 | 0 | 0 | 0
2010 | CA | NPCC | Quebec | Quebec | W05 | TOTAL INTERNAL CAPACITY = 6+7 | 44434 | 44402.65 | 46094.75 | 46996.75 | 47668.65 | 49248.65 | 49522.65 | 49792.65 | 50187.65 | 50319.65 | 50319.65
2010 | CA | NPCC | Quebec | Quebec | W06 | EXISTING CAPACITY = 6a+6b+6c | 44434 | 44347.65 | 44347.65 | 44372.65 | 44372.65 | 44372.65 | 44372.65 | 44372.65 | 44372.65 | 44372.65 | 44372.65
2010 | CA | NPCC | Quebec | Quebec | W06a | Existing, Certain | 39582 | 38855 | 38180 | 38880 | 38880 | 38880 | 38880 | 39427 | 39427 | 39427 | 39427
2010 | CA | NPCC | Quebec | Quebec | W06a1 | Wind Expected On-Peak | 134 | 335.85 | 335.85 | 335.85 | 335.85 | 335.85 | 335.85 | 335.85 | 335.85 | 335.85 | 335.85
2010 | CA | NPCC | Quebec | Quebec | W06a2 | Solar Expected On-Peak |  | 0 | 0 | 0 | 0 | 0 | 0 | 0 | 0 | 0 | 0
2010 | CA | NPCC | Quebec | Quebec | W06a3 | Hydro Expected On-Peak | 37550.3 | 38218 | 38218 | 38218 | 38218 | 38218 | 38218 | 38218 | 38218 | 38218 | 38218
2010 | CA | NPCC | Quebec | Quebec | W06a4 | Biomass Expected On-Peak | 180.88 | 180.88 | 180.88 | 180.88 | 180.88 | 180.88 | 180.88 | 180.88 | 180.88 | 180.88 | 180.88
2010 | CA | NPCC | Quebec | Quebec | W06a5 | Load as a Capacity Resource Expected On-Peak (Load Management Programs) |  | 0 | 0 | 0 | 0 | 0 | 0 | 0 | 0 | 0 | 0
2010 | CA | NPCC | Quebec | Quebec | W06b | Existing, Other | 1681 | 2028 | 2028 | 2028 | 2028 | 2028 | 2028 | 2028 | 2028 | 2028 | 2028
2010 | CA | NPCC | Quebec | Quebec | W06b1 | Wind Derate On-Peak | 195 | 523.65 | 523.65 | 523.65 | 523.65 | 523.65 | 523.65 | 523.65 | 523.65 | 523.65 | 523.65
2010 | CA | NPCC | Quebec | Quebec | W06b2 | Solar Derate On-Peak |  | 0 | 0 | 0 | 0 | 0 | 0 | 0 | 0 | 0 | 0
2010 | CA | NPCC | Quebec | Quebec | W06b3 | Hydro Derate On-Peak | 1295 | 1456 | 1456 | 1456 | 1456 | 1456 | 1456 | 1456 | 1456 | 1456 | 1456
2010 | CA | NPCC | Quebec | Quebec | W06b4 | Biomass Derate On-Peak |  | 0 | 0 | 0 | 0 | 0 | 0 | 0 | 0 | 0 | 0
2010 | CA | NPCC | Quebec | Quebec | W06b5 | Load as a Capacity Resource Derate On-Peak (Load Management Programs) |  | 0 | 0 | 0 | 0 | 0 | 0 | 0 | 0 | 0 | 0
2010 | CA | NPCC | Quebec | Quebec | W06b7 | Transmission-Limited Resources |  | 0 | 0 | 0 | 0 | 0 | 0 | 0 | 0 | 0 | 0
2010 | CA | NPCC | Quebec | Quebec | W06b8 | All Other Derates |  | 48 | 48 | 48 | 48 | 48 | 48 | 48 | 48 | 48 | 48
2010 | CA | NPCC | Quebec | Quebec | W06b9 | Energy Only |  | 0 | 0 | 0 | 0 | 0 | 0 | 0 | 0 | 0 | 0
2010 | CA | NPCC | Quebec | Quebec | W06c | Existing, Inoperable (Note: Not used in margin calculations) | 1681 | 1437 | 2112 | 1437 | 1437 | 1437 | 1437 | 890 | 890 | 890 | 890
2010 | CA | NPCC | Quebec | Quebec | W07 | FUTURE CAPACITY ADDITIONS = 7a+7b |  | 55 | 1233.23 | 1601.33 | 1837.9 | 3102.9 | 3185.1 | 3455.1 | 3850.1 | 3982.1 | 3982.1
2010 | CA | NPCC | Quebec | Quebec | W07a | Future, Planned |  | 55 | 1233.23 | 1601.33 | 1837.9 | 3102.9 | 3185.1 | 3455.1 | 3850.1 | 3982.1 | 3982.1
2010 | CA | NPCC | Quebec | Quebec | W07a1 | Wind Expected On-Peak |  | 0 | 220.23 | 438.33 | 624.9 | 759.9 | 842.1 | 842.1 | 842.1 | 842.1 | 842.1
2010 | CA | NPCC | Quebec | Quebec | W07a2 | Wind Derate On-Peak |  | 0 | 513.87 | 1022.77 | 1458.1 | 1773.1 | 1964.9 | 1964.9 | 1964.9 | 1964.9 | 1964.9
2010 | CA | NPCC | Quebec | Quebec | W07a3 | Solar Expected On-Peak |  | 0 | 0 | 0 | 0 | 0 | 0 | 0 | 0 | 0 | 0
2010 | CA | NPCC | Quebec | Quebec | W07a4 | Solar Derate On-Peak |  | 0 | 0 | 0 | 0 | 0 | 0 | 0 | 0 | 0 | 0
2010 | CA | NPCC | Quebec | Quebec | W07a5 | Hydro Expected On-Peak |  | 55 | 1013 | 1038 | 1088 | 2218 | 2218 | 2488 | 2883 | 3015 | 3015
2010 | CA | NPCC | Quebec | Quebec | W07a6 | Hydro Derate On-Peak |  | 0 | 0 | 0 | 0 | 0 | 0 | 0 | 0 | 0 | 0
2010 | CA | NPCC | Quebec | Quebec | W07a7 | Biomass Expected On-Peak |  | 0 | 0 | 125 | 125 | 125 | 125 | 125 | 125 | 125 | 125
2010 | CA | NPCC | Quebec | Quebec | W07a8 | Biomass Derate On-Peak |  | 0 | 0 | 0 | 0 | 0 | 0 | 0 | 0 | 0 | 0
2010 | CA | NPCC | Quebec | Quebec | W07a9 | Demand Response Expected On-Peak (Load Management Programs) |  | 0 | 0 | 0 | 0 | 0 | 0 | 0 | 0 | 0 | 0
2010 | CA | NPCC | Quebec | Quebec | W07a10 | Demand Response Derate On-Peak (Load Management Programs) |  | 0 | 0 | 0 | 0 | 0 | 0 | 0 | 0 | 0 | 0
2010 | CA | NPCC | Quebec | Quebec | W07a11 | Transmission-Limited Resources
2010 | CA | NPCC | Quebec | Quebec | W07a12 | Scheduled Outage - Maintenance
2010 | CA | NPCC | Quebec | Quebec | W07a13 | All Other Derates
2010 | CA | NPCC | Quebec | Quebec | W07a14 | Energy Only
2010 | CA | NPCC | Quebec | Quebec | W07b | Future, Other |  | 0 | 0 | 0 | 0 | 0 | 0 | 0 | 0 | 0 | 0
2010 | CA | NPCC | Quebec | Quebec | W07b1 | Wind Expected On-Peak |  | 0 | 0 | 0 | 0 | 0 | 0 | 0 | 0 | 0 | 0
2010 | CA | NPCC | Quebec | Quebec | W07b2 | Wind Derate On-Peak |  | 0 | 0 | 0 | 0 | 0 | 0 | 0 | 0 | 0 | 0
2010 | CA | NPCC | Quebec | Quebec | W07b3 | Solar Expected On-Peak |  | 0 | 0 | 0 | 0 | 0 | 0 | 0 | 0 | 0 | 0
2010 | CA | NPCC | Quebec | Quebec | W07b4 | Solar Derate On-Peak |  | 0 | 0 | 0 | 0 | 0 | 0 | 0 | 0 | 0 | 0
2010 | CA | NPCC | Quebec | Quebec | W07b5 | Hydro Expected On-Peak |  | 0 | 0 | 0 | 0 | 0 | 0 | 0 | 0 | 0 | 0
2010 | CA | NPCC | Quebec | Quebec | W07b6 | Hydro Derate On-Peak |  | 0 | 0 | 0 | 0 | 0 | 0 | 0 | 0 | 0 | 0
2010 | CA | NPCC | Quebec | Quebec | W07b7 | Biomass Expected On-Peak |  | 0 | 0 | 0 | 0 | 0 | 0 | 0 | 0 | 0 | 0
2010 | CA | NPCC | Quebec | Quebec | W07b8 | Biomass Derate On-Peak |  | 0 | 0 | 0 | 0 | 0 | 0 | 0 | 0 | 0 | 0
2010 | CA | NPCC | Quebec | Quebec | W07b9 | Transmission-Limited Resources
2010 | CA | NPCC | Quebec | Quebec | W07b10 | Scheduled Outage - Maintenance
2010 | CA | NPCC | Quebec | Quebec | W07b11 | All Other Derates
2010 | CA | NPCC | Quebec | Quebec | W07b12 | Energy Only
2010 | CA | NPCC | Quebec | Quebec | W08 | Conceptual |  | 0 | 0 | 0 | 0 | 0 | 0 | 0 | 0 | 0 | 0
2010 | CA | NPCC | Quebec | Quebec | W08a1 | Wind Expected On-Peak |  | 0 | 0 | 0 | 0 | 0 | 0 | 0 | 0 | 0 | 0
2010 | CA | NPCC | Quebec | Quebec | W08a2 | Wind Derate On-Peak |  | 0 | 0 | 0 | 0 | 0 | 0 | 0 | 0 | 0 | 0
2010 | CA | NPCC | Quebec | Quebec | W08a3 | Solar Expected On-Peak |  | 0 | 0 | 0 | 0 | 0 | 0 | 0 | 0 | 0 | 0
2010 | CA | NPCC | Quebec | Quebec | W08a4 | Solar Derate On-Peak |  | 0 | 0 | 0 | 0 | 0 | 0 | 0 | 0 | 0 | 0
2010 | CA | NPCC | Quebec | Quebec | W08a5 | Hydro Expected On-Peak |  | 0 | 0 | 0 | 0 | 0 | 0 | 0 | 0 | 0 | 0
2010 | CA | NPCC | Quebec | Quebec | W08a6 | Hydro Derate On-Peak |  | 0 | 0 | 0 | 0 | 0 | 0 | 0 | 0 | 0 | 0
2010 | CA | NPCC | Quebec | Quebec | W08a7 | Biomass Expected On-Peak |  | 0 | 0 | 0 | 0 | 0 | 0 | 0 | 0 | 0 | 0
2010 | CA | NPCC | Quebec | Quebec | W08a8 | Biomass Derate On-Peak |  | 0 | 0 | 0 | 0 | 0 | 0 | 0 | 0 | 0 | 0
2010 | CA | NPCC | Quebec | Quebec | W08a9 | All Other Derates
2010 | CA | NPCC | Quebec | Quebec | W08a10 | Energy Only
2010 | CA | NPCC | Quebec | Quebec | W09 | ANTICIPATED INTERNAL CAPACITY = 6a+7a | 39582 | 38910 | 39413.23 | 40481.33 | 40717.9 | 41982.9 | 42065.1 | 42882.1 | 43277.1 | 43409.1 | 43409.1
2010 | CA | NPCC | Quebec | Quebec | W10 | CAPACITY TRANSACTIONS - IMPORTS = 10a+10b+10c+10d | 0 | 200 | 200 | 0 | 0 | 0 | 0 | 0 | 0 | 0 | 0
2010 | CA | NPCC | Quebec | Quebec | W10a | Firm (Note: The sum of 10a1 and 10a2 must be <= 10a) |  | 200 | 200 | 0 | 0 | 0 | 0 | 0 | 0 | 0 | 0
2010 | CA | NPCC | Quebec | Quebec | W10a1 | Full-Responsibility Purchases |  | 200 | 200 | 0 | 0 | 0 | 0 | 0 | 0 | 0 | 0
2010 | CA | NPCC | Quebec | Quebec | W10a2 | Owned Capacity/Entitlement Located Outside the Region/Subregion |  |  | 0 | 0 | 0 | 0 | 0 | 0 | 0 | 0 | 0
2010 | CA | NPCC | Quebec | Quebec | W10b | Non-firm |  |  | 0 | 0 | 0 | 0 | 0 | 0 | 0 | 0 | 0
2010 | CA | NPCC | Quebec | Quebec | W10c | Expected (Note: The sum of 10c1 and 10c2 must be <= 10c) |  |  | 0 | 0 | 0 | 0 | 0 | 0 | 0 | 0 | 0
2010 | CA | NPCC | Quebec | Quebec | W10c1 | Full-Responsibility Purchases |  |  | 0 | 0 | 0 | 0 | 0 | 0 | 0 | 0 | 0
2010 | CA | NPCC | Quebec | Quebec | W10c2 | Owned Capacity/Entitlement Located Outside the Region/Subregion |  |  | 0 | 0 | 0 | 0 | 0 | 0 | 0 | 0 | 0
2010 | CA | NPCC | Quebec | Quebec | W10d | Provisional – transactions under study, but negotiations have not begun. |  |  | 0 | 0 | 0 | 0 | 0 | 0 | 0 | 0 | 0
2010 | CA | NPCC | Quebec | Quebec | W11 | CAPACITY TRANSACTIONS - EXPORTS = 11a+11b+11c+11d | 0 | 605 | 455 | 455 | 455 | 455 | 455 | 455 | 455 | 455 | 455
2010 | CA | NPCC | Quebec | Quebec | W11a | Firm (Note: The sum of 11a1 and 11a2 must be <= 11a) |  | 605 | 455 | 455 | 455 | 455 | 455 | 455 | 455 | 455 | 455
2010 | CA | NPCC | Quebec | Quebec | W11a1 | Full-Responsibility Purchases |  | 605 | 455 | 455 | 455 | 455 | 455 | 455 | 455 | 455 | 455
2010 | CA | NPCC | Quebec | Quebec | W11a2 | Owned Capacity/Entitlement Located Outside the Region/Subregion |  |  | 0 | 0 | 0 | 0 | 0 | 0 | 0 | 0 | 0
2010 | CA | NPCC | Quebec | Quebec | W11b | Non-firm |  |  | 0 | 0 | 0 | 0 | 0 | 0 | 0 | 0 | 0
2010 | CA | NPCC | Quebec | Quebec | W11c | Expected (Note: The sum of 11c1 and 11c2 must be <= 11c) |  |  | 0 | 0 | 0 | 0 | 0 | 0 | 0 | 0 | 0
2010 | CA | NPCC | Quebec | Quebec | W11c1 | Full-Responsibility Purchases |  |  | 0 | 0 | 0 | 0 | 0 | 0 | 0 | 0 | 0
2010 | CA | NPCC | Quebec | Quebec | W11c2 | Owned Capacity/Entitlement Located Outside the Region/Subregion |  |  | 0 | 0 | 0 | 0 | 0 | 0 | 0 | 0 | 0
2010 | CA | NPCC | Quebec | Quebec | W11d | Provisional – transactions under study, but negotiations have not begun. |  |  | 0 | 0 | 0 | 0 | 0 | 0 | 0 | 0 | 0
2010 | CA | NPCC | Quebec | Quebec | W12 | EXISTING, CERTAIN CAPACITY & NET FIRM TRANSACTIONS = 6a+Net Firm Transactions | 39582 | 38450 | 37925 | 38425 | 38425 | 38425 | 38425 | 38972 | 38972 | 38972 | 38972
2010 | CA | NPCC | Quebec | Quebec | W13 | ANTICIPATED CAPACITY RESOURCES = 12+7a+Net Expected Transactions |  | 38505 | 39158.23 | 40026.33 | 40262.9 | 41527.9 | 41610.1 | 42427.1 | 42822.1 | 42954.1 | 42954.1
2010 | CA | NPCC | Quebec | Quebec | W14 | PROSPECTIVE CAPACITY RESOURCES = 13+6b+16b |  | 40533 | 41186.23 | 42054.33 | 42290.9 | 43555.9 | 43638.1 | 44455.1 | 44850.1 | 44982.1 | 44982.1
2010 | CA | NPCC | Quebec | Quebec | W15 | TOTAL POTENTIAL CAPACITY RESOURCES = 13+6b+7b+8+Net Provisional Transactions |  | 40533 | 41186.23 | 42054.33 | 42290.9 | 43555.9 | 43638.1 | 44455.1 | 44850.1 | 44982.1 | 44982.1
2010 | CA | NPCC | Quebec | Quebec | W15a | ADJUSTED POTENTIAL CAPACITY RESOURCES = 13+6b+16b+16d+Net Provisional Transactions |  | 40533 | 41186.23 | 42054.33 | 42290.9 | 43555.9 | 43638.1 | 44455.1 | 44850.1 | 44982.1 | 44982.1
2010 | CA | NPCC | Quebec | Quebec | W16a | Confidence of Future, Other (7b), using reasonable judgement |  | 0 | 0 | 0 | 0 | 0 | 0 | 0 | 0 | 0 | 0
2010 | CA | NPCC | Quebec | Quebec | W16b | Net Future, Other Resources After Confidence Percentage Is Applied = 7b*16a |  | 0 | 0 | 0 | 0 | 0 | 0 | 0 | 0 | 0 | 0
2010 | CA | NPCC | Quebec | Quebec | W16c | Confidence of Conceptual (8), using reasonable judgement |  | 0 | 0 | 0 | 0 | 0 | 0 | 0 | 0 | 0 | 0
2010 | CA | NPCC | Quebec | Quebec | W16d | Net Conceptual Resources After Confidence Percentage Is Applied = 8*16c |  | 0 | 0 | 0 | 0 | 0 | 0 | 0 | 0 | 0 | 0
2010 | CA | NPCC | Quebec | Quebec | W17 | Region/Subregion Target Reserve Margin |  | 0.093 | 0.108 | 0.111 | 0.118 | 0.118 | 0.118 | 0.118 | 0.118 | 0.118 | 0.118
2010 | CA | NPCC | Quebec | Quebec | W18 | Existing Certain and Net Firm Transactions Reserve Margin = (12-3)/3 |  | 0.092485 | 0.06106 | 0.063756 | 0.053134 | 0.030499 | 0.011657 | 0.019922 | 0.013122 | 0.0049841 | 0.0031606
2010 | CA | NPCC | Quebec | Quebec | W19 | Anticipated Capacity Resources Reserve Margin = (13-3)/3 |  | 0.094047 | 0.095564 | 0.10809 | 0.10351 | 0.11371 | 0.095514 | 0.11034 | 0.11321 | 0.10767 | 0.10566
2010 | CA | NPCC | Quebec | Quebec | W20 | Prospective Capacity Resources Reserve Margin = (14-3)/3 |  | 0.15167 | 0.1523 | 0.16423 | 0.15909 | 0.1681 | 0.14891 | 0.16342 | 0.16593 | 0.15997 | 0.15786
2010 | CA | NPCC | Quebec | Quebec | W21 | Total Potential Resources Reserve Margin = (15-3)/3 |  | 0.15167 | 0.1523 | 0.16423 | 0.15909 | 0.1681 | 0.14891 | 0.16342 | 0.16593 | 0.15997 | 0.15786
2010 | CA | NPCC | Quebec | Quebec | W22 | Adjusted Potential Resources Reserve Margin = (15a-3)/3 |  | 0.15167 | 0.1523 | 0.16423 | 0.15909 | 0.1681 | 0.14891 | 0.16342 | 0.16593 | 0.15997 | 0.15786
2010 | CA | NPCC | Quebec | Quebec | W23 | Total Baseline Installed Capacity | 0 | 0 | 0 | 0 | 0 | 0 | 0 | 0 | 0 | 0 | 0
2010 | CA | NPCC | Maritimes | Maritimes | W01 | Unrestricted Non-coincident Peak Demand = 2+1a+1b-1c-1d | 5351.378 | 5654.9428 | 5573.7787 | 5615.7102 | 5667.5974 | 5727.8476 | 5765.9813 | 5813.7535 | 5862.7555 | 5913.8224 | 5972.4133
2010 | CA | NPCC | Maritimes | Maritimes | W01a | New Conservation (Energy Efficiency) | 0 | 0 | 100.6711 | 164.1614 | 221.5386 | 278.9158 | 336.2929 | 392.1126 | 446.4876 | 499.524 | 551.3216
2010 | CA | NPCC | Maritimes | Maritimes | W01b | Estimated Diversity | 0 | 0 | 0 | 0 | 0 | 0 | 0 | 0 | 0 | 0 | 0
2010 | CA | NPCC | Maritimes | Maritimes | W01c | Additions for non-member load (load served by non-registered LSE's in a region) | 0 | 0 | 0 | 0 | 0 | 0 | 0 | 0 | 0 | 0 | 0
2010 | CA | NPCC | Maritimes | Maritimes | W01d | Stand-by Load Under Contract (Normally served by behind the meter generation) | 0 | 0 | 0 | 0 | 0 | 0 | 0 | 0 | 0 | 0 | 0
2010 | CA | NPCC | Maritimes | Maritimes | W02 | Total Internal Demand | 5351.378 | 5654.9428 | 5473.1076 | 5451.5488 | 5446.0588 | 5448.9318 | 5429.6883 | 5421.6409 | 5416.2678 | 5414.2984 | 5421.0917
2010 | CA | NPCC | Maritimes | Maritimes | W02a | Direct Control Load Management | 0 | 0 | 0 | 0 | 0 | 0 | 0 | 0 | 0 | 0 | 0
2010 | CA | NPCC | Maritimes | Maritimes | W02b | Contractually Interruptible (Curtailable) | 357 | 384.6 | 404.4729 | 389.5502 | 376.3286 | 363.0036 | 349.6635 | 336.789 | 324.6289 | 313.0681 | 302.1664
2010 | CA | NPCC | Maritimes | Maritimes | W02c | Critical Peak-Pricing (CPP) with Control | 0 | 0 | 0 | 0 | 0 | 0 | 0 | 0 | 0 | 0 | 0
2010 | CA | NPCC | Maritimes | Maritimes | W02d | Load as a Capacity Resource | 0 | 0 | 0 | 0 | 0 | 0 | 0 | 0 | 0 | 0 | 0
2010 | CA | NPCC | Maritimes | Maritimes | W03 | Net Internal Demand = 2-2a-2b-2c-2d | 4994.378 | 5270.3428 | 5068.6347 | 5061.9985 | 5069.7302 | 5085.9282 | 5080.0248 | 5084.8519 | 5091.6389 | 5101.2302 | 5118.9253
2010 | CA | NPCC | Maritimes | Maritimes | W04a | Demand Response used for Reserves - Spinning | 0 | 0 | 0 | 0 | 0 | 0 | 0 | 0 | 0 | 0 | 0
2010 | CA | NPCC | Maritimes | Maritimes | W04b | Demand Response used for Reserves - Non-Spinning | 0 | 0 | 0 | 0 | 0 | 0 | 0 | 0 | 0 | 0 | 0
2010 | CA | NPCC | Maritimes | Maritimes | W04c | Demand Response used for Regulation | 0 | 0 | 0 | 0 | 0 | 0 | 0 | 0 | 0 | 0 | 0
2010 | CA | NPCC | Maritimes | Maritimes | W04d | Demand Response used for Energy, Voluntary - Emergency | 0 | 0 | 0 | 0 | 0 | 0 | 0 | 0 | 0 | 0 | 0
2010 | CA | NPCC | Maritimes | Maritimes | W05 | TOTAL INTERNAL CAPACITY = 6+7 | 14288.9784 | 14531.5584 | 14707.6344 | 14707.6344 | 14850.6344 | 14850.6344 | 14850.6344 | 14850.6344 | 14850.6344 | 14850.6344 | 14850.6344
2010 | CA | NPCC | Maritimes | Maritimes | W06 | EXISTING CAPACITY = 6a+6b+6c | 14288.9784 | 14288.9784 | 14288.9784 | 14288.9784 | 14288.9784 | 14288.9784 | 14288.9784 | 14288.9784 | 14288.9784 | 14288.9784 | 14288.9784
2010 | CA | NPCC | Maritimes | Maritimes | W06a | Existing, Certain | 7256.54 | 7256.54 | 7256.54 | 7256.54 | 7256.54 | 7256.54 | 7256.54 | 7256.54 | 7256.54 | 7256.54 | 7256.54
2010 | CA | NPCC | Maritimes | Maritimes | W06a1 | Wind Expected On-Peak | 504.42 | 504.42 | 504.42 | 504.42 | 504.42 | 504.42 | 504.42 | 504.42 | 504.42 | 504.42 | 504.42
2010 | CA | NPCC | Maritimes | Maritimes | W06a2 | Solar Expected On-Peak | 0 | 0 | 0 | 0 | 0 | 0 | 0 | 0 | 0 | 0 | 0
2010 | CA | NPCC | Maritimes | Maritimes | W06a3 | Hydro Expected On-Peak | 1310.77 | 1310.77 | 1310.77 | 1310.77 | 1310.77 | 1310.77 | 1310.77 | 1310.77 | 1310.77 | 1310.77 | 1310.77
2010 | CA | NPCC | Maritimes | Maritimes | W06a4 | Biomass Expected On-Peak | 134.05 | 134.05 | 134.05 | 134.05 | 134.05 | 134.05 | 134.05 | 134.05 | 134.05 | 134.05 | 134.05
2010 | CA | NPCC | Maritimes | Maritimes | W06a5 | Load as a Capacity Resource Expected On-Peak (Load Management Programs) | 0 | 0 | 0 | 0 | 0 | 0 | 0 | 0 | 0 | 0 | 0
2010 | CA | NPCC | Maritimes | Maritimes | W06b | Existing, Other | 0 | 0 | 0 | 0 | 0 | 0 | 0 | 0 | 0 | 0 | 0
2010 | CA | NPCC | Maritimes | Maritimes | W06b1 | Wind Derate On-Peak | 206.1484 | 206.1484 | 206.1484 | 206.1484 | 206.1484 | 206.1484 | 206.1484 | 206.1484 | 206.1484 | 206.1484 | 206.1484
2010 | CA | NPCC | Maritimes | Maritimes | W06b2 | Solar Derate On-Peak | 0 | 0 | 0 | 0 | 0 | 0 | 0 | 0 | 0 | 0 | 0
2010 | CA | NPCC | Maritimes | Maritimes | W06b3 | Hydro Derate On-Peak | 1308.87 | 1308.87 | 1308.87 | 1308.87 | 1308.87 | 1308.87 | 1308.87 | 1308.87 | 1308.87 | 1308.87 | 1308.87
2010 | CA | NPCC | Maritimes | Maritimes | W06b4 | Biomass Derate On-Peak | 130.55 | 130.55 | 130.55 | 130.55 | 130.55 | 130.55 | 130.55 | 130.55 | 130.55 | 130.55 | 130.55
2010 | CA | NPCC | Maritimes | Maritimes | W06b5 | Load as a Capacity Resource Derate On-Peak (Load Management Programs) | 0 | 0 | 0 | 0 | 0 | 0 | 0 | 0 | 0 | 0 | 0
2010 | CA | NPCC | Maritimes | Maritimes | W06b7 | Transmission-Limited Resources | 0 | 0 | 0 | 0 | 0 | 0 | 0 | 0 | 0 | 0 | 0
2010 | CA | NPCC | Maritimes | Maritimes | W06b8 | All Other Derates | 5386.87 | 5305.27 | 5305.27 | 5305.27 | 5305.27 | 5305.27 | 5305.27 | 5305.27 | 5305.27 | 5305.27 | 5305.27
2010 | CA | NPCC | Maritimes | Maritimes | W06b9 | Energy Only | 0 | 0 | 0 | 0 | 0 | 0 | 0 | 0 | 0 | 0 | 0
2010 | CA | NPCC | Maritimes | Maritimes | W06c | Existing, Inoperable (Note: Not used in margin calculations) | 0 | 81.6 | 81.6 | 81.6 | 81.6 | 81.6 | 81.6 | 81.6 | 81.6 | 81.6 | 81.6
2010 | CA | NPCC | Maritimes | Maritimes | W07 | FUTURE CAPACITY ADDITIONS = 7a+7b | 0 | 186.6 | 314.12 | 314.12 | 414.12 | 414.12 | 414.12 | 414.12 | 414.12 | 414.12 | 414.12
2010 | CA | NPCC | Maritimes | Maritimes | W07a | Future, Planned | 0 | 186.6 | 314.12 | 314.12 | 414.12 | 414.12 | 414.12 | 414.12 | 414.12 | 414.12 | 414.12
2010 | CA | NPCC | Maritimes | Maritimes | W07a1 | Wind Expected On-Peak | 0 | 186.6 | 0 | 0 | 0 | 0 | 0 | 0 | 0 | 0 | 0
2010 | CA | NPCC | Maritimes | Maritimes | W07a2 | Wind Derate On-Peak | 0 | 55.98 | 104.536 | 104.536 | 147.536 | 147.536 | 147.536 | 147.536 | 147.536 | 147.536 | 147.536
2010 | CA | NPCC | Maritimes | Maritimes | W07a3 | Solar Expected On-Peak | 0 | 0 | 0 | 0 | 0 | 0 | 0 | 0 | 0 | 0 | 0
2010 | CA | NPCC | Maritimes | Maritimes | W07a4 | Solar Derate On-Peak | 0 | 0 | 0 | 0 | 0 | 0 | 0 | 0 | 0 | 0 | 0
2010 | CA | NPCC | Maritimes | Maritimes | W07a5 | Hydro Expected On-Peak | 0 | 0 | 0 | 0 | 0 | 0 | 0 | 0 | 0 | 0 | 0
2010 | CA | NPCC | Maritimes | Maritimes | W07a6 | Hydro Derate On-Peak | 0 | 0 | 0 | 0 | 0 | 0 | 0 | 0 | 0 | 0 | 0
2010 | CA | NPCC | Maritimes | Maritimes | W07a7 | Biomass Expected On-Peak | 0 | 0 | 0 | 0 | 0 | 0 | 0 | 0 | 0 | 0 | 0
2010 | CA | NPCC | Maritimes | Maritimes | W07a8 | Biomass Derate On-Peak | 0 | 0 | 0 | 0 | 0 | 0 | 0 | 0 | 0 | 0 | 0
2010 | CA | NPCC | Maritimes | Maritimes | W07a9 | Demand Response Expected On-Peak (Load Management Programs) | 0 | 0 | 0 | 0 | 0 | 0 | 0 | 0 | 0 | 0 | 0
2010 | CA | NPCC | Maritimes | Maritimes | W07a10 | Demand Response Derate On-Peak (Load Management Programs) | 0 | 0 | 0 | 0 | 0 | 0 | 0 | 0 | 0 | 0 | 0
2010 | CA | NPCC | Maritimes | Maritimes | W07a11 | Transmission-Limited Resources | 0 | 0 | 0 | 0 | 0 | 0 | 0 | 0 | 0 | 0 | 0
2010 | CA | NPCC | Maritimes | Maritimes | W07a12 | Scheduled Outage - Maintenance | 0 | 0 | 0 | 0 | 0 | 0 | 0 | 0 | 0 | 0 | 0
2010 | CA | NPCC | Maritimes | Maritimes | W07a13 | All Other Derates | 0 | 0 | 0 | 0 | 0 | 0 | 0 | 0 | 0 | 0 | 0
2010 | CA | NPCC | Maritimes | Maritimes | W07a14 | Energy Only | 0 | 0 | 0 | 0 | 0 | 0 | 0 | 0 | 0 | 0 | 0
2010 | CA | NPCC | Maritimes | Maritimes | W07b | Future, Other | 0 | 0 | 0 | 0 | 0 | 0 | 0 | 0 | 0 | 0 | 0
2010 | CA | NPCC | Maritimes | Maritimes | W07b1 | Wind Expected On-Peak | 0 | 0 | 0 | 0 | 0 | 0 | 0 | 0 | 0 | 0 | 0
2010 | CA | NPCC | Maritimes | Maritimes | W07b2 | Wind Derate On-Peak | 0 | 0 | 0 | 0 | 0 | 0 | 0 | 0 | 0 | 0 | 0
2010 | CA | NPCC | Maritimes | Maritimes | W07b3 | Solar Expected On-Peak | 0 | 0 | 0 | 0 | 0 | 0 | 0 | 0 | 0 | 0 | 0
2010 | CA | NPCC | Maritimes | Maritimes | W07b4 | Solar Derate On-Peak | 0 | 0 | 0 | 0 | 0 | 0 | 0 | 0 | 0 | 0 | 0
2010 | CA | NPCC | Maritimes | Maritimes | W07b5 | Hydro Expected On-Peak | 0 | 0 | 0 | 0 | 0 | 0 | 0 | 0 | 0 | 0 | 0
2010 | CA | NPCC | Maritimes | Maritimes | W07b6 | Hydro Derate On-Peak | 0 | 0 | 0 | 0 | 0 | 0 | 0 | 0 | 0 | 0 | 0
2010 | CA | NPCC | Maritimes | Maritimes | W07b7 | Biomass Expected On-Peak | 0 | 0 | 0 | 0 | 0 | 0 | 0 | 0 | 0 | 0 | 0
2010 | CA | NPCC | Maritimes | Maritimes | W07b8 | Biomass Derate On-Peak | 0 | 0 | 0 | 0 | 0 | 0 | 0 | 0 | 0 | 0 | 0
2010 | CA | NPCC | Maritimes | Maritimes | W07b9 | Transmission-Limited Resources | 0 | 0 | 0 | 0 | 0 | 0 | 0 | 0 | 0 | 0 | 0
2010 | CA | NPCC | Maritimes | Maritimes | W07b10 | Scheduled Outage - Maintenance | 0 | 0 | 0 | 0 | 0 | 0 | 0 | 0 | 0 | 0 | 0
2010 | CA | NPCC | Maritimes | Maritimes | W07b11 | All Other Derates | 0 | 0 | 0 | 0 | 0 | 0 | 0 | 0 | 0 | 0 | 0
2010 | CA | NPCC | Maritimes | Maritimes | W07b12 | Energy Only | 0 | 0 | 0 | 0 | 0 | 0 | 0 | 0 | 0 | 0 | 0
2010 | CA | NPCC | Maritimes | Maritimes | W08 | Conceptual | 0 | 0 | 0 | 0 | 0 | 0 | 0 | 0 | 0 | 0 | 0
2010 | CA | NPCC | Maritimes | Maritimes | W08a1 | Wind Expected On-Peak | 0 | 0 | 0 | 0 | 0 | 0 | 0 | 0 | 0 | 0 | 0
2010 | CA | NPCC | Maritimes | Maritimes | W08a2 | Wind Derate On-Peak | 0 | 0 | 0 | 0 | 0 | 0 | 0 | 0 | 0 | 0 | 0
2010 | CA | NPCC | Maritimes | Maritimes | W08a3 | Solar Expected On-Peak | 0 | 0 | 0 | 0 | 0 | 0 | 0 | 0 | 0 | 0 | 0
2010 | CA | NPCC | Maritimes | Maritimes | W08a4 | Solar Derate On-Peak | 0 | 0 | 0 | 0 | 0 | 0 | 0 | 0 | 0 | 0 | 0
2010 | CA | NPCC | Maritimes | Maritimes | W08a5 | Hydro Expected On-Peak | 0 | 0 | 0 | 0 | 0 | 0 | 0 | 0 | 0 | 0 | 0
2010 | CA | NPCC | Maritimes | Maritimes | W08a6 | Hydro Derate On-Peak | 0 | 0 | 0 | 0 | 0 | 0 | 0 | 0 | 0 | 0 | 0
2010 | CA | NPCC | Maritimes | Maritimes | W08a7 | Biomass Expected On-Peak | 0 | 0 | 0 | 0 | 0 | 0 | 0 | 0 | 0 | 0 | 0
2010 | CA | NPCC | Maritimes | Maritimes | W08a8 | Biomass Derate On-Peak | 0 | 0 | 0 | 0 | 0 | 0 | 0 | 0 | 0 | 0 | 0
2010 | CA | NPCC | Maritimes | Maritimes | W08a9 | All Other Derates | 0 | 0 | 0 | 0 | 0 | 0 | 0 | 0 | 0 | 0 | 0
2010 | CA | NPCC | Maritimes | Maritimes | W08a10 | Energy Only | 0 | 0 | 0 | 0 | 0 | 0 | 0 | 0 | 0 | 0 | 0
2010 | CA | NPCC | Maritimes | Maritimes | W09 | ANTICIPATED INTERNAL CAPACITY = 6a+7a | 7256.54 | 7443.14 | 7570.66 | 7570.66 | 7670.66 | 7670.66 | 7670.66 | 7670.66 | 7670.66 | 7670.66 | 7670.66
2010 | CA | NPCC | Maritimes | Maritimes | W10 | CAPACITY TRANSACTIONS - IMPORTS = 10a+10b+10c+10d | 0 | 0 | 0 | 0 | 0 | 0 | 0 | 0 | 0 | 0 | 0
2010 | CA | NPCC | Maritimes | Maritimes | W10a | Firm (Note: The sum of 10a1 and 10a2 must be <= 10a) | 0 | 0 | 0 | 0 | 0 | 0 | 0 | 0 | 0 | 0 | 0
2010 | CA | NPCC | Maritimes | Maritimes | W10a1 | Full-Responsibility Purchases | 0 | 0 | 0 | 0 | 0 | 0 | 0 | 0 | 0 | 0 | 0
2010 | CA | NPCC | Maritimes | Maritimes | W10a2 | Owned Capacity/Entitlement Located Outside the Region/Subregion | 0 | 0 | 0 | 0 | 0 | 0 | 0 | 0 | 0 | 0 | 0
2010 | CA | NPCC | Maritimes | Maritimes | W10b | Non-firm | 0 | 0 | 0 | 0 | 0 | 0 | 0 | 0 | 0 | 0 | 0
2010 | CA | NPCC | Maritimes | Maritimes | W10c | Expected (Note: The sum of 10c1 and 10c2 must be <= 10c) | 0 | 0 | 0 | 0 | 0 | 0 | 0 | 0 | 0 | 0 | 0
2010 | CA | NPCC | Maritimes | Maritimes | W10c1 | Full-Responsibility Purchases | 0 | 0 | 0 | 0 | 0 | 0 | 0 | 0 | 0 | 0 | 0
2010 | CA | NPCC | Maritimes | Maritimes | W10c2 | Owned Capacity/Entitlement Located Outside the Region/Subregion | 0 | 0 | 0 | 0 | 0 | 0 | 0 | 0 | 0 | 0 | 0
2010 | CA | NPCC | Maritimes | Maritimes | W10d | Provisional – transactions under study, but negotiations have not begun. | 0 | 0 | 0 | 0 | 0 | 0 | 0 | 0 | 0 | 0 | 0
2010 | CA | NPCC | Maritimes | Maritimes | W11 | CAPACITY TRANSACTIONS - EXPORTS = 11a+11b+11c+11d | 200 | 200 | 0 | 0 | 0 | 0 | 0 | 0 | 0 | 0 | 0
2010 | CA | NPCC | Maritimes | Maritimes | W11a | Firm (Note: The sum of 11a1 and 11a2 must be <= 11a) | 200 | 200 | 0 | 0 | 0 | 0 | 0 | 0 | 0 | 0 | 0
2010 | CA | NPCC | Maritimes | Maritimes | W11a1 | Full-Responsibility Purchases | 200 | 200 | 0 | 0 | 0 | 0 | 0 | 0 | 0 | 0 | 0
2010 | CA | NPCC | Maritimes | Maritimes | W11a2 | Owned Capacity/Entitlement Located Outside the Region/Subregion | 0 | 0 | 0 | 0 | 0 | 0 | 0 | 0 | 0 | 0 | 0
2010 | CA | NPCC | Maritimes | Maritimes | W11b | Non-firm | 0 | 0 | 0 | 0 | 0 | 0 | 0 | 0 | 0 | 0 | 0
2010 | CA | NPCC | Maritimes | Maritimes | W11c | Expected (Note: The sum of 11c1 and 11c2 must be <= 11c) | 0 | 0 | 0 | 0 | 0 | 0 | 0 | 0 | 0 | 0 | 0
2010 | CA | NPCC | Maritimes | Maritimes | W11c1 | Full-Responsibility Purchases | 0 | 0 | 0 | 0 | 0 | 0 | 0 | 0 | 0 | 0 | 0
2010 | CA | NPCC | Maritimes | Maritimes | W11c2 | Owned Capacity/Entitlement Located Outside the Region/Subregion | 0 | 0 | 0 | 0 | 0 | 0 | 0 | 0 | 0 | 0 | 0
2010 | CA | NPCC | Maritimes | Maritimes | W11d | Provisional – transactions under study, but negotiations have not begun. | 0 | 0 | 0 | 0 | 0 | 0 | 0 | 0 | 0 | 0 | 0
2010 | CA | NPCC | Maritimes | Maritimes | W12 | EXISTING, CERTAIN CAPACITY & NET FIRM TRANSACTIONS = 6a+Net Firm Transactions | 7056.54 | 7056.54 | 7256.54 | 7256.54 | 7256.54 | 7256.54 | 7256.54 | 7256.54 | 7256.54 | 7256.54 | 7256.54
2010 | CA | NPCC | Maritimes | Maritimes | W13 | ANTICIPATED CAPACITY RESOURCES = 12+7a+Net Expected Transactions | 0 | 7243.14 | 7570.66 | 7570.66 | 7670.66 | 7670.66 | 7670.66 | 7670.66 | 7670.66 | 7670.66 | 7670.66
2010 | CA | NPCC | Maritimes | Maritimes | W14 | PROSPECTIVE CAPACITY RESOURCES = 13+6b+16b | 0 | 7243.14 | 7570.66 | 7570.66 | 7670.66 | 7670.66 | 7670.66 | 7670.66 | 7670.66 | 7670.66 | 7670.66
2010 | CA | NPCC | Maritimes | Maritimes | W15 | TOTAL POTENTIAL CAPACITY RESOURCES = 13+6b+7b+8+Net Provisional Transactions | 0 | 7243.14 | 7570.66 | 7570.66 | 7670.66 | 7670.66 | 7670.66 | 7670.66 | 7670.66 | 7670.66 | 7670.66
2010 | CA | NPCC | Maritimes | Maritimes | W15a | ADJUSTED POTENTIAL CAPACITY RESOURCES = 13+6b+16b+16d+Net Provisional Transactions | 0 | 7243.14 | 7570.66 | 7570.66 | 7670.66 | 7670.66 | 7670.66 | 7670.66 | 7670.66 | 7670.66 | 7670.66
2010 | CA | NPCC | Maritimes | Maritimes | W16a | Confidence of Future, Other (7b), using reasonable judgement | 0 | 0 | 0 | 0 | 0 | 0 | 0 | 0 | 0 | 0 | 0
2010 | CA | NPCC | Maritimes | Maritimes | W16b | Net Future, Other Resources After Confidence Percentage Is Applied = 7b*16a | 0 | 0 | 0 | 0 | 0 | 0 | 0 | 0 | 0 | 0 | 0
2010 | CA | NPCC | Maritimes | Maritimes | W16c | Confidence of Conceptual (8), using reasonable judgement | 0 | 0 | 0 | 0 | 0 | 0 | 0 | 0 | 0 | 0 | 0
2010 | CA | NPCC | Maritimes | Maritimes | W16d | Net Conceptual Resources After Confidence Percentage Is Applied = 8*16c | 0 | 0 | 0 | 0 | 0 | 0 | 0 | 0 | 0 | 0 | 0
2010 | CA | NPCC | Maritimes | Maritimes | W17 | Region/Subregion Target Reserve Margin | 0 | 0.15 | 0.15 | 0.15 | 0.15 | 0.15 | 0.15 | 0.15 | 0.15 | 0.15 | 0.15
2010 | CA | NPCC | Maritimes | Maritimes | W18 | Existing Certain and Net Firm Transactions Reserve Margin = (12-3)/3 | 0 | 0.33891 | 0.43166 | 0.43353 | 0.43135 | 0.42679 | 0.42845 | 0.42709 | 0.42519 | 0.42251 | 0.41759
2010 | CA | NPCC | Maritimes | Maritimes | W19 | Anticipated Capacity Resources Reserve Margin = (13-3)/3 | 0 | 0.37432 | 0.49363 | 0.49559 | 0.51303 | 0.50821 | 0.50997 | 0.50853 | 0.50652 | 0.50369 | 0.49849
2010 | CA | NPCC | Maritimes | Maritimes | W20 | Prospective Capacity Resources Reserve Margin = (14-3)/3 | 0 | 0.37432 | 0.49363 | 0.49559 | 0.51303 | 0.50821 | 0.50997 | 0.50853 | 0.50652 | 0.50369 | 0.49849
2010 | CA | NPCC | Maritimes | Maritimes | W21 | Total Potential Resources Reserve Margin = (15-3)/3 | 0 | 0.37432 | 0.49363 | 0.49559 | 0.51303 | 0.50821 | 0.50997 | 0.50853 | 0.50652 | 0.50369 | 0.49849
2010 | CA | NPCC | Maritimes | Maritimes | W22 | Adjusted Potential Resources Reserve Margin = (15a-3)/3 | 0 | 0.37432 | 0.49363 | 0.49559 | 0.51303 | 0.50821 | 0.50997 | 0.50853 | 0.50652 | 0.50369 | 0.49849
2010 | CA | NPCC | Maritimes | Maritimes | W23 | Total Baseline Installed Capacity | 14288.9784 | 0 | 0 | 0 | 0 | 0 | 0 | 0 | 0 | 0 | 0
2010 | US | RF | - | - | W01 | Unrestricted Non-coincident Peak Demand = 2+1a+1b-1c-1d | 143827.2472 | 145765.3218 | 149391.6711 | 151800 | 153192 | 154182 | 155740 | 157377 | 158492 | 159505 | 160132
2010 | US | RF | - | - | W01a | New Conservation (Energy Efficiency) | 0 | 0 | 0 | 0 | 0 | 0 | 0 | 0 | 0 | 0 | 0
2010 | US | RF | - | - | W01b | Estimated Diversity | 0 | 2725 | 2801 | 2800 | 2892 | 2782 | 2840 | 2977 | 2992 | 3005 | 2932
2010 | US | RF | - | - | W01c | Additions for non-member load (load served by non-registered LSE's in a region) | 0 | 0 | 0 | 0 | 0 | 0 | 0 | 0 | 0 | 0 | 0
2010 | US | RF | - | - | W01d | Stand-by Load Under Contract (Normally served by behind the meter generation) | 0 | 0 | 0 | 0 | 0 | 0 | 0 | 0 | 0 | 0 | 0
2010 | US | RF | - | - | W02 | Total Internal Demand | 143827.2472 | 143040.3218 | 146590.6711 | 149000 | 150300 | 151400 | 152900 | 154400 | 155500 | 156500 | 157200
2010 | US | RF | - | - | W02a | Direct Control Load Management | 0 | 0 | 0 | 0 | 0 | 0 | 0 | 0 | 0 | 0 | 0
2010 | US | RF | - | - | W02b | Contractually Interruptible (Curtailable) | 0 | 0 | 0 | 0 | 0 | 0 | 0 | 0 | 0 | 0 | 0
2010 | US | RF | - | - | W02c | Critical Peak-Pricing (CPP) with Control | 0 | 0 | 0 | 0 | 0 | 0 | 0 | 0 | 0 | 0 | 0
2010 | US | RF | - | - | W02d | Load as a Capacity Resource | 0 | 0 | 0 | 0 | 0 | 0 | 0 | 0 | 0 | 0 | 0
2010 | US | RF | - | - | W03 | Net Internal Demand = 2-2a-2b-2c-2d | 143827.2472 | 143040.3218 | 146590.6711 | 149000 | 150300 | 151400 | 152900 | 154400 | 155500 | 156500 | 157200
2010 | US | RF | - | - | W04a | Demand Response used for Reserves - Spinning | 0 | 0 | 0 | 0 | 0 | 0 | 0 | 0 | 0 | 0 | 0
2010 | US | RF | - | - | W04b | Demand Response used for Reserves - Non-Spinning | 0 | 0 | 0 | 0 | 0 | 0 | 0 | 0 | 0 | 0 | 0
2010 | US | RF | - | - | W04c | Demand Response used for Regulation | 0 | 0 | 0 | 0 | 0 | 0 | 0 | 0 | 0 | 0 | 0
2010 | US | RF | - | - | W04d | Demand Response used for Energy, Voluntary - Emergency | 0 | 0 | 0 | 0 | 0 | 0 | 0 | 0 | 0 | 0 | 0
2010 | US | RF | - | - | W05 | TOTAL INTERNAL CAPACITY = 6+7 | 221300 | 235651.17 | 248246.37 | 257321.17 | 259806.67 | 261944.67 | 263192.67 | 263192.67 | 264832.67 | 264832.67 | 264832.67
2010 | US | RF | - | - | W06 | EXISTING CAPACITY = 6a+6b+6c | 221300 | 235651.17 | 235651.17 | 235651.17 | 235651.17 | 235651.17 | 235651.17 | 235651.17 | 235651.17 | 235651.17 | 235651.17
2010 | US | RF | - | - | W06a | Existing, Certain | 215500 | 216851.67 | 216851.67 | 216851.67 | 216851.67 | 216851.67 | 216851.67 | 216851.67 | 216851.67 | 216851.67 | 216851.67
2010 | US | RF | - | - | W06a1 | Wind Expected On-Peak | 200 | 511 | 511 | 511 | 511 | 511 | 511 | 511 | 511 | 511 | 511
2010 | US | RF | - | - | W06a2 | Solar Expected On-Peak | 0 | 0 | 0 | 0 | 0 | 0 | 0 | 0 | 0 | 0 | 0
2010 | US | RF | - | - | W06a3 | Hydro Expected On-Peak | 2400 | 2226.02 | 2226.02 | 2226.02 | 2226.02 | 2226.02 | 2226.02 | 2226.02 | 2226.02 | 2226.02 | 2226.02
2010 | US | RF | - | - | W06a4 | Biomass Expected On-Peak | 700 | 726.6 | 726.6 | 726.6 | 726.6 | 726.6 | 726.6 | 726.6 | 726.6 | 726.6 | 726.6
2010 | US | RF | - | - | W06a5 | Load as a Capacity Resource Expected On-Peak (Load Management Programs) | 0 | 0 | 0 | 0 | 0 | 0 | 0 | 0 | 0 | 0 | 0
2010 | US | RF | - | - | W06b | Existing, Other | 4500 | 9400 | 9400 | 9400 | 9400 | 9400 | 9400 | 9400 | 9400 | 9400 | 9400
2010 | US | RF | - | - | W06b1 | Wind Derate On-Peak | 1300 | 3581.5 | 3581.5 | 3581.5 | 3581.5 | 3581.5 | 3581.5 | 3581.5 | 3581.5 | 3581.5 | 3581.5
2010 | US | RF | - | - | W06b2 | Solar Derate On-Peak | 0 | 0 | 0 | 0 | 0 | 0 | 0 | 0 | 0 | 0 | 0
2010 | US | RF | - | - | W06b3 | Hydro Derate On-Peak | 0 | 0 | 0 | 0 | 0 | 0 | 0 | 0 | 0 | 0 | 0
2010 | US | RF | - | - | W06b4 | Biomass Derate On-Peak | 0 | 0 | 0 | 0 | 0 | 0 | 0 | 0 | 0 | 0 | 0
2010 | US | RF | - | - | W06b5 | Load as a Capacity Resource Derate On-Peak (Load Management Programs) | 0 | 0 | 0 | 0 | 0 | 0 | 0 | 0 | 0 | 0 | 0
2010 | US | RF | - | - | W06b7 | Transmission-Limited Resources | 0 | 0 | 0 | 0 | 0 | 0 | 0 | 0 | 0 | 0 | 0
2010 | US | RF | - | - | W06b8 | All Other Derates | 0 | 5818 | 5818 | 5818 | 5818 | 5818 | 5818 | 5818 | 5818 | 5818 | 5818
2010 | US | RF | - | - | W06b9 | Energy Only | 600 | 0 | 0 | 0 | 0 | 0 | 0 | 0 | 0 | 0 | 0
2010 | US | RF | - | - | W06c | Existing, Inoperable (Note: Not used in margin calculations) | 0 | 0 | 0 | 0 | 0 | 0 | 0 | 0 | 0 | 0 | 0
2010 | US | RF | - | - | W07 | FUTURE CAPACITY ADDITIONS = 7a+7b | 0 | 0 | 6507.38 | 10892.31 | 12663.21 | 13043.71 | 13797.71 | 13797.71 | 15437.71 | 15437.71 | 15437.71
2010 | US | RF | - | - | W07a | Future, Planned | 0 | 0 | 6507.38 | 10892.31 | 12663.21 | 13043.71 | 13797.71 | 13797.71 | 15437.71 | 15437.71 | 15437.71
2010 | US | RF | - | - | W07a1 | Wind Expected On-Peak | 0 | 0 | 0 | 0 | 0 | 0 | 0 | 0 | 0 | 0 | 0
2010 | US | RF | - | - | W07a2 | Wind Derate On-Peak | 0 | 0 | 6084.1 | 10773.97 | 11488.57 | 13246.07 | 13740.07 | 13740.07 | 13740.07 | 13740.07 | 13740.07
2010 | US | RF | - | - | W07a3 | Solar Expected On-Peak | 0 | 0 | 2.28 | 2.28 | 2.28 | 2.28 | 2.28 | 2.28 | 2.28 | 2.28 | 2.28
2010 | US | RF | - | - | W07a4 | Solar Derate On-Peak | 0 | 0 | 3.72 | 3.72 | 3.72 | 3.72 | 3.72 | 3.72 | 3.72 | 3.72 | 3.72
2010 | US | RF | - | - | W07a5 | Hydro Expected On-Peak | 0 | 0 | 130 | 143.4 | 179.8 | 179.8 | 247.8 | 247.8 | 247.8 | 247.8 | 247.8
2010 | US | RF | - | - | W07a6 | Hydro Derate On-Peak | 0 | 0 | 0 | 0 | 0 | 0 | 0 | 0 | 0 | 0 | 0
2010 | US | RF | - | - | W07a7 | Biomass Expected On-Peak | 0 | 0 | 38 | 38 | 38 | 38 | 38 | 38 | 38 | 38 | 38
2010 | US | RF | - | - | W07a8 | Biomass Derate On-Peak | 0 | 0 | 0 | 0 | 0 | 0 | 0 | 0 | 0 | 0 | 0
2010 | US | RF | - | - | W07a9 | Demand Response Expected On-Peak (Load Management Programs) | 0 | 0 | 0 | 0 | 0 | 0 | 0 | 0 | 0 | 0 | 0
2010 | US | RF | - | - | W07a10 | Demand Response Derate On-Peak (Load Management Programs) | 0 | 0 | 0 | 0 | 0 | 0 | 0 | 0 | 0 | 0 | 0
2010 | US | RF | - | - | W07a11 | Transmission-Limited Resources | 0 | 0 | 0 | 0 | 0 | 0 | 0 | 0 | 0 | 0 | 0
2010 | US | RF | - | - | W07a12 | Scheduled Outage - Maintenance | 0 | 0 | 0 | 0 | 0 | 0 | 0 | 0 | 0 | 0 | 0
2010 | US | RF | - | - | W07a13 | All Other Derates | 0 | 0 | 0 | 0 | 0 | 0 | 0 | 0 | 0 | 0 | 0
2010 | US | RF | - | - | W07a14 | Energy Only | 0 | 0 | 0 | 0 | 0 | 0 | 0 | 0 | 0 | 0 | 0
2010 | US | RF | - | - | W07b | Future, Other | 0 | 0 | 0 | 0 | 0 | 0 | 0 | 0 | 0 | 0 | 0
2010 | US | RF | - | - | W07b1 | Wind Expected On-Peak | 0 | 0 | 0 | 0 | 0 | 0 | 0 | 0 | 0 | 0 | 0
2010 | US | RF | - | - | W07b2 | Wind Derate On-Peak | 0 | 0 | 0 | 0 | 0 | 0 | 0 | 0 | 0 | 0 | 0
2010 | US | RF | - | - | W07b3 | Solar Expected On-Peak | 0 | 0 | 0 | 0 | 0 | 0 | 0 | 0 | 0 | 0 | 0
2010 | US | RF | - | - | W07b4 | Solar Derate On-Peak | 0 | 0 | 0 | 0 | 0 | 0 | 0 | 0 | 0 | 0 | 0
2010 | US | RF | - | - | W07b5 | Hydro Expected On-Peak | 0 | 0 | 0 | 0 | 0 | 0 | 0 | 0 | 0 | 0 | 0
2010 | US | RF | - | - | W07b6 | Hydro Derate On-Peak | 0 | 0 | 0 | 0 | 0 | 0 | 0 | 0 | 0 | 0 | 0
2010 | US | RF | - | - | W07b7 | Biomass Expected On-Peak | 0 | 0 | 0 | 0 | 0 | 0 | 0 | 0 | 0 | 0 | 0
2010 | US | RF | - | - | W07b8 | Biomass Derate On-Peak | 0 | 0 | 0 | 0 | 0 | 0 | 0 | 0 | 0 | 0 | 0
2010 | US | RF | - | - | W07b9 | Transmission-Limited Resources | 0 | 0 | 0 | 0 | 0 | 0 | 0 | 0 | 0 | 0 | 0
2010 | US | RF | - | - | W07b10 | Scheduled Outage - Maintenance | 0 | 0 | 0 | 0 | 0 | 0 | 0 | 0 | 0 | 0 | 0
2010 | US | RF | - | - | W07b11 | All Other Derates | 0 | 0 | 0 | 0 | 0 | 0 | 0 | 0 | 0 | 0 | 0
2010 | US | RF | - | - | W07b12 | Energy Only | 0 | 0 | 0 | 0 | 0 | 0 | 0 | 0 | 0 | 0 | 0
2010 | US | RF | - | - | W08 | Conceptual | 0 | 0 | 6770.732 | 11908.292 | 14725.04 | 18423.04 | 28465.04 | 29105.04 | 32231.04 | 35431.04 | 35431.04
2010 | US | RF | - | - | W08a1 | Wind Expected On-Peak | 0 | 0 | 307.08 | 696.88 | 1064.254 | 1366.254 | 2987.254 | 2987.254 | 2987.254 | 2987.254 | 2987.254
2010 | US | RF | - | - | W08a2 | Wind Derate On-Peak | 0 | 0 | 1985.12 | 4785.52 | 7251.446 | 8949.446 | 16028.446 | 16028.446 | 16028.446 | 16028.446 | 16028.446
2010 | US | RF | - | - | W08a3 | Solar Expected On-Peak | 0 | 0 | 199.306 | 218.686 | 218.686 | 218.686 | 218.686 | 218.686 | 218.686 | 218.686 | 218.686
2010 | US | RF | - | - | W08a4 | Solar Derate On-Peak | 0 | 0 | 317.004 | 348.624 | 348.624 | 348.624 | 348.624 | 348.624 | 348.624 | 348.624 | 348.624
2010 | US | RF | - | - | W08a5 | Hydro Expected On-Peak | 0 | 0 | 9.9 | 124.5 | 124.5 | 376.5 | 376.5 | 376.5 | 376.5 | 376.5 | 376.5
2010 | US | RF | - | - | W08a6 | Hydro Derate On-Peak | 0 | 0 | 0 | 0 | 0 | 0 | 0 | 0 | 0 | 0 | 0
2010 | US | RF | - | - | W08a7 | Biomass Expected On-Peak | 0 | 0 | 89.48 | 157.48 | 235.48 | 285.48 | 285.48 | 285.48 | 285.48 | 285.48 | 285.48
2010 | US | RF | - | - | W08a8 | Biomass Derate On-Peak | 0 | 0 | 0 | 0 | 0 | 0 | 0 | 0 | 0 | 0 | 0
2010 | US | RF | - | - | W08a9 | All Other Derates | 0 | 0 | 0 | 0 | 0 | 0 | 0 | 0 | 0 | 0 | 0
2010 | US | RF | - | - | W08a10 | Energy Only | 0 | 0 | 0 | 0 | 0 | 0 | 0 | 0 | 0 | 0 | 0
2010 | US | RF | - | - | W09 | ANTICIPATED INTERNAL CAPACITY = 6a+7a | 215500 | 216851.67 | 223359.05 | 227743.98 | 229514.88 | 229895.38 | 230649.38 | 230649.38 | 232289.38 | 232289.38 | 232289.38
2010 | US | RF | - | - | W10 | CAPACITY TRANSACTIONS - IMPORTS = 10a+10b+10c+10d | 1300 | 2500 | 2500 | 2500 | 2500 | 2500 | 2500 | 2500 | 2500 | 2500 | 2500
2010 | US | RF | - | - | W10a | Firm (Note: The sum of 10a1 and 10a2 must be <= 10a) | 1300 | 2500 | 2500 | 2500 | 2500 | 2500 | 2500 | 2500 | 2500 | 2500 | 2500
2010 | US | RF | - | - | W10a1 | Full-Responsibility Purchases | 1200 | 2400 | 2400 | 2400 | 2400 | 2400 | 2400 | 2400 | 2400 | 2400 | 2400
2010 | US | RF | - | - | W10a2 | Owned Capacity/Entitlement Located Outside the Region/Subregion | 100 | 100 | 100 | 100 | 100 | 100 | 100 | 100 | 100 | 100 | 100
2010 | US | RF | - | - | W10b | Non-firm | 0 | 0 | 0 | 0 | 0 | 0 | 0 | 0 | 0 | 0 | 0
2010 | US | RF | - | - | W10c | Expected (Note: The sum of 10c1 and 10c2 must be <= 10c) | 0 | 0 | 0 | 0 | 0 | 0 | 0 | 0 | 0 | 0 | 0
2010 | US | RF | - | - | W10c1 | Full-Responsibility Purchases | 0 | 0 | 0 | 0 | 0 | 0 | 0 | 0 | 0 | 0 | 0
2010 | US | RF | - | - | W10c2 | Owned Capacity/Entitlement Located Outside the Region/Subregion | 0 | 0 | 0 | 0 | 0 | 0 | 0 | 0 | 0 | 0 | 0
2010 | US | RF | - | - | W10d | Provisional – transactions under study, but negotiations have not begun. | 0 | 0 | 0 | 0 | 0 | 0 | 0 | 0 | 0 | 0 | 0
2010 | US | RF | - | - | W11 | CAPACITY TRANSACTIONS - EXPORTS = 11a+11b+11c+11d | 1100 | 600 | 600 | 600 | 600 | 600 | 600 | 600 | 600 | 600 | 600
2010 | US | RF | - | - | W11a | Firm (Note: The sum of 11a1 and 11a2 must be <= 11a) | 1100 | 600 | 600 | 600 | 600 | 600 | 600 | 600 | 600 | 600 | 600
2010 | US | RF | - | - | W11a1 | Full-Responsibility Purchases | 700 | 600 | 600 | 600 | 600 | 600 | 600 | 600 | 600 | 600 | 600
2010 | US | RF | - | - | W11a2 | Owned Capacity/Entitlement Located Outside the Region/Subregion | 400 | 0 | 0 | 0 | 0 | 0 | 0 | 0 | 0 | 0 | 0
2010 | US | RF | - | - | W11b | Non-firm | 0 | 0 | 0 | 0 | 0 | 0 | 0 | 0 | 0 | 0 | 0
2010 | US | RF | - | - | W11c | Expected (Note: The sum of 11c1 and 11c2 must be <= 11c) | 0 | 0 | 0 | 0 | 0 | 0 | 0 | 0 | 0 | 0 | 0
2010 | US | RF | - | - | W11c1 | Full-Responsibility Purchases | 0 | 0 | 0 | 0 | 0 | 0 | 0 | 0 | 0 | 0 | 0
2010 | US | RF | - | - | W11c2 | Owned Capacity/Entitlement Located Outside the Region/Subregion | 0 | 0 | 0 | 0 | 0 | 0 | 0 | 0 | 0 | 0 | 0
2010 | US | RF | - | - | W11d | Provisional – transactions under study, but negotiations have not begun. | 0 | 0 | 0 | 0 | 0 | 0 | 0 | 0 | 0 | 0 | 0
2010 | US | RF | - | - | W12 | EXISTING, CERTAIN CAPACITY & NET FIRM TRANSACTIONS = 6a+Net Firm Transactions | 215700 | 218751.67 | 218751.67 | 218751.67 | 218751.67 | 218751.67 | 218751.67 | 218751.67 | 218751.67 | 218751.67 | 218751.67
2010 | US | RF | - | - | W13 | ANTICIPATED CAPACITY RESOURCES = 12+7a+Net Expected Transactions | 0 | 218751.67 | 225259.05 | 229643.98 | 231414.88 | 231795.38 | 232549.38 | 232549.38 | 234189.38 | 234189.38 | 234189.38
2010 | US | RF | - | - | W14 | PROSPECTIVE CAPACITY RESOURCES = 13+6b+16b | 0 | 228151.67 | 234659.05 | 239043.98 | 240814.88 | 241195.38 | 241949.38 | 241949.38 | 243589.38 | 243589.38 | 243589.38
2010 | US | RF | - | - | W15 | TOTAL POTENTIAL CAPACITY RESOURCES = 13+6b+7b+8+Net Provisional Transactions | 0 | 228151.67 | 241429.782 | 250952.272 | 255539.92 | 259618.42 | 270414.42 | 271054.42 | 275820.42 | 279020.42 | 279020.42
2010 | US | RF | - | - | W15a | ADJUSTED POTENTIAL CAPACITY RESOURCES = 13+6b+16b+16d+Net Provisional Transactions | 0 | 228151.67 | 234659.05 | 239043.98 | 240814.88 | 241195.38 | 241949.38 | 241949.38 | 243589.38 | 243589.38 | 243589.38
2010 | US | RF | - | - | W16a | Confidence of Future, Other (7b), using reasonable judgement | 0 | 0 | 0 | 0 | 0 | 0 | 0 | 0 | 0 | 0 | 0
2010 | US | RF | - | - | W16b | Net Future, Other Resources After Confidence Percentage Is Applied = 7b*16a | 0 | 0 | 0 | 0 | 0 | 0 | 0 | 0 | 0 | 0 | 0
2010 | US | RF | - | - | W16c | Confidence of Conceptual (8), using reasonable judgement | 0 | 0 | 0 | 0 | 0 | 0 | 0 | 0 | 0 | 0 | 0
2010 | US | RF | - | - | W16d | Net Conceptual Resources After Confidence Percentage Is Applied = 8*16c | 0 | 0 | 0 | 0 | 0 | 0 | 0 | 0 | 0 | 0 | 0
2010 | US | RF | - | - | W17 | Region/Subregion Target Reserve Margin | 0 | 0.15 | 0.15 | 0.15 | 0.15 | 0.15 | 0.15 | 0.15 | 0.15 | 0.15 | 0.15
2010 | US | RF | - | - | W18 | Existing Certain and Net Firm Transactions Reserve Margin = (12-3)/3 | 0 | 0.5293 | 0.49226 | 0.46813 | 0.45543 | 0.44486 | 0.43068 | 0.41679 | 0.40676 | 0.39777 | 0.39155
2010 | US | RF | - | - | W19 | Anticipated Capacity Resources Reserve Margin = (13-3)/3 | 0 | 0.5293 | 0.53665 | 0.54123 | 0.53969 | 0.53101 | 0.52092 | 0.50615 | 0.50604 | 0.49642 | 0.48975
2010 | US | RF | - | - | W20 | Prospective Capacity Resources Reserve Margin = (14-3)/3 | 0 | 0.59502 | 0.60078 | 0.60432 | 0.60223 | 0.5931 | 0.5824 | 0.56703 | 0.56649 | 0.55648 | 0.54955
2010 | US | RF | - | - | W21 | Total Potential Resources Reserve Margin = (15-3)/3 | 0 | 0.59502 | 0.64697 | 0.68424 | 0.7002 | 0.71478 | 0.76857 | 0.75553 | 0.77376 | 0.78288 | 0.77494
2010 | US | RF | - | - | W22 | Adjusted Potential Resources Reserve Margin = (15a-3)/3 | 0 | 0.59502 | 0.60078 | 0.60432 | 0.60223 | 0.5931 | 0.5824 | 0.56703 | 0.56649 | 0.55648 | 0.54955
2010 | US | RF | - | - | W23 | Total Baseline Installed Capacity | 221300 | 0 | 0 | 0 | 0 | 0 | 0 | 0 | 0 | 0 | 0
2010 | US | SERC | - | - | W01 | Unrestricted Non-coincident Peak Demand = 2+1a+1b-1c-1d | 193135 | 184409 | 187327 | 191174 | 194476 | 197131 | 199655 | 201567 | 203981 | 206935 | 209778
2010 | US | SERC | - | - | W01a | New Conservation (Energy Efficiency) | 0 | 538 | 707 | 829 | 1002 | 1139 | 1270 | 1346 | 1430 | 1530 | 1644
2010 | US | SERC | - | - | W01b | Estimated Diversity | 0 | 635 | 638 | 660 | 697 | 670 | 691 | 709 | 701 | 732 | 734
2010 | US | SERC | - | - | W01c | Additions for non-member load (load served by non-registered LSE's in a region) | 0 | 240 | 242 | 239 | 238 | 238 | 238 | 241 | 242 | 245 | 246
2010 | US | SERC | - | - | W01d | Stand-by Load Under Contract (Normally served by behind the meter generation) | 0 | 138 | 140 | 141 | 143 | 143 | 146 | 146 | 148 | 150 | 151
2010 | US | SERC | - | - | W02 | Total Internal Demand | 193135 | 183614 | 186364 | 190065 | 193158 | 195703 | 198078 | 199899 | 202240 | 205068 | 207797
2010 | US | SERC | - | - | W02a | Direct Control Load Management | 493 | 584 | 675 | 788 | 822 | 856 | 956 | 1050 | 1150 | 1170 | 1189
2010 | US | SERC | - | - | W02b | Contractually Interruptible (Curtailable) | 3764 | 4160 | 4300 | 4634 | 4653 | 4686 | 4691 | 4726 | 4748 | 4767 | 4750
2010 | US | SERC | - | - | W02c | Critical Peak-Pricing (CPP) with Control | 0 | 0 | 0 | 0 | 0 | 0 | 0 | 0 | 0 | 0 | 0
2010 | US | SERC | - | - | W02d | Load as a Capacity Resource | 225 | 256 | 260 | 264 | 268 | 271 | 273 | 276 | 277 | 279 | 281
2010 | US | SERC | - | - | W03 | Net Internal Demand = 2-2a-2b-2c-2d | 188653 | 178614 | 181129 | 184379 | 187415 | 189890 | 192158 | 193847 | 196065 | 198852 | 201577
2010 | US | SERC | - | - | W04a | Demand Response used for Reserves - Spinning | 608 | 605 | 605 | 605 | 605 | 605 | 605 | 605 | 605 | 605 | 605
2010 | US | SERC | - | - | W04b | Demand Response used for Reserves - Non-Spinning | 256 | 256 | 256 | 256 | 256 | 256 | 256 | 256 | 256 | 256 | 256
2010 | US | SERC | - | - | W04c | Demand Response used for Regulation | 0 | 0 | 0 | 0 | 0 | 0 | 0 | 0 | 0 | 0 | 0
2010 | US | SERC | - | - | W04d | Demand Response used for Energy, Voluntary - Emergency | 492 | 540 | 627 | 682 | 718 | 749 | 779 | 784 | 803 | 820 | 837
2010 | US | SERC | - | - | W05 | TOTAL INTERNAL CAPACITY = 6+7 | 262664.695 | 266862.195 | 271649.895 | 276986.695 | 281826.895 | 282767.895 | 283191.895 | 289969.895 | 291103.185 | 290768.895 | 292613.395
2010 | US | SERC | - | - | W06 | EXISTING CAPACITY = 6a+6b+6c | 262544.695 | 265339.195 | 266279.895 | 266823.695 | 269137.395 | 269065.395 | 268614.395 | 269292.395 | 269325.685 | 268991.395 | 269118.895
2010 | US | SERC | - | - | W06a | Existing, Certain | 253370.395 | 253864.395 | 254291.095 | 253050.095 | 256068.795 | 255488.795 | 254759.795 | 255335.795 | 254502.085 | 254019.795 | 253690.295
2010 | US | SERC | - | - | W06a1 | Wind Expected On-Peak | 10.1 | 10.1 | 10.1 | 10.1 | 10.1 | 10.1 | 10.1 | 10.1 | 10.1 | 10.1 | 10.1
2010 | US | SERC | - | - | W06a2 | Solar Expected On-Peak | 0 | 0 | 0 | 0 | 0 | 0 | 0 | 0 | 0 | 0 | 0
2010 | US | SERC | - | - | W06a3 | Hydro Expected On-Peak | 12091.63 | 12066.83 | 12284.13 | 12307.13 | 12309.13 | 12311.13 | 12311.13 | 12311.13 | 12310.42 | 12311.13 | 12311.13
2010 | US | SERC | - | - | W06a4 | Biomass Expected On-Peak | 210.9 | 251.9 | 251.9 | 251.9 | 251.9 | 251.9 | 251.9 | 251.9 | 251.9 | 251.9 | 252.4
2010 | US | SERC | - | - | W06a5 | Load as a Capacity Resource Expected On-Peak (Load Management Programs) | 0 | 0 | 0 | 0 | 0 | 0 | 0 | 0 | 0 | 0 | 0
2010 | US | SERC | - | - | W06b | Existing, Other | 7157.3 | 9833.8 | 10403.8 | 12187.2 | 11482.2 | 11950.2 | 12162.2 | 12258.7 | 13108.7 | 13246.7 | 13703.7
2010 | US | SERC | - | - | W06b1 | Wind Derate On-Peak | 92 | 92 | 92 | 92 | 92 | 92 | 92 | 92 | 92 | 92 | 92
2010 | US | SERC | - | - | W06b2 | Solar Derate On-Peak | 0 | 0 | 0 | 0 | 0 | 0 | 0 | 0 | 0 | 0 | 0
2010 | US | SERC | - | - | W06b3 | Hydro Derate On-Peak | 0 | 0 | 0 | 0 | 0 | 0 | 0 | 0 | 0 | 0 | 0
2010 | US | SERC | - | - | W06b4 | Biomass Derate On-Peak | 0 | 0 | 0 | 0 | 0 | 0 | 0 | 0 | 0 | 0 | 0
2010 | US | SERC | - | - | W06b5 | Load as a Capacity Resource Derate On-Peak (Load Management Programs) | 0 | 0 | 0 | 0 | 0 | 0 | 0 | 0 | 0 | 0 | 0
2010 | US | SERC | - | - | W06b7 | Transmission-Limited Resources | 0 | 0 | 0 | 0 | 0 | 0 | 0 | 0 | 0 | 0 | 0
2010 | US | SERC | - | - | W06b8 | All Other Derates | 0 | 0 | 17 | 18.4 | 18.4 | 58.4 | 124.4 | 129.9 | 146.9 | 156.9 | 156.9
2010 | US | SERC | - | - | W06b9 | Energy Only | 552 | 1893.5 | 2068.5 | 1842.5 | 1842.5 | 1842.5 | 1842.5 | 1842.5 | 1842.5 | 1842.5 | 1842.5
2010 | US | SERC | - | - | W06c | Existing, Inoperable (Note: Not used in margin calculations) | 1925 | 1549 | 1476 | 1476 | 1476 | 1476 | 1476 | 1476 | 1476 | 1476 | 1476
2010 | US | SERC | - | - | W07 | FUTURE CAPACITY ADDITIONS = 7a+7b | 120 | 1523 | 5370 | 10163 | 12689.5 | 13702.5 | 14577.5 | 20677.5 | 21777.5 | 21777.5 | 23494.5
2010 | US | SERC | - | - | W07a | Future, Planned | 120 | 1523 | 5370 | 10163 | 12689.5 | 13702.5 | 14577.5 | 20677.5 | 21777.5 | 21777.5 | 23494.5
2010 | US | SERC | - | - | W07a1 | Wind Expected On-Peak | 0 | 12 | 36 | 52 | 68 | 68 | 68 | 68 | 68 | 68 | 68
2010 | US | SERC | - | - | W07a2 | Wind Derate On-Peak | 0 | 0 | 0 | 0 | 0 | 0 | 0 | 0 | 0 | 0 | 0
2010 | US | SERC | - | - | W07a3 | Solar Expected On-Peak | 0 | 0 | 0 | 0 | 0 | 0 | 0 | 0 | 0 | 0 | 0
2010 | US | SERC | - | - | W07a4 | Solar Derate On-Peak | 0 | 0 | 0 | 0 | 0 | 0 | 0 | 0 | 0 | 0 | 0
2010 | US | SERC | - | - | W07a5 | Hydro Expected On-Peak | 0 | 0 | 0 | 0 | 24 | 24 | 24 | 24 | 24 | 24 | 24
2010 | US | SERC | - | - | W07a6 | Hydro Derate On-Peak | 0 | 0 | 0 | 0 | 0 | 0 | 0 | 0 | 0 | 0 | 0
2010 | US | SERC | - | - | W07a7 | Biomass Expected On-Peak | 0 | 0 | 0 | 130 | 130 | 280 | 280 | 280 | 280 | 280 | 280
2010 | US | SERC | - | - | W07a8 | Biomass Derate On-Peak | 0 | 0 | 0 | 0 | 0 | 0 | 0 | 0 | 0 | 0 | 0
2010 | US | SERC | - | - | W07a9 | Demand Response Expected On-Peak (Load Management Programs) | 0 | 0 | 0 | 0 | 0 | 0 | 0 | 0 | 0 | 0 | 0
2010 | US | SERC | - | - | W07a10 | Demand Response Derate On-Peak (Load Management Programs) | 0 | 0 | 0 | 0 | 0 | 0 | 0 | 0 | 0 | 0 | 0
2010 | US | SERC | - | - | W07a11 | Transmission-Limited Resources | 0 | 0 | 0 | 0 | 0 | 0 | 0 | 0 | 0 | 0 | 0
2010 | US | SERC | - | - | W07a12 | Scheduled Outage - Maintenance | 0 | 0 | 0 | 0 | 0 | 0 | 0 | 0 | 0 | 0 | 0
2010 | US | SERC | - | - | W07a13 | All Other Derates | 0 | 0 | 0 | 0 | 0 | 0 | 0 | 0 | 0 | 0 | 0
2010 | US | SERC | - | - | W07a14 | Energy Only | 0 | 0 | 0 | 0 | 0 | 0 | 0 | 0 | 0 | 0 | 0
2010 | US | SERC | - | - | W07b | Future, Other | 0 | 0 | 0 | 0 | 0 | 0 | 0 | 0 | 0 | 0 | 0
2010 | US | SERC | - | - | W07b1 | Wind Expected On-Peak | 0 | 0 | 0 | 0 | 0 | 0 | 0 | 0 | 0 | 0 | 0
2010 | US | SERC | - | - | W07b2 | Wind Derate On-Peak | 0 | 0 | 0 | 0 | 0 | 0 | 0 | 0 | 0 | 0 | 0
2010 | US | SERC | - | - | W07b3 | Solar Expected On-Peak | 0 | 0 | 0 | 0 | 0 | 0 | 0 | 0 | 0 | 0 | 0
2010 | US | SERC | - | - | W07b4 | Solar Derate On-Peak | 0 | 0 | 0 | 0 | 0 | 0 | 0 | 0 | 0 | 0 | 0
2010 | US | SERC | - | - | W07b5 | Hydro Expected On-Peak | 0 | 0 | 0 | 0 | 0 | 0 | 0 | 0 | 0 | 0 | 0
2010 | US | SERC | - | - | W07b6 | Hydro Derate On-Peak | 0 | 0 | 0 | 0 | 0 | 0 | 0 | 0 | 0 | 0 | 0
2010 | US | SERC | - | - | W07b7 | Biomass Expected On-Peak | 0 | 0 | 0 | 0 | 0 | 0 | 0 | 0 | 0 | 0 | 0
2010 | US | SERC | - | - | W07b8 | Biomass Derate On-Peak | 0 | 0 | 0 | 0 | 0 | 0 | 0 | 0 | 0 | 0 | 0
2010 | US | SERC | - | - | W07b9 | Transmission-Limited Resources | 0 | 0 | 0 | 0 | 0 | 0 | 0 | 0 | 0 | 0 | 0
2010 | US | SERC | - | - | W07b10 | Scheduled Outage - Maintenance | 0 | 0 | 0 | 0 | 0 | 0 | 0 | 0 | 0 | 0 | 0
2010 | US | SERC | - | - | W07b11 | All Other Derates | 0 | 0 | 0 | 0 | 0 | 0 | 0 | 0 | 0 | 0 | 0
2010 | US | SERC | - | - | W07b12 | Energy Only | 0 | 0 | 0 | 0 | 0 | 0 | 0 | 0 | 0 | 0 | 0
2010 | US | SERC | - | - | W08 | Conceptual | 0 | 28.75 | 304.45 | 685.45 | 2047.45 | 4538.45 | 6053.45 | 8188.45 | 9532.45 | 11777.45 | 13089.45
2010 | US | SERC | - | - | W08a1 | Wind Expected On-Peak | 0 | 0 | 0 | 190.9 | 272.9 | 308.9 | 638.9 | 728.9 | 778.9 | 828.9 | 828.9
2010 | US | SERC | - | - | W08a2 | Wind Derate On-Peak | 0 | 0 | 0 | 190.1 | 190.1 | 190.1 | 235.1 | 280.1 | 325.1 | 370.1 | 370.1
2010 | US | SERC | - | - | W08a3 | Solar Expected On-Peak | 0 | 0 | 1.9 | 1.9 | 1.9 | 1.9 | 1.9 | 1.9 | 1.9 | 1.9 | 1.9
2010 | US | SERC | - | - | W08a4 | Solar Derate On-Peak | 0 | 0 | 3.1 | 3.1 | 3.1 | 3.1 | 3.1 | 3.1 | 3.1 | 3.1 | 3.1
2010 | US | SERC | - | - | W08a5 | Hydro Expected On-Peak | 0 | 0 | 0 | 0 | 0 | 0 | 0 | 0 | 0 | 0 | 0
2010 | US | SERC | - | - | W08a6 | Hydro Derate On-Peak | 0 | 0 | 0 | 0 | 0 | 0 | 0 | 0 | 0 | 0 | 0
2010 | US | SERC | - | - | W08a7 | Biomass Expected On-Peak | 0 | 28.75 | 65.15 | 65.15 | 65.15 | 165.15 | 265.15 | 365.15 | 105.15 | 565.15 | 565.15
2010 | US | SERC | - | - | W08a8 | Biomass Derate On-Peak | 0 | 0 | 0 | 0 | 0 | 0 | 0 | 0 | 0 | 0 | 0
2010 | US | SERC | - | - | W08a9 | All Other Derates | 0 | 0 | 0 | 0 | 0 | 616 | 616 | 616 | 616 | 1116 | 1116
2010 | US | SERC | - | - | W08a10 | Energy Only | 0 | 0 | 0 | 0 | 0 | 0 | 0 | 0 | 0 | 0 | 0
2010 | US | SERC | - | - | W09 | ANTICIPATED INTERNAL CAPACITY = 6a+7a | 253490.395 | 255387.395 | 259661.095 | 263213.095 | 268758.295 | 269191.295 | 269337.295 | 276013.295 | 276279.585 | 275797.295 | 277184.795
2010 | US | SERC | - | - | W10 | CAPACITY TRANSACTIONS - IMPORTS = 10a+10b+10c+10d | 14611 | 12909 | 13112 | 10363 | 10649 | 11713 | 10128 | 9315 | 9331 | 9772 | 9976
2010 | US | SERC | - | - | W10a | Firm (Note: The sum of 10a1 and 10a2 must be <= 10a) | 14483 | 12611 | 12812 | 10061 | 10345 | 11407 | 9873 | 9058 | 9072 | 9511 | 9713
2010 | US | SERC | - | - | W10a1 | Full-Responsibility Purchases | 3406 | 2746 | 2626 | 2290 | 2447 | 3556 | 2420 | 1588 | 1587 | 1914 | 2100
2010 | US | SERC | - | - | W10a2 | Owned Capacity/Entitlement Located Outside the Region/Subregion | 189 | 284 | 420 | 540 | 540 | 540 | 540 | 540 | 540 | 540 | 540
2010 | US | SERC | - | - | W10b | Non-firm | 0 | 104 | 54 | 54 | 54 | 54 | 1 | 1 | 1 | 1 | 1
2010 | US | SERC | - | - | W10c | Expected (Note: The sum of 10c1 and 10c2 must be <= 10c) | 128 | 194 | 246 | 248 | 250 | 252 | 254 | 256 | 258 | 260 | 262
2010 | US | SERC | - | - | W10c1 | Full-Responsibility Purchases | 0 | 0 | 0 | 0 | 0 | 0 | 0 | 0 | 0 | 0 | 0
2010 | US | SERC | - | - | W10c2 | Owned Capacity/Entitlement Located Outside the Region/Subregion | 0 | 0 | 0 | 0 | 0 | 0 | 0 | 0 | 0 | 0 | 0
2010 | US | SERC | - | - | W10d | Provisional – transactions under study, but negotiations have not begun. | 0 | 0 | 0 | 0 | 0 | 0 | 0 | 0 | 0 | 0 | 0
2010 | US | SERC | - | - | W11 | CAPACITY TRANSACTIONS - EXPORTS = 11a+11b+11c+11d | 12376 | 14480 | 12804 | 11471 | 11460 | 11232 | 9617 | 8967 | 9083 | 9192 | 9206
2010 | US | SERC | - | - | W11a | Firm (Note: The sum of 11a1 and 11a2 must be <= 11a) | 12326 | 14274 | 12698 | 11365 | 11354 | 11126 | 9617 | 8967 | 9083 | 9192 | 9206
2010 | US | SERC | - | - | W11a1 | Full-Responsibility Purchases | 141 | 236 | 356 | 476 | 476 | 522 | 522 | 522 | 522 | 522 | 522
2010 | US | SERC | - | - | W11a2 | Owned Capacity/Entitlement Located Outside the Region/Subregion | 1314 | 1394 | 1410 | 1410 | 1410 | 1410 | 1410 | 1410 | 1410 | 1410 | 1410
2010 | US | SERC | - | - | W11b | Non-firm | 50 | 206 | 106 | 106 | 106 | 106 | 0 | 0 | 0 | 0 | 0
2010 | US | SERC | - | - | W11c | Expected (Note: The sum of 11c1 and 11c2 must be <= 11c) | 0 | 0 | 0 | 0 | 0 | 0 | 0 | 0 | 0 | 0 | 0
2010 | US | SERC | - | - | W11c1 | Full-Responsibility Purchases | 0 | 0 | 0 | 0 | 0 | 0 | 0 | 0 | 0 | 0 | 0
2010 | US | SERC | - | - | W11c2 | Owned Capacity/Entitlement Located Outside the Region/Subregion | 0 | 0 | 0 | 0 | 0 | 0 | 0 | 0 | 0 | 0 | 0
2010 | US | SERC | - | - | W11d | Provisional – transactions under study, but negotiations have not begun. | 0 | 0 | 0 | 0 | 0 | 0 | 0 | 0 | 0 | 0 | 0
2010 | US | SERC | - | - | W12 | EXISTING, CERTAIN CAPACITY & NET FIRM TRANSACTIONS = 6a+Net Firm Transactions | 255527.395 | 252201.395 | 254405.095 | 251746.095 | 255059.795 | 255769.795 | 255015.795 | 255426.795 | 254491.085 | 254338.795 | 254197.295
2010 | US | SERC | - | - | W13 | ANTICIPATED CAPACITY RESOURCES = 12+7a+Net Expected Transactions | 0 | 253918.395 | 260021.095 | 262157.095 | 267999.295 | 269724.295 | 269847.295 | 276360.295 | 276526.585 | 276376.295 | 277953.795
2010 | US | SERC | - | - | W14 | PROSPECTIVE CAPACITY RESOURCES = 13+6b+16b | 0 | 263752.195 | 270424.895 | 274344.295 | 279481.495 | 281674.495 | 282009.495 | 288618.995 | 289635.285 | 289622.995 | 291657.495
2010 | US | SERC | - | - | W15 | TOTAL POTENTIAL CAPACITY RESOURCES = 13+6b+7b+8+Net Provisional Transactions | 0 | 263780.945 | 270729.345 | 275029.745 | 281528.945 | 286212.945 | 288062.945 | 296807.445 | 299167.735 | 301400.445 | 304746.945
2010 | US | SERC | - | - | W15a | ADJUSTED POTENTIAL CAPACITY RESOURCES = 13+6b+16b+16d+Net Provisional Transactions | 0 | 263752.195 | 270424.895 | 274344.295 | 279481.495 | 281674.495 | 282009.495 | 288618.995 | 289635.285 | 289622.995 | 291657.495
2010 | US | SERC | - | - | W16a | Confidence of Future, Other (7b), using reasonable judgement | 0 | 0 | 0 | 0 | 0 | 0 | 0 | 0 | 0 | 0 | 0
2010 | US | SERC | - | - | W16b | Net Future, Other Resources After Confidence Percentage Is Applied = 7b*16a | 0 | 0 | 0 | 0 | 0 | 0 | 0 | 0 | 0 | 0 | 0
2010 | US | SERC | - | - | W16c | Confidence of Conceptual (8), using reasonable judgement | 0 | 0 | 0 | 0 | 0 | 0 | 0 | 0 | 0 | 0 | 0
2010 | US | SERC | - | - | W16d | Net Conceptual Resources After Confidence Percentage Is Applied = 8*16c | 0 | 0 | 0 | 0 | 0 | 0 | 0 | 0 | 0 | 0 | 0
2010 | US | SERC | - | - | W17 | Region/Subregion Target Reserve Margin | 0 | 0.15 | 0.15 | 0.15 | 0.15 | 0.15 | 0.15 | 0.15 | 0.15 | 0.15 | 0.15
2010 | US | SERC | - | - | W18 | Existing Certain and Net Firm Transactions Reserve Margin = (12-3)/3 | 0 | 0.41199 | 0.40455 | 0.36537 | 0.36094 | 0.34694 | 0.32712 | 0.31767 | 0.29799 | 0.27904 | 0.26104
2010 | US | SERC | - | - | W19 | Anticipated Capacity Resources Reserve Margin = (13-3)/3 | 0 | 0.4216 | 0.43556 | 0.42184 | 0.42998 | 0.42042 | 0.4043 | 0.42566 | 0.41038 | 0.38986 | 0.3789
2010 | US | SERC | - | - | W20 | Prospective Capacity Resources Reserve Margin = (14-3)/3 | 0 | 0.47666 | 0.493 | 0.48794 | 0.49124 | 0.48336 | 0.46759 | 0.4889 | 0.47724 | 0.45648 | 0.44688
2010 | US | SERC | - | - | W21 | Total Potential Resources Reserve Margin = (15-3)/3 | 0 | 0.47682 | 0.49468 | 0.49165 | 0.50217 | 0.50726 | 0.49909 | 0.53114 | 0.52586 | 0.5157 | 0.51181
2010 | US | SERC | - | - | W22 | Adjusted Potential Resources Reserve Margin = (15a-3)/3 | 0 | 0.47666 | 0.493 | 0.48794 | 0.49124 | 0.48336 | 0.46759 | 0.4889 | 0.47724 | 0.45648 | 0.44688
2010 | US | SERC | - | - | W23 | Total Baseline Installed Capacity | 262544.695 | 0 | 0 | 0 | 0 | 0 | 0 | 0 | 0 | 0 | 0
2010 | US | SERC | Central | - | W01 | Unrestricted Non-coincident Peak Demand = 2+1a+1b-1c-1d | 43234 | 43616 | 44308 | 44936 | 45678 | 45949 | 46501 | 46009 | 45907 | 46577 | 47371
2010 | US | SERC | Central | - | W01a | New Conservation (Energy Efficiency) | 0 | 141 | 194 | 213 | 272 | 287 | 285 | 285 | 283 | 275 | 275
2010 | US | SERC | Central | - | W01b | Estimated Diversity | 0 | 0 | 0 | 0 | 0 | 0 | 0 | 0 | 0 | 0 | 0
2010 | US | SERC | Central | - | W01c | Additions for non-member load (load served by non-registered LSE's in a region) | 0 | 0 | 0 | 0 | 0 | 0 | 0 | 0 | 0 | 0 | 0
2010 | US | SERC | Central | - | W01d | Stand-by Load Under Contract (Normally served by behind the meter generation) | 0 | 0 | 0 | 0 | 0 | 0 | 0 | 0 | 0 | 0 | 0
2010 | US | SERC | Central | - | W02 | Total Internal Demand | 43234 | 43475 | 44114 | 44723 | 45406 | 45662 | 46216 | 45724 | 45624 | 46302 | 47096
2010 | US | SERC | Central | - | W02a | Direct Control Load Management | 0 | 6 | 9 | 12 | 15 | 15 | 15 | 15 | 15 | 15 | 15
2010 | US | SERC | Central | - | W02b | Contractually Interruptible (Curtailable) | 777 | 1016 | 1020 | 1022 | 1023 | 1024 | 1025 | 1025 | 1025 | 1025 | 1025
2010 | US | SERC | Central | - | W02c | Critical Peak-Pricing (CPP) with Control | 0 | 0 | 0 | 0 | 0 | 0 | 0 | 0 | 0 | 0 | 0
2010 | US | SERC | Central | - | W02d | Load as a Capacity Resource | 0 | 0 | 0 | 0 | 0 | 0 | 0 | 0 | 0 | 0 | 0
2010 | US | SERC | Central | - | W03 | Net Internal Demand = 2-2a-2b-2c-2d | 42457 | 42453 | 43085 | 43689 | 44368 | 44623 | 45176 | 44684 | 44584 | 45262 | 46056
2010 | US | SERC | Central | - | W04a | Demand Response used for Reserves - Spinning | 0 | 0 | 0 | 0 | 0 | 0 | 0 | 0 | 0 | 0 | 0
2010 | US | SERC | Central | - | W04b | Demand Response used for Reserves - Non-Spinning | 0 | 0 | 0 | 0 | 0 | 0 | 0 | 0 | 0 | 0 | 0
2010 | US | SERC | Central | - | W04c | Demand Response used for Regulation | 0 | 0 | 0 | 0 | 0 | 0 | 0 | 0 | 0 | 0 | 0
2010 | US | SERC | Central | - | W04d | Demand Response used for Energy, Voluntary - Emergency | 0 | 0 | 0 | 0 | 0 | 1 | 1 | 1 | 1 | 1 | 1
2010 | US | SERC | Central | - | W05 | TOTAL INTERNAL CAPACITY = 6+7 | 52299.28 | 52386.28 | 54003.58 | 54313.58 | 56338.58 | 56618.58 | 56450.58 | 56618.58 | 56618.58 | 56263.58 | 56616.58
2010 | US | SERC | Central | - | W06 | EXISTING CAPACITY = 6a+6b+6c | 52202.28 | 52192.28 | 53187.58 | 52542.58 | 53186.58 | 53188.58 | 53020.58 | 53188.58 | 53188.58 | 52833.58 | 53186.58
2010 | US | SERC | Central | - | W06a | Existing, Certain | 51650.28 | 51567.28 | 52625.58 | 51990.58 | 52634.58 | 52636.58 | 52468.58 | 52636.58 | 52636.58 | 52281.58 | 52634.58
2010 | US | SERC | Central | - | W06a1 | Wind Expected On-Peak | 2.1 | 2.1 | 2.1 | 2.1 | 2.1 | 2.1 | 2.1 | 2.1 | 2.1 | 2.1 | 2.1
2010 | US | SERC | Central | - | W06a2 | Solar Expected On-Peak | 0 | 0 | 0 | 0 | 0 | 0 | 0 | 0 | 0 | 0 | 0
2010 | US | SERC | Central | - | W06a3 | Hydro Expected On-Peak | 4538.24 | 4509.24 | 4726.54 | 4749.54 | 4751.54 | 4753.54 | 4753.54 | 4753.54 | 4753.54 | 4753.54 | 4753.54
2010 | US | SERC | Central | - | W06a4 | Biomass Expected On-Peak | 16.8 | 16.8 | 16.8 | 16.8 | 16.8 | 16.8 | 16.8 | 16.8 | 16.8 | 16.8 | 16.8
2010 | US | SERC | Central | - | W06a5 | Load as a Capacity Resource Expected On-Peak (Load Management Programs) | 0 | 0 | 0 | 0 | 0 | 0 | 0 | 0 | 0 | 0 | 0
2010 | US | SERC | Central | - | W06b | Existing, Other | 552 | 552 | 562 | 552 | 552 | 552 | 552 | 552 | 552 | 552 | 552
2010 | US | SERC | Central | - | W06b1 | Wind Derate On-Peak | 0 | 0 | 0 | 0 | 0 | 0 | 0 | 0 | 0 | 0 | 0
2010 | US | SERC | Central | - | W06b2 | Solar Derate On-Peak | 0 | 0 | 0 | 0 | 0 | 0 | 0 | 0 | 0 | 0 | 0
2010 | US | SERC | Central | - | W06b3 | Hydro Derate On-Peak | 0 | 0 | 0 | 0 | 0 | 0 | 0 | 0 | 0 | 0 | 0
2010 | US | SERC | Central | - | W06b4 | Biomass Derate On-Peak | 0 | 0 | 0 | 0 | 0 | 0 | 0 | 0 | 0 | 0 | 0
2010 | US | SERC | Central | - | W06b5 | Load as a Capacity Resource Derate On-Peak (Load Management Programs) | 0 | 0 | 0 | 0 | 0 | 0 | 0 | 0 | 0 | 0 | 0
2010 | US | SERC | Central | - | W06b7 | Transmission-Limited Resources | 0 | 0 | 0 | 0 | 0 | 0 | 0 | 0 | 0 | 0 | 0
2010 | US | SERC | Central | - | W06b8 | All Other Derates | 0 | 0 | 0 | 0 | 0 | 0 | 0 | 0 | 0 | 0 | 0
2010 | US | SERC | Central | - | W06b9 | Energy Only | 552 | 552 | 562 | 552 | 552 | 552 | 552 | 552 | 552 | 552 | 552
2010 | US | SERC | Central | - | W06c | Existing, Inoperable (Note: Not used in margin calculations) | 0 | 73 | 0 | 0 | 0 | 0 | 0 | 0 | 0 | 0 | 0
2010 | US | SERC | Central | - | W07 | FUTURE CAPACITY ADDITIONS = 7a+7b | 97 | 194 | 816 | 1771 | 3152 | 3430 | 3430 | 3430 | 3430 | 3430 | 3430
2010 | US | SERC | Central | - | W07a | Future, Planned | 97 | 194 | 816 | 1771 | 3152 | 3430 | 3430 | 3430 | 3430 | 3430 | 3430
2010 | US | SERC | Central | - | W07a1 | Wind Expected On-Peak | 0 | 0 | 0 | 0 | 0 | 0 | 0 | 0 | 0 | 0 | 0
2010 | US | SERC | Central | - | W07a2 | Wind Derate On-Peak | 0 | 0 | 0 | 0 | 0 | 0 | 0 | 0 | 0 | 0 | 0
2010 | US | SERC | Central | - | W07a3 | Solar Expected On-Peak | 0 | 0 | 0 | 0 | 0 | 0 | 0 | 0 | 0 | 0 | 0
2010 | US | SERC | Central | - | W07a4 | Solar Derate On-Peak | 0 | 0 | 0 | 0 | 0 | 0 | 0 | 0 | 0 | 0 | 0
2010 | US | SERC | Central | - | W07a5 | Hydro Expected On-Peak | 0 | 0 | 0 | 0 | 0 | 0 | 0 | 0 | 0 | 0 | 0
2010 | US | SERC | Central | - | W07a6 | Hydro Derate On-Peak | 0 | 0 | 0 | 0 | 0 | 0 | 0 | 0 | 0 | 0 | 0
2010 | US | SERC | Central | - | W07a7 | Biomass Expected On-Peak | 0 | 0 | 0 | 0 | 0 | 0 | 0 | 0 | 0 | 0 | 0
2010 | US | SERC | Central | - | W07a8 | Biomass Derate On-Peak | 0 | 0 | 0 | 0 | 0 | 0 | 0 | 0 | 0 | 0 | 0
2010 | US | SERC | Central | - | W07a9 | Demand Response Expected On-Peak (Load Management Programs) | 0 | 0 | 0 | 0 | 0 | 0 | 0 | 0 | 0 | 0 | 0
2010 | US | SERC | Central | - | W07a10 | Demand Response Derate On-Peak (Load Management Programs) | 0 | 0 | 0 | 0 | 0 | 0 | 0 | 0 | 0 | 0 | 0
2010 | US | SERC | Central | - | W07a11 | Transmission-Limited Resources | 0 | 0 | 0 | 0 | 0 | 0 | 0 | 0 | 0 | 0 | 0
2010 | US | SERC | Central | - | W07a12 | Scheduled Outage - Maintenance | 0 | 0 | 0 | 0 | 0 | 0 | 0 | 0 | 0 | 0 | 0
2010 | US | SERC | Central | - | W07a13 | All Other Derates | 0 | 0 | 0 | 0 | 0 | 0 | 0 | 0 | 0 | 0 | 0
2010 | US | SERC | Central | - | W07a14 | Energy Only | 0 | 0 | 0 | 0 | 0 | 0 | 0 | 0 | 0 | 0 | 0
2010 | US | SERC | Central | - | W07b | Future, Other | 0 | 0 | 0 | 0 | 0 | 0 | 0 | 0 | 0 | 0 | 0
2010 | US | SERC | Central | - | W07b1 | Wind Expected On-Peak | 0 | 0 | 0 | 0 | 0 | 0 | 0 | 0 | 0 | 0 | 0
2010 | US | SERC | Central | - | W07b2 | Wind Derate On-Peak | 0 | 0 | 0 | 0 | 0 | 0 | 0 | 0 | 0 | 0 | 0
2010 | US | SERC | Central | - | W07b3 | Solar Expected On-Peak | 0 | 0 | 0 | 0 | 0 | 0 | 0 | 0 | 0 | 0 | 0
2010 | US | SERC | Central | - | W07b4 | Solar Derate On-Peak | 0 | 0 | 0 | 0 | 0 | 0 | 0 | 0 | 0 | 0 | 0
2010 | US | SERC | Central | - | W07b5 | Hydro Expected On-Peak | 0 | 0 | 0 | 0 | 0 | 0 | 0 | 0 | 0 | 0 | 0
2010 | US | SERC | Central | - | W07b6 | Hydro Derate On-Peak | 0 | 0 | 0 | 0 | 0 | 0 | 0 | 0 | 0 | 0 | 0
2010 | US | SERC | Central | - | W07b7 | Biomass Expected On-Peak | 0 | 0 | 0 | 0 | 0 | 0 | 0 | 0 | 0 | 0 | 0
2010 | US | SERC | Central | - | W07b8 | Biomass Derate On-Peak | 0 | 0 | 0 | 0 | 0 | 0 | 0 | 0 | 0 | 0 | 0
2010 | US | SERC | Central | - | W07b9 | Transmission-Limited Resources | 0 | 0 | 0 | 0 | 0 | 0 | 0 | 0 | 0 | 0 | 0
2010 | US | SERC | Central | - | W07b10 | Scheduled Outage - Maintenance | 0 | 0 | 0 | 0 | 0 | 0 | 0 | 0 | 0 | 0 | 0
2010 | US | SERC | Central | - | W07b11 | All Other Derates | 0 | 0 | 0 | 0 | 0 | 0 | 0 | 0 | 0 | 0 | 0
2010 | US | SERC | Central | - | W07b12 | Energy Only | 0 | 0 | 0 | 0 | 0 | 0 | 0 | 0 | 0 | 0 | 0
2010 | US | SERC | Central | - | W08 | Conceptual | 0 | 0 | 0 | 0 | 0 | 0 | 0 | 0 | 0 | 788 | 788
2010 | US | SERC | Central | - | W08a1 | Wind Expected On-Peak | 0 | 0 | 0 | 0 | 0 | 0 | 0 | 0 | 0 | 0 | 0
2010 | US | SERC | Central | - | W08a2 | Wind Derate On-Peak | 0 | 0 | 0 | 0 | 0 | 0 | 0 | 0 | 0 | 0 | 0
2010 | US | SERC | Central | - | W08a3 | Solar Expected On-Peak | 0 | 0 | 0 | 0 | 0 | 0 | 0 | 0 | 0 | 0 | 0
2010 | US | SERC | Central | - | W08a4 | Solar Derate On-Peak | 0 | 0 | 0 | 0 | 0 | 0 | 0 | 0 | 0 | 0 | 0
2010 | US | SERC | Central | - | W08a5 | Hydro Expected On-Peak | 0 | 0 | 0 | 0 | 0 | 0 | 0 | 0 | 0 | 0 | 0
2010 | US | SERC | Central | - | W08a6 | Hydro Derate On-Peak | 0 | 0 | 0 | 0 | 0 | 0 | 0 | 0 | 0 | 0 | 0
2010 | US | SERC | Central | - | W08a7 | Biomass Expected On-Peak | 0 | 0 | 0 | 0 | 0 | 0 | 0 | 0 | 0 | 0 | 0
2010 | US | SERC | Central | - | W08a8 | Biomass Derate On-Peak | 0 | 0 | 0 | 0 | 0 | 0 | 0 | 0 | 0 | 0 | 0
2010 | US | SERC | Central | - | W08a9 | All Other Derates | 0 | 0 | 0 | 0 | 0 | 0 | 0 | 0 | 0 | 0 | 0
2010 | US | SERC | Central | - | W08a10 | Energy Only | 0 | 0 | 0 | 0 | 0 | 0 | 0 | 0 | 0 | 0 | 0
2010 | US | SERC | Central | - | W09 | ANTICIPATED INTERNAL CAPACITY = 6a+7a | 51747.28 | 51761.28 | 53441.58 | 53761.58 | 55786.58 | 56066.58 | 55898.58 | 56066.58 | 56066.58 | 55711.58 | 56064.58
2010 | US | SERC | Central | - | W10 | CAPACITY TRANSACTIONS - IMPORTS = 10a+10b+10c+10d | 2238 | 2674 | 2658 | 1924 | 1908 | 1912 | 1916 | 1920 | 1924 | 1929 | 1933
2010 | US | SERC | Central | - | W10a | Firm (Note: The sum of 10a1 and 10a2 must be <= 10a) | 2110 | 2480 | 2462 | 1726 | 1708 | 1710 | 1712 | 1714 | 1716 | 1719 | 1721
2010 | US | SERC | Central | - | W10a1 | Full-Responsibility Purchases | 0 | 0 | 0 | 0 | 0 | 0 | 0 | 0 | 0 | 0 | 0
2010 | US | SERC | Central | - | W10a2 | Owned Capacity/Entitlement Located Outside the Region/Subregion | 0 | 0 | 0 | 0 | 0 | 0 | 0 | 0 | 0 | 0 | 0
2010 | US | SERC | Central | - | W10b | Non-firm | 0 | 0 | 0 | 0 | 0 | 0 | 0 | 0 | 0 | 0 | 0
2010 | US | SERC | Central | - | W10c | Expected (Note: The sum of 10c1 and 10c2 must be <= 10c) | 128 | 194 | 196 | 198 | 200 | 202 | 204 | 206 | 208 | 210 | 212
2010 | US | SERC | Central | - | W10c1 | Full-Responsibility Purchases | 0 | 0 | 0 | 0 | 0 | 0 | 0 | 0 | 0 | 0 | 0
2010 | US | SERC | Central | - | W10c2 | Owned Capacity/Entitlement Located Outside the Region/Subregion | 0 | 0 | 0 | 0 | 0 | 0 | 0 | 0 | 0 | 0 | 0
2010 | US | SERC | Central | - | W10d | Provisional – transactions under study, but negotiations have not begun. | 0 | 0 | 0 | 0 | 0 | 0 | 0 | 0 | 0 | 0 | 0
2010 | US | SERC | Central | - | W11 | CAPACITY TRANSACTIONS - EXPORTS = 11a+11b+11c+11d | 260 | 613 | 563 | 614 | 614 | 623 | 517 | 517 | 517 | 517 | 517
2010 | US | SERC | Central | - | W11a | Firm (Note: The sum of 11a1 and 11a2 must be <= 11a) | 260 | 457 | 457 | 508 | 508 | 517 | 517 | 517 | 517 | 517 | 517
2010 | US | SERC | Central | - | W11a1 | Full-Responsibility Purchases | 0 | 0 | 0 | 0 | 0 | 0 | 0 | 0 | 0 | 0 | 0
2010 | US | SERC | Central | - | W11a2 | Owned Capacity/Entitlement Located Outside the Region/Subregion | 228 | 424 | 424 | 424 | 424 | 424 | 424 | 424 | 424 | 424 | 424
2010 | US | SERC | Central | - | W11b | Non-firm | 0 | 156 | 106 | 106 | 106 | 106 | 0 | 0 | 0 | 0 | 0
2010 | US | SERC | Central | - | W11c | Expected (Note: The sum of 11c1 and 11c2 must be <= 11c) | 0 | 0 | 0 | 0 | 0 | 0 | 0 | 0 | 0 | 0 | 0
2010 | US | SERC | Central | - | W11c1 | Full-Responsibility Purchases | 0 | 0 | 0 | 0 | 0 | 0 | 0 | 0 | 0 | 0 | 0
2010 | US | SERC | Central | - | W11c2 | Owned Capacity/Entitlement Located Outside the Region/Subregion | 0 | 0 | 0 | 0 | 0 | 0 | 0 | 0 | 0 | 0 | 0
2010 | US | SERC | Central | - | W11d | Provisional – transactions under study, but negotiations have not begun. | 0 | 0 | 0 | 0 | 0 | 0 | 0 | 0 | 0 | 0 | 0
2010 | US | SERC | Central | - | W12 | EXISTING, CERTAIN CAPACITY & NET FIRM TRANSACTIONS = 6a+Net Firm Transactions | 53500.28 | 53590.28 | 54630.58 | 53208.58 | 53834.58 | 53829.58 | 53663.58 | 53833.58 | 53835.58 | 53483.58 | 53838.58
2010 | US | SERC | Central | - | W13 | ANTICIPATED CAPACITY RESOURCES = 12+7a+Net Expected Transactions | 0 | 53978.28 | 55642.58 | 55177.58 | 57186.58 | 57461.58 | 57297.58 | 57469.58 | 57473.58 | 57123.58 | 57480.58
2010 | US | SERC | Central | - | W14 | PROSPECTIVE CAPACITY RESOURCES = 13+6b+16b | 0 | 54530.28 | 56204.58 | 55729.58 | 57738.58 | 58013.58 | 57849.58 | 58021.58 | 58025.58 | 57675.58 | 58032.58
2010 | US | SERC | Central | - | W15 | TOTAL POTENTIAL CAPACITY RESOURCES = 13+6b+7b+8+Net Provisional Transactions | 0 | 54530.28 | 56204.58 | 55729.58 | 57738.58 | 58013.58 | 57849.58 | 58021.58 | 58025.58 | 58463.58 | 58820.58
2010 | US | SERC | Central | - | W15a | ADJUSTED POTENTIAL CAPACITY RESOURCES = 13+6b+16b+16d+Net Provisional Transactions | 0 | 54530.28 | 56204.58 | 55729.58 | 57738.58 | 58013.58 | 57849.58 | 58021.58 | 58025.58 | 57675.58 | 58032.58
2010 | US | SERC | Central | - | W16a | Confidence of Future, Other (7b), using reasonable judgement | 0 | 0 | 0 | 0 | 0 | 0 | 0 | 0 | 0 | 0 | 0
2010 | US | SERC | Central | - | W16b | Net Future, Other Resources After Confidence Percentage Is Applied = 7b*16a | 0 | 0 | 0 | 0 | 0 | 0 | 0 | 0 | 0 | 0 | 0
2010 | US | SERC | Central | - | W16c | Confidence of Conceptual (8), using reasonable judgement | 0 | 0 | 0 | 0 | 0 | 0 | 0 | 0 | 0 | 0 | 0
2010 | US | SERC | Central | - | W16d | Net Conceptual Resources After Confidence Percentage Is Applied = 8*16c | 0 | 0 | 0 | 0 | 0 | 0 | 0 | 0 | 0 | 0 | 0
2010 | US | SERC | Central | - | W17 | Region/Subregion Target Reserve Margin | 0 | 0.15 | 0.15 | 0.15 | 0.15 | 0.15 | 0.15 | 0.15 | 0.15 | 0.15 | 0.15
2010 | US | SERC | Central | - | W18 | Existing Certain and Net Firm Transactions Reserve Margin = (12-3)/3 | 0 | 0.26234 | 0.26797 | 0.21789 | 0.21337 | 0.20632 | 0.18788 | 0.20476 | 0.20751 | 0.18164 | 0.16898
2010 | US | SERC | Central | - | W19 | Anticipated Capacity Resources Reserve Margin = (13-3)/3 | 0 | 0.27148 | 0.29146 | 0.26296 | 0.28891 | 0.28771 | 0.26832 | 0.28613 | 0.28911 | 0.26206 | 0.24806
2010 | US | SERC | Central | - | W20 | Prospective Capacity Resources Reserve Margin = (14-3)/3 | 0 | 0.28449 | 0.3045 | 0.2756 | 0.30136 | 0.30008 | 0.28054 | 0.29849 | 0.30149 | 0.27426 | 0.26004
2010 | US | SERC | Central | - | W21 | Total Potential Resources Reserve Margin = (15-3)/3 | 0 | 0.28449 | 0.3045 | 0.2756 | 0.30136 | 0.30008 | 0.28054 | 0.29849 | 0.30149 | 0.29167 | 0.27715
2010 | US | SERC | Central | - | W22 | Adjusted Potential Resources Reserve Margin = (15a-3)/3 | 0 | 0.28449 | 0.3045 | 0.2756 | 0.30136 | 0.30008 | 0.28054 | 0.29849 | 0.30149 | 0.27426 | 0.26004
2010 | US | SERC | Central | - | W23 | Total Baseline Installed Capacity | 52202.28 | 0 | 0 | 0 | 0 | 0 | 0 | 0 | 0 | 0 | 0
2010 | US | SERC | Delta | - | W01 | Unrestricted Non-coincident Peak Demand = 2+1a+1b-1c-1d | 25513 | 23125 | 23645 | 24409 | 24979 | 25405 | 25402 | 26071 | 26383 | 26768 | 26675
2010 | US | SERC | Delta | - | W01a | New Conservation (Energy Efficiency) | 0 | 0 | 0 | 0 | 0 | 0 | 0 | 0 | 0 | 0 | 0
2010 | US | SERC | Delta | - | W01b | Estimated Diversity | 0 | 0 | 0 | 0 | 0 | 0 | 0 | 0 | 0 | 0 | 0
2010 | US | SERC | Delta | - | W01c | Additions for non-member load (load served by non-registered LSE's in a region) | 0 | 0 | 0 | 0 | 0 | 0 | 0 | 0 | 0 | 0 | 0
2010 | US | SERC | Delta | - | W01d | Stand-by Load Under Contract (Normally served by behind the meter generation) | 0 | 6 | 6 | 6 | 6 | 6 | 6 | 6 | 6 | 6 | 6
2010 | US | SERC | Delta | - | W02 | Total Internal Demand | 25513 | 23131 | 23651 | 24415 | 24985 | 25411 | 25408 | 26077 | 26389 | 26774 | 26681
2010 | US | SERC | Delta | - | W02a | Direct Control Load Management | 0 | 0 | 0 | 0 | 0 | 0 | 0 | 0 | 0 | 0 | 0
2010 | US | SERC | Delta | - | W02b | Contractually Interruptible (Curtailable) | 391 | 570 | 537 | 576 | 579 | 581 | 555 | 585 | 588 | 590 | 556
2010 | US | SERC | Delta | - | W02c | Critical Peak-Pricing (CPP) with Control | 0 | 0 | 0 | 0 | 0 | 0 | 0 | 0 | 0 | 0 | 0
2010 | US | SERC | Delta | - | W02d | Load as a Capacity Resource | 0 | 0 | 0 | 0 | 0 | 0 | 0 | 0 | 0 | 0 | 0
2010 | US | SERC | Delta | - | W03 | Net Internal Demand = 2-2a-2b-2c-2d | 25122 | 22561 | 23114 | 23839 | 24406 | 24830 | 24853 | 25492 | 25801 | 26184 | 26125
2010 | US | SERC | Delta | - | W04a | Demand Response used for Reserves - Spinning | 0 | 0 | 0 | 0 | 0 | 0 | 0 | 0 | 0 | 0 | 0
2010 | US | SERC | Delta | - | W04b | Demand Response used for Reserves - Non-Spinning | 0 | 0 | 0 | 0 | 0 | 0 | 0 | 0 | 0 | 0 | 0
2010 | US | SERC | Delta | - | W04c | Demand Response used for Regulation | 0 | 0 | 0 | 0 | 0 | 0 | 0 | 0 | 0 | 0 | 0
2010 | US | SERC | Delta | - | W04d | Demand Response used for Energy, Voluntary - Emergency | 0 | 0 | 0 | 0 | 0 | 0 | 0 | 0 | 0 | 0 | 0
2010 | US | SERC | Delta | - | W05 | TOTAL INTERNAL CAPACITY = 6+7 | 44271.9 | 47349.4 | 47414.4 | 48918.4 | 48942.4 | 48992.4 | 49138.4 | 49138.4 | 49138.4 | 49138.4 | 49138.4
2010 | US | SERC | Delta | - | W06 | EXISTING CAPACITY = 6a+6b+6c | 44271.9 | 47349.4 | 47414.4 | 48263.4 | 48263.4 | 48263.4 | 48409.4 | 48409.4 | 48409.4 | 48409.4 | 48409.4
2010 | US | SERC | Delta | - | W06a | Existing, Certain | 41139.2 | 41944.2 | 41466.2 | 41146.2 | 40956.2 | 40723.2 | 40723.2 | 40632.2 | 39799.2 | 39671.2 | 39214.2
2010 | US | SERC | Delta | - | W06a1 | Wind Expected On-Peak | 0 | 0 | 0 | 0 | 0 | 0 | 0 | 0 | 0 | 0 | 0
2010 | US | SERC | Delta | - | W06a2 | Solar Expected On-Peak | 0 | 0 | 0 | 0 | 0 | 0 | 0 | 0 | 0 | 0 | 0
2010 | US | SERC | Delta | - | W06a3 | Hydro Expected On-Peak | 256 | 256 | 256 | 256 | 256 | 256 | 256 | 256 | 256 | 256 | 256
2010 | US | SERC | Delta | - | W06a4 | Biomass Expected On-Peak | 0 | 0 | 0 | 0 | 0 | 0 | 0 | 0 | 0 | 0 | 0
2010 | US | SERC | Delta | - | W06a5 | Load as a Capacity Resource Expected On-Peak (Load Management Programs) | 0 | 0 | 0 | 0 | 0 | 0 | 0 | 0 | 0 | 0 | 0
2010 | US | SERC | Delta | - | W06b | Existing, Other | 1280.7 | 4002.2 | 4545.2 | 5714.2 | 5904.2 | 6137.2 | 6283.2 | 6374.2 | 7207.2 | 7335.2 | 7792.2
2010 | US | SERC | Delta | - | W06b1 | Wind Derate On-Peak | 0 | 0 | 0 | 0 | 0 | 0 | 0 | 0 | 0 | 0 | 0
2010 | US | SERC | Delta | - | W06b2 | Solar Derate On-Peak | 0 | 0 | 0 | 0 | 0 | 0 | 0 | 0 | 0 | 0 | 0
2010 | US | SERC | Delta | - | W06b3 | Hydro Derate On-Peak | 0 | 0 | 0 | 0 | 0 | 0 | 0 | 0 | 0 | 0 | 0
2010 | US | SERC | Delta | - | W06b4 | Biomass Derate On-Peak | 0 | 0 | 0 | 0 | 0 | 0 | 0 | 0 | 0 | 0 | 0
2010 | US | SERC | Delta | - | W06b5 | Load as a Capacity Resource Derate On-Peak (Load Management Programs) | 0 | 0 | 0 | 0 | 0 | 0 | 0 | 0 | 0 | 0 | 0
2010 | US | SERC | Delta | - | W06b7 | Transmission-Limited Resources | 0 | 0 | 0 | 0 | 0 | 0 | 0 | 0 | 0 | 0 | 0
2010 | US | SERC | Delta | - | W06b8 | All Other Derates | 0 | 0 | 0 | 0 | 0 | 0 | 0 | 0 | 0 | 0 | 0
2010 | US | SERC | Delta | - | W06b9 | Energy Only | 0 | 1341.5 | 1506.5 | 1290.5 | 1290.5 | 1290.5 | 1290.5 | 1290.5 | 1290.5 | 1290.5 | 1290.5
2010 | US | SERC | Delta | - | W06c | Existing, Inoperable (Note: Not used in margin calculations) | 1852 | 1403 | 1403 | 1403 | 1403 | 1403 | 1403 | 1403 | 1403 | 1403 | 1403
2010 | US | SERC | Delta | - | W07 | FUTURE CAPACITY ADDITIONS = 7a+7b | 0 | 0 | 0 | 655 | 679 | 729 | 729 | 729 | 729 | 729 | 729
2010 | US | SERC | Delta | - | W07a | Future, Planned | 0 | 0 | 0 | 655 | 679 | 729 | 729 | 729 | 729 | 729 | 729
2010 | US | SERC | Delta | - | W07a1 | Wind Expected On-Peak | 0 | 0 | 0 | 0 | 0 | 0 | 0 | 0 | 0 | 0 | 0
2010 | US | SERC | Delta | - | W07a2 | Wind Derate On-Peak | 0 | 0 | 0 | 0 | 0 | 0 | 0 | 0 | 0 | 0 | 0
2010 | US | SERC | Delta | - | W07a3 | Solar Expected On-Peak | 0 | 0 | 0 | 0 | 0 | 0 | 0 | 0 | 0 | 0 | 0
2010 | US | SERC | Delta | - | W07a4 | Solar Derate On-Peak | 0 | 0 | 0 | 0 | 0 | 0 | 0 | 0 | 0 | 0 | 0
2010 | US | SERC | Delta | - | W07a5 | Hydro Expected On-Peak | 0 | 0 | 0 | 0 | 24 | 24 | 24 | 24 | 24 | 24 | 24
2010 | US | SERC | Delta | - | W07a6 | Hydro Derate On-Peak | 0 | 0 | 0 | 0 | 0 | 0 | 0 | 0 | 0 | 0 | 0
2010 | US | SERC | Delta | - | W07a7 | Biomass Expected On-Peak | 0 | 0 | 0 | 0 | 0 | 50 | 50 | 50 | 50 | 50 | 50
2010 | US | SERC | Delta | - | W07a8 | Biomass Derate On-Peak | 0 | 0 | 0 | 0 | 0 | 0 | 0 | 0 | 0 | 0 | 0
2010 | US | SERC | Delta | - | W07a9 | Demand Response Expected On-Peak (Load Management Programs) | 0 | 0 | 0 | 0 | 0 | 0 | 0 | 0 | 0 | 0 | 0
2010 | US | SERC | Delta | - | W07a10 | Demand Response Derate On-Peak (Load Management Programs) | 0 | 0 | 0 | 0 | 0 | 0 | 0 | 0 | 0 | 0 | 0
2010 | US | SERC | Delta | - | W07a11 | Transmission-Limited Resources | 0 | 0 | 0 | 0 | 0 | 0 | 0 | 0 | 0 | 0 | 0
2010 | US | SERC | Delta | - | W07a12 | Scheduled Outage - Maintenance | 0 | 0 | 0 | 0 | 0 | 0 | 0 | 0 | 0 | 0 | 0
2010 | US | SERC | Delta | - | W07a13 | All Other Derates | 0 | 0 | 0 | 0 | 0 | 0 | 0 | 0 | 0 | 0 | 0
2010 | US | SERC | Delta | - | W07a14 | Energy Only | 0 | 0 | 0 | 0 | 0 | 0 | 0 | 0 | 0 | 0 | 0
2010 | US | SERC | Delta | - | W07b | Future, Other | 0 | 0 | 0 | 0 | 0 | 0 | 0 | 0 | 0 | 0 | 0
2010 | US | SERC | Delta | - | W07b1 | Wind Expected On-Peak | 0 | 0 | 0 | 0 | 0 | 0 | 0 | 0 | 0 | 0 | 0
2010 | US | SERC | Delta | - | W07b2 | Wind Derate On-Peak | 0 | 0 | 0 | 0 | 0 | 0 | 0 | 0 | 0 | 0 | 0
2010 | US | SERC | Delta | - | W07b3 | Solar Expected On-Peak | 0 | 0 | 0 | 0 | 0 | 0 | 0 | 0 | 0 | 0 | 0
2010 | US | SERC | Delta | - | W07b4 | Solar Derate On-Peak | 0 | 0 | 0 | 0 | 0 | 0 | 0 | 0 | 0 | 0 | 0
2010 | US | SERC | Delta | - | W07b5 | Hydro Expected On-Peak | 0 | 0 | 0 | 0 | 0 | 0 | 0 | 0 | 0 | 0 | 0
2010 | US | SERC | Delta | - | W07b6 | Hydro Derate On-Peak | 0 | 0 | 0 | 0 | 0 | 0 | 0 | 0 | 0 | 0 | 0
2010 | US | SERC | Delta | - | W07b7 | Biomass Expected On-Peak | 0 | 0 | 0 | 0 | 0 | 0 | 0 | 0 | 0 | 0 | 0
2010 | US | SERC | Delta | - | W07b8 | Biomass Derate On-Peak | 0 | 0 | 0 | 0 | 0 | 0 | 0 | 0 | 0 | 0 | 0
2010 | US | SERC | Delta | - | W07b9 | Transmission-Limited Resources | 0 | 0 | 0 | 0 | 0 | 0 | 0 | 0 | 0 | 0 | 0
2010 | US | SERC | Delta | - | W07b10 | Scheduled Outage - Maintenance | 0 | 0 | 0 | 0 | 0 | 0 | 0 | 0 | 0 | 0 | 0
2010 | US | SERC | Delta | - | W07b11 | All Other Derates | 0 | 0 | 0 | 0 | 0 | 0 | 0 | 0 | 0 | 0 | 0
2010 | US | SERC | Delta | - | W07b12 | Energy Only | 0 | 0 | 0 | 0 | 0 | 0 | 0 | 0 | 0 | 0 | 0
2010 | US | SERC | Delta | - | W08 | Conceptual | 0 | 0 | 0 | 0 | 500 | 1600 | 2420 | 3115 | 3450 | 4005 | 4005
2010 | US | SERC | Delta | - | W08a1 | Wind Expected On-Peak | 0 | 0 | 0 | 0 | 0 | 0 | 50 | 100 | 150 | 200 | 200
2010 | US | SERC | Delta | - | W08a2 | Wind Derate On-Peak | 0 | 0 | 0 | 0 | 0 | 0 | 45 | 90 | 135 | 180 | 180
2010 | US | SERC | Delta | - | W08a3 | Solar Expected On-Peak | 0 | 0 | 0 | 0 | 0 | 0 | 0 | 0 | 0 | 0 | 0
2010 | US | SERC | Delta | - | W08a4 | Solar Derate On-Peak | 0 | 0 | 0 | 0 | 0 | 0 | 0 | 0 | 0 | 0 | 0
2010 | US | SERC | Delta | - | W08a5 | Hydro Expected On-Peak | 0 | 0 | 0 | 0 | 0 | 0 | 0 | 0 | 0 | 0 | 0
2010 | US | SERC | Delta | - | W08a6 | Hydro Derate On-Peak | 0 | 0 | 0 | 0 | 0 | 0 | 0 | 0 | 0 | 0 | 0
2010 | US | SERC | Delta | - | W08a7 | Biomass Expected On-Peak | 0 | 0 | 0 | 0 | 0 | 100 | 200 | 300 | 40 | 500 | 500
2010 | US | SERC | Delta | - | W08a8 | Biomass Derate On-Peak | 0 | 0 | 0 | 0 | 0 | 0 | 0 | 0 | 0 | 0 | 0
2010 | US | SERC | Delta | - | W08a9 | All Other Derates | 0 | 0 | 0 | 0 | 0 | 0 | 0 | 0 | 0 | 0 | 0
2010 | US | SERC | Delta | - | W08a10 | Energy Only | 0 | 0 | 0 | 0 | 0 | 0 | 0 | 0 | 0 | 0 | 0
2010 | US | SERC | Delta | - | W09 | ANTICIPATED INTERNAL CAPACITY = 6a+7a | 41139.2 | 41944.2 | 41466.2 | 41801.2 | 41635.2 | 41452.2 | 41452.2 | 41361.2 | 40528.2 | 40400.2 | 39943.2
2010 | US | SERC | Delta | - | W10 | CAPACITY TRANSACTIONS - IMPORTS = 10a+10b+10c+10d | 2887 | 2672 | 2537 | 1957 | 1957 | 1957 | 1957 | 1957 | 1957 | 1957 | 1799
2010 | US | SERC | Delta | - | W10a | Firm (Note: The sum of 10a1 and 10a2 must be <= 10a) | 2887 | 2672 | 2487 | 1907 | 1907 | 1907 | 1907 | 1907 | 1907 | 1907 | 1749
2010 | US | SERC | Delta | - | W10a1 | Full-Responsibility Purchases | 1732 | 1732 | 1732 | 1152 | 1152 | 1152 | 1152 | 1152 | 1152 | 1152 | 994
2010 | US | SERC | Delta | - | W10a2 | Owned Capacity/Entitlement Located Outside the Region/Subregion | 0 | 0 | 0 | 0 | 0 | 0 | 0 | 0 | 0 | 0 | 0
2010 | US | SERC | Delta | - | W10b | Non-firm | 0 | 0 | 0 | 0 | 0 | 0 | 0 | 0 | 0 | 0 | 0
2010 | US | SERC | Delta | - | W10c | Expected (Note: The sum of 10c1 and 10c2 must be <= 10c) | 0 | 0 | 50 | 50 | 50 | 50 | 50 | 50 | 50 | 50 | 50
2010 | US | SERC | Delta | - | W10c1 | Full-Responsibility Purchases | 0 | 0 | 0 | 0 | 0 | 0 | 0 | 0 | 0 | 0 | 0
2010 | US | SERC | Delta | - | W10c2 | Owned Capacity/Entitlement Located Outside the Region/Subregion | 0 | 0 | 0 | 0 | 0 | 0 | 0 | 0 | 0 | 0 | 0
2010 | US | SERC | Delta | - | W10d | Provisional – transactions under study, but negotiations have not begun. | 0 | 0 | 0 | 0 | 0 | 0 | 0 | 0 | 0 | 0 | 0
2010 | US | SERC | Delta | - | W11 | CAPACITY TRANSACTIONS - EXPORTS = 11a+11b+11c+11d | 2083 | 2964 | 2980 | 2242 | 2242 | 2242 | 2242 | 2242 | 2242 | 2242 | 2242
2010 | US | SERC | Delta | - | W11a | Firm (Note: The sum of 11a1 and 11a2 must be <= 11a) | 2083 | 2964 | 2980 | 2242 | 2242 | 2242 | 2242 | 2242 | 2242 | 2242 | 2242
2010 | US | SERC | Delta | - | W11a1 | Full-Responsibility Purchases | 0 | 0 | 0 | 0 | 0 | 0 | 0 | 0 | 0 | 0 | 0
2010 | US | SERC | Delta | - | W11a2 | Owned Capacity/Entitlement Located Outside the Region/Subregion | 126 | 126 | 142 | 142 | 142 | 142 | 142 | 142 | 142 | 142 | 142
2010 | US | SERC | Delta | - | W11b | Non-firm | 0 | 0 | 0 | 0 | 0 | 0 | 0 | 0 | 0 | 0 | 0
2010 | US | SERC | Delta | - | W11c | Expected (Note: The sum of 11c1 and 11c2 must be <= 11c) | 0 | 0 | 0 | 0 | 0 | 0 | 0 | 0 | 0 | 0 | 0
2010 | US | SERC | Delta | - | W11c1 | Full-Responsibility Purchases | 0 | 0 | 0 | 0 | 0 | 0 | 0 | 0 | 0 | 0 | 0
2010 | US | SERC | Delta | - | W11c2 | Owned Capacity/Entitlement Located Outside the Region/Subregion | 0 | 0 | 0 | 0 | 0 | 0 | 0 | 0 | 0 | 0 | 0
2010 | US | SERC | Delta | - | W11d | Provisional – transactions under study, but negotiations have not begun. | 0 | 0 | 0 | 0 | 0 | 0 | 0 | 0 | 0 | 0 | 0
2010 | US | SERC | Delta | - | W12 | EXISTING, CERTAIN CAPACITY & NET FIRM TRANSACTIONS = 6a+Net Firm Transactions | 41943.2 | 41652.2 | 40973.2 | 40811.2 | 40621.2 | 40388.2 | 40388.2 | 40297.2 | 39464.2 | 39336.2 | 38721.2
2010 | US | SERC | Delta | - | W13 | ANTICIPATED CAPACITY RESOURCES = 12+7a+Net Expected Transactions | 0 | 41652.2 | 41023.2 | 41516.2 | 41350.2 | 41167.2 | 41167.2 | 41076.2 | 40243.2 | 40115.2 | 39500.2
2010 | US | SERC | Delta | - | W14 | PROSPECTIVE CAPACITY RESOURCES = 13+6b+16b | 0 | 45654.4 | 45568.4 | 47230.4 | 47254.4 | 47304.4 | 47450.4 | 47450.4 | 47450.4 | 47450.4 | 47292.4
2010 | US | SERC | Delta | - | W15 | TOTAL POTENTIAL CAPACITY RESOURCES = 13+6b+7b+8+Net Provisional Transactions | 0 | 45654.4 | 45568.4 | 47230.4 | 47754.4 | 48904.4 | 49870.4 | 50565.4 | 50900.4 | 51455.4 | 51297.4
2010 | US | SERC | Delta | - | W15a | ADJUSTED POTENTIAL CAPACITY RESOURCES = 13+6b+16b+16d+Net Provisional Transactions | 0 | 45654.4 | 45568.4 | 47230.4 | 47254.4 | 47304.4 | 47450.4 | 47450.4 | 47450.4 | 47450.4 | 47292.4
2010 | US | SERC | Delta | - | W16a | Confidence of Future, Other (7b), using reasonable judgement | 0 | 0 | 0 | 0 | 0 | 0 | 0 | 0 | 0 | 0 | 0
2010 | US | SERC | Delta | - | W16b | Net Future, Other Resources After Confidence Percentage Is Applied = 7b*16a | 0 | 0 | 0 | 0 | 0 | 0 | 0 | 0 | 0 | 0 | 0
2010 | US | SERC | Delta | - | W16c | Confidence of Conceptual (8), using reasonable judgement | 0 | 0 | 0 | 0 | 0 | 0 | 0 | 0 | 0 | 0 | 0
2010 | US | SERC | Delta | - | W16d | Net Conceptual Resources After Confidence Percentage Is Applied = 8*16c | 0 | 0 | 0 | 0 | 0 | 0 | 0 | 0 | 0 | 0 | 0
2010 | US | SERC | Delta | - | W17 | Region/Subregion Target Reserve Margin | 0 | 0.15 | 0.15 | 0.15 | 0.15 | 0.15 | 0.15 | 0.15 | 0.15 | 0.15 | 0.15
2010 | US | SERC | Delta | - | W18 | Existing Certain and Net Firm Transactions Reserve Margin = (12-3)/3 | 0 | 0.8462 | 0.77266 | 0.71195 | 0.66439 | 0.62659 | 0.62508 | 0.58078 | 0.52956 | 0.5023 | 0.48215
2010 | US | SERC | Delta | - | W19 | Anticipated Capacity Resources Reserve Margin = (13-3)/3 | 0 | 0.8462 | 0.77482 | 0.74152 | 0.69426 | 0.65796 | 0.65643 | 0.61134 | 0.55975 | 0.53205 | 0.51197
2010 | US | SERC | Delta | - | W20 | Prospective Capacity Resources Reserve Margin = (14-3)/3 | 0 | 1.0236 | 0.97146 | 0.98122 | 0.93618 | 0.90513 | 0.90924 | 0.86138 | 0.83909 | 0.81219 | 0.81024
2010 | US | SERC | Delta | - | W21 | Total Potential Resources Reserve Margin = (15-3)/3 | 0 | 1.0236 | 0.97146 | 0.98122 | 0.95667 | 0.96957 | 1.0066 | 0.98358 | 0.97281 | 0.96515 | 0.96354
2010 | US | SERC | Delta | - | W22 | Adjusted Potential Resources Reserve Margin = (15a-3)/3 | 0 | 1.0236 | 0.97146 | 0.98122 | 0.93618 | 0.90513 | 0.90924 | 0.86138 | 0.83909 | 0.81219 | 0.81024
2010 | US | SERC | Delta | - | W23 | Total Baseline Installed Capacity | 44271.9 | 0 | 0 | 0 | 0 | 0 | 0 | 0 | 0 | 0 | 0
2010 | US | SERC | Gateway | - | W01 | Unrestricted Non-coincident Peak Demand = 2+1a+1b-1c-1d | 15301 | 15577 | 15808 | 15970 | 16045 | 16125 | 16219 | 16324 | 16457 | 16585 | 16714
2010 | US | SERC | Gateway | - | W01a | New Conservation (Energy Efficiency) | 0 | 97 | 97 | 98 | 100 | 100 | 101 | 102 | 103 | 103 | 104
2010 | US | SERC | Gateway | - | W01b | Estimated Diversity | 0 | 0 | 0 | 0 | 0 | 0 | 0 | 0 | 0 | 0 | 0
2010 | US | SERC | Gateway | - | W01c | Additions for non-member load (load served by non-registered LSE's in a region) | 0 | 30 | 31 | 31 | 31 | 32 | 32 | 33 | 33 | 34 | 34
2010 | US | SERC | Gateway | - | W01d | Stand-by Load Under Contract (Normally served by behind the meter generation) | 0 | 35 | 35 | 36 | 36 | 36 | 37 | 37 | 37 | 38 | 39
2010 | US | SERC | Gateway | - | W02 | Total Internal Demand | 15301 | 15545 | 15777 | 15939 | 16012 | 16093 | 16187 | 16292 | 16424 | 16554 | 16683
2010 | US | SERC | Gateway | - | W02a | Direct Control Load Management | 0 | 0 | 0 | 0 | 0 | 0 | 0 | 0 | 0 | 0 | 0
2010 | US | SERC | Gateway | - | W02b | Contractually Interruptible (Curtailable) | 0 | 0 | 0 | 0 | 0 | 0 | 0 | 0 | 0 | 0 | 0
2010 | US | SERC | Gateway | - | W02c | Critical Peak-Pricing (CPP) with Control | 0 | 0 | 0 | 0 | 0 | 0 | 0 | 0 | 0 | 0 | 0
2010 | US | SERC | Gateway | - | W02d | Load as a Capacity Resource | 75 | 75 | 75 | 75 | 75 | 75 | 75 | 75 | 75 | 75 | 75
2010 | US | SERC | Gateway | - | W03 | Net Internal Demand = 2-2a-2b-2c-2d | 15226 | 15470 | 15702 | 15864 | 15937 | 16018 | 16112 | 16217 | 16349 | 16479 | 16608
2010 | US | SERC | Gateway | - | W04a | Demand Response used for Reserves - Spinning | 0 | 0 | 0 | 0 | 0 | 0 | 0 | 0 | 0 | 0 | 0
2010 | US | SERC | Gateway | - | W04b | Demand Response used for Reserves - Non-Spinning | 0 | 0 | 0 | 0 | 0 | 0 | 0 | 0 | 0 | 0 | 0
2010 | US | SERC | Gateway | - | W04c | Demand Response used for Regulation | 0 | 0 | 0 | 0 | 0 | 0 | 0 | 0 | 0 | 0 | 0
2010 | US | SERC | Gateway | - | W04d | Demand Response used for Energy, Voluntary - Emergency | 0 | 0 | 0 | 0 | 0 | 0 | 0 | 0 | 0 | 0 | 0
2010 | US | SERC | Gateway | - | W05 | TOTAL INTERNAL CAPACITY = 6+7 | 23908.1 | 24257.3 | 25120.7 | 25961.7 | 25977.7 | 25977.7 | 25388.7 | 25977.7 | 25977.7 | 25977.7 | 25977.7
2010 | US | SERC | Gateway | - | W06 | EXISTING CAPACITY = 6a+6b+6c | 23908.1 | 24245.3 | 24259.7 | 24259.7 | 24259.7 | 24259.7 | 23670.7 | 24259.7 | 24259.7 | 24259.7 | 24259.7
2010 | US | SERC | Gateway | - | W06a | Existing, Certain | 23694.1 | 24031.3 | 24045.7 | 24045.7 | 24045.7 | 24045.7 | 23456.7 | 24045.7 | 24045.7 | 24045.7 | 24045.7
2010 | US | SERC | Gateway | - | W06a1 | Wind Expected On-Peak | 8 | 8 | 8 | 8 | 8 | 8 | 8 | 8 | 8 | 8 | 8
2010 | US | SERC | Gateway | - | W06a2 | Solar Expected On-Peak | 0 | 0 | 0 | 0 | 0 | 0 | 0 | 0 | 0 | 0 | 0
2010 | US | SERC | Gateway | - | W06a3 | Hydro Expected On-Peak | 373.7 | 376.9 | 376.9 | 376.9 | 376.9 | 376.9 | 376.9 | 376.9 | 376.9 | 376.9 | 376.9
2010 | US | SERC | Gateway | - | W06a4 | Biomass Expected On-Peak | 0 | 0 | 0 | 0 | 0 | 0 | 0 | 0 | 0 | 0 | 0
2010 | US | SERC | Gateway | - | W06a5 | Load as a Capacity Resource Expected On-Peak (Load Management Programs) | 0 | 0 | 0 | 0 | 0 | 0 | 0 | 0 | 0 | 0 | 0
2010 | US | SERC | Gateway | - | W06b | Existing, Other | 92 | 92 | 92 | 92 | 92 | 92 | 92 | 92 | 92 | 92 | 92
2010 | US | SERC | Gateway | - | W06b1 | Wind Derate On-Peak | 92 | 92 | 92 | 92 | 92 | 92 | 92 | 92 | 92 | 92 | 92
2010 | US | SERC | Gateway | - | W06b2 | Solar Derate On-Peak | 0 | 0 | 0 | 0 | 0 | 0 | 0 | 0 | 0 | 0 | 0
2010 | US | SERC | Gateway | - | W06b3 | Hydro Derate On-Peak | 0 | 0 | 0 | 0 | 0 | 0 | 0 | 0 | 0 | 0 | 0
2010 | US | SERC | Gateway | - | W06b4 | Biomass Derate On-Peak | 0 | 0 | 0 | 0 | 0 | 0 | 0 | 0 | 0 | 0 | 0
2010 | US | SERC | Gateway | - | W06b5 | Load as a Capacity Resource Derate On-Peak (Load Management Programs) | 0 | 0 | 0 | 0 | 0 | 0 | 0 | 0 | 0 | 0 | 0
2010 | US | SERC | Gateway | - | W06b7 | Transmission-Limited Resources | 0 | 0 | 0 | 0 | 0 | 0 | 0 | 0 | 0 | 0 | 0
2010 | US | SERC | Gateway | - | W06b8 | All Other Derates | 0 | 0 | 0 | 0 | 0 | 0 | 0 | 0 | 0 | 0 | 0
2010 | US | SERC | Gateway | - | W06b9 | Energy Only | 0 | 0 | 0 | 0 | 0 | 0 | 0 | 0 | 0 | 0 | 0
2010 | US | SERC | Gateway | - | W06c | Existing, Inoperable (Note: Not used in margin calculations) | 30 | 30 | 30 | 30 | 30 | 30 | 30 | 30 | 30 | 30 | 30
2010 | US | SERC | Gateway | - | W07 | FUTURE CAPACITY ADDITIONS = 7a+7b | 0 | 12 | 861 | 1702 | 1718 | 1718 | 1718 | 1718 | 1718 | 1718 | 1718
2010 | US | SERC | Gateway | - | W07a | Future, Planned | 0 | 12 | 861 | 1702 | 1718 | 1718 | 1718 | 1718 | 1718 | 1718 | 1718
2010 | US | SERC | Gateway | - | W07a1 | Wind Expected On-Peak | 0 | 12 | 36 | 52 | 68 | 68 | 68 | 68 | 68 | 68 | 68
2010 | US | SERC | Gateway | - | W07a2 | Wind Derate On-Peak | 0 | 0 | 0 | 0 | 0 | 0 | 0 | 0 | 0 | 0 | 0
2010 | US | SERC | Gateway | - | W07a3 | Solar Expected On-Peak | 0 | 0 | 0 | 0 | 0 | 0 | 0 | 0 | 0 | 0 | 0
2010 | US | SERC | Gateway | - | W07a4 | Solar Derate On-Peak | 0 | 0 | 0 | 0 | 0 | 0 | 0 | 0 | 0 | 0 | 0
2010 | US | SERC | Gateway | - | W07a5 | Hydro Expected On-Peak | 0 | 0 | 0 | 0 | 0 | 0 | 0 | 0 | 0 | 0 | 0
2010 | US | SERC | Gateway | - | W07a6 | Hydro Derate On-Peak | 0 | 0 | 0 | 0 | 0 | 0 | 0 | 0 | 0 | 0 | 0
2010 | US | SERC | Gateway | - | W07a7 | Biomass Expected On-Peak | 0 | 0 | 0 | 0 | 0 | 0 | 0 | 0 | 0 | 0 | 0
2010 | US | SERC | Gateway | - | W07a8 | Biomass Derate On-Peak | 0 | 0 | 0 | 0 | 0 | 0 | 0 | 0 | 0 | 0 | 0
2010 | US | SERC | Gateway | - | W07a9 | Demand Response Expected On-Peak (Load Management Programs) | 0 | 0 | 0 | 0 | 0 | 0 | 0 | 0 | 0 | 0 | 0
2010 | US | SERC | Gateway | - | W07a10 | Demand Response Derate On-Peak (Load Management Programs) | 0 | 0 | 0 | 0 | 0 | 0 | 0 | 0 | 0 | 0 | 0
2010 | US | SERC | Gateway | - | W07a11 | Transmission-Limited Resources | 0 | 0 | 0 | 0 | 0 | 0 | 0 | 0 | 0 | 0 | 0
2010 | US | SERC | Gateway | - | W07a12 | Scheduled Outage - Maintenance | 0 | 0 | 0 | 0 | 0 | 0 | 0 | 0 | 0 | 0 | 0
2010 | US | SERC | Gateway | - | W07a13 | All Other Derates | 0 | 0 | 0 | 0 | 0 | 0 | 0 | 0 | 0 | 0 | 0
2010 | US | SERC | Gateway | - | W07a14 | Energy Only | 0 | 0 | 0 | 0 | 0 | 0 | 0 | 0 | 0 | 0 | 0
2010 | US | SERC | Gateway | - | W07b | Future, Other | 0 | 0 | 0 | 0 | 0 | 0 | 0 | 0 | 0 | 0 | 0
2010 | US | SERC | Gateway | - | W07b1 | Wind Expected On-Peak | 0 | 0 | 0 | 0 | 0 | 0 | 0 | 0 | 0 | 0 | 0
2010 | US | SERC | Gateway | - | W07b2 | Wind Derate On-Peak | 0 | 0 | 0 | 0 | 0 | 0 | 0 | 0 | 0 | 0 | 0
2010 | US | SERC | Gateway | - | W07b3 | Solar Expected On-Peak | 0 | 0 | 0 | 0 | 0 | 0 | 0 | 0 | 0 | 0 | 0
2010 | US | SERC | Gateway | - | W07b4 | Solar Derate On-Peak | 0 | 0 | 0 | 0 | 0 | 0 | 0 | 0 | 0 | 0 | 0
2010 | US | SERC | Gateway | - | W07b5 | Hydro Expected On-Peak | 0 | 0 | 0 | 0 | 0 | 0 | 0 | 0 | 0 | 0 | 0
2010 | US | SERC | Gateway | - | W07b6 | Hydro Derate On-Peak | 0 | 0 | 0 | 0 | 0 | 0 | 0 | 0 | 0 | 0 | 0
2010 | US | SERC | Gateway | - | W07b7 | Biomass Expected On-Peak | 0 | 0 | 0 | 0 | 0 | 0 | 0 | 0 | 0 | 0 | 0
2010 | US | SERC | Gateway | - | W07b8 | Biomass Derate On-Peak | 0 | 0 | 0 | 0 | 0 | 0 | 0 | 0 | 0 | 0 | 0
2010 | US | SERC | Gateway | - | W07b9 | Transmission-Limited Resources | 0 | 0 | 0 | 0 | 0 | 0 | 0 | 0 | 0 | 0 | 0
2010 | US | SERC | Gateway | - | W07b10 | Scheduled Outage - Maintenance | 0 | 0 | 0 | 0 | 0 | 0 | 0 | 0 | 0 | 0 | 0
2010 | US | SERC | Gateway | - | W07b11 | All Other Derates | 0 | 0 | 0 | 0 | 0 | 0 | 0 | 0 | 0 | 0 | 0
2010 | US | SERC | Gateway | - | W07b12 | Energy Only | 0 | 0 | 0 | 0 | 0 | 0 | 0 | 0 | 0 | 0 | 0
2010 | US | SERC | Gateway | - | W08 | Conceptual | 0 | 0 | 0 | 161 | 243 | 279 | 559 | 599 | 599 | 599 | 599
2010 | US | SERC | Gateway | - | W08a1 | Wind Expected On-Peak | 0 | 0 | 0 | 161 | 243 | 279 | 559 | 599 | 599 | 599 | 599
2010 | US | SERC | Gateway | - | W08a2 | Wind Derate On-Peak | 0 | 0 | 0 | 0 | 0 | 0 | 0 | 0 | 0 | 0 | 0
2010 | US | SERC | Gateway | - | W08a3 | Solar Expected On-Peak | 0 | 0 | 0 | 0 | 0 | 0 | 0 | 0 | 0 | 0 | 0
2010 | US | SERC | Gateway | - | W08a4 | Solar Derate On-Peak | 0 | 0 | 0 | 0 | 0 | 0 | 0 | 0 | 0 | 0 | 0
2010 | US | SERC | Gateway | - | W08a5 | Hydro Expected On-Peak | 0 | 0 | 0 | 0 | 0 | 0 | 0 | 0 | 0 | 0 | 0
2010 | US | SERC | Gateway | - | W08a6 | Hydro Derate On-Peak | 0 | 0 | 0 | 0 | 0 | 0 | 0 | 0 | 0 | 0 | 0
2010 | US | SERC | Gateway | - | W08a7 | Biomass Expected On-Peak | 0 | 0 | 0 | 0 | 0 | 0 | 0 | 0 | 0 | 0 | 0
2010 | US | SERC | Gateway | - | W08a8 | Biomass Derate On-Peak | 0 | 0 | 0 | 0 | 0 | 0 | 0 | 0 | 0 | 0 | 0
2010 | US | SERC | Gateway | - | W08a9 | All Other Derates | 0 | 0 | 0 | 0 | 0 | 0 | 0 | 0 | 0 | 0 | 0
2010 | US | SERC | Gateway | - | W08a10 | Energy Only | 0 | 0 | 0 | 0 | 0 | 0 | 0 | 0 | 0 | 0 | 0
2010 | US | SERC | Gateway | - | W09 | ANTICIPATED INTERNAL CAPACITY = 6a+7a | 23694.1 | 24043.3 | 24906.7 | 25747.7 | 25763.7 | 25763.7 | 25174.7 | 25763.7 | 25763.7 | 25763.7 | 25763.7
2010 | US | SERC | Gateway | - | W10 | CAPACITY TRANSACTIONS - IMPORTS = 10a+10b+10c+10d | 3096 | 1483 | 1557 | 602 | 602 | 602 | 602 | 602 | 602 | 602 | 602
2010 | US | SERC | Gateway | - | W10a | Firm (Note: The sum of 10a1 and 10a2 must be <= 10a) | 3096 | 1483 | 1557 | 602 | 602 | 602 | 602 | 602 | 602 | 602 | 602
2010 | US | SERC | Gateway | - | W10a1 | Full-Responsibility Purchases | 32 | 51 | 0 | 0 | 0 | 0 | 0 | 0 | 0 | 0 | 0
2010 | US | SERC | Gateway | - | W10a2 | Owned Capacity/Entitlement Located Outside the Region/Subregion | 63 | 158 | 278 | 398 | 398 | 398 | 398 | 398 | 398 | 398 | 398
2010 | US | SERC | Gateway | - | W10b | Non-firm | 0 | 0 | 0 | 0 | 0 | 0 | 0 | 0 | 0 | 0 | 0
2010 | US | SERC | Gateway | - | W10c | Expected (Note: The sum of 10c1 and 10c2 must be <= 10c) | 0 | 0 | 0 | 0 | 0 | 0 | 0 | 0 | 0 | 0 | 0
2010 | US | SERC | Gateway | - | W10c1 | Full-Responsibility Purchases | 0 | 0 | 0 | 0 | 0 | 0 | 0 | 0 | 0 | 0 | 0
2010 | US | SERC | Gateway | - | W10c2 | Owned Capacity/Entitlement Located Outside the Region/Subregion | 0 | 0 | 0 | 0 | 0 | 0 | 0 | 0 | 0 | 0 | 0
2010 | US | SERC | Gateway | - | W10d | Provisional – transactions under study, but negotiations have not begun. | 0 | 0 | 0 | 0 | 0 | 0 | 0 | 0 | 0 | 0 | 0
2010 | US | SERC | Gateway | - | W11 | CAPACITY TRANSACTIONS - EXPORTS = 11a+11b+11c+11d | 4878 | 3402 | 1363 | 742 | 586 | 632 | 622 | 622 | 622 | 622 | 622
2010 | US | SERC | Gateway | - | W11a | Firm (Note: The sum of 11a1 and 11a2 must be <= 11a) | 4878 | 3402 | 1363 | 742 | 586 | 632 | 622 | 622 | 622 | 622 | 622
2010 | US | SERC | Gateway | - | W11a1 | Full-Responsibility Purchases | 141 | 236 | 356 | 476 | 476 | 522 | 522 | 522 | 522 | 522 | 522
2010 | US | SERC | Gateway | - | W11a2 | Owned Capacity/Entitlement Located Outside the Region/Subregion | 0 | 0 | 0 | 0 | 0 | 0 | 0 | 0 | 0 | 0 | 0
2010 | US | SERC | Gateway | - | W11b | Non-firm | 0 | 0 | 0 | 0 | 0 | 0 | 0 | 0 | 0 | 0 | 0
2010 | US | SERC | Gateway | - | W11c | Expected (Note: The sum of 11c1 and 11c2 must be <= 11c) | 0 | 0 | 0 | 0 | 0 | 0 | 0 | 0 | 0 | 0 | 0
2010 | US | SERC | Gateway | - | W11c1 | Full-Responsibility Purchases | 0 | 0 | 0 | 0 | 0 | 0 | 0 | 0 | 0 | 0 | 0
2010 | US | SERC | Gateway | - | W11c2 | Owned Capacity/Entitlement Located Outside the Region/Subregion | 0 | 0 | 0 | 0 | 0 | 0 | 0 | 0 | 0 | 0 | 0
2010 | US | SERC | Gateway | - | W11d | Provisional – transactions under study, but negotiations have not begun. | 0 | 0 | 0 | 0 | 0 | 0 | 0 | 0 | 0 | 0 | 0
2010 | US | SERC | Gateway | - | W12 | EXISTING, CERTAIN CAPACITY & NET FIRM TRANSACTIONS = 6a+Net Firm Transactions | 21912.1 | 22112.3 | 24239.7 | 23905.7 | 24061.7 | 24015.7 | 23436.7 | 24025.7 | 24025.7 | 24025.7 | 24025.7
2010 | US | SERC | Gateway | - | W13 | ANTICIPATED CAPACITY RESOURCES = 12+7a+Net Expected Transactions | 0 | 22124.3 | 25100.7 | 25607.7 | 25779.7 | 25733.7 | 25154.7 | 25743.7 | 25743.7 | 25743.7 | 25743.7
2010 | US | SERC | Gateway | - | W14 | PROSPECTIVE CAPACITY RESOURCES = 13+6b+16b | 0 | 22216.3 | 25192.7 | 25699.7 | 25871.7 | 25825.7 | 25246.7 | 25835.7 | 25835.7 | 25835.7 | 25835.7
2010 | US | SERC | Gateway | - | W15 | TOTAL POTENTIAL CAPACITY RESOURCES = 13+6b+7b+8+Net Provisional Transactions | 0 | 22216.3 | 25192.7 | 25860.7 | 26114.7 | 26104.7 | 25805.7 | 26434.7 | 26434.7 | 26434.7 | 26434.7
2010 | US | SERC | Gateway | - | W15a | ADJUSTED POTENTIAL CAPACITY RESOURCES = 13+6b+16b+16d+Net Provisional Transactions | 0 | 22216.3 | 25192.7 | 25699.7 | 25871.7 | 25825.7 | 25246.7 | 25835.7 | 25835.7 | 25835.7 | 25835.7
2010 | US | SERC | Gateway | - | W16a | Confidence of Future, Other (7b), using reasonable judgement | 0 | 0 | 0 | 0 | 0 | 0 | 0 | 0 | 0 | 0 | 0
2010 | US | SERC | Gateway | - | W16b | Net Future, Other Resources After Confidence Percentage Is Applied = 7b*16a | 0 | 0 | 0 | 0 | 0 | 0 | 0 | 0 | 0 | 0 | 0
2010 | US | SERC | Gateway | - | W16c | Confidence of Conceptual (8), using reasonable judgement | 0 | 0 | 0 | 0 | 0 | 0 | 0 | 0 | 0 | 0 | 0
2010 | US | SERC | Gateway | - | W16d | Net Conceptual Resources After Confidence Percentage Is Applied = 8*16c | 0 | 0 | 0 | 0 | 0 | 0 | 0 | 0 | 0 | 0 | 0
2010 | US | SERC | Gateway | - | W17 | Region/Subregion Target Reserve Margin | 0 | 0.119 | 0.119 | 0.119 | 0.119 | 0.119 | 0.119 | 0.119 | 0.119 | 0.119 | 0.119
2010 | US | SERC | Gateway | - | W18 | Existing Certain and Net Firm Transactions Reserve Margin = (12-3)/3 | 0 | 0.42937 | 0.54373 | 0.50692 | 0.5098 | 0.49929 | 0.45461 | 0.48151 | 0.46955 | 0.45796 | 0.44663
2010 | US | SERC | Gateway | - | W19 | Anticipated Capacity Resources Reserve Margin = (13-3)/3 | 0 | 0.43014 | 0.59857 | 0.6142 | 0.6176 | 0.60655 | 0.56124 | 0.58745 | 0.57463 | 0.56221 | 0.55008
2010 | US | SERC | Gateway | - | W20 | Prospective Capacity Resources Reserve Margin = (14-3)/3 | 0 | 0.43609 | 0.60443 | 0.62 | 0.62337 | 0.61229 | 0.56695 | 0.59312 | 0.58026 | 0.5678 | 0.55562
2010 | US | SERC | Gateway | - | W21 | Total Potential Resources Reserve Margin = (15-3)/3 | 0 | 0.43609 | 0.60443 | 0.63015 | 0.63862 | 0.62971 | 0.60164 | 0.63006 | 0.6169 | 0.60414 | 0.59168
2010 | US | SERC | Gateway | - | W22 | Adjusted Potential Resources Reserve Margin = (15a-3)/3 | 0 | 0.43609 | 0.60443 | 0.62 | 0.62337 | 0.61229 | 0.56695 | 0.59312 | 0.58026 | 0.5678 | 0.55562
2010 | US | SERC | Gateway | - | W23 | Total Baseline Installed Capacity | 23908.1 | 0 | 0 | 0 | 0 | 0 | 0 | 0 | 0 | 0 | 0
2010 | US | SERC | Southeastern | - | W01 | Unrestricted Non-coincident Peak Demand = 2+1a+1b-1c-1d | 50443 | 42591 | 43017 | 44184 | 45045 | 45939 | 46788 | 47418 | 48485 | 49183 | 50121
2010 | US | SERC | Southeastern | - | W01a | New Conservation (Energy Efficiency) | 0 | 109 | 111 | 113 | 114 | 116 | 118 | 120 | 121 | 123 | 125
2010 | US | SERC | Southeastern | - | W01b | Estimated Diversity | 0 | 0 | 0 | 0 | 0 | 0 | 0 | 0 | 0 | 0 | 0
2010 | US | SERC | Southeastern | - | W01c | Additions for non-member load (load served by non-registered LSE's in a region) | 0 | 0 | 0 | 0 | 0 | 0 | 0 | 0 | 0 | 0 | 0
2010 | US | SERC | Southeastern | - | W01d | Stand-by Load Under Contract (Normally served by behind the meter generation) | 0 | 0 | 0 | 0 | 0 | 0 | 0 | 0 | 0 | 0 | 0
2010 | US | SERC | Southeastern | - | W02 | Total Internal Demand | 50443 | 42482 | 42906 | 44071 | 44931 | 45823 | 46670 | 47298 | 48364 | 49060 | 49996
2010 | US | SERC | Southeastern | - | W02a | Direct Control Load Management | 336 | 346 | 366 | 389 | 414 | 437 | 531 | 618 | 710 | 721 | 732
2010 | US | SERC | Southeastern | - | W02b | Contractually Interruptible (Curtailable) | 1226 | 1227 | 1229 | 1231 | 1232 | 1232 | 1232 | 1232 | 1232 | 1232 | 1232
2010 | US | SERC | Southeastern | - | W02c | Critical Peak-Pricing (CPP) with Control | 0 | 0 | 0 | 0 | 0 | 0 | 0 | 0 | 0 | 0 | 0
2010 | US | SERC | Southeastern | - | W02d | Load as a Capacity Resource | 85 | 92 | 96 | 100 | 104 | 107 | 109 | 112 | 113 | 115 | 117
2010 | US | SERC | Southeastern | - | W03 | Net Internal Demand = 2-2a-2b-2c-2d | 48796 | 40817 | 41215 | 42351 | 43181 | 44047 | 44798 | 45336 | 46309 | 46992 | 47915
2010 | US | SERC | Southeastern | - | W04a | Demand Response used for Reserves - Spinning | 0 | 0 | 0 | 0 | 0 | 0 | 0 | 0 | 0 | 0 | 0
2010 | US | SERC | Southeastern | - | W04b | Demand Response used for Reserves - Non-Spinning | 0 | 0 | 0 | 0 | 0 | 0 | 0 | 0 | 0 | 0 | 0
2010 | US | SERC | Southeastern | - | W04c | Demand Response used for Regulation | 0 | 0 | 0 | 0 | 0 | 0 | 0 | 0 | 0 | 0 | 0
2010 | US | SERC | Southeastern | - | W04d | Demand Response used for Energy, Voluntary - Emergency | 0 | 0 | 0 | 0 | 0 | 0 | 0 | 0 | 0 | 0 | 0
2010 | US | SERC | Southeastern | - | W05 | TOTAL INTERNAL CAPACITY = 6+7 | 65370.84 | 66090.64 | 67474.64 | 68627.44 | 68641.64 | 69132.64 | 69264.64 | 71813.64 | 72947.64 | 72967.64 | 73552.64
2010 | US | SERC | Southeastern | - | W06 | EXISTING CAPACITY = 6a+6b+6c | 65370.84 | 64820.64 | 64522.64 | 64688.44 | 64702.64 | 64508.64 | 64640.64 | 64651.64 | 64685.64 | 64705.64 | 64690.64
2010 | US | SERC | Southeastern | - | W06a | Existing, Certain | 61962.84 | 61412.64 | 61080.64 | 60620.64 | 61529.84 | 61060.84 | 61060.84 | 61060.84 | 61060.84 | 61060.84 | 61045.84
2010 | US | SERC | Southeastern | - | W06a1 | Wind Expected On-Peak | 0 | 0 | 0 | 0 | 0 | 0 | 0 | 0 | 0 | 0 | 0
2010 | US | SERC | Southeastern | - | W06a2 | Solar Expected On-Peak | 0 | 0 | 0 | 0 | 0 | 0 | 0 | 0 | 0 | 0 | 0
2010 | US | SERC | Southeastern | - | W06a3 | Hydro Expected On-Peak | 3300.34 | 3300.34 | 3300.34 | 3300.34 | 3300.34 | 3300.34 | 3300.34 | 3300.34 | 3300.34 | 3300.34 | 3300.34
2010 | US | SERC | Southeastern | - | W06a4 | Biomass Expected On-Peak | 0 | 17 | 17 | 17 | 17 | 17 | 17 | 17 | 17 | 17 | 17
2010 | US | SERC | Southeastern | - | W06a5 | Load as a Capacity Resource Expected On-Peak (Load Management Programs) | 0 | 0 | 0 | 0 | 0 | 0 | 0 | 0 | 0 | 0 | 0
2010 | US | SERC | Southeastern | - | W06b | Existing, Other | 3408 | 3408 | 3425 | 4049.4 | 3154.4 | 3389.4 | 3455.4 | 3460.9 | 3477.9 | 3487.9 | 3487.9
2010 | US | SERC | Southeastern | - | W06b1 | Wind Derate On-Peak | 0 | 0 | 0 | 0 | 0 | 0 | 0 | 0 | 0 | 0 | 0
2010 | US | SERC | Southeastern | - | W06b2 | Solar Derate On-Peak | 0 | 0 | 0 | 0 | 0 | 0 | 0 | 0 | 0 | 0 | 0
2010 | US | SERC | Southeastern | - | W06b3 | Hydro Derate On-Peak | 0 | 0 | 0 | 0 | 0 | 0 | 0 | 0 | 0 | 0 | 0
2010 | US | SERC | Southeastern | - | W06b4 | Biomass Derate On-Peak | 0 | 0 | 0 | 0 | 0 | 0 | 0 | 0 | 0 | 0 | 0
2010 | US | SERC | Southeastern | - | W06b5 | Load as a Capacity Resource Derate On-Peak (Load Management Programs) | 0 | 0 | 0 | 0 | 0 | 0 | 0 | 0 | 0 | 0 | 0
2010 | US | SERC | Southeastern | - | W06b7 | Transmission-Limited Resources | 0 | 0 | 0 | 0 | 0 | 0 | 0 | 0 | 0 | 0 | 0
2010 | US | SERC | Southeastern | - | W06b8 | All Other Derates | 0 | 0 | 17 | 18.4 | 18.4 | 58.4 | 124.4 | 129.9 | 146.9 | 156.9 | 156.9
2010 | US | SERC | Southeastern | - | W06b9 | Energy Only | 0 | 0 | 0 | 0 | 0 | 0 | 0 | 0 | 0 | 0 | 0
2010 | US | SERC | Southeastern | - | W06c | Existing, Inoperable (Note: Not used in margin calculations) | 0 | 0 | 0 | 0 | 0 | 0 | 0 | 0 | 0 | 0 | 0
2010 | US | SERC | Southeastern | - | W07 | FUTURE CAPACITY ADDITIONS = 7a+7b | 0 | 1270 | 2952 | 3939 | 3939 | 4624 | 4624 | 7162 | 8262 | 8262 | 8862
2010 | US | SERC | Southeastern | - | W07a | Future, Planned | 0 | 1270 | 2952 | 3939 | 3939 | 4624 | 4624 | 7162 | 8262 | 8262 | 8862
2010 | US | SERC | Southeastern | - | W07a1 | Wind Expected On-Peak | 0 | 0 | 0 | 0 | 0 | 0 | 0 | 0 | 0 | 0 | 0
2010 | US | SERC | Southeastern | - | W07a2 | Wind Derate On-Peak | 0 | 0 | 0 | 0 | 0 | 0 | 0 | 0 | 0 | 0 | 0
2010 | US | SERC | Southeastern | - | W07a3 | Solar Expected On-Peak | 0 | 0 | 0 | 0 | 0 | 0 | 0 | 0 | 0 | 0 | 0
2010 | US | SERC | Southeastern | - | W07a4 | Solar Derate On-Peak | 0 | 0 | 0 | 0 | 0 | 0 | 0 | 0 | 0 | 0 | 0
2010 | US | SERC | Southeastern | - | W07a5 | Hydro Expected On-Peak | 0 | 0 | 0 | 0 | 0 | 0 | 0 | 0 | 0 | 0 | 0
2010 | US | SERC | Southeastern | - | W07a6 | Hydro Derate On-Peak | 0 | 0 | 0 | 0 | 0 | 0 | 0 | 0 | 0 | 0 | 0
2010 | US | SERC | Southeastern | - | W07a7 | Biomass Expected On-Peak | 0 | 0 | 0 | 50 | 50 | 150 | 150 | 150 | 150 | 150 | 150
2010 | US | SERC | Southeastern | - | W07a8 | Biomass Derate On-Peak | 0 | 0 | 0 | 0 | 0 | 0 | 0 | 0 | 0 | 0 | 0
2010 | US | SERC | Southeastern | - | W07a9 | Demand Response Expected On-Peak (Load Management Programs) | 0 | 0 | 0 | 0 | 0 | 0 | 0 | 0 | 0 | 0 | 0
2010 | US | SERC | Southeastern | - | W07a10 | Demand Response Derate On-Peak (Load Management Programs) | 0 | 0 | 0 | 0 | 0 | 0 | 0 | 0 | 0 | 0 | 0
2010 | US | SERC | Southeastern | - | W07a11 | Transmission-Limited Resources | 0 | 0 | 0 | 0 | 0 | 0 | 0 | 0 | 0 | 0 | 0
2010 | US | SERC | Southeastern | - | W07a12 | Scheduled Outage - Maintenance | 0 | 0 | 0 | 0 | 0 | 0 | 0 | 0 | 0 | 0 | 0
2010 | US | SERC | Southeastern | - | W07a13 | All Other Derates | 0 | 0 | 0 | 0 | 0 | 0 | 0 | 0 | 0 | 0 | 0
2010 | US | SERC | Southeastern | - | W07a14 | Energy Only | 0 | 0 | 0 | 0 | 0 | 0 | 0 | 0 | 0 | 0 | 0
2010 | US | SERC | Southeastern | - | W07b | Future, Other | 0 | 0 | 0 | 0 | 0 | 0 | 0 | 0 | 0 | 0 | 0
2010 | US | SERC | Southeastern | - | W07b1 | Wind Expected On-Peak | 0 | 0 | 0 | 0 | 0 | 0 | 0 | 0 | 0 | 0 | 0
2010 | US | SERC | Southeastern | - | W07b2 | Wind Derate On-Peak | 0 | 0 | 0 | 0 | 0 | 0 | 0 | 0 | 0 | 0 | 0
2010 | US | SERC | Southeastern | - | W07b3 | Solar Expected On-Peak | 0 | 0 | 0 | 0 | 0 | 0 | 0 | 0 | 0 | 0 | 0
2010 | US | SERC | Southeastern | - | W07b4 | Solar Derate On-Peak | 0 | 0 | 0 | 0 | 0 | 0 | 0 | 0 | 0 | 0 | 0
2010 | US | SERC | Southeastern | - | W07b5 | Hydro Expected On-Peak | 0 | 0 | 0 | 0 | 0 | 0 | 0 | 0 | 0 | 0 | 0
2010 | US | SERC | Southeastern | - | W07b6 | Hydro Derate On-Peak | 0 | 0 | 0 | 0 | 0 | 0 | 0 | 0 | 0 | 0 | 0
2010 | US | SERC | Southeastern | - | W07b7 | Biomass Expected On-Peak | 0 | 0 | 0 | 0 | 0 | 0 | 0 | 0 | 0 | 0 | 0
2010 | US | SERC | Southeastern | - | W07b8 | Biomass Derate On-Peak | 0 | 0 | 0 | 0 | 0 | 0 | 0 | 0 | 0 | 0 | 0
2010 | US | SERC | Southeastern | - | W07b9 | Transmission-Limited Resources | 0 | 0 | 0 | 0 | 0 | 0 | 0 | 0 | 0 | 0 | 0
2010 | US | SERC | Southeastern | - | W07b10 | Scheduled Outage - Maintenance | 0 | 0 | 0 | 0 | 0 | 0 | 0 | 0 | 0 | 0 | 0
2010 | US | SERC | Southeastern | - | W07b11 | All Other Derates | 0 | 0 | 0 | 0 | 0 | 0 | 0 | 0 | 0 | 0 | 0
2010 | US | SERC | Southeastern | - | W07b12 | Energy Only | 0 | 0 | 0 | 0 | 0 | 0 | 0 | 0 | 0 | 0 | 0
2010 | US | SERC | Southeastern | - | W08 | Conceptual | 0 | 0 | 0 | 0 | 613 | 613 | 613 | 2013 | 2821 | 2821 | 3008
2010 | US | SERC | Southeastern | - | W08a1 | Wind Expected On-Peak | 0 | 0 | 0 | 0 | 0 | 0 | 0 | 0 | 0 | 0 | 0
2010 | US | SERC | Southeastern | - | W08a2 | Wind Derate On-Peak | 0 | 0 | 0 | 0 | 0 | 0 | 0 | 0 | 0 | 0 | 0
2010 | US | SERC | Southeastern | - | W08a3 | Solar Expected On-Peak | 0 | 0 | 0 | 0 | 0 | 0 | 0 | 0 | 0 | 0 | 0
2010 | US | SERC | Southeastern | - | W08a4 | Solar Derate On-Peak | 0 | 0 | 0 | 0 | 0 | 0 | 0 | 0 | 0 | 0 | 0
2010 | US | SERC | Southeastern | - | W08a5 | Hydro Expected On-Peak | 0 | 0 | 0 | 0 | 0 | 0 | 0 | 0 | 0 | 0 | 0
2010 | US | SERC | Southeastern | - | W08a6 | Hydro Derate On-Peak | 0 | 0 | 0 | 0 | 0 | 0 | 0 | 0 | 0 | 0 | 0
2010 | US | SERC | Southeastern | - | W08a7 | Biomass Expected On-Peak | 0 | 0 | 0 | 0 | 0 | 0 | 0 | 0 | 0 | 0 | 0
2010 | US | SERC | Southeastern | - | W08a8 | Biomass Derate On-Peak | 0 | 0 | 0 | 0 | 0 | 0 | 0 | 0 | 0 | 0 | 0
2010 | US | SERC | Southeastern | - | W08a9 | All Other Derates | 0 | 0 | 0 | 0 | 0 | 0 | 0 | 0 | 0 | 0 | 0
2010 | US | SERC | Southeastern | - | W08a10 | Energy Only | 0 | 0 | 0 | 0 | 0 | 0 | 0 | 0 | 0 | 0 | 0
2010 | US | SERC | Southeastern | - | W09 | ANTICIPATED INTERNAL CAPACITY = 6a+7a | 61962.84 | 62682.64 | 64032.64 | 64559.64 | 65468.84 | 65684.84 | 65684.84 | 68222.84 | 69322.84 | 69322.84 | 69907.84
2010 | US | SERC | Southeastern | - | W10 | CAPACITY TRANSACTIONS - IMPORTS = 10a+10b+10c+10d | 4111 | 4427 | 4754 | 4449 | 4606 | 5715 | 4299 | 3467 | 3466 | 3793 | 4137
2010 | US | SERC | Southeastern | - | W10a | Firm (Note: The sum of 10a1 and 10a2 must be <= 10a) | 4111 | 4427 | 4754 | 4449 | 4606 | 5715 | 4299 | 3467 | 3466 | 3793 | 4137
2010 | US | SERC | Southeastern | - | W10a1 | Full-Responsibility Purchases | 1642 | 963 | 894 | 1138 | 1295 | 2404 | 1268 | 436 | 435 | 762 | 1106
2010 | US | SERC | Southeastern | - | W10a2 | Owned Capacity/Entitlement Located Outside the Region/Subregion | 126 | 126 | 142 | 142 | 142 | 142 | 142 | 142 | 142 | 142 | 142
2010 | US | SERC | Southeastern | - | W10b | Non-firm | 0 | 0 | 0 | 0 | 0 | 0 | 0 | 0 | 0 | 0 | 0
2010 | US | SERC | Southeastern | - | W10c | Expected (Note: The sum of 10c1 and 10c2 must be <= 10c) | 0 | 0 | 0 | 0 | 0 | 0 | 0 | 0 | 0 | 0 | 0
2010 | US | SERC | Southeastern | - | W10c1 | Full-Responsibility Purchases | 0 | 0 | 0 | 0 | 0 | 0 | 0 | 0 | 0 | 0 | 0
2010 | US | SERC | Southeastern | - | W10c2 | Owned Capacity/Entitlement Located Outside the Region/Subregion | 0 | 0 | 0 | 0 | 0 | 0 | 0 | 0 | 0 | 0 | 0
2010 | US | SERC | Southeastern | - | W10d | Provisional – transactions under study, but negotiations have not begun. | 0 | 0 | 0 | 0 | 0 | 0 | 0 | 0 | 0 | 0 | 0
2010 | US | SERC | Southeastern | - | W11 | CAPACITY TRANSACTIONS - EXPORTS = 11a+11b+11c+11d | 3503 | 5965 | 6516 | 6491 | 6636 | 6353 | 4854 | 4204 | 4320 | 4429 | 4443
2010 | US | SERC | Southeastern | - | W11a | Firm (Note: The sum of 11a1 and 11a2 must be <= 11a) | 3503 | 5965 | 6516 | 6491 | 6636 | 6353 | 4854 | 4204 | 4320 | 4429 | 4443
2010 | US | SERC | Southeastern | - | W11a1 | Full-Responsibility Purchases | 0 | 0 | 0 | 0 | 0 | 0 | 0 | 0 | 0 | 0 | 0
2010 | US | SERC | Southeastern | - | W11a2 | Owned Capacity/Entitlement Located Outside the Region/Subregion | 844 | 844 | 844 | 844 | 844 | 844 | 844 | 844 | 844 | 844 | 844
2010 | US | SERC | Southeastern | - | W11b | Non-firm | 0 | 0 | 0 | 0 | 0 | 0 | 0 | 0 | 0 | 0 | 0
2010 | US | SERC | Southeastern | - | W11c | Expected (Note: The sum of 11c1 and 11c2 must be <= 11c) | 0 | 0 | 0 | 0 | 0 | 0 | 0 | 0 | 0 | 0 | 0
2010 | US | SERC | Southeastern | - | W11c1 | Full-Responsibility Purchases | 0 | 0 | 0 | 0 | 0 | 0 | 0 | 0 | 0 | 0 | 0
2010 | US | SERC | Southeastern | - | W11c2 | Owned Capacity/Entitlement Located Outside the Region/Subregion | 0 | 0 | 0 | 0 | 0 | 0 | 0 | 0 | 0 | 0 | 0
2010 | US | SERC | Southeastern | - | W11d | Provisional – transactions under study, but negotiations have not begun. | 0 | 0 | 0 | 0 | 0 | 0 | 0 | 0 | 0 | 0 | 0
2010 | US | SERC | Southeastern | - | W12 | EXISTING, CERTAIN CAPACITY & NET FIRM TRANSACTIONS = 6a+Net Firm Transactions | 62570.84 | 59874.64 | 59318.64 | 58578.64 | 59499.84 | 60422.84 | 60505.84 | 60323.84 | 60206.84 | 60424.84 | 60739.84
2010 | US | SERC | Southeastern | - | W13 | ANTICIPATED CAPACITY RESOURCES = 12+7a+Net Expected Transactions | 0 | 61144.64 | 62270.64 | 62517.64 | 63438.84 | 65046.84 | 65129.84 | 67485.84 | 68468.84 | 68686.84 | 69601.84
2010 | US | SERC | Southeastern | - | W14 | PROSPECTIVE CAPACITY RESOURCES = 13+6b+16b | 0 | 64552.64 | 65695.64 | 66567.04 | 66593.24 | 68436.24 | 68585.24 | 70946.74 | 71946.74 | 72174.74 | 73089.74
2010 | US | SERC | Southeastern | - | W15 | TOTAL POTENTIAL CAPACITY RESOURCES = 13+6b+7b+8+Net Provisional Transactions | 0 | 64552.64 | 65695.64 | 66567.04 | 67206.24 | 69049.24 | 69198.24 | 72959.74 | 74767.74 | 74995.74 | 76097.74
2010 | US | SERC | Southeastern | - | W15a | ADJUSTED POTENTIAL CAPACITY RESOURCES = 13+6b+16b+16d+Net Provisional Transactions | 0 | 64552.64 | 65695.64 | 66567.04 | 66593.24 | 68436.24 | 68585.24 | 70946.74 | 71946.74 | 72174.74 | 73089.74
2010 | US | SERC | Southeastern | - | W16a | Confidence of Future, Other (7b), using reasonable judgement | 0 | 0 | 0 | 0 | 0 | 0 | 0 | 0 | 0 | 0 | 0
2010 | US | SERC | Southeastern | - | W16b | Net Future, Other Resources After Confidence Percentage Is Applied = 7b*16a | 0 | 0 | 0 | 0 | 0 | 0 | 0 | 0 | 0 | 0 | 0
2010 | US | SERC | Southeastern | - | W16c | Confidence of Conceptual (8), using reasonable judgement | 0 | 0 | 0 | 0 | 0 | 0 | 0 | 0 | 0 | 0 | 0
2010 | US | SERC | Southeastern | - | W16d | Net Conceptual Resources After Confidence Percentage Is Applied = 8*16c | 0 | 0 | 0 | 0 | 0 | 0 | 0 | 0 | 0 | 0 | 0
2010 | US | SERC | Southeastern | - | W17 | Region/Subregion Target Reserve Margin | 0 | 0.15 | 0.15 | 0.15 | 0.15 | 0.15 | 0.15 | 0.15 | 0.15 | 0.15 | 0.15
2010 | US | SERC | Southeastern | - | W18 | Existing Certain and Net Firm Transactions Reserve Margin = (12-3)/3 | 0 | 0.4669 | 0.43925 | 0.38317 | 0.37792 | 0.37178 | 0.35064 | 0.33059 | 0.30011 | 0.28585 | 0.26766
2010 | US | SERC | Southeastern | - | W19 | Anticipated Capacity Resources Reserve Margin = (13-3)/3 | 0 | 0.49802 | 0.51087 | 0.47618 | 0.46914 | 0.47676 | 0.45386 | 0.48857 | 0.47852 | 0.46167 | 0.45261
2010 | US | SERC | Southeastern | - | W20 | Prospective Capacity Resources Reserve Margin = (14-3)/3 | 0 | 0.58151 | 0.59397 | 0.57179 | 0.54219 | 0.55371 | 0.53099 | 0.56491 | 0.55362 | 0.53589 | 0.5254
2010 | US | SERC | Southeastern | - | W21 | Total Potential Resources Reserve Margin = (15-3)/3 | 0 | 0.58151 | 0.59397 | 0.57179 | 0.55638 | 0.56763 | 0.54467 | 0.60931 | 0.61454 | 0.59593 | 0.58818
2010 | US | SERC | Southeastern | - | W22 | Adjusted Potential Resources Reserve Margin = (15a-3)/3 | 0 | 0.58151 | 0.59397 | 0.57179 | 0.54219 | 0.55371 | 0.53099 | 0.56491 | 0.55362 | 0.53589 | 0.5254
2010 | US | SERC | Southeastern | - | W23 | Total Baseline Installed Capacity | 65370.84 | 0 | 0 | 0 | 0 | 0 | 0 | 0 | 0 | 0 | 0
2010 | US | SERC | VACAR | - | W01 | Unrestricted Non-coincident Peak Demand = 2+1a+1b-1c-1d | 58644 | 59500 | 60549 | 61675 | 62729 | 63713 | 64745 | 65745 | 66749 | 67822 | 68897
2010 | US | SERC | VACAR | - | W01a | New Conservation (Energy Efficiency) | 0 | 191 | 305 | 405 | 516 | 636 | 766 | 839 | 923 | 1029 | 1140
2010 | US | SERC | VACAR | - | W01b | Estimated Diversity | 0 | 635 | 638 | 660 | 697 | 670 | 691 | 709 | 701 | 732 | 734
2010 | US | SERC | VACAR | - | W01c | Additions for non-member load (load served by non-registered LSE's in a region) | 0 | 210 | 211 | 208 | 207 | 206 | 206 | 208 | 209 | 211 | 212
2010 | US | SERC | VACAR | - | W01d | Stand-by Load Under Contract (Normally served by behind the meter generation) | 0 | 97 | 99 | 99 | 101 | 101 | 103 | 103 | 105 | 106 | 106
2010 | US | SERC | VACAR | - | W02 | Total Internal Demand | 58644 | 58981 | 59916 | 60917 | 61824 | 62714 | 63597 | 64508 | 65439 | 66378 | 67341
2010 | US | SERC | VACAR | - | W02a | Direct Control Load Management | 157 | 232 | 300 | 387 | 393 | 404 | 410 | 417 | 425 | 434 | 442
2010 | US | SERC | VACAR | - | W02b | Contractually Interruptible (Curtailable) | 1370 | 1347 | 1514 | 1805 | 1819 | 1849 | 1879 | 1884 | 1903 | 1920 | 1937
2010 | US | SERC | VACAR | - | W02c | Critical Peak-Pricing (CPP) with Control | 0 | 0 | 0 | 0 | 0 | 0 | 0 | 0 | 0 | 0 | 0
2010 | US | SERC | VACAR | - | W02d | Load as a Capacity Resource | 65 | 89 | 89 | 89 | 89 | 89 | 89 | 89 | 89 | 89 | 89
2010 | US | SERC | VACAR | - | W03 | Net Internal Demand = 2-2a-2b-2c-2d | 57052 | 57313 | 58013 | 58636 | 59523 | 60372 | 61219 | 62118 | 63022 | 63935 | 64873
2010 | US | SERC | VACAR | - | W04a | Demand Response used for Reserves - Spinning | 608 | 605 | 605 | 605 | 605 | 605 | 605 | 605 | 605 | 605 | 605
2010 | US | SERC | VACAR | - | W04b | Demand Response used for Reserves - Non-Spinning | 256 | 256 | 256 | 256 | 256 | 256 | 256 | 256 | 256 | 256 | 256
2010 | US | SERC | VACAR | - | W04c | Demand Response used for Regulation | 0 | 0 | 0 | 0 | 0 | 0 | 0 | 0 | 0 | 0 | 0
2010 | US | SERC | VACAR | - | W04d | Demand Response used for Energy, Voluntary - Emergency | 492 | 540 | 627 | 682 | 718 | 748 | 778 | 783 | 802 | 819 | 836
2010 | US | SERC | VACAR | - | W05 | TOTAL INTERNAL CAPACITY = 6+7 | 76814.575 | 76778.575 | 77636.575 | 79165.575 | 81926.575 | 82046.575 | 82949.575 | 86421.575 | 86420.865 | 86421.575 | 87328.075
2010 | US | SERC | VACAR | - | W06 | EXISTING CAPACITY = 6a+6b+6c | 76791.575 | 76731.575 | 76895.575 | 77069.575 | 78725.075 | 78845.075 | 78873.075 | 78783.075 | 78782.365 | 78783.075 | 78572.575
2010 | US | SERC | VACAR | - | W06a | Existing, Certain | 74923.975 | 74908.975 | 75072.975 | 75246.975 | 76902.475 | 77022.475 | 77050.475 | 76960.475 | 76959.765 | 76960.475 | 76749.975
2010 | US | SERC | VACAR | - | W06a1 | Wind Expected On-Peak | 0 | 0 | 0 | 0 | 0 | 0 | 0 | 0 | 0 | 0 | 0
2010 | US | SERC | VACAR | - | W06a2 | Solar Expected On-Peak | 0 | 0 | 0 | 0 | 0 | 0 | 0 | 0 | 0 | 0 | 0
2010 | US | SERC | VACAR | - | W06a3 | Hydro Expected On-Peak | 3623.35 | 3624.35 | 3624.35 | 3624.35 | 3624.35 | 3624.35 | 3624.35 | 3624.35 | 3623.64 | 3624.35 | 3624.35
2010 | US | SERC | VACAR | - | W06a4 | Biomass Expected On-Peak | 194.1 | 218.1 | 218.1 | 218.1 | 218.1 | 218.1 | 218.1 | 218.1 | 218.1 | 218.1 | 218.6
2010 | US | SERC | VACAR | - | W06a5 | Load as a Capacity Resource Expected On-Peak (Load Management Programs) | 0 | 0 | 0 | 0 | 0 | 0 | 0 | 0 | 0 | 0 | 0
2010 | US | SERC | VACAR | - | W06b | Existing, Other | 1824.6 | 1779.6 | 1779.6 | 1779.6 | 1779.6 | 1779.6 | 1779.6 | 1779.6 | 1779.6 | 1779.6 | 1779.6
2010 | US | SERC | VACAR | - | W06b1 | Wind Derate On-Peak | 0 | 0 | 0 | 0 | 0 | 0 | 0 | 0 | 0 | 0 | 0
2010 | US | SERC | VACAR | - | W06b2 | Solar Derate On-Peak | 0 | 0 | 0 | 0 | 0 | 0 | 0 | 0 | 0 | 0 | 0
2010 | US | SERC | VACAR | - | W06b3 | Hydro Derate On-Peak | 0 | 0 | 0 | 0 | 0 | 0 | 0 | 0 | 0 | 0 | 0
2010 | US | SERC | VACAR | - | W06b4 | Biomass Derate On-Peak | 0 | 0 | 0 | 0 | 0 | 0 | 0 | 0 | 0 | 0 | 0
2010 | US | SERC | VACAR | - | W06b5 | Load as a Capacity Resource Derate On-Peak (Load Management Programs) | 0 | 0 | 0 | 0 | 0 | 0 | 0 | 0 | 0 | 0 | 0
2010 | US | SERC | VACAR | - | W06b7 | Transmission-Limited Resources | 0 | 0 | 0 | 0 | 0 | 0 | 0 | 0 | 0 | 0 | 0
2010 | US | SERC | VACAR | - | W06b8 | All Other Derates | 0 | 0 | 0 | 0 | 0 | 0 | 0 | 0 | 0 | 0 | 0
2010 | US | SERC | VACAR | - | W06b9 | Energy Only | 0 | 0 | 0 | 0 | 0 | 0 | 0 | 0 | 0 | 0 | 0
2010 | US | SERC | VACAR | - | W06c | Existing, Inoperable (Note: Not used in margin calculations) | 43 | 43 | 43 | 43 | 43 | 43 | 43 | 43 | 43 | 43 | 43
2010 | US | SERC | VACAR | - | W07 | FUTURE CAPACITY ADDITIONS = 7a+7b | 23 | 47 | 741 | 2096 | 3201.5 | 3201.5 | 4076.5 | 7638.5 | 7638.5 | 7638.5 | 8755.5
2010 | US | SERC | VACAR | - | W07a | Future, Planned | 23 | 47 | 741 | 2096 | 3201.5 | 3201.5 | 4076.5 | 7638.5 | 7638.5 | 7638.5 | 8755.5
2010 | US | SERC | VACAR | - | W07a1 | Wind Expected On-Peak | 0 | 0 | 0 | 0 | 0 | 0 | 0 | 0 | 0 | 0 | 0
2010 | US | SERC | VACAR | - | W07a2 | Wind Derate On-Peak | 0 | 0 | 0 | 0 | 0 | 0 | 0 | 0 | 0 | 0 | 0
2010 | US | SERC | VACAR | - | W07a3 | Solar Expected On-Peak | 0 | 0 | 0 | 0 | 0 | 0 | 0 | 0 | 0 | 0 | 0
2010 | US | SERC | VACAR | - | W07a4 | Solar Derate On-Peak | 0 | 0 | 0 | 0 | 0 | 0 | 0 | 0 | 0 | 0 | 0
2010 | US | SERC | VACAR | - | W07a5 | Hydro Expected On-Peak | 0 | 0 | 0 | 0 | 0 | 0 | 0 | 0 | 0 | 0 | 0
2010 | US | SERC | VACAR | - | W07a6 | Hydro Derate On-Peak | 0 | 0 | 0 | 0 | 0 | 0 | 0 | 0 | 0 | 0 | 0
2010 | US | SERC | VACAR | - | W07a7 | Biomass Expected On-Peak | 0 | 0 | 0 | 80 | 80 | 80 | 80 | 80 | 80 | 80 | 80
2010 | US | SERC | VACAR | - | W07a8 | Biomass Derate On-Peak | 0 | 0 | 0 | 0 | 0 | 0 | 0 | 0 | 0 | 0 | 0
2010 | US | SERC | VACAR | - | W07a9 | Demand Response Expected On-Peak (Load Management Programs) | 0 | 0 | 0 | 0 | 0 | 0 | 0 | 0 | 0 | 0 | 0
2010 | US | SERC | VACAR | - | W07a10 | Demand Response Derate On-Peak (Load Management Programs) | 0 | 0 | 0 | 0 | 0 | 0 | 0 | 0 | 0 | 0 | 0
2010 | US | SERC | VACAR | - | W07a11 | Transmission-Limited Resources | 0 | 0 | 0 | 0 | 0 | 0 | 0 | 0 | 0 | 0 | 0
2010 | US | SERC | VACAR | - | W07a12 | Scheduled Outage - Maintenance | 0 | 0 | 0 | 0 | 0 | 0 | 0 | 0 | 0 | 0 | 0
2010 | US | SERC | VACAR | - | W07a13 | All Other Derates | 0 | 0 | 0 | 0 | 0 | 0 | 0 | 0 | 0 | 0 | 0
2010 | US | SERC | VACAR | - | W07a14 | Energy Only | 0 | 0 | 0 | 0 | 0 | 0 | 0 | 0 | 0 | 0 | 0
2010 | US | SERC | VACAR | - | W07b | Future, Other | 0 | 0 | 0 | 0 | 0 | 0 | 0 | 0 | 0 | 0 | 0
2010 | US | SERC | VACAR | - | W07b1 | Wind Expected On-Peak | 0 | 0 | 0 | 0 | 0 | 0 | 0 | 0 | 0 | 0 | 0
2010 | US | SERC | VACAR | - | W07b2 | Wind Derate On-Peak | 0 | 0 | 0 | 0 | 0 | 0 | 0 | 0 | 0 | 0 | 0
2010 | US | SERC | VACAR | - | W07b3 | Solar Expected On-Peak | 0 | 0 | 0 | 0 | 0 | 0 | 0 | 0 | 0 | 0 | 0
2010 | US | SERC | VACAR | - | W07b4 | Solar Derate On-Peak | 0 | 0 | 0 | 0 | 0 | 0 | 0 | 0 | 0 | 0 | 0
2010 | US | SERC | VACAR | - | W07b5 | Hydro Expected On-Peak | 0 | 0 | 0 | 0 | 0 | 0 | 0 | 0 | 0 | 0 | 0
2010 | US | SERC | VACAR | - | W07b6 | Hydro Derate On-Peak | 0 | 0 | 0 | 0 | 0 | 0 | 0 | 0 | 0 | 0 | 0
2010 | US | SERC | VACAR | - | W07b7 | Biomass Expected On-Peak | 0 | 0 | 0 | 0 | 0 | 0 | 0 | 0 | 0 | 0 | 0
2010 | US | SERC | VACAR | - | W07b8 | Biomass Derate On-Peak | 0 | 0 | 0 | 0 | 0 | 0 | 0 | 0 | 0 | 0 | 0
2010 | US | SERC | VACAR | - | W07b9 | Transmission-Limited Resources | 0 | 0 | 0 | 0 | 0 | 0 | 0 | 0 | 0 | 0 | 0
2010 | US | SERC | VACAR | - | W07b10 | Scheduled Outage - Maintenance | 0 | 0 | 0 | 0 | 0 | 0 | 0 | 0 | 0 | 0 | 0
2010 | US | SERC | VACAR | - | W07b11 | All Other Derates | 0 | 0 | 0 | 0 | 0 | 0 | 0 | 0 | 0 | 0 | 0
2010 | US | SERC | VACAR | - | W07b12 | Energy Only | 0 | 0 | 0 | 0 | 0 | 0 | 0 | 0 | 0 | 0 | 0
2010 | US | SERC | VACAR | - | W08 | Conceptual | 0 | 28.75 | 304.45 | 524.45 | 691.45 | 2046.45 | 2461.45 | 2461.45 | 2662.45 | 3564.45 | 4689.45
2010 | US | SERC | VACAR | - | W08a1 | Wind Expected On-Peak | 0 | 0 | 0 | 29.9 | 29.9 | 29.9 | 29.9 | 29.9 | 29.9 | 29.9 | 29.9
2010 | US | SERC | VACAR | - | W08a2 | Wind Derate On-Peak | 0 | 0 | 0 | 190.1 | 190.1 | 190.1 | 190.1 | 190.1 | 190.1 | 190.1 | 190.1
2010 | US | SERC | VACAR | - | W08a3 | Solar Expected On-Peak | 0 | 0 | 1.9 | 1.9 | 1.9 | 1.9 | 1.9 | 1.9 | 1.9 | 1.9 | 1.9
2010 | US | SERC | VACAR | - | W08a4 | Solar Derate On-Peak | 0 | 0 | 3.1 | 3.1 | 3.1 | 3.1 | 3.1 | 3.1 | 3.1 | 3.1 | 3.1
2010 | US | SERC | VACAR | - | W08a5 | Hydro Expected On-Peak | 0 | 0 | 0 | 0 | 0 | 0 | 0 | 0 | 0 | 0 | 0
2010 | US | SERC | VACAR | - | W08a6 | Hydro Derate On-Peak | 0 | 0 | 0 | 0 | 0 | 0 | 0 | 0 | 0 | 0 | 0
2010 | US | SERC | VACAR | - | W08a7 | Biomass Expected On-Peak | 0 | 28.75 | 65.15 | 65.15 | 65.15 | 65.15 | 65.15 | 65.15 | 65.15 | 65.15 | 65.15
2010 | US | SERC | VACAR | - | W08a8 | Biomass Derate On-Peak | 0 | 0 | 0 | 0 | 0 | 0 | 0 | 0 | 0 | 0 | 0
2010 | US | SERC | VACAR | - | W08a9 | All Other Derates | 0 | 0 | 0 | 0 | 0 | 616 | 616 | 616 | 616 | 1116 | 1116
2010 | US | SERC | VACAR | - | W08a10 | Energy Only | 0 | 0 | 0 | 0 | 0 | 0 | 0 | 0 | 0 | 0 | 0
2010 | US | SERC | VACAR | - | W09 | ANTICIPATED INTERNAL CAPACITY = 6a+7a | 74946.975 | 74955.975 | 75813.975 | 77342.975 | 80103.975 | 80223.975 | 81126.975 | 84598.975 | 84598.265 | 84598.975 | 85505.475
2010 | US | SERC | VACAR | - | W10 | CAPACITY TRANSACTIONS - IMPORTS = 10a+10b+10c+10d | 2279 | 1653 | 1606 | 1431 | 1576 | 1527 | 1354 | 1369 | 1382 | 1491 | 1505
2010 | US | SERC | VACAR | - | W10a | Firm (Note: The sum of 10a1 and 10a2 must be <= 10a) | 2279 | 1549 | 1552 | 1377 | 1522 | 1473 | 1353 | 1368 | 1381 | 1490 | 1504
2010 | US | SERC | VACAR | - | W10a1 | Full-Responsibility Purchases | 0 | 0 | 0 | 0 | 0 | 0 | 0 | 0 | 0 | 0 | 0
2010 | US | SERC | VACAR | - | W10a2 | Owned Capacity/Entitlement Located Outside the Region/Subregion | 0 | 0 | 0 | 0 | 0 | 0 | 0 | 0 | 0 | 0 | 0
2010 | US | SERC | VACAR | - | W10b | Non-firm | 0 | 104 | 54 | 54 | 54 | 54 | 1 | 1 | 1 | 1 | 1
2010 | US | SERC | VACAR | - | W10c | Expected (Note: The sum of 10c1 and 10c2 must be <= 10c) | 0 | 0 | 0 | 0 | 0 | 0 | 0 | 0 | 0 | 0 | 0
2010 | US | SERC | VACAR | - | W10c1 | Full-Responsibility Purchases | 0 | 0 | 0 | 0 | 0 | 0 | 0 | 0 | 0 | 0 | 0
2010 | US | SERC | VACAR | - | W10c2 | Owned Capacity/Entitlement Located Outside the Region/Subregion | 0 | 0 | 0 | 0 | 0 | 0 | 0 | 0 | 0 | 0 | 0
2010 | US | SERC | VACAR | - | W10d | Provisional – transactions under study, but negotiations have not begun. | 0 | 0 | 0 | 0 | 0 | 0 | 0 | 0 | 0 | 0 | 0
2010 | US | SERC | VACAR | - | W11 | CAPACITY TRANSACTIONS - EXPORTS = 11a+11b+11c+11d | 1652 | 1536 | 1382 | 1382 | 1382 | 1382 | 1382 | 1382 | 1382 | 1382 | 1382
2010 | US | SERC | VACAR | - | W11a | Firm (Note: The sum of 11a1 and 11a2 must be <= 11a) | 1602 | 1486 | 1382 | 1382 | 1382 | 1382 | 1382 | 1382 | 1382 | 1382 | 1382
2010 | US | SERC | VACAR | - | W11a1 | Full-Responsibility Purchases | 0 | 0 | 0 | 0 | 0 | 0 | 0 | 0 | 0 | 0 | 0
2010 | US | SERC | VACAR | - | W11a2 | Owned Capacity/Entitlement Located Outside the Region/Subregion | 116 | 0 | 0 | 0 | 0 | 0 | 0 | 0 | 0 | 0 | 0
2010 | US | SERC | VACAR | - | W11b | Non-firm | 50 | 50 | 0 | 0 | 0 | 0 | 0 | 0 | 0 | 0 | 0
2010 | US | SERC | VACAR | - | W11c | Expected (Note: The sum of 11c1 and 11c2 must be <= 11c) | 0 | 0 | 0 | 0 | 0 | 0 | 0 | 0 | 0 | 0 | 0
2010 | US | SERC | VACAR | - | W11c1 | Full-Responsibility Purchases | 0 | 0 | 0 | 0 | 0 | 0 | 0 | 0 | 0 | 0 | 0
2010 | US | SERC | VACAR | - | W11c2 | Owned Capacity/Entitlement Located Outside the Region/Subregion | 0 | 0 | 0 | 0 | 0 | 0 | 0 | 0 | 0 | 0 | 0
2010 | US | SERC | VACAR | - | W11d | Provisional – transactions under study, but negotiations have not begun. | 0 | 0 | 0 | 0 | 0 | 0 | 0 | 0 | 0 | 0 | 0
2010 | US | SERC | VACAR | - | W12 | EXISTING, CERTAIN CAPACITY & NET FIRM TRANSACTIONS = 6a+Net Firm Transactions | 75600.975 | 74971.975 | 75242.975 | 75241.975 | 77042.475 | 77113.475 | 77021.475 | 76946.475 | 76958.765 | 77068.475 | 76871.975
2010 | US | SERC | VACAR | - | W13 | ANTICIPATED CAPACITY RESOURCES = 12+7a+Net Expected Transactions | 0 | 75018.975 | 75983.975 | 77337.975 | 80243.975 | 80314.975 | 81097.975 | 84584.975 | 84597.265 | 84706.975 | 85627.475
2010 | US | SERC | VACAR | - | W14 | PROSPECTIVE CAPACITY RESOURCES = 13+6b+16b | 0 | 76798.575 | 77763.575 | 79117.575 | 82023.575 | 82094.575 | 82877.575 | 86364.575 | 86376.865 | 86486.575 | 87407.075
2010 | US | SERC | VACAR | - | W15 | TOTAL POTENTIAL CAPACITY RESOURCES = 13+6b+7b+8+Net Provisional Transactions | 0 | 76827.325 | 78068.025 | 79642.025 | 82715.025 | 84141.025 | 85339.025 | 88826.025 | 89039.315 | 90051.025 | 92096.525
2010 | US | SERC | VACAR | - | W15a | ADJUSTED POTENTIAL CAPACITY RESOURCES = 13+6b+16b+16d+Net Provisional Transactions | 0 | 76798.575 | 77763.575 | 79117.575 | 82023.575 | 82094.575 | 82877.575 | 86364.575 | 86376.865 | 86486.575 | 87407.075
2010 | US | SERC | VACAR | - | W16a | Confidence of Future, Other (7b), using reasonable judgement | 0 | 0 | 0 | 0 | 0 | 0 | 0 | 0 | 0 | 0 | 0
2010 | US | SERC | VACAR | - | W16b | Net Future, Other Resources After Confidence Percentage Is Applied = 7b*16a | 0 | 0 | 0 | 0 | 0 | 0 | 0 | 0 | 0 | 0 | 0
2010 | US | SERC | VACAR | - | W16c | Confidence of Conceptual (8), using reasonable judgement | 0 | 0 | 0 | 0 | 0 | 0 | 0 | 0 | 0 | 0 | 0
2010 | US | SERC | VACAR | - | W16d | Net Conceptual Resources After Confidence Percentage Is Applied = 8*16c | 0 | 0 | 0 | 0 | 0 | 0 | 0 | 0 | 0 | 0 | 0
2010 | US | SERC | VACAR | - | W17 | Region/Subregion Target Reserve Margin | 0 | 0.15 | 0.15 | 0.15 | 0.15 | 0.15 | 0.15 | 0.15 | 0.15 | 0.15 | 0.15
2010 | US | SERC | VACAR | - | W18 | Existing Certain and Net Firm Transactions Reserve Margin = (12-3)/3 | 0 | 0.30811 | 0.297 | 0.2832 | 0.29433 | 0.27731 | 0.25813 | 0.23871 | 0.22114 | 0.20542 | 0.18496
2010 | US | SERC | VACAR | - | W19 | Anticipated Capacity Resources Reserve Margin = (13-3)/3 | 0 | 0.30893 | 0.30977 | 0.31895 | 0.34812 | 0.33033 | 0.32472 | 0.36168 | 0.34234 | 0.32489 | 0.31992
2010 | US | SERC | VACAR | - | W20 | Prospective Capacity Resources Reserve Margin = (14-3)/3 | 0 | 0.33999 | 0.34045 | 0.3493 | 0.37801 | 0.35981 | 0.35379 | 0.39033 | 0.37058 | 0.35273 | 0.34736
2010 | US | SERC | VACAR | - | W21 | Total Potential Resources Reserve Margin = (15-3)/3 | 0 | 0.34049 | 0.3457 | 0.35824 | 0.38963 | 0.39371 | 0.394 | 0.42996 | 0.41283 | 0.40848 | 0.41964
2010 | US | SERC | VACAR | - | W22 | Adjusted Potential Resources Reserve Margin = (15a-3)/3 | 0 | 0.33999 | 0.34045 | 0.3493 | 0.37801 | 0.35981 | 0.35379 | 0.39033 | 0.37058 | 0.35273 | 0.34736
2010 | US | SERC | VACAR | - | W23 | Total Baseline Installed Capacity | 76791.575 | 0 | 0 | 0 | 0 | 0 | 0 | 0 | 0 | 0 | 0
2010 | US | SPP | - | - | W01 | Unrestricted Non-coincident Peak Demand = 2+1a+1b-1c-1d | 32863.3703 | 31453.027 | 33109.8714 | 33968.6251 | 34516.91 | 35055.2121 | 35527.6526 | 36086.0686 | 36637.0683 | 37179.9357 | 37653.8643
2010 | US | SPP | - | - | W01a | New Conservation (Energy Efficiency) | 0 | 38.3352 | 62.8714 | 84.8198 | 94.1154 | 103.8771 | 110.0401 | 110.0198 | 108.4891 | 109.6514 | 109.5179
2010 | US | SPP | - | - | W01b | Estimated Diversity | 0 | 0 | 0 | 0 | 0 | 0 | 0 | 0 | 0 | 0 | 0
2010 | US | SPP | - | - | W01c | Additions for non-member load (load served by non-registered LSE's in a region) | 0 | 0 | 0 | 0 | 0 | 0 | 0 | 0 | 0 | 0 | 0
2010 | US | SPP | - | - | W01d | Stand-by Load Under Contract (Normally served by behind the meter generation) | 0 | 0 | 0 | 0 | 0 | 0 | 0 | 0 | 0 | 0 | 0
2010 | US | SPP | - | - | W02 | Total Internal Demand | 32863.3703 | 31414.6918 | 33047 | 33883.8053 | 34422.7946 | 34951.335 | 35417.6125 | 35976.0488 | 36528.5793 | 37070.2843 | 37544.3465
2010 | US | SPP | - | - | W02a | Direct Control Load Management | 0 | 11.3811 | 18.0267 | 24.6313 | 26.5017 | 26.3399 | 26.1807 | 26.0228 | 25.8648 | 25.7094 | 25.5553
2010 | US | SPP | - | - | W02b | Contractually Interruptible (Curtailable) | 122 | 206.084 | 210.084 | 214.084 | 219.084 | 222.084 | 214.8223 | 216.8223 | 219.8223 | 221.8223 | 224.8223
2010 | US | SPP | - | - | W02c | Critical Peak-Pricing (CPP) with Control | 0 | 0 | 0 | 0 | 0 | 0 | 0 | 0 | 0 | 0 | 0
2010 | US | SPP | - | - | W02d | Load as a Capacity Resource | 0 | 0 | 0 | 0 | 0 | 0 | 0 | 0 | 0 | 0 | 0
2010 | US | SPP | - | - | W03 | Net Internal Demand = 2-2a-2b-2c-2d | 32741.3703 | 31197.2267 | 32818.8893 | 33645.09 | 34177.2089 | 34702.9111 | 35176.6095 | 35733.2037 | 36282.8922 | 36822.7526 | 37293.9688
2010 | US | SPP | - | - | W04a | Demand Response used for Reserves - Spinning | 0 | 0 | 0 | 0 | 0 | 0 | 0 | 0 | 0 | 0 | 0
2010 | US | SPP | - | - | W04b | Demand Response used for Reserves - Non-Spinning | 0 | 0 | 0 | 0 | 0 | 0 | 0 | 0 | 0 | 0 | 0
2010 | US | SPP | - | - | W04c | Demand Response used for Regulation | 0 | 0 | 0 | 0 | 0 | 0 | 0 | 0 | 0 | 0 | 0
2010 | US | SPP | - | - | W04d | Demand Response used for Energy, Voluntary - Emergency | 0 | 0 | 0 | 0 | 0 | 0 | 0 | 0 | 0 | 0 | 0
2010 | US | SPP | - | - | W05 | TOTAL INTERNAL CAPACITY = 6+7 | 57846.705 | 63106.22 | 63993.12 | 65340.42 | 65742.42 | 66290.32 | 66565.36 | 66756.215 | 67079.426 | 67726.982 | 67736.482
2010 | US | SPP | - | - | W06 | EXISTING CAPACITY = 6a+6b+6c | 57846.705 | 61112.22 | 61112.22 | 61112.22 | 61112.22 | 61112.22 | 61112.22 | 61112.22 | 61112.22 | 61112.22 | 61112.22
2010 | US | SPP | - | - | W06a | Existing, Certain | 49233.885 | 53339.29 | 53339.29 | 53339.29 | 53339.29 | 53339.29 | 53339.29 | 53339.29 | 53339.29 | 53339.29 | 53339.29
2010 | US | SPP | - | - | W06a1 | Wind Expected On-Peak | 69 | 237 | 237 | 237 | 237 | 237 | 237 | 237 | 237 | 237 | 237
2010 | US | SPP | - | - | W06a2 | Solar Expected On-Peak | 0 | 0 | 0 | 0 | 0 | 0 | 0 | 0 | 0 | 0 | 0
2010 | US | SPP | - | - | W06a3 | Hydro Expected On-Peak | 2075 | 2175.318 | 2175.318 | 2175.318 | 2175.318 | 2175.318 | 2175.318 | 2175.318 | 2175.318 | 2175.318 | 2175.318
2010 | US | SPP | - | - | W06a4 | Biomass Expected On-Peak | 0 | 5 | 5 | 5 | 5 | 5 | 5 | 5 | 5 | 5 | 5
2010 | US | SPP | - | - | W06a5 | Load as a Capacity Resource Expected On-Peak (Load Management Programs) | 0 | 0 | 0 | 0 | 0 | 0 | 0 | 0 | 0 | 0 | 0
2010 | US | SPP | - | - | W06b | Existing, Other | 7612.47 | 4779.93 | 4779.93 | 4779.93 | 4779.93 | 4779.93 | 4779.93 | 4779.93 | 4779.93 | 4779.93 | 4779.93
2010 | US | SPP | - | - | W06b1 | Wind Derate On-Peak | 411 | 2462 | 2462 | 2462 | 2462 | 2462 | 2462 | 2462 | 2462 | 2462 | 2462
2010 | US | SPP | - | - | W06b2 | Solar Derate On-Peak | 0 | 0 | 0 | 0 | 0 | 0 | 0 | 0 | 0 | 0 | 0
2010 | US | SPP | - | - | W06b3 | Hydro Derate On-Peak | 57 | 57 | 57 | 57 | 57 | 57 | 57 | 57 | 57 | 57 | 57
2010 | US | SPP | - | - | W06b4 | Biomass Derate On-Peak | 0 | 0 | 0 | 0 | 0 | 0 | 0 | 0 | 0 | 0 | 0
2010 | US | SPP | - | - | W06b5 | Load as a Capacity Resource Derate On-Peak (Load Management Programs) | 0 | 0 | 0 | 0 | 0 | 0 | 0 | 0 | 0 | 0 | 0
2010 | US | SPP | - | - | W06b7 | Transmission-Limited Resources | 0 | 10 | 10 | 10 | 10 | 10 | 10 | 10 | 10 | 10 | 10
2010 | US | SPP | - | - | W06b8 | All Other Derates | -35 | 200 | 200 | 200 | 200 | 200 | 200 | 200 | 200 | 200 | 200
2010 | US | SPP | - | - | W06b9 | Energy Only | 0 | 0 | 0 | 0 | 0 | 0 | 0 | 0 | 0 | 0 | 0
2010 | US | SPP | - | - | W06c | Existing, Inoperable (Note: Not used in margin calculations) | 567.35 | 264 | 264 | 264 | 264 | 264 | 264 | 264 | 264 | 264 | 264
2010 | US | SPP | - | - | W07 | FUTURE CAPACITY ADDITIONS = 7a+7b | 0 | 1876 | 2620.9 | 3483.2 | 3885.2 | 4433.1 | 4708.14 | 4898.995 | 5222.206 | 5869.762 | 5879.262
2010 | US | SPP | - | - | W07a | Future, Planned | 0 | 1876 | 2620.9 | 3483.2 | 3885.2 | 4433.1 | 4708.14 | 4898.995 | 5222.206 | 5869.762 | 5879.262
2010 | US | SPP | - | - | W07a1 | Wind Expected On-Peak | 0 | 12 | 0 | 0 | 0 | 0 | 0 | 0 | 0 | 0 | 0
2010 | US | SPP | - | - | W07a2 | Wind Derate On-Peak | 0 | 118 | 260 | 745 | 745 | 745 | 745 | 745 | 745 | 745 | 745
2010 | US | SPP | - | - | W07a3 | Solar Expected On-Peak | 0 | 0 | 5.4 | 27 | 27 | 27 | 41 | 41 | 41 | 41 | 41
2010 | US | SPP | - | - | W07a4 | Solar Derate On-Peak | 0 | 0 | 0 | 0 | 0 | 0 | 0 | 0 | 0 | 0 | 0
2010 | US | SPP | - | - | W07a5 | Hydro Expected On-Peak | 0 | 4 | 8 | 14 | 16 | 18 | 18 | 18 | 18 | 18 | 18
2010 | US | SPP | - | - | W07a6 | Hydro Derate On-Peak | 0 | 0 | 0 | 0 | 0 | 0 | 0 | 0 | 0 | 0 | 0
2010 | US | SPP | - | - | W07a7 | Biomass Expected On-Peak | 0 | 0 | 6 | 6 | 76 | 76 | 79 | 79 | 79 | 79 | 79
2010 | US | SPP | - | - | W07a8 | Biomass Derate On-Peak | 0 | 0 | 0 | 0 | 0 | 0 | 0 | 0 | 0 | 0 | 0
2010 | US | SPP | - | - | W07a9 | Demand Response Expected On-Peak (Load Management Programs) | 0 | 0 | 3 | 79 | 160 | 265 | 302 | 337 | 352 | 369 | 371
2010 | US | SPP | - | - | W07a10 | Demand Response Derate On-Peak (Load Management Programs) | 0 | 0 | 0 | 0 | 0 | 0 | 0 | 0 | 0 | 0 | 0
2010 | US | SPP | - | - | W07a11 | Transmission-Limited Resources | 0 | 0 | 0 | 0 | 0 | 0 | 0 | 0 | 0 | 0 | 0
2010 | US | SPP | - | - | W07a12 | Scheduled Outage - Maintenance | 0 | 0 | 0 | 0 | 0 | 0 | 0 | 0 | 0 | 0 | 0
2010 | US | SPP | - | - | W07a13 | All Other Derates | 0 | 0 | 0 | 0 | 0 | 0 | 0 | 0 | 0 | 0 | 0
2010 | US | SPP | - | - | W07a14 | Energy Only | 0 | 0 | 0 | 0 | 0 | 0 | 0 | 0 | 0 | 0 | 0
2010 | US | SPP | - | - | W07b | Future, Other | 0 | 0 | 0 | 0 | 0 | 0 | 0 | 0 | 0 | 0 | 0
2010 | US | SPP | - | - | W07b1 | Wind Expected On-Peak | 0 | 0 | 0 | 0 | 0 | 0 | 0 | 0 | 0 | 0 | 0
2010 | US | SPP | - | - | W07b2 | Wind Derate On-Peak | 0 | 0 | 0 | 0 | 0 | 0 | 0 | 0 | 0 | 0 | 0
2010 | US | SPP | - | - | W07b3 | Solar Expected On-Peak | 0 | 0 | 0 | 0 | 0 | 0 | 0 | 0 | 0 | 0 | 0
2010 | US | SPP | - | - | W07b4 | Solar Derate On-Peak | 0 | 0 | 0 | 0 | 0 | 0 | 0 | 0 | 0 | 0 | 0
2010 | US | SPP | - | - | W07b5 | Hydro Expected On-Peak | 0 | 0 | 0 | 0 | 0 | 0 | 0 | 0 | 0 | 0 | 0
2010 | US | SPP | - | - | W07b6 | Hydro Derate On-Peak | 0 | 0 | 0 | 0 | 0 | 0 | 0 | 0 | 0 | 0 | 0
2010 | US | SPP | - | - | W07b7 | Biomass Expected On-Peak | 0 | 0 | 0 | 0 | 0 | 0 | 0 | 0 | 0 | 0 | 0
2010 | US | SPP | - | - | W07b8 | Biomass Derate On-Peak | 0 | 0 | 0 | 0 | 0 | 0 | 0 | 0 | 0 | 0 | 0
2010 | US | SPP | - | - | W07b9 | Transmission-Limited Resources | 0 | 0 | 0 | 0 | 0 | 0 | 0 | 0 | 0 | 0 | 0
2010 | US | SPP | - | - | W07b10 | Scheduled Outage - Maintenance | 0 | 0 | 0 | 0 | 0 | 0 | 0 | 0 | 0 | 0 | 0
2010 | US | SPP | - | - | W07b11 | All Other Derates | 0 | 0 | 0 | 0 | 0 | 0 | 0 | 0 | 0 | 0 | 0
2010 | US | SPP | - | - | W07b12 | Energy Only | 0 | 0 | 0 | 0 | 0 | 0 | 0 | 0 | 0 | 0 | 0
2010 | US | SPP | - | - | W08 | Conceptual | 0 | 3545 | 10168 | 21654.6 | 23064.6 | 23820.6 | 25470.6 | 25470.6 | 25470.6 | 25716.6 | 33676.6
2010 | US | SPP | - | - | W08a1 | Wind Expected On-Peak | 0 | 3404 | 8978 | 14318 | 15728 | 16484 | 17484 | 17484 | 17484 | 17484 | 25130
2010 | US | SPP | - | - | W08a2 | Wind Derate On-Peak | 0 | 340 | 897 | 1431 | 1572 | 1648 | 1748 | 2048 | 2048 | 2048 | 2813
2010 | US | SPP | - | - | W08a3 | Solar Expected On-Peak | 0 | 0 | 0 | 0 | 0 | 0 | 0 | 0 | 0 | 0 | 0
2010 | US | SPP | - | - | W08a4 | Solar Derate On-Peak | 0 | 0 | 0 | 0 | 0 | 0 | 0 | 0 | 0 | 0 | 0
2010 | US | SPP | - | - | W08a5 | Hydro Expected On-Peak | 0 | 16 | 16 | 20.6 | 20.6 | 20.6 | 20.6 | 20.6 | 20.6 | 20.6 | 20.6
2010 | US | SPP | - | - | W08a6 | Hydro Derate On-Peak | 0 | 2 | 2 | 3 | 3 | 3 | 3 | 3 | 3 | 3 | 3
2010 | US | SPP | - | - | W08a7 | Biomass Expected On-Peak | 0 | 0 | 0 | 0 | 0 | 0 | 0 | 0 | 0 | 0 | 0
2010 | US | SPP | - | - | W08a8 | Biomass Derate On-Peak | 0 | 0 | 0 | 0 | 0 | 0 | 0 | 0 | 0 | 0 | 0
2010 | US | SPP | - | - | W08a9 | All Other Derates | 0 | 0 | 0 | 0 | 0 | 0 | 0 | 0 | 0 | 0 | 0
2010 | US | SPP | - | - | W08a10 | Energy Only | 0 | 0 | 0 | 0 | 0 | 0 | 0 | 0 | 0 | 0 | 0
2010 | US | SPP | - | - | W09 | ANTICIPATED INTERNAL CAPACITY = 6a+7a | 49233.885 | 55215.29 | 55960.19 | 56822.49 | 57224.49 | 57772.39 | 58047.43 | 58238.285 | 58561.496 | 59209.052 | 59218.552
2010 | US | SPP | - | - | W10 | CAPACITY TRANSACTIONS - IMPORTS = 10a+10b+10c+10d | 3973.2 | 3772.2 | 3452.2 | 3828.2 | 3738.2 | 4362.3 | 3289.5 | 3909 | 4617.1 | 4796.1 | 5445.4
2010 | US | SPP | - | - | W10a | Firm (Note: The sum of 10a1 and 10a2 must be <= 10a) | 3922.2 | 3399.2 | 3074.2 | 3463.2 | 3315.2 | 3888.3 | 2762.5 | 3321 | 3947.1 | 4537.1 | 5129.4
2010 | US | SPP | - | - | W10a1 | Full-Responsibility Purchases | 2348 | 2008 | 1545 | 1670 | 1756 | 2228 | 1289 | 1836 | 2381 | 2924 | 3469
2010 | US | SPP | - | - | W10a2 | Owned Capacity/Entitlement Located Outside the Region/Subregion | 320 | 320 | 359 | 398 | 437 | 476 | 218 | 257 | 296 | 335 | 374
2010 | US | SPP | - | - | W10b | Non-firm | 51 | 0 | 0 | 0 | 0 | 0 | 0 | 0 | 0 | 0 | 0
2010 | US | SPP | - | - | W10c | Expected (Note: The sum of 10c1 and 10c2 must be <= 10c) | 0 | 373 | 378 | 365 | 423 | 474 | 527 | 588 | 670 | 259 | 316
2010 | US | SPP | - | - | W10c1 | Full-Responsibility Purchases | 0 | 0 | 8 | 22 | 42 | 42 | 50 | 58 | 87 | 116 | 145
2010 | US | SPP | - | - | W10c2 | Owned Capacity/Entitlement Located Outside the Region/Subregion | 0 | 0 | 0 | 0 | 0 | 0 | 0 | 0 | 0 | 0 | 0
2010 | US | SPP | - | - | W10d | Provisional – transactions under study, but negotiations have not begun. | 0 | 0 | 0 | 0 | 0 | 0 | 0 | 0 | 0 | 0 | 0
2010 | US | SPP | - | - | W11 | CAPACITY TRANSACTIONS - EXPORTS = 11a+11b+11c+11d | 3059 | 2978 | 2977 | 2977 | 2959 | 2890 | 3085 | 3005 | 3000 | 2997 | 2992
2010 | US | SPP | - | - | W11a | Firm (Note: The sum of 11a1 and 11a2 must be <= 11a) | 3059 | 2978 | 2977 | 2977 | 2959 | 2890 | 3085 | 3005 | 3000 | 2997 | 2992
2010 | US | SPP | - | - | W11a1 | Full-Responsibility Purchases | 2061 | 2066 | 2134 | 2134 | 2164 | 2171 | 2163 | 2155 | 2147 | 2139 | 2131
2010 | US | SPP | - | - | W11a2 | Owned Capacity/Entitlement Located Outside the Region/Subregion | 66 | 66 | 86 | 68 | 88 | 108 | 268 | 288 | 308 | 270 | 270
2010 | US | SPP | - | - | W11b | Non-firm | 0 | 0 | 0 | 0 | 0 | 0 | 0 | 0 | 0 | 0 | 0
2010 | US | SPP | - | - | W11c | Expected (Note: The sum of 11c1 and 11c2 must be <= 11c) | 0 | 0 | 0 | 0 | 0 | 0 | 0 | 0 | 0 | 0 | 0
2010 | US | SPP | - | - | W11c1 | Full-Responsibility Purchases | 0 | 0 | 0 | 0 | 0 | 0 | 0 | 0 | 0 | 0 | 0
2010 | US | SPP | - | - | W11c2 | Owned Capacity/Entitlement Located Outside the Region/Subregion | 0 | 0 | 0 | 0 | 0 | 0 | 0 | 0 | 0 | 0 | 0
2010 | US | SPP | - | - | W11d | Provisional – transactions under study, but negotiations have not begun. | 0 | 0 | 0 | 0 | 0 | 0 | 0 | 0 | 0 | 0 | 0
2010 | US | SPP | - | - | W12 | EXISTING, CERTAIN CAPACITY & NET FIRM TRANSACTIONS = 6a+Net Firm Transactions | 50097.085 | 53760.49 | 53436.49 | 53825.49 | 53695.49 | 54337.59 | 53016.79 | 53655.29 | 54286.39 | 54879.39 | 55476.69
2010 | US | SPP | - | - | W13 | ANTICIPATED CAPACITY RESOURCES = 12+7a+Net Expected Transactions | 0 | 56009.49 | 56435.39 | 57673.69 | 58003.69 | 59244.69 | 58251.93 | 59142.285 | 60178.596 | 61008.152 | 61671.952
2010 | US | SPP | - | - | W14 | PROSPECTIVE CAPACITY RESOURCES = 13+6b+16b | 0 | 60789.42 | 61215.32 | 62453.62 | 62783.62 | 64024.62 | 63031.86 | 63922.215 | 64958.526 | 65788.082 | 66451.882
2010 | US | SPP | - | - | W15 | TOTAL POTENTIAL CAPACITY RESOURCES = 13+6b+7b+8+Net Provisional Transactions | 0 | 64334.42 | 71383.32 | 84108.22 | 85848.22 | 87845.22 | 88502.46 | 89392.815 | 90429.126 | 91504.682 | 100128.482
2010 | US | SPP | - | - | W15a | ADJUSTED POTENTIAL CAPACITY RESOURCES = 13+6b+16b+16d+Net Provisional Transactions | 0 | 61143.92 | 62232.12 | 64619.08 | 65090.08 | 66406.68 | 65578.92 | 66469.275 | 67505.586 | 68359.742 | 69819.542
2010 | US | SPP | - | - | W16a | Confidence of Future, Other (7b), using reasonable judgement | 0 | 0 | 0 | 0 | 0 | 0 | 0 | 0 | 0 | 0 | 0
2010 | US | SPP | - | - | W16b | Net Future, Other Resources After Confidence Percentage Is Applied = 7b*16a | 0 | 0 | 0 | 0 | 0 | 0 | 0 | 0 | 0 | 0 | 0
2010 | US | SPP | - | - | W16c | Confidence of Conceptual (8), using reasonable judgement | 0 | 0.1 | 0.1 | 0.1 | 0.1 | 0.1 | 0.1 | 0.1 | 0.1 | 0.1 | 0.1
2010 | US | SPP | - | - | W16d | Net Conceptual Resources After Confidence Percentage Is Applied = 8*16c | 0 | 354.5 | 1016.8 | 2165.46 | 2306.46 | 2382.06 | 2547.06 | 2547.06 | 2547.06 | 2571.66 | 3367.66
2010 | US | SPP | - | - | W17 | Region/Subregion Target Reserve Margin | 0 | 0.136 | 0.136 | 0.136 | 0.136 | 0.136 | 0.136 | 0.136 | 0.136 | 0.136 | 0.136
2010 | US | SPP | - | - | W18 | Existing Certain and Net Firm Transactions Reserve Margin = (12-3)/3 | 0 | 0.72325 | 0.62822 | 0.5998 | 0.57109 | 0.56579 | 0.50716 | 0.50155 | 0.4962 | 0.49037 | 0.48755
2010 | US | SPP | - | - | W19 | Anticipated Capacity Resources Reserve Margin = (13-3)/3 | 0 | 0.79534 | 0.7196 | 0.71418 | 0.69715 | 0.7072 | 0.65598 | 0.65511 | 0.65859 | 0.65681 | 0.65367
2010 | US | SPP | - | - | W20 | Prospective Capacity Resources Reserve Margin = (14-3)/3 | 0 | 0.94855 | 0.86525 | 0.85625 | 0.837 | 0.84494 | 0.79187 | 0.78887 | 0.79033 | 0.78661 | 0.78184
2010 | US | SPP | - | - | W21 | Total Potential Resources Reserve Margin = (15-3)/3 | 0 | 1.0622 | 1.1751 | 1.4999 | 1.5119 | 1.5314 | 1.5159 | 1.5017 | 1.4923 | 1.485 | 1.6848
2010 | US | SPP | - | - | W22 | Adjusted Potential Resources Reserve Margin = (15a-3)/3 | 0 | 0.95992 | 0.89623 | 0.92061 | 0.90449 | 0.91358 | 0.86428 | 0.86015 | 0.86053 | 0.85645 | 0.87214
2010 | US | SPP | - | - | W23 | Total Baseline Installed Capacity | 57846.705 | 0 | 0 | 0 | 0 | 0 | 0 | 0 | 0 | 0 | 0
2010 | US | WECC | - | - | W01 | Unrestricted Non-coincident Peak Demand = 2+1a+1b-1c-1d | 109564.885 | 104562.5781 | 105428 | 107150 | 109434 | 111292 | 112655 | 113453 | 114972 | 116393 | 118628
2010 | US | WECC | - | - | W01a | New Conservation (Energy Efficiency) | 0 | 519.9881 | 715 | 924 | 904 | 930 | 854 | 835 | 803 | 763 | 756
2010 | US | WECC | - | - | W01b | Estimated Diversity | 0 | 0 | 0 | 0 | 0 | 0 | 0 | 0 | 0 | 0 | 0
2010 | US | WECC | - | - | W01c | Additions for non-member load (load served by non-registered LSE's in a region) | 0 | 0 | 0 | 0 | 0 | 0 | 0 | 0 | 0 | 0 | 0
2010 | US | WECC | - | - | W01d | Stand-by Load Under Contract (Normally served by behind the meter generation) | 0 | 2096.51 | 2141 | 2190 | 2259 | 2311 | 2443 | 2496 | 2602 | 2658 | 2715
2010 | US | WECC | - | - | W02 | Total Internal Demand | 109564.885 | 106139.1 | 106854.3 | 108416.2 | 110789.01 | 112673.28 | 114243.78 | 115113.7 | 116771.28 | 118288.2 | 120586.71
2010 | US | WECC | - | - | W02a | Direct Control Load Management | 561 | 571 | 584 | 604 | 648 | 670 | 686 | 702 | 708 | 705 | 696
2010 | US | WECC | - | - | W02b | Contractually Interruptible (Curtailable) | 1277 | 1813.674 | 1917 | 1888 | 1964 | 2033 | 2033 | 1996 | 1998 | 2000 | 2002
2010 | US | WECC | - | - | W02c | Critical Peak-Pricing (CPP) with Control | 0 | 24.7227 | 42 | 64 | 101 | 119 | 134 | 138 | 142 | 146 | 150
2010 | US | WECC | - | - | W02d | Load as a Capacity Resource | 1471 | 3150.0913 | 648 | 649 | 638 | 643 | 646 | 652 | 656 | 662 | 667
2010 | US | WECC | - | - | W03 | Net Internal Demand = 2-2a-2b-2c-2d | 106255.885 | 100580 | 103663 | 105211 | 107438 | 109208 | 110745 | 111626 | 113267 | 114775 | 117072
2010 | US | WECC | - | - | W04a | Demand Response used for Reserves - Spinning | 0 | 0 | 0 | 0 | 0 | 0 | 0 | 0 | 0 | 0 | 0
2010 | US | WECC | - | - | W04b | Demand Response used for Reserves - Non-Spinning | 28 | 27.5 | 28 | 28 | 28 | 28 | 28 | 28 | 28 | 28 | 28
2010 | US | WECC | - | - | W04c | Demand Response used for Regulation | 0 | 0 | 0 | 0 | 0 | 0 | 0 | 0 | 0 | 0 | 0
2010 | US | WECC | - | - | W04d | Demand Response used for Energy, Voluntary - Emergency | 85 | 0 | 0 | 0 | 0 | 0 | 0 | 0 | 0 | 0 | 0
2010 | US | WECC | - | - | W05 | TOTAL INTERNAL CAPACITY = 6+7 | 239946 | 196721.3023 | 216311.3023 | 227152.3023 | 235759.3023 | 241416.3023 | 247618.3023 | 248249.3023 | 248312.3023 | 248312.3023 | 248312.3023
2010 | US | WECC | - | - | W06 | EXISTING CAPACITY = 6a+6b+6c | 239946 | 195770.3023 | 195770.3023 | 195770.3023 | 195770.3023 | 195770.3023 | 195770.3023 | 195770.3023 | 195770.3023 | 195770.3023 | 195770.3023
2010 | US | WECC | - | - | W06a | Existing, Certain | 151022 | 159625.7679 | 159625.7679 | 159625.7679 | 159625.7679 | 159625.7679 | 159625.7679 | 159625.7679 | 159625.7679 | 159625.7679 | 159625.7679
2010 | US | WECC | - | - | W06a1 | Wind Expected On-Peak | 925 | 5148 | 5148 | 5148 | 5148 | 5148 | 5148 | 5148 | 5148 | 5148 | 5148
2010 | US | WECC | - | - | W06a2 | Solar Expected On-Peak | 81 | 0 | 0 | 0 | 0 | 0 | 0 | 0 | 0 | 0 | 0
2010 | US | WECC | - | - | W06a3 | Hydro Expected On-Peak | 41206 | 30847 | 30847 | 30847 | 30847 | 30847 | 30847 | 30847 | 30847 | 30847 | 30847
2010 | US | WECC | - | - | W06a4 | Biomass Expected On-Peak | 1257 | 754 | 754 | 754 | 754 | 754 | 754 | 754 | 754 | 754 | 754
2010 | US | WECC | - | - | W06a5 | Load as a Capacity Resource Expected On-Peak (Load Management Programs) | 0 | 0 | 0 | 0 | 0 | 0 | 0 | 0 | 0 | 0 | 0
2010 | US | WECC | - | - | W06b | Existing, Other | 44630 | 0 | 0 | 0 | 0 | 0 | 0 | 0 | 0 | 0 | 0
2010 | US | WECC | - | - | W06b1 | Wind Derate On-Peak | 13264 | 9041 | 9041 | 9041 | 9041 | 9041 | 9041 | 9041 | 9041 | 9041 | 9041
2010 | US | WECC | - | - | W06b2 | Solar Derate On-Peak | 429 | 510 | 510 | 510 | 510 | 510 | 510 | 510 | 510 | 510 | 510
2010 | US | WECC | - | - | W06b3 | Hydro Derate On-Peak | 13875 | 11113.6977 | 11113.6977 | 11113.6977 | 11113.6977 | 11113.6977 | 11113.6977 | 11113.6977 | 11113.6977 | 11113.6977 | 11113.6977
2010 | US | WECC | - | - | W06b4 | Biomass Derate On-Peak | 400 | 903 | 903 | 903 | 903 | 903 | 903 | 903 | 903 | 903 | 903
2010 | US | WECC | - | - | W06b5 | Load as a Capacity Resource Derate On-Peak (Load Management Programs) | 0 | 0 | 0 | 0 | 0 | 0 | 0 | 0 | 0 | 0 | 0
2010 | US | WECC | - | - | W06b7 | Transmission-Limited Resources | 0 | 0 | 0 | 0 | 0 | 0 | 0 | 0 | 0 | 0 | 0
2010 | US | WECC | - | - | W06b8 | All Other Derates | 16326 | 14576.8366 | 14576.8366 | 14576.8366 | 14576.8366 | 14576.8366 | 14576.8366 | 14576.8366 | 14576.8366 | 14576.8366 | 14576.8366
2010 | US | WECC | - | - | W06b9 | Energy Only | 0 | 0 | 0 | 0 | 0 | 0 | 0 | 0 | 0 | 0 | 0
2010 | US | WECC | - | - | W06c | Existing, Inoperable (Note: Not used in margin calculations) | 0 | 0 | 0 | 0 | 0 | 0 | 0 | 0 | 0 | 0 | 0
2010 | US | WECC | - | - | W07 | FUTURE CAPACITY ADDITIONS = 7a+7b | 0 | 812 | 9972 | 15578 | 19541 | 20682 | 26964 | 21982 | 21997 | 21997 | 21986
2010 | US | WECC | - | - | W07a | Future, Planned | 0 | 812 | 9972 | 15578 | 19541 | 20682 | 26964 | 21982 | 21997 | 21997 | 21986
2010 | US | WECC | - | - | W07a1 | Wind Expected On-Peak | 0 | 158 | 118 | 180 | 202 | 257 | 6015 | 343 | 350 | 342 | 337
2010 | US | WECC | - | - | W07a2 | Wind Derate On-Peak | 0 | 139 | 7226 | 10388 | 11545 | 14010 | 12735 | 18407 | 18400 | 18408 | 18413
2010 | US | WECC | - | - | W07a3 | Solar Expected On-Peak | 0 | 5 | 57 | 77 | 77 | 77 | 77 | 77 | 77 | 77 | 77
2010 | US | WECC | - | - | W07a4 | Solar Derate On-Peak | 0 | 0 | 3299 | 5305 | 8786 | 10830 | 12026 | 12026 | 12026 | 12026 | 12026
2010 | US | WECC | - | - | W07a5 | Hydro Expected On-Peak | 0 | 40 | 10 | 322 | 316 | 362 | 425 | 484 | 429 | 437 | 431
2010 | US | WECC | - | - | W07a6 | Hydro Derate On-Peak | 0 | 0 | 44 | 111 | 117 | 124 | 123 | 64 | 119 | 111 | 117
2010 | US | WECC | - | - | W07a7 | Biomass Expected On-Peak | 0 | 0 | 96 | 112 | 112 | 112 | 112 | 112 | 112 | 112 | 112
2010 | US | WECC | - | - | W07a8 | Biomass Derate On-Peak | 0 | 0 | 0 | 0 | 0 | 0 | 0 | 0 | 0 | 0 | 0
2010 | US | WECC | - | - | W07a9 | Demand Response Expected On-Peak (Load Management Programs) | 0 | 0 | 0 | 0 | 0 | 0 | 0 | 0 | 0 | 0 | 0
2010 | US | WECC | - | - | W07a10 | Demand Response Derate On-Peak (Load Management Programs) | 0 | 0 | 0 | 0 | 0 | 0 | 0 | 0 | 0 | 0 | 0
2010 | US | WECC | - | - | W07a11 | Transmission-Limited Resources | 0 | 0 | 0 | 0 | 0 | 0 | 0 | 0 | 0 | 0 | 0
2010 | US | WECC | - | - | W07a12 | Scheduled Outage - Maintenance | 0 | 0 | 0 | 0 | 0 | 0 | 0 | 0 | 0 | 0 | 0
2010 | US | WECC | - | - | W07a13 | All Other Derates | 0 | 0 | 0 | 0 | 0 | 0 | 0 | 0 | 0 | 0 | 0
2010 | US | WECC | - | - | W07a14 | Energy Only | 0 | 0 | 0 | 0 | 0 | 0 | 0 | 0 | 0 | 0 | 0
2010 | US | WECC | - | - | W07b | Future, Other | 0 | 0 | 0 | 0 | 0 | 0 | 0 | 0 | 0 | 0 | 0
2010 | US | WECC | - | - | W07b1 | Wind Expected On-Peak | 0 | 0 | 0 | 0 | 0 | 0 | 0 | 0 | 0 | 0 | 0
2010 | US | WECC | - | - | W07b2 | Wind Derate On-Peak | 0 | 0 | 0 | 0 | 0 | 0 | 0 | 0 | 0 | 0 | 0
2010 | US | WECC | - | - | W07b3 | Solar Expected On-Peak | 0 | 0 | 0 | 0 | 0 | 0 | 0 | 0 | 0 | 0 | 0
2010 | US | WECC | - | - | W07b4 | Solar Derate On-Peak | 0 | 0 | 0 | 0 | 0 | 0 | 0 | 0 | 0 | 0 | 0
2010 | US | WECC | - | - | W07b5 | Hydro Expected On-Peak | 0 | 0 | 0 | 0 | 0 | 0 | 0 | 0 | 0 | 0 | 0
2010 | US | WECC | - | - | W07b6 | Hydro Derate On-Peak | 0 | 0 | 0 | 0 | 0 | 0 | 0 | 0 | 0 | 0 | 0
2010 | US | WECC | - | - | W07b7 | Biomass Expected On-Peak | 0 | 0 | 0 | 0 | 0 | 0 | 0 | 0 | 0 | 0 | 0
2010 | US | WECC | - | - | W07b8 | Biomass Derate On-Peak | 0 | 0 | 0 | 0 | 0 | 0 | 0 | 0 | 0 | 0 | 0
2010 | US | WECC | - | - | W07b9 | Transmission-Limited Resources | 0 | 0 | 0 | 0 | 0 | 0 | 0 | 0 | 0 | 0 | 0
2010 | US | WECC | - | - | W07b10 | Scheduled Outage - Maintenance | 0 | 0 | 0 | 0 | 0 | 0 | 0 | 0 | 0 | 0 | 0
2010 | US | WECC | - | - | W07b11 | All Other Derates | 0 | 0 | 0 | 0 | 0 | 0 | 0 | 0 | 0 | 0 | 0
2010 | US | WECC | - | - | W07b12 | Energy Only | 0 | 0 | 0 | 0 | 0 | 0 | 0 | 0 | 0 | 0 | 0
2010 | US | WECC | - | - | W08 | Conceptual | 0 | 0 | 0 | 333 | 1043 | 1360 | 1980 | 2719 | 3104 | 3793 | 3804
2010 | US | WECC | - | - | W08a1 | Wind Expected On-Peak | 0 | 0 | 0 | 57 | 321 | 396 | 191 | 413 | 432 | 413 | 399
2010 | US | WECC | - | - | W08a2 | Wind Derate On-Peak | 0 | 0 | 0 | 15 | 433 | 507 | 712 | 490 | 551 | 819 | 933
2010 | US | WECC | - | - | W08a3 | Solar Expected On-Peak | 0 | 0 | 0 | 0 | 0 | 0 | 0 | 0 | 0 | 0 | 0
2010 | US | WECC | - | - | W08a4 | Solar Derate On-Peak | 0 | 0 | 0 | 65 | 378 | 615 | 615 | 616 | 616 | 653 | 653
2010 | US | WECC | - | - | W08a5 | Hydro Expected On-Peak | 0 | 0 | 0 | 0 | 0 | 0 | 0 | 0 | 0 | 0 | 0
2010 | US | WECC | - | - | W08a6 | Hydro Derate On-Peak | 0 | 0 | 0 | 0 | 0 | 0 | 0 | 0 | 0 | 0 | 0
2010 | US | WECC | - | - | W08a7 | Biomass Expected On-Peak | 0 | 0 | 0 | 0 | 0 | 0 | 8 | 8 | 8 | 8 | 8
2010 | US | WECC | - | - | W08a8 | Biomass Derate On-Peak | 0 | 0 | 0 | 0 | 0 | 0 | 0 | 0 | 0 | 0 | 0
2010 | US | WECC | - | - | W08a9 | All Other Derates | 0 | 0 | 0 | 0 | 0 | 0 | 0 | 0 | 0 | 0 | 0
2010 | US | WECC | - | - | W08a10 | Energy Only | 0 | 0 | 0 | 0 | 0 | 0 | 0 | 0 | 0 | 0 | 0
2010 | US | WECC | - | - | W09 | ANTICIPATED INTERNAL CAPACITY = 6a+7a | 151022 | 160577 | 180167 | 191008 | 199615 | 205272 | 211474 | 212105 | 212168 | 212168 | 212168
2010 | US | WECC | - | - | W10 | CAPACITY TRANSACTIONS - IMPORTS = 10a+10b+10c+10d | 103 | 35 | 148 | 292 | 224 | 233 | 213 | 218 | 316 | 277 | 384
2010 | US | WECC | - | - | W10a | Firm (Note: The sum of 10a1 and 10a2 must be <= 10a) | 0 | 35 | 148 | 190 | 108 | 233 | 198 | 109 | 12 | 0 | 0
2010 | US | WECC | - | - | W10a1 | Full-Responsibility Purchases | 0 | 0 | 0 | 0 | 0 | 0 | 0 | 0 | 0 | 0 | 0
2010 | US | WECC | - | - | W10a2 | Owned Capacity/Entitlement Located Outside the Region/Subregion | 0 | 0 | 0 | 0 | 0 | 0 | 0 | 0 | 0 | 0 | 0
2010 | US | WECC | - | - | W10b | Non-firm | 0 | 0 | 0 | 0 | 0 | 0 | 0 | 0 | 0 | 0 | 0
2010 | US | WECC | - | - | W10c | Expected (Note: The sum of 10c1 and 10c2 must be <= 10c) | 0 | 0 | 0 | 102 | 90 | 0 | 0 | 30 | 304 | 210 | 384
2010 | US | WECC | - | - | W10c1 | Full-Responsibility Purchases | 0 | 0 | 0 | 0 | 0 | 0 | 0 | 0 | 0 | 0 | 0
2010 | US | WECC | - | - | W10c2 | Owned Capacity/Entitlement Located Outside the Region/Subregion | 0 | 0 | 0 | 0 | 0 | 0 | 0 | 0 | 0 | 0 | 0
2010 | US | WECC | - | - | W10d | Provisional – transactions under study, but negotiations have not begun. | 0 | 0 | 0 | 0 | 26 | 0 | 15 | 79 | 0 | 67 | 0
2010 | US | WECC | - | - | W11 | CAPACITY TRANSACTIONS - EXPORTS = 11a+11b+11c+11d | 1200 | 830 | 993 | 883 | 870 | 580 | 237 | 607 | 667 | 401 | 454
2010 | US | WECC | - | - | W11a | Firm (Note: The sum of 11a1 and 11a2 must be <= 11a) | 0 | 830 | 993 | 883 | 870 | 580 | 237 | 607 | 667 | 401 | 454
2010 | US | WECC | - | - | W11a1 | Full-Responsibility Purchases | 0 | 0 | 0 | 0 | 0 | 0 | 0 | 0 | 0 | 0 | 0
2010 | US | WECC | - | - | W11a2 | Owned Capacity/Entitlement Located Outside the Region/Subregion | 0 | 0 | 0 | 0 | 0 | 0 | 0 | 0 | 0 | 0 | 0
2010 | US | WECC | - | - | W11b | Non-firm | 0 | 0 | 0 | 0 | 0 | 0 | 0 | 0 | 0 | 0 | 0
2010 | US | WECC | - | - | W11c | Expected (Note: The sum of 11c1 and 11c2 must be <= 11c) | 0 | 0 | 0 | 0 | 0 | 0 | 0 | 0 | 0 | 0 | 0
2010 | US | WECC | - | - | W11c1 | Full-Responsibility Purchases | 0 | 0 | 0 | 0 | 0 | 0 | 0 | 0 | 0 | 0 | 0
2010 | US | WECC | - | - | W11c2 | Owned Capacity/Entitlement Located Outside the Region/Subregion | 0 | 0 | 0 | 0 | 0 | 0 | 0 | 0 | 0 | 0 | 0
2010 | US | WECC | - | - | W11d | Provisional – transactions under study, but negotiations have not begun. | 0 | 0 | 0 | 0 | 0 | 0 | 0 | 0 | 0 | 0 | 0
2010 | US | WECC | - | - | W12 | EXISTING, CERTAIN CAPACITY & NET FIRM TRANSACTIONS = 6a+Net Firm Transactions | 151022 | 158830.7679 | 158780.7679 | 158932.7679 | 158863.7679 | 159278.7679 | 159586.7679 | 159127.7679 | 158970.7679 | 159224.7679 | 159171.7679
2010 | US | WECC | - | - | W13 | ANTICIPATED CAPACITY RESOURCES = 12+7a+Net Expected Transactions | 0 | 159642.7679 | 168752.7679 | 174612.7679 | 178494.7679 | 179960.7679 | 186550.7679 | 181139.7679 | 181271.7679 | 181431.7679 | 181541.7679
2010 | US | WECC | - | - | W14 | PROSPECTIVE CAPACITY RESOURCES = 13+6b+16b | 0 | 159642.7679 | 168752.7679 | 174612.7679 | 178494.7679 | 179960.7679 | 186550.7679 | 181139.7679 | 181271.7679 | 181431.7679 | 181541.7679
2010 | US | WECC | - | - | W15 | TOTAL POTENTIAL CAPACITY RESOURCES = 13+6b+7b+8+Net Provisional Transactions | 0 | 159642.7679 | 168752.7679 | 174945.7679 | 179563.7679 | 181320.7679 | 188545.7679 | 183937.7679 | 184375.7679 | 185291.7679 | 185345.7679
2010 | US | WECC | - | - | W15a | ADJUSTED POTENTIAL CAPACITY RESOURCES = 13+6b+16b+16d+Net Provisional Transactions | 0 | 159642.7679 | 168752.7679 | 174945.7679 | 179563.7679 | 181320.7679 | 188545.7679 | 183937.7679 | 184375.7679 | 185291.7679 | 185345.7679
2010 | US | WECC | - | - | W16a | Confidence of Future, Other (7b), using reasonable judgement | 0 | 0 | 0 | 0 | 0 | 0 | 0 | 0 | 0 | 0 | 0
2010 | US | WECC | - | - | W16b | Net Future, Other Resources After Confidence Percentage Is Applied = 7b*16a | 0 | 0 | 0 | 0 | 0 | 0 | 0 | 0 | 0 | 0 | 0
2010 | US | WECC | - | - | W16c | Confidence of Conceptual (8), using reasonable judgement | 0 | 1 | 1 | 1 | 1 | 1 | 1 | 1 | 1 | 1 | 1
2010 | US | WECC | - | - | W16d | Net Conceptual Resources After Confidence Percentage Is Applied = 8*16c | 0 | 0 | 0 | 333 | 1043 | 1360 | 1980 | 2719 | 3104 | 3793 | 3804
2010 | US | WECC | - | - | W17 | Region/Subregion Target Reserve Margin | 0 | 0.141 | 0.141 | 0.141 | 0.141 | 0.141 | 0.141 | 0.141 | 0.141 | 0.141 | 0.141
2010 | US | WECC | - | - | W18 | Existing Certain and Net Firm Transactions Reserve Margin = (12-3)/3 | 0 | 0.57915 | 0.5317 | 0.51061 | 0.47866 | 0.45849 | 0.44103 | 0.42554 | 0.4035 | 0.38728 | 0.35961
2010 | US | WECC | - | - | W19 | Anticipated Capacity Resources Reserve Margin = (13-3)/3 | 0 | 0.58722 | 0.6279 | 0.65964 | 0.66137 | 0.64787 | 0.68451 | 0.62274 | 0.60039 | 0.58076 | 0.55068
2010 | US | WECC | - | - | W20 | Prospective Capacity Resources Reserve Margin = (14-3)/3 | 0 | 0.58722 | 0.6279 | 0.65964 | 0.66137 | 0.64787 | 0.68451 | 0.62274 | 0.60039 | 0.58076 | 0.55068
2010 | US | WECC | - | - | W21 | Total Potential Resources Reserve Margin = (15-3)/3 | 0 | 0.58722 | 0.6279 | 0.66281 | 0.67132 | 0.66032 | 0.70252 | 0.6478 | 0.6278 | 0.61439 | 0.58318
2010 | US | WECC | - | - | W22 | Adjusted Potential Resources Reserve Margin = (15a-3)/3 | 0 | 0.58722 | 0.6279 | 0.66281 | 0.67132 | 0.66032 | 0.70252 | 0.6478 | 0.6278 | 0.61439 | 0.58318
2010 | US | WECC | - | - | W23 | Total Baseline Installed Capacity | 239946 | 0 | 0 | 0 | 0 | 0 | 0 | 0 | 0 | 0 | 0
2010 | US | WECC | Basin | - | W01 | Unrestricted Non-coincident Peak Demand = 2+1a+1b-1c-1d | 11229.4482 | 10633.3 | 10971 | 11295 | 11579 | 11857 | 12065 | 12343 | 12499 | 12677 | 12880
2010 | US | WECC | Basin | - | W01a | New Conservation (Energy Efficiency) | 0 | 0 | 0 | 0 | 0 | 0 | 0 | 0 | 0 | 0 | 0
2010 | US | WECC | Basin | - | W01b | Estimated Diversity | 0 | 0 | 0 | 0 | 0 | 0 | 0 | 0 | 0 | 0 | 0
2010 | US | WECC | Basin | - | W01c | Additions for non-member load (load served by non-registered LSE's in a region) | 0 | 0 | 0 | 0 | 0 | 0 | 0 | 0 | 0 | 0 | 0
2010 | US | WECC | Basin | - | W01d | Stand-by Load Under Contract (Normally served by behind the meter generation) | 0 | 0 | 0 | 0 | 0 | 0 | 0 | 0 | 0 | 0 | 0
2010 | US | WECC | Basin | - | W02 | Total Internal Demand | 11229.4482 | 10633.3 | 10970.7 | 11294.5 | 11579.2 | 11856.9 | 12064.9 | 12343.4 | 12499.3 | 12677.1 | 12879.8
2010 | US | WECC | Basin | - | W02a | Direct Control Load Management | 19 | 36 | 47 | 63 | 105 | 124 | 137 | 149 | 152 | 145 | 133
2010 | US | WECC | Basin | - | W02b | Contractually Interruptible (Curtailable) | 0 | 252 | 252 | 252 | 252 | 252 | 252 | 252 | 252 | 252 | 252
2010 | US | WECC | Basin | - | W02c | Critical Peak-Pricing (CPP) with Control | 0 | 0 | 0 | 0 | 0 | 0 | 0 | 0 | 0 | 0 | 0
2010 | US | WECC | Basin | - | W02d | Load as a Capacity Resource | 0 | 0 | 0 | 0 | 0 | 0 | 0 | 0 | 0 | 0 | 0
2010 | US | WECC | Basin | - | W03 | Net Internal Demand = 2-2a-2b-2c-2d | 11210.4482 | 10345.3 | 10672 | 10980 | 11222 | 11481 | 11676 | 11942 | 12095 | 12280 | 12495
2010 | US | WECC | Basin | - | W04a | Demand Response used for Reserves - Spinning | 0 | 0 | 0 | 0 | 0 | 0 | 0 | 0 | 0 | 0 | 0
2010 | US | WECC | Basin | - | W04b | Demand Response used for Reserves - Non-Spinning | 0 | 0 | 0 | 0 | 0 | 0 | 0 | 0 | 0 | 0 | 0
2010 | US | WECC | Basin | - | W04c | Demand Response used for Regulation | 0 | 0 | 0 | 0 | 0 | 0 | 0 | 0 | 0 | 0 | 0
2010 | US | WECC | Basin | - | W04d | Demand Response used for Energy, Voluntary - Emergency | 0 | 0 | 0 | 0 | 0 | 0 | 0 | 0 | 0 | 0 | 0
2010 | US | WECC | Basin | - | W05 | TOTAL INTERNAL CAPACITY = 6+7 | 19405 | 17822 | 18593 | 18994 | 19078 | 19078 | 19140 | 19140 | 19140 | 19140 | 19140
2010 | US | WECC | Basin | - | W06 | EXISTING CAPACITY = 6a+6b+6c | 19405 | 17772 | 17772 | 17772 | 17772 | 17772 | 17772 | 17772 | 17772 | 17772 | 17772
2010 | US | WECC | Basin | - | W06a | Existing, Certain | 15971 | 16751 | 16751 | 16751 | 16751 | 16751 | 16751 | 16751 | 16751 | 16751 | 16751
2010 | US | WECC | Basin | - | W06a1 | Wind Expected On-Peak | 461 | 721 | 721 | 721 | 721 | 721 | 721 | 721 | 721 | 721 | 721
2010 | US | WECC | Basin | - | W06a2 | Solar Expected On-Peak | 0 | 0 | 0 | 0 | 0 | 0 | 0 | 0 | 0 | 0 | 0
2010 | US | WECC | Basin | - | W06a3 | Hydro Expected On-Peak | 1813 | 1511 | 1511 | 1511 | 1511 | 1511 | 1511 | 1511 | 1511 | 1511 | 1511
2010 | US | WECC | Basin | - | W06a4 | Biomass Expected On-Peak | 21 | 18 | 18 | 18 | 18 | 18 | 18 | 18 | 18 | 18 | 18
2010 | US | WECC | Basin | - | W06a5 | Load as a Capacity Resource Expected On-Peak (Load Management Programs) | 0 | 0 | 0 | 0 | 0 | 0 | 0 | 0 | 0 | 0 | 0
2010 | US | WECC | Basin | - | W06b | Existing, Other | 1717 | 0 | 0 | 0 | 0 | 0 | 0 | 0 | 0 | 0 | 0
2010 | US | WECC | Basin | - | W06b1 | Wind Derate On-Peak | 548 | 288 | 288 | 288 | 288 | 288 | 288 | 288 | 288 | 288 | 288
2010 | US | WECC | Basin | - | W06b2 | Solar Derate On-Peak | 0 | 0 | 0 | 0 | 0 | 0 | 0 | 0 | 0 | 0 | 0
2010 | US | WECC | Basin | - | W06b3 | Hydro Derate On-Peak | 268 | 570 | 570 | 570 | 570 | 570 | 570 | 570 | 570 | 570 | 570
2010 | US | WECC | Basin | - | W06b4 | Biomass Derate On-Peak | 0 | 5 | 5 | 5 | 5 | 5 | 5 | 5 | 5 | 5 | 5
2010 | US | WECC | Basin | - | W06b5 | Load as a Capacity Resource Derate On-Peak (Load Management Programs) | 0 | 0 | 0 | 0 | 0 | 0 | 0 | 0 | 0 | 0 | 0
2010 | US | WECC | Basin | - | W06b7 | Transmission-Limited Resources | 0 | 0 | 0 | 0 | 0 | 0 | 0 | 0 | 0 | 0 | 0
2010 | US | WECC | Basin | - | W06b8 | All Other Derates | 901 | 158 | 158 | 158 | 158 | 158 | 158 | 158 | 158 | 158 | 158
2010 | US | WECC | Basin | - | W06b9 | Energy Only | 0 | 0 | 0 | 0 | 0 | 0 | 0 | 0 | 0 | 0 | 0
2010 | US | WECC | Basin | - | W06c | Existing, Inoperable (Note: Not used in margin calculations) | 0 | 0 | 0 | 0 | 0 | 0 | 0 | 0 | 0 | 0 | 0
2010 | US | WECC | Basin | - | W07 | FUTURE CAPACITY ADDITIONS = 7a+7b | 0 | 50 | 175 | 576 | 659 | 658 | 1174 | 722 | 723 | 722 | 721
2010 | US | WECC | Basin | - | W07a | Future, Planned | 0 | 50 | 175 | 576 | 659 | 658 | 1174 | 722 | 723 | 722 | 721
2010 | US | WECC | Basin | - | W07a1 | Wind Expected On-Peak | 0 | 0 | 21 | 21 | 20 | 19 | 473 | 21 | 22 | 21 | 20
2010 | US | WECC | Basin | - | W07a2 | Wind Derate On-Peak | 0 | 0 | 646 | 646 | 647 | 648 | 194 | 646 | 645 | 646 | 647
2010 | US | WECC | Basin | - | W07a3 | Solar Expected On-Peak | 0 | 0 | 0 | 0 | 0 | 0 | 0 | 0 | 0 | 0 | 0
2010 | US | WECC | Basin | - | W07a4 | Solar Derate On-Peak | 0 | 0 | 0 | 0 | 0 | 0 | 0 | 0 | 0 | 0 | 0
2010 | US | WECC | Basin | - | W07a5 | Hydro Expected On-Peak | 0 | 0 | 0 | 0 | 0 | 0 | 62 | 62 | 62 | 62 | 62
2010 | US | WECC | Basin | - | W07a6 | Hydro Derate On-Peak | 0 | 0 | 0 | 0 | 0 | 0 | 0 | 0 | 0 | 0 | 0
2010 | US | WECC | Basin | - | W07a7 | Biomass Expected On-Peak | 0 | 0 | 0 | 0 | 0 | 0 | 0 | 0 | 0 | 0 | 0
2010 | US | WECC | Basin | - | W07a8 | Biomass Derate On-Peak | 0 | 0 | 0 | 0 | 0 | 0 | 0 | 0 | 0 | 0 | 0
2010 | US | WECC | Basin | - | W07a9 | Demand Response Expected On-Peak (Load Management Programs) | 0 | 0 | 0 | 0 | 0 | 0 | 0 | 0 | 0 | 0 | 0
2010 | US | WECC | Basin | - | W07a10 | Demand Response Derate On-Peak (Load Management Programs) | 0 | 0 | 0 | 0 | 0 | 0 | 0 | 0 | 0 | 0 | 0
2010 | US | WECC | Basin | - | W07a11 | Transmission-Limited Resources | 0 | 0 | 0 | 0 | 0 | 0 | 0 | 0 | 0 | 0 | 0
2010 | US | WECC | Basin | - | W07a12 | Scheduled Outage - Maintenance | 0 | 0 | 0 | 0 | 0 | 0 | 0 | 0 | 0 | 0 | 0
2010 | US | WECC | Basin | - | W07a13 | All Other Derates | 0 | 0 | 0 | 0 | 0 | 0 | 0 | 0 | 0 | 0 | 0
2010 | US | WECC | Basin | - | W07a14 | Energy Only | 0 | 0 | 0 | 0 | 0 | 0 | 0 | 0 | 0 | 0 | 0
2010 | US | WECC | Basin | - | W07b | Future, Other | 0 | 0 | 0 | 0 | 0 | 0 | 0 | 0 | 0 | 0 | 0
2010 | US | WECC | Basin | - | W07b1 | Wind Expected On-Peak | 0 | 0 | 0 | 0 | 0 | 0 | 0 | 0 | 0 | 0 | 0
2010 | US | WECC | Basin | - | W07b2 | Wind Derate On-Peak | 0 | 0 | 0 | 0 | 0 | 0 | 0 | 0 | 0 | 0 | 0
2010 | US | WECC | Basin | - | W07b3 | Solar Expected On-Peak | 0 | 0 | 0 | 0 | 0 | 0 | 0 | 0 | 0 | 0 | 0
2010 | US | WECC | Basin | - | W07b4 | Solar Derate On-Peak | 0 | 0 | 0 | 0 | 0 | 0 | 0 | 0 | 0 | 0 | 0
2010 | US | WECC | Basin | - | W07b5 | Hydro Expected On-Peak | 0 | 0 | 0 | 0 | 0 | 0 | 0 | 0 | 0 | 0 | 0
2010 | US | WECC | Basin | - | W07b6 | Hydro Derate On-Peak | 0 | 0 | 0 | 0 | 0 | 0 | 0 | 0 | 0 | 0 | 0
2010 | US | WECC | Basin | - | W07b7 | Biomass Expected On-Peak | 0 | 0 | 0 | 0 | 0 | 0 | 0 | 0 | 0 | 0 | 0
2010 | US | WECC | Basin | - | W07b8 | Biomass Derate On-Peak | 0 | 0 | 0 | 0 | 0 | 0 | 0 | 0 | 0 | 0 | 0
2010 | US | WECC | Basin | - | W07b9 | Transmission-Limited Resources | 0 | 0 | 0 | 0 | 0 | 0 | 0 | 0 | 0 | 0 | 0
2010 | US | WECC | Basin | - | W07b10 | Scheduled Outage - Maintenance | 0 | 0 | 0 | 0 | 0 | 0 | 0 | 0 | 0 | 0 | 0
2010 | US | WECC | Basin | - | W07b11 | All Other Derates | 0 | 0 | 0 | 0 | 0 | 0 | 0 | 0 | 0 | 0 | 0
2010 | US | WECC | Basin | - | W07b12 | Energy Only | 0 | 0 | 0 | 0 | 0 | 0 | 0 | 0 | 0 | 0 | 0
2010 | US | WECC | Basin | - | W08 | Conceptual | 0 | 0 | 0 | 0 | 0 | 0 | 304 | 304 | 307 | 577 | 581
2010 | US | WECC | Basin | - | W08a1 | Wind Expected On-Peak | 0 | 0 | 0 | 0 | 0 | 0 | 0 | 0 | 4 | 6 | 10
2010 | US | WECC | Basin | - | W08a2 | Wind Derate On-Peak | 0 | 0 | 0 | 0 | 0 | 0 | 0 | 0 | 76 | 124 | 220
2010 | US | WECC | Basin | - | W08a3 | Solar Expected On-Peak | 0 | 0 | 0 | 0 | 0 | 0 | 0 | 0 | 0 | 0 | 0
2010 | US | WECC | Basin | - | W08a4 | Solar Derate On-Peak | 0 | 0 | 0 | 0 | 0 | 0 | 0 | 0 | 0 | 0 | 0
2010 | US | WECC | Basin | - | W08a5 | Hydro Expected On-Peak | 0 | 0 | 0 | 0 | 0 | 0 | 0 | 0 | 0 | 0 | 0
2010 | US | WECC | Basin | - | W08a6 | Hydro Derate On-Peak | 0 | 0 | 0 | 0 | 0 | 0 | 0 | 0 | 0 | 0 | 0
2010 | US | WECC | Basin | - | W08a7 | Biomass Expected On-Peak | 0 | 0 | 0 | 0 | 0 | 0 | 0 | 0 | 0 | 0 | 0
2010 | US | WECC | Basin | - | W08a8 | Biomass Derate On-Peak | 0 | 0 | 0 | 0 | 0 | 0 | 0 | 0 | 0 | 0 | 0
2010 | US | WECC | Basin | - | W08a9 | All Other Derates | 0 | 0 | 0 | 0 | 0 | 0 | 0 | 0 | 0 | 0 | 0
2010 | US | WECC | Basin | - | W08a10 | Energy Only | 0 | 0 | 0 | 0 | 0 | 0 | 0 | 0 | 0 | 0 | 0
2010 | US | WECC | Basin | - | W09 | ANTICIPATED INTERNAL CAPACITY = 6a+7a | 15971 | 16801 | 17572 | 17973 | 18057 | 18057 | 18119 | 18119 | 18119 | 18119 | 18119
2010 | US | WECC | Basin | - | W10 | CAPACITY TRANSACTIONS - IMPORTS = 10a+10b+10c+10d | 3451 | 1559 | 1951 | 2146 | 2442 | 2626 | 1902 | 3308 | 2577 | 2910 | 3334
2010 | US | WECC | Basin | - | W10a | Firm (Note: The sum of 10a1 and 10a2 must be <= 10a) | 0 | 1559 | 1951 | 2146 | 2442 | 2626 | 1902 | 3308 | 2320 | 2779 | 2861
2010 | US | WECC | Basin | - | W10a1 | Full-Responsibility Purchases | 0 | 0 | 0 | 0 | 0 | 0 | 0 | 0 | 0 | 0 | 0
2010 | US | WECC | Basin | - | W10a2 | Owned Capacity/Entitlement Located Outside the Region/Subregion | 0 | 0 | 0 | 0 | 0 | 0 | 0 | 0 | 0 | 0 | 0
2010 | US | WECC | Basin | - | W10b | Non-firm | 0 | 0 | 0 | 0 | 0 | 0 | 0 | 0 | 0 | 0 | 0
2010 | US | WECC | Basin | - | W10c | Expected (Note: The sum of 10c1 and 10c2 must be <= 10c) | 0 | 0 | 0 | 0 | 0 | 0 | 0 | 0 | 257 | 131 | 473
2010 | US | WECC | Basin | - | W10c1 | Full-Responsibility Purchases | 0 | 0 | 0 | 0 | 0 | 0 | 0 | 0 | 0 | 0 | 0
2010 | US | WECC | Basin | - | W10c2 | Owned Capacity/Entitlement Located Outside the Region/Subregion | 0 | 0 | 0 | 0 | 0 | 0 | 0 | 0 | 0 | 0 | 0
2010 | US | WECC | Basin | - | W10d | Provisional – transactions under study, but negotiations have not begun. | 0 | 0 | 0 | 0 | 0 | 0 | 0 | 0 | 0 | 0 | 0
2010 | US | WECC | Basin | - | W11 | CAPACITY TRANSACTIONS - EXPORTS = 11a+11b+11c+11d | 686 | 3708 | 3608 | 3341 | 3158 | 3039 | 3080 | 3261 | 3009 | 3009 | 3184
2010 | US | WECC | Basin | - | W11a | Firm (Note: The sum of 11a1 and 11a2 must be <= 11a) | 0 | 3708 | 3608 | 3341 | 3158 | 3039 | 3080 | 3261 | 3009 | 3009 | 3184
2010 | US | WECC | Basin | - | W11a1 | Full-Responsibility Purchases | 0 | 0 | 0 | 0 | 0 | 0 | 0 | 0 | 0 | 0 | 0
2010 | US | WECC | Basin | - | W11a2 | Owned Capacity/Entitlement Located Outside the Region/Subregion | 0 | 3009 | 3009 | 3009 | 3009 | 3009 | 3009 | 3009 | 3009 | 3009 | 3009
2010 | US | WECC | Basin | - | W11b | Non-firm | 0 | 0 | 0 | 0 | 0 | 0 | 0 | 0 | 0 | 0 | 0
2010 | US | WECC | Basin | - | W11c | Expected (Note: The sum of 11c1 and 11c2 must be <= 11c) | 0 | 0 | 0 | 0 | 0 | 0 | 0 | 0 | 0 | 0 | 0
2010 | US | WECC | Basin | - | W11c1 | Full-Responsibility Purchases | 0 | 0 | 0 | 0 | 0 | 0 | 0 | 0 | 0 | 0 | 0
2010 | US | WECC | Basin | - | W11c2 | Owned Capacity/Entitlement Located Outside the Region/Subregion | 0 | 0 | 0 | 0 | 0 | 0 | 0 | 0 | 0 | 0 | 0
2010 | US | WECC | Basin | - | W11d | Provisional – transactions under study, but negotiations have not begun. | 0 | 0 | 0 | 0 | 0 | 0 | 0 | 0 | 0 | 0 | 0
2010 | US | WECC | Basin | - | W12 | EXISTING, CERTAIN CAPACITY & NET FIRM TRANSACTIONS = 6a+Net Firm Transactions | 15971 | 14602 | 15094 | 15556 | 16035 | 16338 | 15573 | 16798 | 16062 | 16521 | 16428
2010 | US | WECC | Basin | - | W13 | ANTICIPATED CAPACITY RESOURCES = 12+7a+Net Expected Transactions | 0 | 14652 | 15269 | 16132 | 16694 | 16996 | 16747 | 17520 | 17042 | 17374 | 17622
2010 | US | WECC | Basin | - | W14 | PROSPECTIVE CAPACITY RESOURCES = 13+6b+16b | 0 | 14652 | 15269 | 16132 | 16694 | 16996 | 16747 | 17520 | 17042 | 17374 | 17622
2010 | US | WECC | Basin | - | W15 | TOTAL POTENTIAL CAPACITY RESOURCES = 13+6b+7b+8+Net Provisional Transactions | 0 | 14652 | 15269 | 16132 | 16694 | 16996 | 17051 | 17824 | 17349 | 17951 | 18203
2010 | US | WECC | Basin | - | W15a | ADJUSTED POTENTIAL CAPACITY RESOURCES = 13+6b+16b+16d+Net Provisional Transactions | 0 | 14652 | 15269 | 16132 | 16694 | 16996 | 17051 | 17824 | 17349 | 17951 | 18203
2010 | US | WECC | Basin | - | W16a | Confidence of Future, Other (7b), using reasonable judgement | 0 | 0 | 0 | 0 | 0 | 0 | 0 | 0 | 0 | 0 | 0
2010 | US | WECC | Basin | - | W16b | Net Future, Other Resources After Confidence Percentage Is Applied = 7b*16a | 0 | 0 | 0 | 0 | 0 | 0 | 0 | 0 | 0 | 0 | 0
2010 | US | WECC | Basin | - | W16c | Confidence of Conceptual (8), using reasonable judgement | 0 | 1 | 1 | 1 | 1 | 1 | 1 | 1 | 1 | 1 | 1
2010 | US | WECC | Basin | - | W16d | Net Conceptual Resources After Confidence Percentage Is Applied = 8*16c | 0 | 0 | 0 | 0 | 0 | 0 | 304 | 304 | 307 | 577 | 581
2010 | US | WECC | Basin | - | W17 | Region/Subregion Target Reserve Margin | 0 | 0.115 | 0.115 | 0.115 | 0.115 | 0.115 | 0.115 | 0.115 | 0.115 | 0.115 | 0.115
2010 | US | WECC | Basin | - | W18 | Existing Certain and Net Firm Transactions Reserve Margin = (12-3)/3 | 0 | 0.41146 | 0.41436 | 0.41676 | 0.42889 | 0.42305 | 0.33376 | 0.40663 | 0.32799 | 0.34536 | 0.31477
2010 | US | WECC | Basin | - | W19 | Anticipated Capacity Resources Reserve Margin = (13-3)/3 | 0 | 0.4163 | 0.43075 | 0.46922 | 0.48761 | 0.48036 | 0.43431 | 0.46709 | 0.40901 | 0.41482 | 0.41032
2010 | US | WECC | Basin | - | W20 | Prospective Capacity Resources Reserve Margin = (14-3)/3 | 0 | 0.4163 | 0.43075 | 0.46922 | 0.48761 | 0.48036 | 0.43431 | 0.46709 | 0.40901 | 0.41482 | 0.41032
2010 | US | WECC | Basin | - | W21 | Total Potential Resources Reserve Margin = (15-3)/3 | 0 | 0.4163 | 0.43075 | 0.46922 | 0.48761 | 0.48036 | 0.46035 | 0.49255 | 0.43439 | 0.46181 | 0.45682
2010 | US | WECC | Basin | - | W22 | Adjusted Potential Resources Reserve Margin = (15a-3)/3 | 0 | 0.4163 | 0.43075 | 0.46922 | 0.48761 | 0.48036 | 0.46035 | 0.49255 | 0.43439 | 0.46181 | 0.45682
2010 | US | WECC | Basin | - | W23 | Total Baseline Installed Capacity | 19405 | 0 | 0 | 0 | 0 | 0 | 0 | 0 | 0 | 0 | 0
2010 | US | WECC | Desert SW | - | W01 | Unrestricted Non-coincident Peak Demand = 2+1a+1b-1c-1d | 16483 | 17295.1 | 17481 | 17698 | 18032 | 18520 | 18823 | 19255 | 19626 | 19959 | 20401
2010 | US | WECC | Desert SW | - | W01a | New Conservation (Energy Efficiency) | 0 | 42 | 34 | 48 | 59 | 119 | 75 | 87 | 92 | 98 | 148
2010 | US | WECC | Desert SW | - | W01b | Estimated Diversity | 0 | 0 | 0 | 0 | 0 | 0 | 0 | 0 | 0 | 0 | 0
2010 | US | WECC | Desert SW | - | W01c | Additions for non-member load (load served by non-registered LSE's in a region) | 0 | 0 | 0 | 0 | 0 | 0 | 0 | 0 | 0 | 0 | 0
2010 | US | WECC | Desert SW | - | W01d | Stand-by Load Under Contract (Normally served by behind the meter generation) | 0 | 0 | 0 | 0 | 0 | 0 | 0 | 0 | 0 | 0 | 0
2010 | US | WECC | Desert SW | - | W02 | Total Internal Demand | 16483 | 17253.1 | 17446.8 | 17650.1 | 17972.6 | 18401 | 18748 | 19167.5 | 19534.3 | 19861 | 20252.5
2010 | US | WECC | Desert SW | - | W02a | Direct Control Load Management | 18 | 11 | 13 | 17 | 19 | 22 | 25 | 29 | 32 | 36 | 39
2010 | US | WECC | Desert SW | - | W02b | Contractually Interruptible (Curtailable) | 336 | 478.4 | 518 | 473 | 533 | 594 | 594 | 595 | 596 | 596 | 597
2010 | US | WECC | Desert SW | - | W02c | Critical Peak-Pricing (CPP) with Control | 0 | 0 | 0 | 0 | 0 | 0 | 0 | 0 | 0 | 0 | 0
2010 | US | WECC | Desert SW | - | W02d | Load as a Capacity Resource | 0 | 0 | 0 | 0 | 0 | 0 | 0 | 0 | 0 | 0 | 0
2010 | US | WECC | Desert SW | - | W03 | Net Internal Demand = 2-2a-2b-2c-2d | 16129 | 16763.7 | 16916 | 17160 | 17421 | 17785 | 18129 | 18544 | 18906 | 19229 | 19617
2010 | US | WECC | Desert SW | - | W04a | Demand Response used for Reserves - Spinning | 0 | 0 | 0 | 0 | 0 | 0 | 0 | 0 | 0 | 0 | 0
2010 | US | WECC | Desert SW | - | W04b | Demand Response used for Reserves - Non-Spinning | 0 | 0 | 0 | 0 | 0 | 0 | 0 | 0 | 0 | 0 | 0
2010 | US | WECC | Desert SW | - | W04c | Demand Response used for Regulation | 0 | 0 | 0 | 0 | 0 | 0 | 0 | 0 | 0 | 0 | 0
2010 | US | WECC | Desert SW | - | W04d | Demand Response used for Energy, Voluntary - Emergency | 0 | 0 | 0 | 0 | 0 | 0 | 0 | 0 | 0 | 0 | 0
2010 | US | WECC | Desert SW | - | W05 | TOTAL INTERNAL CAPACITY = 6+7 | 43708 | 42462 | 44337 | 45425 | 45717 | 46005 | 46005 | 46005 | 46005 | 46005 | 46005
2010 | US | WECC | Desert SW | - | W06 | EXISTING CAPACITY = 6a+6b+6c | 43708 | 42448 | 42448 | 42448 | 42448 | 42448 | 42448 | 42448 | 42448 | 42448 | 42448
2010 | US | WECC | Desert SW | - | W06a | Existing, Certain | 31161 | 35378.9032 | 35378.9032 | 35378.9032 | 35378.9032 | 35378.9032 | 35378.9032 | 35378.9032 | 35378.9032 | 35378.9032 | 35378.9032
2010 | US | WECC | Desert SW | - | W06a1 | Wind Expected On-Peak | 5 | 20 | 20 | 20 | 20 | 20 | 20 | 20 | 20 | 20 | 20
2010 | US | WECC | Desert SW | - | W06a2 | Solar Expected On-Peak | 72 | 0 | 0 | 0 | 0 | 0 | 0 | 0 | 0 | 0 | 0
2010 | US | WECC | Desert SW | - | W06a3 | Hydro Expected On-Peak | 2518 | 1205 | 1205 | 1205 | 1205 | 1205 | 1205 | 1205 | 1205 | 1205 | 1205
2010 | US | WECC | Desert SW | - | W06a4 | Biomass Expected On-Peak | 21 | 24 | 24 | 24 | 24 | 24 | 24 | 24 | 24 | 24 | 24
2010 | US | WECC | Desert SW | - | W06a5 | Load as a Capacity Resource Expected On-Peak (Load Management Programs) | 0 | 0 | 0 | 0 | 0 | 0 | 0 | 0 | 0 | 0 | 0
2010 | US | WECC | Desert SW | - | W06b | Existing, Other | 5451 | 0 | 0 | 0 | 0 | 0 | 0 | 0 | 0 | 0 | 0
2010 | US | WECC | Desert SW | - | W06b1 | Wind Derate On-Peak | 2541 | 2526 | 2526 | 2526 | 2526 | 2526 | 2526 | 2526 | 2526 | 2526 | 2526
2010 | US | WECC | Desert SW | - | W06b2 | Solar Derate On-Peak | 0 | 72 | 72 | 72 | 72 | 72 | 72 | 72 | 72 | 72 | 72
2010 | US | WECC | Desert SW | - | W06b3 | Hydro Derate On-Peak | 2541 | 167 | 167 | 167 | 167 | 167 | 167 | 167 | 167 | 167 | 167
2010 | US | WECC | Desert SW | - | W06b4 | Biomass Derate On-Peak | 10 | 7 | 7 | 7 | 7 | 7 | 7 | 7 | 7 | 7 | 7
2010 | US | WECC | Desert SW | - | W06b5 | Load as a Capacity Resource Derate On-Peak (Load Management Programs) | 0 | 0 | 0 | 0 | 0 | 0 | 0 | 0 | 0 | 0 | 0
2010 | US | WECC | Desert SW | - | W06b7 | Transmission-Limited Resources | 0 | 0 | 0 | 0 | 0 | 0 | 0 | 0 | 0 | 0 | 0
2010 | US | WECC | Desert SW | - | W06b8 | All Other Derates | 2004 | 4297.0968 | 4297.0968 | 4297.0968 | 4297.0968 | 4297.0968 | 4297.0968 | 4297.0968 | 4297.0968 | 4297.0968 | 4297.0968
2010 | US | WECC | Desert SW | - | W06b9 | Energy Only | 0 | 0 | 0 | 0 | 0 | 0 | 0 | 0 | 0 | 0 | 0
2010 | US | WECC | Desert SW | - | W06c | Existing, Inoperable (Note: Not used in margin calculations) | 0 | 0 | 0 | 0 | 0 | 0 | 0 | 0 | 0 | 0 | 0
2010 | US | WECC | Desert SW | - | W07 | FUTURE CAPACITY ADDITIONS = 7a+7b | 0 | 14 | 1722 | 2542 | 2550 | 2852 | 2852 | 2837 | 2837 | 2837 | 2838
2010 | US | WECC | Desert SW | - | W07a | Future, Planned | 0 | 14 | 1722 | 2542 | 2550 | 2852 | 2852 | 2837 | 2837 | 2837 | 2838
2010 | US | WECC | Desert SW | - | W07a1 | Wind Expected On-Peak | 0 | 0 | 0 | 0 | 0 | 0 | 0 | 0 | 0 | 0 | 0
2010 | US | WECC | Desert SW | - | W07a2 | Wind Derate On-Peak | 0 | 0 | 0 | 0 | 0 | 0 | 0 | 0 | 0 | 0 | 0
2010 | US | WECC | Desert SW | - | W07a3 | Solar Expected On-Peak | 0 | 0 | 0 | 0 | 8 | 22 | 22 | 7 | 7 | 7 | 8
2010 | US | WECC | Desert SW | - | W07a4 | Solar Derate On-Peak | 0 | 0 | 167 | 435 | 719 | 705 | 705 | 720 | 720 | 720 | 719
2010 | US | WECC | Desert SW | - | W07a5 | Hydro Expected On-Peak | 0 | 0 | 0 | 0 | 0 | 0 | 0 | 0 | 0 | 0 | 0
2010 | US | WECC | Desert SW | - | W07a6 | Hydro Derate On-Peak | 0 | 0 | 0 | 0 | 0 | 0 | 0 | 0 | 0 | 0 | 0
2010 | US | WECC | Desert SW | - | W07a7 | Biomass Expected On-Peak | 0 | 0 | 0 | 0 | 0 | 0 | 0 | 0 | 0 | 0 | 0
2010 | US | WECC | Desert SW | - | W07a8 | Biomass Derate On-Peak | 0 | 0 | 0 | 0 | 0 | 0 | 0 | 0 | 0 | 0 | 0
2010 | US | WECC | Desert SW | - | W07a9 | Demand Response Expected On-Peak (Load Management Programs) | 0 | 0 | 0 | 0 | 0 | 0 | 0 | 0 | 0 | 0 | 0
2010 | US | WECC | Desert SW | - | W07a10 | Demand Response Derate On-Peak (Load Management Programs) | 0 | 0 | 0 | 0 | 0 | 0 | 0 | 0 | 0 | 0 | 0
2010 | US | WECC | Desert SW | - | W07a11 | Transmission-Limited Resources | 0 | 0 | 0 | 0 | 0 | 0 | 0 | 0 | 0 | 0 | 0
2010 | US | WECC | Desert SW | - | W07a12 | Scheduled Outage - Maintenance | 0 | 0 | 0 | 0 | 0 | 0 | 0 | 0 | 0 | 0 | 0
2010 | US | WECC | Desert SW | - | W07a13 | All Other Derates | 0 | 0 | 0 | 0 | 0 | 0 | 0 | 0 | 0 | 0 | 0
2010 | US | WECC | Desert SW | - | W07a14 | Energy Only | 0 | 0 | 0 | 0 | 0 | 0 | 0 | 0 | 0 | 0 | 0
2010 | US | WECC | Desert SW | - | W07b | Future, Other | 0 | 0 | 0 | 0 | 0 | 0 | 0 | 0 | 0 | 0 | 0
2010 | US | WECC | Desert SW | - | W07b1 | Wind Expected On-Peak | 0 | 0 | 0 | 0 | 0 | 0 | 0 | 0 | 0 | 0 | 0
2010 | US | WECC | Desert SW | - | W07b2 | Wind Derate On-Peak | 0 | 0 | 0 | 0 | 0 | 0 | 0 | 0 | 0 | 0 | 0
2010 | US | WECC | Desert SW | - | W07b3 | Solar Expected On-Peak | 0 | 0 | 0 | 0 | 0 | 0 | 0 | 0 | 0 | 0 | 0
2010 | US | WECC | Desert SW | - | W07b4 | Solar Derate On-Peak | 0 | 0 | 0 | 0 | 0 | 0 | 0 | 0 | 0 | 0 | 0
2010 | US | WECC | Desert SW | - | W07b5 | Hydro Expected On-Peak | 0 | 0 | 0 | 0 | 0 | 0 | 0 | 0 | 0 | 0 | 0
2010 | US | WECC | Desert SW | - | W07b6 | Hydro Derate On-Peak | 0 | 0 | 0 | 0 | 0 | 0 | 0 | 0 | 0 | 0 | 0
2010 | US | WECC | Desert SW | - | W07b7 | Biomass Expected On-Peak | 0 | 0 | 0 | 0 | 0 | 0 | 0 | 0 | 0 | 0 | 0
2010 | US | WECC | Desert SW | - | W07b8 | Biomass Derate On-Peak | 0 | 0 | 0 | 0 | 0 | 0 | 0 | 0 | 0 | 0 | 0
2010 | US | WECC | Desert SW | - | W07b9 | Transmission-Limited Resources | 0 | 0 | 0 | 0 | 0 | 0 | 0 | 0 | 0 | 0 | 0
2010 | US | WECC | Desert SW | - | W07b10 | Scheduled Outage - Maintenance | 0 | 0 | 0 | 0 | 0 | 0 | 0 | 0 | 0 | 0 | 0
2010 | US | WECC | Desert SW | - | W07b11 | All Other Derates | 0 | 0 | 0 | 0 | 0 | 0 | 0 | 0 | 0 | 0 | 0
2010 | US | WECC | Desert SW | - | W07b12 | Energy Only | 0 | 0 | 0 | 0 | 0 | 0 | 0 | 0 | 0 | 0 | 0
2010 | US | WECC | Desert SW | - | W08 | Conceptual | 0 | 0 | 0 | 129 | 602 | 872 | 1585 | 1725 | 2087 | 2425 | 2449
2010 | US | WECC | Desert SW | - | W08a1 | Wind Expected On-Peak | 0 | 0 | 0 | 0 | 23 | 24 | 236 | 25 | 27 | 25 | 23
2010 | US | WECC | Desert SW | - | W08a2 | Wind Derate On-Peak | 0 | 0 | 0 | 0 | 659 | 658 | 446 | 657 | 655 | 657 | 659
2010 | US | WECC | Desert SW | - | W08a3 | Solar Expected On-Peak | 0 | 0 | 0 | 2 | 6 | 35 | 35 | 11 | 11 | 11 | 12
2010 | US | WECC | Desert SW | - | W08a4 | Solar Derate On-Peak | 0 | 0 | 0 | 61 | 371 | 578 | 578 | 602 | 602 | 638 | 637
2010 | US | WECC | Desert SW | - | W08a5 | Hydro Expected On-Peak | 0 | 0 | 0 | 0 | 0 | 0 | 0 | 0 | 0 | 0 | 0
2010 | US | WECC | Desert SW | - | W08a6 | Hydro Derate On-Peak | 0 | 0 | 0 | 0 | 0 | 0 | 0 | 0 | 0 | 0 | 0
2010 | US | WECC | Desert SW | - | W08a7 | Biomass Expected On-Peak | 0 | 0 | 0 | 0 | 0 | 0 | 8 | 8 | 8 | 8 | 8
2010 | US | WECC | Desert SW | - | W08a8 | Biomass Derate On-Peak | 0 | 0 | 0 | 0 | 0 | 0 | 0 | 0 | 0 | 0 | 0
2010 | US | WECC | Desert SW | - | W08a9 | All Other Derates | 0 | 0 | 0 | 0 | 0 | 0 | 0 | 0 | 0 | 0 | 0
2010 | US | WECC | Desert SW | - | W08a10 | Energy Only | 0 | 0 | 0 | 0 | 0 | 0 | 0 | 0 | 0 | 0 | 0
2010 | US | WECC | Desert SW | - | W09 | ANTICIPATED INTERNAL CAPACITY = 6a+7a | 31161 | 35393 | 37268 | 38356 | 38648 | 38936 | 38936 | 38936 | 38936 | 38936 | 38936
2010 | US | WECC | Desert SW | - | W10 | CAPACITY TRANSACTIONS - IMPORTS = 10a+10b+10c+10d | 625 | 1773 | 2073 | 2054 | 1988 | 2008 | 1133 | 1687 | 1489 | 1294 | 1151
2010 | US | WECC | Desert SW | - | W10a | Firm (Note: The sum of 10a1 and 10a2 must be <= 10a) | 0 | 1285 | 2004 | 861 | 1538 | 1186 | 131 | 1687 | 1000 | 405 | 136
2010 | US | WECC | Desert SW | - | W10a1 | Full-Responsibility Purchases | 0 | 0 | 0 | 0 | 0 | 0 | 0 | 0 | 0 | 0 | 0
2010 | US | WECC | Desert SW | - | W10a2 | Owned Capacity/Entitlement Located Outside the Region/Subregion | 0 | 131 | 131 | 131 | 131 | 131 | 131 | 131 | 131 | 131 | 131
2010 | US | WECC | Desert SW | - | W10b | Non-firm | 0 | 0 | 0 | 0 | 0 | 0 | 0 | 0 | 0 | 0 | 0
2010 | US | WECC | Desert SW | - | W10c | Expected (Note: The sum of 10c1 and 10c2 must be <= 10c) | 0 | 488 | 69 | 1193 | 450 | 700 | 970 | 0 | 385 | 350 | 339
2010 | US | WECC | Desert SW | - | W10c1 | Full-Responsibility Purchases | 0 | 0 | 0 | 0 | 0 | 0 | 0 | 0 | 0 | 0 | 0
2010 | US | WECC | Desert SW | - | W10c2 | Owned Capacity/Entitlement Located Outside the Region/Subregion | 0 | 0 | 0 | 0 | 0 | 0 | 0 | 0 | 0 | 0 | 0
2010 | US | WECC | Desert SW | - | W10d | Provisional – transactions under study, but negotiations have not begun. | 0 | 0 | 0 | 0 | 0 | 122 | 32 | 0 | 104 | 539 | 676
2010 | US | WECC | Desert SW | - | W11 | CAPACITY TRANSACTIONS - EXPORTS = 11a+11b+11c+11d | 5604 | 7581 | 7310 | 7900 | 7157 | 7765 | 8675 | 8073 | 7700 | 8105 | 8467
2010 | US | WECC | Desert SW | - | W11a | Firm (Note: The sum of 11a1 and 11a2 must be <= 11a) | 0 | 7581 | 7310 | 7900 | 7157 | 7765 | 8675 | 8073 | 7700 | 8105 | 8467
2010 | US | WECC | Desert SW | - | W11a1 | Full-Responsibility Purchases | 0 | 0 | 0 | 0 | 0 | 0 | 0 | 0 | 0 | 0 | 0
2010 | US | WECC | Desert SW | - | W11a2 | Owned Capacity/Entitlement Located Outside the Region/Subregion | 0 | 3006 | 3013 | 3012 | 3005 | 3005 | 3006 | 3013 | 3015 | 3012 | 3005
2010 | US | WECC | Desert SW | - | W11b | Non-firm | 0 | 0 | 0 | 0 | 0 | 0 | 0 | 0 | 0 | 0 | 0
2010 | US | WECC | Desert SW | - | W11c | Expected (Note: The sum of 11c1 and 11c2 must be <= 11c) | 0 | 0 | 0 | 0 | 0 | 0 | 0 | 0 | 0 | 0 | 0
2010 | US | WECC | Desert SW | - | W11c1 | Full-Responsibility Purchases | 0 | 0 | 0 | 0 | 0 | 0 | 0 | 0 | 0 | 0 | 0
2010 | US | WECC | Desert SW | - | W11c2 | Owned Capacity/Entitlement Located Outside the Region/Subregion | 0 | 0 | 0 | 0 | 0 | 0 | 0 | 0 | 0 | 0 | 0
2010 | US | WECC | Desert SW | - | W11d | Provisional – transactions under study, but negotiations have not begun. | 0 | 0 | 0 | 0 | 0 | 0 | 0 | 0 | 0 | 0 | 0
2010 | US | WECC | Desert SW | - | W12 | EXISTING, CERTAIN CAPACITY & NET FIRM TRANSACTIONS = 6a+Net Firm Transactions | 31161 | 29082.9032 | 30072.9032 | 28339.9032 | 29759.9032 | 28799.9032 | 26834.9032 | 28992.9032 | 28678.9032 | 27678.9032 | 27047.9032
2010 | US | WECC | Desert SW | - | W13 | ANTICIPATED CAPACITY RESOURCES = 12+7a+Net Expected Transactions | 0 | 29584.9032 | 31863.9032 | 32074.9032 | 32759.9032 | 32351.9032 | 30656.9032 | 31829.9032 | 31900.9032 | 30865.9032 | 30224.9032
2010 | US | WECC | Desert SW | - | W14 | PROSPECTIVE CAPACITY RESOURCES = 13+6b+16b | 0 | 29584.9032 | 31863.9032 | 32074.9032 | 32759.9032 | 32351.9032 | 30656.9032 | 31829.9032 | 31900.9032 | 30865.9032 | 30224.9032
2010 | US | WECC | Desert SW | - | W15 | TOTAL POTENTIAL CAPACITY RESOURCES = 13+6b+7b+8+Net Provisional Transactions | 0 | 29584.9032 | 31863.9032 | 32203.9032 | 33361.9032 | 33345.9032 | 32273.9032 | 33554.9032 | 34091.9032 | 33829.9032 | 33349.9032
2010 | US | WECC | Desert SW | - | W15a | ADJUSTED POTENTIAL CAPACITY RESOURCES = 13+6b+16b+16d+Net Provisional Transactions | 0 | 29584.9032 | 31863.9032 | 32203.9032 | 33361.9032 | 33345.9032 | 32273.9032 | 33554.9032 | 34091.9032 | 33829.9032 | 33349.9032
2010 | US | WECC | Desert SW | - | W16a | Confidence of Future, Other (7b), using reasonable judgement | 0 | 0 | 0 | 0 | 0 | 0 | 0 | 0 | 0 | 0 | 0
2010 | US | WECC | Desert SW | - | W16b | Net Future, Other Resources After Confidence Percentage Is Applied = 7b*16a | 0 | 0 | 0 | 0 | 0 | 0 | 0 | 0 | 0 | 0 | 0
2010 | US | WECC | Desert SW | - | W16c | Confidence of Conceptual (8), using reasonable judgement | 0 | 1 | 1 | 1 | 1 | 1 | 1 | 1 | 1 | 1 | 1
2010 | US | WECC | Desert SW | - | W16d | Net Conceptual Resources After Confidence Percentage Is Applied = 8*16c | 0 | 0 | 0 | 129 | 602 | 872 | 1585 | 1725 | 2087 | 2425 | 2449
2010 | US | WECC | Desert SW | - | W17 | Region/Subregion Target Reserve Margin | 0 | 0.13 | 0.13 | 0.13 | 0.13 | 0.13 | 0.13 | 0.13 | 0.13 | 0.13 | 0.13
2010 | US | WECC | Desert SW | - | W18 | Existing Certain and Net Firm Transactions Reserve Margin = (12-3)/3 | 0 | 0.73487 | 0.77778 | 0.65151 | 0.70828 | 0.61934 | 0.48022 | 0.56347 | 0.51692 | 0.43944 | 0.3788
2010 | US | WECC | Desert SW | - | W19 | Anticipated Capacity Resources Reserve Margin = (13-3)/3 | 0 | 0.76482 | 0.88365 | 0.86917 | 0.88048 | 0.81906 | 0.69104 | 0.71645 | 0.68734 | 0.60517 | 0.54075
2010 | US | WECC | Desert SW | - | W20 | Prospective Capacity Resources Reserve Margin = (14-3)/3 | 0 | 0.76482 | 0.88365 | 0.86917 | 0.88048 | 0.81906 | 0.69104 | 0.71645 | 0.68734 | 0.60517 | 0.54075
2010 | US | WECC | Desert SW | - | W21 | Total Potential Resources Reserve Margin = (15-3)/3 | 0 | 0.76482 | 0.88365 | 0.87668 | 0.91504 | 0.87495 | 0.78024 | 0.80947 | 0.80323 | 0.75932 | 0.70005
2010 | US | WECC | Desert SW | - | W22 | Adjusted Potential Resources Reserve Margin = (15a-3)/3 | 0 | 0.76482 | 0.88365 | 0.87668 | 0.91504 | 0.87495 | 0.78024 | 0.80947 | 0.80323 | 0.75932 | 0.70005
2010 | US | WECC | Desert SW | - | W23 | Total Baseline Installed Capacity | 43708 | 0 | 0 | 0 | 0 | 0 | 0 | 0 | 0 | 0 | 0
2010 | US | WECC | CAL N | - | W01 | Unrestricted Non-coincident Peak Demand = 2+1a+1b-1c-1d | 18250.8261 | 17081.1 | 17388 | 17707 | 17876 | 18021 | 18181 | 18346 | 18513 | 18666 | 18803
2010 | US | WECC | CAL N | - | W01a | New Conservation (Energy Efficiency) | 0 | 236 | 340 | 439 | 412 | 383 | 355 | 330 | 305 | 279 | 248
2010 | US | WECC | CAL N | - | W01b | Estimated Diversity | 0 | 0 | 0 | 0 | 0 | 0 | 0 | 0 | 0 | 0 | 0
2010 | US | WECC | CAL N | - | W01c | Additions for non-member load (load served by non-registered LSE's in a region) | 0 | 0 | 0 | 0 | 0 | 0 | 0 | 0 | 0 | 0 | 0
2010 | US | WECC | CAL N | - | W01d | Stand-by Load Under Contract (Normally served by behind the meter generation) | 0 | 1243 | 1280 | 1319 | 1358 | 1399 | 1441 | 1484 | 1529 | 1575 | 1622
2010 | US | WECC | CAL N | - | W02 | Total Internal Demand | 18250.8261 | 18088.1 | 18328.1 | 18587 | 18821.5 | 19036.8 | 19267.3 | 19500.1 | 19737 | 19962.2 | 20177.1
2010 | US | WECC | CAL N | - | W02a | Direct Control Load Management | 14 | 14 | 14 | 14 | 14 | 14 | 14 | 14 | 14 | 14 | 14
2010 | US | WECC | CAL N | - | W02b | Contractually Interruptible (Curtailable) | 80 | 241 | 78 | 78 | 78 | 78 | 78 | 78 | 78 | 78 | 78
2010 | US | WECC | CAL N | - | W02c | Critical Peak-Pricing (CPP) with Control | 0 | 227 | 0 | 0 | 0 | 0 | 0 | 0 | 0 | 0 | 0
2010 | US | WECC | CAL N | - | W02d | Load as a Capacity Resource | 989 | 9 | 339 | 335 | 324 | 328 | 331 | 335 | 338 | 342 | 345
2010 | US | WECC | CAL N | - | W03 | Net Internal Demand = 2-2a-2b-2c-2d | 17167.8261 | 17597.1 | 17897 | 18160 | 18406 | 18617 | 18844 | 19073 | 19307 | 19528 | 19740
2010 | US | WECC | CAL N | - | W04a | Demand Response used for Reserves - Spinning | 0 | 0 | 0 | 0 | 0 | 0 | 0 | 0 | 0 | 0 | 0
2010 | US | WECC | CAL N | - | W04b | Demand Response used for Reserves - Non-Spinning | 3 | 3 | 3 | 3 | 3 | 3 | 3 | 3 | 3 | 3 | 3
2010 | US | WECC | CAL N | - | W04c | Demand Response used for Regulation | 0 | 0 | 0 | 0 | 0 | 0 | 0 | 0 | 0 | 0 | 0
2010 | US | WECC | CAL N | - | W04d | Demand Response used for Energy, Voluntary - Emergency | 0 | 0 | 0 | 0 | 0 | 0 | 0 | 0 | 0 | 0 | 0
2010 | US | WECC | CAL N | - | W05 | TOTAL INTERNAL CAPACITY = 6+7 | 48681 | 39651.9116 | 43669.9116 | 46806.9116 | 48634.9116 | 49165.9116 | 49565.9116 | 49565.9116 | 49565.9116 | 49565.9116 | 49565.9116
2010 | US | WECC | CAL N | - | W06 | EXISTING CAPACITY = 6a+6b+6c | 48681 | 39438.9116 | 39438.9116 | 39438.9116 | 39438.9116 | 39438.9116 | 39438.9116 | 39438.9116 | 39438.9116 | 39438.9116 | 39438.9116
2010 | US | WECC | CAL N | - | W06a | Existing, Certain | 28461 | 26268 | 26268 | 26268 | 26268 | 26268 | 26268 | 26268 | 26268 | 26268 | 26268
2010 | US | WECC | CAL N | - | W06a1 | Wind Expected On-Peak | 49 | 1086 | 1086 | 1086 | 1086 | 1086 | 1086 | 1086 | 1086 | 1086 | 1086
2010 | US | WECC | CAL N | - | W06a2 | Solar Expected On-Peak | 0 | 0 | 0 | 0 | 0 | 0 | 0 | 0 | 0 | 0 | 0
2010 | US | WECC | CAL N | - | W06a3 | Hydro Expected On-Peak | 7959 | 3736 | 3736 | 3736 | 3736 | 3736 | 3736 | 3736 | 3736 | 3736 | 3736
2010 | US | WECC | CAL N | - | W06a4 | Biomass Expected On-Peak | 515 | 438 | 438 | 438 | 438 | 438 | 438 | 438 | 438 | 438 | 438
2010 | US | WECC | CAL N | - | W06a5 | Load as a Capacity Resource Expected On-Peak (Load Management Programs) | 0 | 0 | 0 | 0 | 0 | 0 | 0 | 0 | 0 | 0 | 0
2010 | US | WECC | CAL N | - | W06b | Existing, Other | 10975 | 0 | 0 | 0 | 0 | 0 | 0 | 0 | 0 | 0 | 0
2010 | US | WECC | CAL N | - | W06b1 | Wind Derate On-Peak | 2024 | 987 | 987 | 987 | 987 | 987 | 987 | 987 | 987 | 987 | 987
2010 | US | WECC | CAL N | - | W06b2 | Solar Derate On-Peak | 0 | 0 | 0 | 0 | 0 | 0 | 0 | 0 | 0 | 0 | 0
2010 | US | WECC | CAL N | - | W06b3 | Hydro Derate On-Peak | 2075 | 2389.0884 | 2389.0884 | 2389.0884 | 2389.0884 | 2389.0884 | 2389.0884 | 2389.0884 | 2389.0884 | 2389.0884 | 2389.0884
2010 | US | WECC | CAL N | - | W06b4 | Biomass Derate On-Peak | 193 | 270 | 270 | 270 | 270 | 270 | 270 | 270 | 270 | 270 | 270
2010 | US | WECC | CAL N | - | W06b5 | Load as a Capacity Resource Derate On-Peak (Load Management Programs) | 0 | 0 | 0 | 0 | 0 | 0 | 0 | 0 | 0 | 0 | 0
2010 | US | WECC | CAL N | - | W06b7 | Transmission-Limited Resources | 0 | 0 | 0 | 0 | 0 | 0 | 0 | 0 | 0 | 0 | 0
2010 | US | WECC | CAL N | - | W06b8 | All Other Derates | 4953 | 9524.8233 | 9524.8233 | 9524.8233 | 9524.8233 | 9524.8233 | 9524.8233 | 9524.8233 | 9524.8233 | 9524.8233 | 9524.8233
2010 | US | WECC | CAL N | - | W06b9 | Energy Only | 0 | 0 | 0 | 0 | 0 | 0 | 0 | 0 | 0 | 0 | 0
2010 | US | WECC | CAL N | - | W06c | Existing, Inoperable (Note: Not used in margin calculations) | 0 | 0 | 0 | 0 | 0 | 0 | 0 | 0 | 0 | 0 | 0
2010 | US | WECC | CAL N | - | W07 | FUTURE CAPACITY ADDITIONS = 7a+7b | 0 | 132 | 3198 | 5742 | 6997 | 7031 | 7592 | 7605 | 7475 | 7465 | 7397
2010 | US | WECC | CAL N | - | W07a | Future, Planned | 0 | 132 | 3198 | 5742 | 6997 | 7031 | 7592 | 7605 | 7475 | 7465 | 7397
2010 | US | WECC | CAL N | - | W07a1 | Wind Expected On-Peak | 0 | 6 | 192 | 194 | 14 | 48 | 209 | 222 | 92 | 82 | 14
2010 | US | WECC | CAL N | - | W07a2 | Wind Derate On-Peak | 0 | 81 | 611 | 753 | 999 | 965 | 804 | 791 | 921 | 931 | 999
2010 | US | WECC | CAL N | - | W07a3 | Solar Expected On-Peak | 0 | 5 | 0 | 0 | 0 | 0 | 0 | 0 | 0 | 0 | 0
2010 | US | WECC | CAL N | - | W07a4 | Solar Derate On-Peak | 0 | 0 | 422 | 873 | 1200 | 1731 | 1731 | 1731 | 1731 | 1731 | 1731
2010 | US | WECC | CAL N | - | W07a5 | Hydro Expected On-Peak | 0 | 0 | 0 | 0 | 0 | 0 | 0 | 0 | 0 | 0 | 0
2010 | US | WECC | CAL N | - | W07a6 | Hydro Derate On-Peak | 0 | 0 | 0 | 0 | 0 | 0 | 0 | 0 | 0 | 0 | 0
2010 | US | WECC | CAL N | - | W07a7 | Biomass Expected On-Peak | 0 | 0 | 46 | 62 | 62 | 62 | 62 | 62 | 62 | 62 | 62
2010 | US | WECC | CAL N | - | W07a8 | Biomass Derate On-Peak | 0 | 0 | 0 | 0 | 0 | 0 | 0 | 0 | 0 | 0 | 0
2010 | US | WECC | CAL N | - | W07a9 | Demand Response Expected On-Peak (Load Management Programs) | 0 | 0 | 0 | 0 | 0 | 0 | 0 | 0 | 0 | 0 | 0
2010 | US | WECC | CAL N | - | W07a10 | Demand Response Derate On-Peak (Load Management Programs) | 0 | 0 | 0 | 0 | 0 | 0 | 0 | 0 | 0 | 0 | 0
2010 | US | WECC | CAL N | - | W07a11 | Transmission-Limited Resources | 0 | 0 | 0 | 0 | 0 | 0 | 0 | 0 | 0 | 0 | 0
2010 | US | WECC | CAL N | - | W07a12 | Scheduled Outage - Maintenance | 0 | 0 | 0 | 0 | 0 | 0 | 0 | 0 | 0 | 0 | 0
2010 | US | WECC | CAL N | - | W07a13 | All Other Derates | 0 | 0 | 0 | 0 | 0 | 0 | 0 | 0 | 0 | 0 | 0
2010 | US | WECC | CAL N | - | W07a14 | Energy Only | 0 | 0 | 0 | 0 | 0 | 0 | 0 | 0 | 0 | 0 | 0
2010 | US | WECC | CAL N | - | W07b | Future, Other | 0 | 0 | 0 | 0 | 0 | 0 | 0 | 0 | 0 | 0 | 0
2010 | US | WECC | CAL N | - | W07b1 | Wind Expected On-Peak | 0 | 0 | 0 | 0 | 0 | 0 | 0 | 0 | 0 | 0 | 0
2010 | US | WECC | CAL N | - | W07b2 | Wind Derate On-Peak | 0 | 0 | 0 | 0 | 0 | 0 | 0 | 0 | 0 | 0 | 0
2010 | US | WECC | CAL N | - | W07b3 | Solar Expected On-Peak | 0 | 0 | 0 | 0 | 0 | 0 | 0 | 0 | 0 | 0 | 0
2010 | US | WECC | CAL N | - | W07b4 | Solar Derate On-Peak | 0 | 0 | 0 | 0 | 0 | 0 | 0 | 0 | 0 | 0 | 0
2010 | US | WECC | CAL N | - | W07b5 | Hydro Expected On-Peak | 0 | 0 | 0 | 0 | 0 | 0 | 0 | 0 | 0 | 0 | 0
2010 | US | WECC | CAL N | - | W07b6 | Hydro Derate On-Peak | 0 | 0 | 0 | 0 | 0 | 0 | 0 | 0 | 0 | 0 | 0
2010 | US | WECC | CAL N | - | W07b7 | Biomass Expected On-Peak | 0 | 0 | 0 | 0 | 0 | 0 | 0 | 0 | 0 | 0 | 0
2010 | US | WECC | CAL N | - | W07b8 | Biomass Derate On-Peak | 0 | 0 | 0 | 0 | 0 | 0 | 0 | 0 | 0 | 0 | 0
2010 | US | WECC | CAL N | - | W07b9 | Transmission-Limited Resources | 0 | 0 | 0 | 0 | 0 | 0 | 0 | 0 | 0 | 0 | 0
2010 | US | WECC | CAL N | - | W07b10 | Scheduled Outage - Maintenance | 0 | 0 | 0 | 0 | 0 | 0 | 0 | 0 | 0 | 0 | 0
2010 | US | WECC | CAL N | - | W07b11 | All Other Derates | 0 | 0 | 0 | 0 | 0 | 0 | 0 | 0 | 0 | 0 | 0
2010 | US | WECC | CAL N | - | W07b12 | Energy Only | 0 | 0 | 0 | 0 | 0 | 0 | 0 | 0 | 0 | 0 | 0
2010 | US | WECC | CAL N | - | W08 | Conceptual | 0 | 0 | 0 | 0 | 0 | 0 | 0 | 0 | 0 | 23 | 1
2010 | US | WECC | CAL N | - | W08a1 | Wind Expected On-Peak | 0 | 0 | 0 | 0 | 0 | 0 | 0 | 0 | 0 | 23 | 1
2010 | US | WECC | CAL N | - | W08a2 | Wind Derate On-Peak | 0 | 0 | 0 | 0 | 0 | 0 | 0 | 0 | 0 | 176 | 198
2010 | US | WECC | CAL N | - | W08a3 | Solar Expected On-Peak | 0 | 0 | 0 | 0 | 0 | 0 | 0 | 0 | 0 | 0 | 0
2010 | US | WECC | CAL N | - | W08a4 | Solar Derate On-Peak | 0 | 0 | 0 | 0 | 0 | 0 | 0 | 0 | 0 | 0 | 0
2010 | US | WECC | CAL N | - | W08a5 | Hydro Expected On-Peak | 0 | 0 | 0 | 0 | 0 | 0 | 0 | 0 | 0 | 0 | 0
2010 | US | WECC | CAL N | - | W08a6 | Hydro Derate On-Peak | 0 | 0 | 0 | 0 | 0 | 0 | 0 | 0 | 0 | 0 | 0
2010 | US | WECC | CAL N | - | W08a7 | Biomass Expected On-Peak | 0 | 0 | 0 | 0 | 0 | 0 | 0 | 0 | 0 | 0 | 0
2010 | US | WECC | CAL N | - | W08a8 | Biomass Derate On-Peak | 0 | 0 | 0 | 0 | 0 | 0 | 0 | 0 | 0 | 0 | 0
2010 | US | WECC | CAL N | - | W08a9 | All Other Derates | 0 | 0 | 0 | 0 | 0 | 0 | 0 | 0 | 0 | 0 | 0
2010 | US | WECC | CAL N | - | W08a10 | Energy Only | 0 | 0 | 0 | 0 | 0 | 0 | 0 | 0 | 0 | 0 | 0
2010 | US | WECC | CAL N | - | W09 | ANTICIPATED INTERNAL CAPACITY = 6a+7a | 28461 | 26481 | 30499 | 33636 | 35464 | 35995 | 36395 | 36395 | 36395 | 36395 | 36395
2010 | US | WECC | CAL N | - | W10 | CAPACITY TRANSACTIONS - IMPORTS = 10a+10b+10c+10d | 1013 | 2790 | 4551 | 4546 | 3140 | 2832 | 4800 | 4800 | 4800 | 4800 | 2831
2010 | US | WECC | CAL N | - | W10a | Firm (Note: The sum of 10a1 and 10a2 must be <= 10a) | 0 | 2790 | 3292 | 3648 | 3140 | 2832 | 2831 | 3934 | 4026 | 3367 | 2831
2010 | US | WECC | CAL N | - | W10a1 | Full-Responsibility Purchases | 0 | 0 | 0 | 0 | 0 | 0 | 0 | 0 | 0 | 0 | 0
2010 | US | WECC | CAL N | - | W10a2 | Owned Capacity/Entitlement Located Outside the Region/Subregion | 0 | 0 | 0 | 0 | 0 | 0 | 0 | 0 | 0 | 0 | 0
2010 | US | WECC | CAL N | - | W10b | Non-firm | 0 | 0 | 0 | 0 | 0 | 0 | 0 | 0 | 0 | 0 | 0
2010 | US | WECC | CAL N | - | W10c | Expected (Note: The sum of 10c1 and 10c2 must be <= 10c) | 0 | 0 | 1259 | 898 | 0 | 0 | 1969 | 866 | 774 | 1433 | 0
2010 | US | WECC | CAL N | - | W10c1 | Full-Responsibility Purchases | 0 | 0 | 0 | 0 | 0 | 0 | 0 | 0 | 0 | 0 | 0
2010 | US | WECC | CAL N | - | W10c2 | Owned Capacity/Entitlement Located Outside the Region/Subregion | 0 | 0 | 0 | 0 | 0 | 0 | 0 | 0 | 0 | 0 | 0
2010 | US | WECC | CAL N | - | W10d | Provisional – transactions under study, but negotiations have not begun. | 0 | 0 | 0 | 0 | 0 | 0 | 0 | 0 | 0 | 0 | 0
2010 | US | WECC | CAL N | - | W11 | CAPACITY TRANSACTIONS - EXPORTS = 11a+11b+11c+11d | 445 | 1275 | 1375 | 1375 | 1275 | 1293 | 1375 | 1375 | 1375 | 1375 | 1375
2010 | US | WECC | CAL N | - | W11a | Firm (Note: The sum of 11a1 and 11a2 must be <= 11a) | 0 | 1275 | 1375 | 1275 | 1275 | 1293 | 1301 | 1375 | 1275 | 1375 | 1275
2010 | US | WECC | CAL N | - | W11a1 | Full-Responsibility Purchases | 0 | 0 | 0 | 0 | 0 | 0 | 0 | 0 | 0 | 0 | 0
2010 | US | WECC | CAL N | - | W11a2 | Owned Capacity/Entitlement Located Outside the Region/Subregion | 0 | 0 | 0 | 0 | 0 | 0 | 0 | 0 | 0 | 0 | 0
2010 | US | WECC | CAL N | - | W11b | Non-firm | 0 | 0 | 0 | 0 | 0 | 0 | 0 | 0 | 0 | 0 | 0
2010 | US | WECC | CAL N | - | W11c | Expected (Note: The sum of 11c1 and 11c2 must be <= 11c) | 0 | 0 | 0 | 100 | 0 | 0 | 74 | 0 | 100 | 0 | 100
2010 | US | WECC | CAL N | - | W11c1 | Full-Responsibility Purchases | 0 | 0 | 0 | 0 | 0 | 0 | 0 | 0 | 0 | 0 | 0
2010 | US | WECC | CAL N | - | W11c2 | Owned Capacity/Entitlement Located Outside the Region/Subregion | 0 | 0 | 0 | 0 | 0 | 0 | 0 | 0 | 0 | 0 | 0
2010 | US | WECC | CAL N | - | W11d | Provisional – transactions under study, but negotiations have not begun. | 0 | 0 | 0 | 0 | 0 | 0 | 0 | 0 | 0 | 0 | 0
2010 | US | WECC | CAL N | - | W12 | EXISTING, CERTAIN CAPACITY & NET FIRM TRANSACTIONS = 6a+Net Firm Transactions | 28461 | 27783 | 28185 | 28641 | 28133 | 27807 | 27798 | 28827 | 29019 | 28260 | 27824
2010 | US | WECC | CAL N | - | W13 | ANTICIPATED CAPACITY RESOURCES = 12+7a+Net Expected Transactions | 0 | 27915 | 32642 | 35181 | 35130 | 34838 | 37285 | 37298 | 37168 | 37158 | 35121
2010 | US | WECC | CAL N | - | W14 | PROSPECTIVE CAPACITY RESOURCES = 13+6b+16b | 0 | 27915 | 32642 | 35181 | 35130 | 34838 | 37285 | 37298 | 37168 | 37158 | 35121
2010 | US | WECC | CAL N | - | W15 | TOTAL POTENTIAL CAPACITY RESOURCES = 13+6b+7b+8+Net Provisional Transactions | 0 | 27915 | 32642 | 35181 | 35130 | 34838 | 37285 | 37298 | 37168 | 37181 | 35122
2010 | US | WECC | CAL N | - | W15a | ADJUSTED POTENTIAL CAPACITY RESOURCES = 13+6b+16b+16d+Net Provisional Transactions | 0 | 27915 | 32642 | 35181 | 35130 | 34838 | 37285 | 37298 | 37168 | 37181 | 35122
2010 | US | WECC | CAL N | - | W16a | Confidence of Future, Other (7b), using reasonable judgement | 0 | 0 | 0 | 0 | 0 | 0 | 0 | 0 | 0 | 0 | 0
2010 | US | WECC | CAL N | - | W16b | Net Future, Other Resources After Confidence Percentage Is Applied = 7b*16a | 0 | 0 | 0 | 0 | 0 | 0 | 0 | 0 | 0 | 0 | 0
2010 | US | WECC | CAL N | - | W16c | Confidence of Conceptual (8), using reasonable judgement | 0 | 1 | 1 | 1 | 1 | 1 | 1 | 1 | 1 | 1 | 1
2010 | US | WECC | CAL N | - | W16d | Net Conceptual Resources After Confidence Percentage Is Applied = 8*16c | 0 | 0 | 0 | 0 | 0 | 0 | 0 | 0 | 0 | 23 | 1
2010 | US | WECC | CAL N | - | W17 | Region/Subregion Target Reserve Margin | 0 | 0.105 | 0.105 | 0.105 | 0.105 | 0.105 | 0.105 | 0.105 | 0.105 | 0.105 | 0.105
2010 | US | WECC | CAL N | - | W18 | Existing Certain and Net Firm Transactions Reserve Margin = (12-3)/3 | 0 | 0.57884 | 0.57484 | 0.57715 | 0.52847 | 0.49363 | 0.47516 | 0.5114 | 0.50303 | 0.44715 | 0.40952
2010 | US | WECC | CAL N | - | W19 | Anticipated Capacity Resources Reserve Margin = (13-3)/3 | 0 | 0.58634 | 0.82388 | 0.93728 | 0.90862 | 0.8713 | 0.97861 | 0.95554 | 0.9251 | 0.90281 | 0.77918
2010 | US | WECC | CAL N | - | W20 | Prospective Capacity Resources Reserve Margin = (14-3)/3 | 0 | 0.58634 | 0.82388 | 0.93728 | 0.90862 | 0.8713 | 0.97861 | 0.95554 | 0.9251 | 0.90281 | 0.77918
2010 | US | WECC | CAL N | - | W21 | Total Potential Resources Reserve Margin = (15-3)/3 | 0 | 0.58634 | 0.82388 | 0.93728 | 0.90862 | 0.8713 | 0.97861 | 0.95554 | 0.9251 | 0.90398 | 0.77923
2010 | US | WECC | CAL N | - | W22 | Adjusted Potential Resources Reserve Margin = (15a-3)/3 | 0 | 0.58634 | 0.82388 | 0.93728 | 0.90862 | 0.8713 | 0.97861 | 0.95554 | 0.9251 | 0.90398 | 0.77923
2010 | US | WECC | CAL N | - | W23 | Total Baseline Installed Capacity | 48681 | 0 | 0 | 0 | 0 | 0 | 0 | 0 | 0 | 0 | 0
2010 | US | WECC | CAL S | - | W01 | Unrestricted Non-coincident Peak Demand = 2+1a+1b-1c-1d | 22912.1055 | 21987.7658 | 22235 | 22611 | 22879 | 23219 | 23377 | 23524 | 23786 | 24078 | 24370
2010 | US | WECC | CAL S | - | W01a | New Conservation (Energy Efficiency) | 0 | 239.2758 | 336 | 430 | 423 | 416 | 409 | 400 | 386 | 365 | 337
2010 | US | WECC | CAL S | - | W01b | Estimated Diversity | 0 | 0 | 0 | 0 | 0 | 0 | 0 | 0 | 0 | 0 | 0
2010 | US | WECC | CAL S | - | W01c | Additions for non-member load (load served by non-registered LSE's in a region) | 0 | 0 | 0 | 0 | 0 | 0 | 0 | 0 | 0 | 0 | 0
2010 | US | WECC | CAL S | - | W01d | Stand-by Load Under Contract (Normally served by behind the meter generation) | 0 | 853.51 | 861 | 871 | 901 | 912 | 1002 | 1012 | 1073 | 1083 | 1093
2010 | US | WECC | CAL S | - | W02 | Total Internal Demand | 22912.1055 | 22602 | 22759.5 | 23051.9 | 23357.2 | 23714.7 | 23969.6 | 24136.2 | 24472.8 | 24796.2 | 25126.2
2010 | US | WECC | CAL S | - | W02a | Direct Control Load Management | 510 | 510 | 510 | 510 | 510 | 510 | 510 | 510 | 510 | 510 | 510
2010 | US | WECC | CAL S | - | W02b | Contractually Interruptible (Curtailable) | 767 | 766.555 | 767 | 767 | 767 | 767 | 767 | 767 | 767 | 767 | 767
2010 | US | WECC | CAL S | - | W02c | Critical Peak-Pricing (CPP) with Control | 0 | 24.7227 | 42 | 64 | 101 | 119 | 134 | 138 | 142 | 146 | 150
2010 | US | WECC | CAL S | - | W02d | Load as a Capacity Resource | 482 | 1439.797 | 309 | 314 | 314 | 315 | 315 | 317 | 318 | 320 | 322
2010 | US | WECC | CAL S | - | W03 | Net Internal Demand = 2-2a-2b-2c-2d | 21153.1055 | 19861 | 21132 | 21397 | 21665 | 22004 | 22244 | 22404 | 22736 | 23053 | 23377
2010 | US | WECC | CAL S | - | W04a | Demand Response used for Reserves - Spinning | 0 | 0 | 0 | 0 | 0 | 0 | 0 | 0 | 0 | 0 | 0
2010 | US | WECC | CAL S | - | W04b | Demand Response used for Reserves - Non-Spinning | 25 | 25 | 25 | 25 | 25 | 25 | 25 | 25 | 25 | 25 | 25
2010 | US | WECC | CAL S | - | W04c | Demand Response used for Regulation | 0 | 0 | 0 | 0 | 0 | 0 | 0 | 0 | 0 | 0 | 0
2010 | US | WECC | CAL S | - | W04d | Demand Response used for Energy, Voluntary - Emergency | 0 | 0 | 0 | 0 | 0 | 0 | 0 | 0 | 0 | 0 | 0
2010 | US | WECC | CAL S | - | W05 | TOTAL INTERNAL CAPACITY = 6+7 | 46586 | 39161.7759 | 49608.7759 | 54110.7759 | 59705.7759 | 62921.7759 | 67863.7759 | 68493.7759 | 68493.7759 | 68493.7759 | 68493.7759
2010 | US | WECC | CAL S | - | W06 | EXISTING CAPACITY = 6a+6b+6c | 46586 | 38724.7759 | 38724.7759 | 38724.7759 | 38724.7759 | 38724.7759 | 38724.7759 | 38724.7759 | 38724.7759 | 38724.7759 | 38724.7759
2010 | US | WECC | CAL S | - | W06a | Existing, Certain | 28981 | 34272.1499 | 34272.1499 | 34272.1499 | 34272.1499 | 34272.1499 | 34272.1499 | 34272.1499 | 34272.1499 | 34272.1499 | 34272.1499
2010 | US | WECC | CAL S | - | W06a1 | Wind Expected On-Peak | 111 | 74 | 74 | 74 | 74 | 74 | 74 | 74 | 74 | 74 | 74
2010 | US | WECC | CAL S | - | W06a2 | Solar Expected On-Peak | 9 | 0 | 0 | 0 | 0 | 0 | 0 | 0 | 0 | 0 | 0
2010 | US | WECC | CAL S | - | W06a3 | Hydro Expected On-Peak | 2874 | 1167 | 1167 | 1167 | 1167 | 1167 | 1167 | 1167 | 1167 | 1167 | 1167
2010 | US | WECC | CAL S | - | W06a4 | Biomass Expected On-Peak | 241 | 210 | 210 | 210 | 210 | 210 | 210 | 210 | 210 | 210 | 210
2010 | US | WECC | CAL S | - | W06a5 | Load as a Capacity Resource Expected On-Peak (Load Management Programs) | 0 | 0 | 0 | 0 | 0 | 0 | 0 | 0 | 0 | 0 | 0
2010 | US | WECC | CAL S | - | W06b | Existing, Other | 9332 | 0 | 0 | 0 | 0 | 0 | 0 | 0 | 0 | 0 | 0
2010 | US | WECC | CAL S | - | W06b1 | Wind Derate On-Peak | 1414 | 1451 | 1451 | 1451 | 1451 | 1451 | 1451 | 1451 | 1451 | 1451 | 1451
2010 | US | WECC | CAL S | - | W06b2 | Solar Derate On-Peak | 421 | 431 | 431 | 431 | 431 | 431 | 431 | 431 | 431 | 431 | 431
2010 | US | WECC | CAL S | - | W06b3 | Hydro Derate On-Peak | 873 | 1902.6791 | 1902.6791 | 1902.6791 | 1902.6791 | 1902.6791 | 1902.6791 | 1902.6791 | 1902.6791 | 1902.6791 | 1902.6791
2010 | US | WECC | CAL S | - | W06b4 | Biomass Derate On-Peak | 111 | 142 | 142 | 142 | 142 | 142 | 142 | 142 | 142 | 142 | 142
2010 | US | WECC | CAL S | - | W06b5 | Load as a Capacity Resource Derate On-Peak (Load Management Programs) | 0 | 0 | 0 | 0 | 0 | 0 | 0 | 0 | 0 | 0 | 0
2010 | US | WECC | CAL S | - | W06b7 | Transmission-Limited Resources | 0 | 0 | 0 | 0 | 0 | 0 | 0 | 0 | 0 | 0 | 0
2010 | US | WECC | CAL S | - | W06b8 | All Other Derates | 5454 | 525.9469 | 525.9469 | 525.9469 | 525.9469 | 525.9469 | 525.9469 | 525.9469 | 525.9469 | 525.9469 | 525.9469
2010 | US | WECC | CAL S | - | W06b9 | Energy Only | 0 | 0 | 0 | 0 | 0 | 0 | 0 | 0 | 0 | 0 | 0
2010 | US | WECC | CAL S | - | W06c | Existing, Inoperable (Note: Not used in margin calculations) | 0 | 0 | 0 | 0 | 0 | 0 | 0 | 0 | 0 | 0 | 0
2010 | US | WECC | CAL S | - | W07 | FUTURE CAPACITY ADDITIONS = 7a+7b | 0 | 437 | 4895 | 6594 | 9110 | 8459 | 9081 | 10746 | 10784 | 10823 | 10874
2010 | US | WECC | CAL S | - | W07a | Future, Planned | 0 | 437 | 4895 | 6594 | 9110 | 8459 | 9081 | 10746 | 10784 | 10823 | 10874
2010 | US | WECC | CAL S | - | W07a1 | Wind Expected On-Peak | 0 | 15 | 956 | 1380 | 1523 | 54 | 614 | 1657 | 1744 | 1789 | 1844
2010 | US | WECC | CAL S | - | W07a2 | Wind Derate On-Peak | 0 | 0 | 3256 | 4650 | 4862 | 7282 | 10407 | 9364 | 9277 | 9232 | 9177
2010 | US | WECC | CAL S | - | W07a3 | Solar Expected On-Peak | 0 | 0 | 58 | 77 | 77 | 77 | 77 | 77 | 77 | 77 | 77
2010 | US | WECC | CAL S | - | W07a4 | Solar Derate On-Peak | 0 | 0 | 2693 | 3980 | 6843 | 8356 | 9552 | 9552 | 9552 | 9552 | 9552
2010 | US | WECC | CAL S | - | W07a5 | Hydro Expected On-Peak | 0 | 40 | 0 | 185 | 181 | 247 | 248 | 240 | 191 | 185 | 181
2010 | US | WECC | CAL S | - | W07a6 | Hydro Derate On-Peak | 0 | 0 | 40 | 162 | 166 | 100 | 99 | 107 | 156 | 162 | 166
2010 | US | WECC | CAL S | - | W07a7 | Biomass Expected On-Peak | 0 | 0 | 50 | 50 | 50 | 50 | 50 | 50 | 50 | 50 | 50
2010 | US | WECC | CAL S | - | W07a8 | Biomass Derate On-Peak | 0 | 0 | 0 | 0 | 0 | 0 | 0 | 0 | 0 | 0 | 0
2010 | US | WECC | CAL S | - | W07a9 | Demand Response Expected On-Peak (Load Management Programs) | 0 | 0 | 0 | 0 | 0 | 0 | 0 | 0 | 0 | 0 | 0
2010 | US | WECC | CAL S | - | W07a10 | Demand Response Derate On-Peak (Load Management Programs) | 0 | 0 | 0 | 0 | 0 | 0 | 0 | 0 | 0 | 0 | 0
2010 | US | WECC | CAL S | - | W07a11 | Transmission-Limited Resources | 0 | 0 | 0 | 0 | 0 | 0 | 0 | 0 | 0 | 0 | 0
2010 | US | WECC | CAL S | - | W07a12 | Scheduled Outage - Maintenance | 0 | 0 | 0 | 0 | 0 | 0 | 0 | 0 | 0 | 0 | 0
2010 | US | WECC | CAL S | - | W07a13 | All Other Derates | 0 | 0 | 0 | 0 | 0 | 0 | 0 | 0 | 0 | 0 | 0
2010 | US | WECC | CAL S | - | W07a14 | Energy Only | 0 | 0 | 0 | 0 | 0 | 0 | 0 | 0 | 0 | 0 | 0
2010 | US | WECC | CAL S | - | W07b | Future, Other | 0 | 0 | 0 | 0 | 0 | 0 | 0 | 0 | 0 | 0 | 0
2010 | US | WECC | CAL S | - | W07b1 | Wind Expected On-Peak | 0 | 0 | 0 | 0 | 0 | 0 | 0 | 0 | 0 | 0 | 0
2010 | US | WECC | CAL S | - | W07b2 | Wind Derate On-Peak | 0 | 0 | 0 | 0 | 0 | 0 | 0 | 0 | 0 | 0 | 0
2010 | US | WECC | CAL S | - | W07b3 | Solar Expected On-Peak | 0 | 0 | 0 | 0 | 0 | 0 | 0 | 0 | 0 | 0 | 0
2010 | US | WECC | CAL S | - | W07b4 | Solar Derate On-Peak | 0 | 0 | 0 | 0 | 0 | 0 | 0 | 0 | 0 | 0 | 0
2010 | US | WECC | CAL S | - | W07b5 | Hydro Expected On-Peak | 0 | 0 | 0 | 0 | 0 | 0 | 0 | 0 | 0 | 0 | 0
2010 | US | WECC | CAL S | - | W07b6 | Hydro Derate On-Peak | 0 | 0 | 0 | 0 | 0 | 0 | 0 | 0 | 0 | 0 | 0
2010 | US | WECC | CAL S | - | W07b7 | Biomass Expected On-Peak | 0 | 0 | 0 | 0 | 0 | 0 | 0 | 0 | 0 | 0 | 0
2010 | US | WECC | CAL S | - | W07b8 | Biomass Derate On-Peak | 0 | 0 | 0 | 0 | 0 | 0 | 0 | 0 | 0 | 0 | 0
2010 | US | WECC | CAL S | - | W07b9 | Transmission-Limited Resources | 0 | 0 | 0 | 0 | 0 | 0 | 0 | 0 | 0 | 0 | 0
2010 | US | WECC | CAL S | - | W07b10 | Scheduled Outage - Maintenance | 0 | 0 | 0 | 0 | 0 | 0 | 0 | 0 | 0 | 0 | 0
2010 | US | WECC | CAL S | - | W07b11 | All Other Derates | 0 | 0 | 0 | 0 | 0 | 0 | 0 | 0 | 0 | 0 | 0
2010 | US | WECC | CAL S | - | W07b12 | Energy Only | 0 | 0 | 0 | 0 | 0 | 0 | 0 | 0 | 0 | 0 | 0
2010 | US | WECC | CAL S | - | W08 | Conceptual | 0 | 0 | 0 | 87 | 87 | 89 | 109 | 221 | 228 | 329 | 329
2010 | US | WECC | CAL S | - | W08a1 | Wind Expected On-Peak | 0 | 0 | 0 | 0 | 0 | 0 | 0 | 0 | 0 | 0 | 0
2010 | US | WECC | CAL S | - | W08a2 | Wind Derate On-Peak | 0 | 0 | 0 | 0 | 0 | 0 | 0 | 0 | 0 | 0 | 0
2010 | US | WECC | CAL S | - | W08a3 | Solar Expected On-Peak | 0 | 0 | 0 | 0 | 0 | 0 | 0 | 0 | 0 | 0 | 0
2010 | US | WECC | CAL S | - | W08a4 | Solar Derate On-Peak | 0 | 0 | 0 | 0 | 0 | 0 | 0 | 0 | 0 | 0 | 0
2010 | US | WECC | CAL S | - | W08a5 | Hydro Expected On-Peak | 0 | 0 | 0 | 0 | 0 | 0 | 0 | 0 | 0 | 0 | 0
2010 | US | WECC | CAL S | - | W08a6 | Hydro Derate On-Peak | 0 | 0 | 0 | 0 | 0 | 0 | 0 | 0 | 0 | 0 | 0
2010 | US | WECC | CAL S | - | W08a7 | Biomass Expected On-Peak | 0 | 0 | 0 | 0 | 0 | 0 | 0 | 0 | 0 | 0 | 0
2010 | US | WECC | CAL S | - | W08a8 | Biomass Derate On-Peak | 0 | 0 | 0 | 0 | 0 | 0 | 0 | 0 | 0 | 0 | 0
2010 | US | WECC | CAL S | - | W08a9 | All Other Derates | 0 | 0 | 0 | 0 | 0 | 0 | 0 | 0 | 0 | 0 | 0
2010 | US | WECC | CAL S | - | W08a10 | Energy Only | 0 | 0 | 0 | 0 | 0 | 0 | 0 | 0 | 0 | 0 | 0
2010 | US | WECC | CAL S | - | W09 | ANTICIPATED INTERNAL CAPACITY = 6a+7a | 28981 | 34709 | 45156 | 49658 | 55253 | 58469 | 63411 | 64041 | 64041 | 64041 | 64041
2010 | US | WECC | CAL S | - | W10 | CAPACITY TRANSACTIONS - IMPORTS = 10a+10b+10c+10d | 4074 | 13290 | 12205 | 12760 | 12547 | 12698 | 13481 | 12799 | 12206 | 12904 | 13957
2010 | US | WECC | CAL S | - | W10a | Firm (Note: The sum of 10a1 and 10a2 must be <= 10a) | 0 | 13290 | 12205 | 12760 | 12547 | 12698 | 13481 | 12799 | 12206 | 12904 | 13957
2010 | US | WECC | CAL S | - | W10a1 | Full-Responsibility Purchases | 0 | 0 | 0 | 0 | 0 | 0 | 0 | 0 | 0 | 0 | 0
2010 | US | WECC | CAL S | - | W10a2 | Owned Capacity/Entitlement Located Outside the Region/Subregion | 0 | 4830 | 4864 | 4862 | 4853 | 4828 | 4830 | 4864 | 4867 | 4862 | 4853
2010 | US | WECC | CAL S | - | W10b | Non-firm | 0 | 0 | 0 | 0 | 0 | 0 | 0 | 0 | 0 | 0 | 0
2010 | US | WECC | CAL S | - | W10c | Expected (Note: The sum of 10c1 and 10c2 must be <= 10c) | 0 | 0 | 0 | 0 | 0 | 0 | 0 | 0 | 0 | 0 | 0
2010 | US | WECC | CAL S | - | W10c1 | Full-Responsibility Purchases | 0 | 0 | 0 | 0 | 0 | 0 | 0 | 0 | 0 | 0 | 0
2010 | US | WECC | CAL S | - | W10c2 | Owned Capacity/Entitlement Located Outside the Region/Subregion | 0 | 0 | 0 | 0 | 0 | 0 | 0 | 0 | 0 | 0 | 0
2010 | US | WECC | CAL S | - | W10d | Provisional – transactions under study, but negotiations have not begun. | 0 | 0 | 0 | 0 | 0 | 0 | 0 | 0 | 0 | 0 | 0
2010 | US | WECC | CAL S | - | W11 | CAPACITY TRANSACTIONS - EXPORTS = 11a+11b+11c+11d | 461 | 577 | 706 | 622 | 508 | 1388 | 1583 | 1026 | 2363 | 1061 | 1392
2010 | US | WECC | CAL S | - | W11a | Firm (Note: The sum of 11a1 and 11a2 must be <= 11a) | 0 | 0 | 0 | 0 | 0 | 0 | 0 | 918 | 1353 | 835 | 1027
2010 | US | WECC | CAL S | - | W11a1 | Full-Responsibility Purchases | 0 | 0 | 0 | 0 | 0 | 0 | 0 | 0 | 0 | 0 | 0
2010 | US | WECC | CAL S | - | W11a2 | Owned Capacity/Entitlement Located Outside the Region/Subregion | 0 | 0 | 0 | 0 | 0 | 0 | 0 | 0 | 0 | 0 | 0
2010 | US | WECC | CAL S | - | W11b | Non-firm | 0 | 0 | 0 | 0 | 0 | 0 | 0 | 0 | 0 | 0 | 0
2010 | US | WECC | CAL S | - | W11c | Expected (Note: The sum of 11c1 and 11c2 must be <= 11c) | 0 | 577 | 706 | 622 | 508 | 1366 | 1583 | 108 | 1010 | 226 | 68
2010 | US | WECC | CAL S | - | W11c1 | Full-Responsibility Purchases | 0 | 0 | 0 | 0 | 0 | 0 | 0 | 0 | 0 | 0 | 0
2010 | US | WECC | CAL S | - | W11c2 | Owned Capacity/Entitlement Located Outside the Region/Subregion | 0 | 0 | 0 | 0 | 0 | 0 | 0 | 0 | 0 | 0 | 0
2010 | US | WECC | CAL S | - | W11d | Provisional – transactions under study, but negotiations have not begun. | 0 | 0 | 0 | 0 | 0 | 22 | 0 | 0 | 0 | 0 | 297
2010 | US | WECC | CAL S | - | W12 | EXISTING, CERTAIN CAPACITY & NET FIRM TRANSACTIONS = 6a+Net Firm Transactions | 28981 | 47562.1499 | 46477.1499 | 47032.1499 | 46819.1499 | 46970.1499 | 47753.1499 | 46153.1499 | 45125.1499 | 46341.1499 | 47202.1499
2010 | US | WECC | CAL S | - | W13 | ANTICIPATED CAPACITY RESOURCES = 12+7a+Net Expected Transactions | 0 | 47422.1499 | 50666.1499 | 53004.1499 | 55421.1499 | 54063.1499 | 55251.1499 | 56791.1499 | 54899.1499 | 56938.1499 | 58008.1499
2010 | US | WECC | CAL S | - | W14 | PROSPECTIVE CAPACITY RESOURCES = 13+6b+16b | 0 | 47422.1499 | 50666.1499 | 53004.1499 | 55421.1499 | 54063.1499 | 55251.1499 | 56791.1499 | 54899.1499 | 56938.1499 | 58008.1499
2010 | US | WECC | CAL S | - | W15 | TOTAL POTENTIAL CAPACITY RESOURCES = 13+6b+7b+8+Net Provisional Transactions | 0 | 47422.1499 | 50666.1499 | 53091.1499 | 55508.1499 | 54130.1499 | 55360.1499 | 57012.1499 | 55127.1499 | 57267.1499 | 58040.1499
2010 | US | WECC | CAL S | - | W15a | ADJUSTED POTENTIAL CAPACITY RESOURCES = 13+6b+16b+16d+Net Provisional Transactions | 0 | 47422.1499 | 50666.1499 | 53091.1499 | 55508.1499 | 54130.1499 | 55360.1499 | 57012.1499 | 55127.1499 | 57267.1499 | 58040.1499
2010 | US | WECC | CAL S | - | W16a | Confidence of Future, Other (7b), using reasonable judgement | 0 | 0 | 0 | 0 | 0 | 0 | 0 | 0 | 0 | 0 | 0
2010 | US | WECC | CAL S | - | W16b | Net Future, Other Resources After Confidence Percentage Is Applied = 7b*16a | 0 | 0 | 0 | 0 | 0 | 0 | 0 | 0 | 0 | 0 | 0
2010 | US | WECC | CAL S | - | W16c | Confidence of Conceptual (8), using reasonable judgement | 0 | 1 | 1 | 1 | 1 | 1 | 1 | 1 | 1 | 1 | 1
2010 | US | WECC | CAL S | - | W16d | Net Conceptual Resources After Confidence Percentage Is Applied = 8*16c | 0 | 0 | 0 | 87 | 87 | 89 | 109 | 221 | 228 | 329 | 329
2010 | US | WECC | CAL S | - | W17 | Region/Subregion Target Reserve Margin | 0 | 0.114 | 0.114 | 0.114 | 0.114 | 0.114 | 0.114 | 0.114 | 0.114 | 0.114 | 0.114
2010 | US | WECC | CAL S | - | W18 | Existing Certain and Net Firm Transactions Reserve Margin = (12-3)/3 | 0 | 1.3948 | 1.1994 | 1.1981 | 1.1611 | 1.1346 | 1.1468 | 1.06 | 0.98474 | 1.0102 | 1.0192
2010 | US | WECC | CAL S | - | W19 | Anticipated Capacity Resources Reserve Margin = (13-3)/3 | 0 | 1.3877 | 1.3976 | 1.4772 | 1.5581 | 1.457 | 1.4839 | 1.5349 | 1.4146 | 1.4699 | 1.4814
2010 | US | WECC | CAL S | - | W20 | Prospective Capacity Resources Reserve Margin = (14-3)/3 | 0 | 1.3877 | 1.3976 | 1.4772 | 1.5581 | 1.457 | 1.4839 | 1.5349 | 1.4146 | 1.4699 | 1.4814
2010 | US | WECC | CAL S | - | W21 | Total Potential Resources Reserve Margin = (15-3)/3 | 0 | 1.3877 | 1.3976 | 1.4812 | 1.5621 | 1.46 | 1.4888 | 1.5447 | 1.4247 | 1.4842 | 1.4828
2010 | US | WECC | CAL S | - | W22 | Adjusted Potential Resources Reserve Margin = (15a-3)/3 | 0 | 1.3877 | 1.3976 | 1.4812 | 1.5621 | 1.46 | 1.4888 | 1.5447 | 1.4247 | 1.4842 | 1.4828
2010 | US | WECC | CAL S | - | W23 | Total Baseline Installed Capacity | 46586 | 0 | 0 | 0 | 0 | 0 | 0 | 0 | 0 | 0 | 0
2010 | US | WECC | NWPP | - | W01 | Unrestricted Non-coincident Peak Demand = 2+1a+1b-1c-1d | 32508 | 28651.6281 | 28852 | 29228 | 29609 | 29919 | 30221 | 30536 | 30912 | 31208 | 31537
2010 | US | WECC | NWPP | - | W01a | New Conservation (Energy Efficiency) | 0 | 2.3381 | 5 | 7 | 10 | 12 | 15 | 18 | 20 | 21 | 23
2010 | US | WECC | NWPP | - | W01b | Estimated Diversity | 0 | 0 | 0 | 0 | 0 | 0 | 0 | 0 | 0 | 0 | 0
2010 | US | WECC | NWPP | - | W01c | Additions for non-member load (load served by non-registered LSE's in a region) | 0 | 0 | 0 | 0 | 0 | 0 | 0 | 0 | 0 | 0 | 0
2010 | US | WECC | NWPP | - | W01d | Stand-by Load Under Contract (Normally served by behind the meter generation) | 0 | 0 | 0 | 0 | 0 | 0 | 0 | 0 | 0 | 0 | 0
2010 | US | WECC | NWPP | - | W02 | Total Internal Demand | 32508 | 28649.29 | 28846.96 | 29220.96 | 29598.58 | 29906.68 | 30206.08 | 30517.96 | 30892.43 | 31187.06 | 31513.68
2010 | US | WECC | NWPP | - | W02a | Direct Control Load Management | 0 | 0 | 0 | 0 | 0 | 0 | 0 | 0 | 0 | 0 | 0
2010 | US | WECC | NWPP | - | W02b | Contractually Interruptible (Curtailable) | 0 | 3 | 42 | 50 | 60 | 65 | 65 | 65 | 65 | 65 | 65
2010 | US | WECC | NWPP | - | W02c | Critical Peak-Pricing (CPP) with Control | 0 | 0 | 0 | 0 | 0 | 0 | 0 | 0 | 0 | 0 | 0
2010 | US | WECC | NWPP | - | W02d | Load as a Capacity Resource | 0 | 0 | 0 | 0 | 0 | 0 | 0 | 0 | 0 | 0 | 0
2010 | US | WECC | NWPP | - | W03 | Net Internal Demand = 2-2a-2b-2c-2d | 32508 | 28646 | 28805 | 29171 | 29539 | 29842 | 30141 | 30453 | 30827 | 31122 | 31449
2010 | US | WECC | NWPP | - | W04a | Demand Response used for Reserves - Spinning | 0 | 0 | 0 | 0 | 0 | 0 | 0 | 0 | 0 | 0 | 0
2010 | US | WECC | NWPP | - | W04b | Demand Response used for Reserves - Non-Spinning | 0 | 0 | 0 | 0 | 0 | 0 | 0 | 0 | 0 | 0 | 0
2010 | US | WECC | NWPP | - | W04c | Demand Response used for Regulation | 0 | 0 | 0 | 0 | 0 | 0 | 0 | 0 | 0 | 0 | 0
2010 | US | WECC | NWPP | - | W04d | Demand Response used for Energy, Voluntary - Emergency | 0 | 0 | 0 | 0 | 0 | 0 | 0 | 0 | 0 | 0 | 0
2010 | US | WECC | NWPP | - | W05 | TOTAL INTERNAL CAPACITY = 6+7 | 63216 | 51526.3999 | 53427.3999 | 54761.3999 | 55567.3999 | 57189.3999 | 57989.3999 | 57989.3999 | 57989.3999 | 57989.3999 | 57989.3999
2010 | US | WECC | NWPP | - | W06 | EXISTING CAPACITY = 6a+6b+6c | 63216 | 51263.3999 | 51263.3999 | 51263.3999 | 51263.3999 | 51263.3999 | 51263.3999 | 51263.3999 | 51263.3999 | 51263.3999 | 51263.3999
2010 | US | WECC | NWPP | - | W06a | Existing, Certain | 38122 | 41029.5 | 41029.5 | 41029.5 | 41029.5 | 41029.5 | 41029.5 | 41029.5 | 41029.5 | 41029.5 | 41029.5
2010 | US | WECC | NWPP | - | W06a1 | Wind Expected On-Peak | 166 | 3255 | 3255 | 3255 | 3255 | 3255 | 3255 | 3255 | 3255 | 3255 | 3255
2010 | US | WECC | NWPP | - | W06a2 | Solar Expected On-Peak | 0 | 0 | 0 | 0 | 0 | 0 | 0 | 0 | 0 | 0 | 0
2010 | US | WECC | NWPP | - | W06a3 | Hydro Expected On-Peak | 24912 | 22567 | 22567 | 22567 | 22567 | 22567 | 22567 | 22567 | 22567 | 22567 | 22567
2010 | US | WECC | NWPP | - | W06a4 | Biomass Expected On-Peak | 456 | 242 | 242 | 242 | 242 | 242 | 242 | 242 | 242 | 242 | 242
2010 | US | WECC | NWPP | - | W06a5 | Load as a Capacity Resource Expected On-Peak (Load Management Programs) | 0 | 0 | 0 | 0 | 0 | 0 | 0 | 0 | 0 | 0 | 0
2010 | US | WECC | NWPP | - | W06b | Existing, Other | 12949 | 0 | 0 | 0 | 0 | 0 | 0 | 0 | 0 | 0 | 0
2010 | US | WECC | NWPP | - | W06b1 | Wind Derate On-Peak | 3506 | 417 | 417 | 417 | 417 | 417 | 417 | 417 | 417 | 417 | 417
2010 | US | WECC | NWPP | - | W06b2 | Solar Derate On-Peak | 0 | 0 | 0 | 0 | 0 | 0 | 0 | 0 | 0 | 0 | 0
2010 | US | WECC | NWPP | - | W06b3 | Hydro Derate On-Peak | 7852 | 5068.6001 | 5068.6001 | 5068.6001 | 5068.6001 | 5068.6001 | 5068.6001 | 5068.6001 | 5068.6001 | 5068.6001 | 5068.6001
2010 | US | WECC | NWPP | - | W06b4 | Biomass Derate On-Peak | 86 | 300 | 300 | 300 | 300 | 300 | 300 | 300 | 300 | 300 | 300
2010 | US | WECC | NWPP | - | W06b5 | Load as a Capacity Resource Derate On-Peak (Load Management Programs) | 0 | 0 | 0 | 0 | 0 | 0 | 0 | 0 | 0 | 0 | 0
2010 | US | WECC | NWPP | - | W06b7 | Transmission-Limited Resources | 0 | 0 | 0 | 0 | 0 | 0 | 0 | 0 | 0 | 0 | 0
2010 | US | WECC | NWPP | - | W06b8 | All Other Derates | 701 | 4448.2998 | 4448.2998 | 4448.2998 | 4448.2998 | 4448.2998 | 4448.2998 | 4448.2998 | 4448.2998 | 4448.2998 | 4448.2998
2010 | US | WECC | NWPP | - | W06b9 | Energy Only | 0 | 0 | 0 | 0 | 0 | 0 | 0 | 0 | 0 | 0 | 0
2010 | US | WECC | NWPP | - | W06c | Existing, Inoperable (Note: Not used in margin calculations) | 0 | 0 | 0 | 0 | 0 | 0 | 0 | 0 | 0 | 0 | 0
2010 | US | WECC | NWPP | - | W07 | FUTURE CAPACITY ADDITIONS = 7a+7b | 0 | 200 | 448 | 563 | 632 | 720 | 5555 | 739 | 745 | 756 | 752
2010 | US | WECC | NWPP | - | W07a | Future, Planned | 0 | 200 | 448 | 563 | 632 | 720 | 5555 | 739 | 745 | 756 | 752
2010 | US | WECC | NWPP | - | W07a1 | Wind Expected On-Peak | 0 | 133 | 26 | 75 | 96 | 146 | 4981 | 165 | 171 | 167 | 163
2010 | US | WECC | NWPP | - | W07a2 | Wind Derate On-Peak | 0 | 63 | 1712 | 2926 | 3663 | 5182 | 1147 | 5963 | 5957 | 5961 | 5965
2010 | US | WECC | NWPP | - | W07a3 | Solar Expected On-Peak | 0 | 0 | 0 | 0 | 0 | 0 | 0 | 0 | 0 | 0 | 0
2010 | US | WECC | NWPP | - | W07a4 | Solar Derate On-Peak | 0 | 0 | 0 | 0 | 0 | 0 | 0 | 0 | 0 | 0 | 0
2010 | US | WECC | NWPP | - | W07a5 | Hydro Expected On-Peak | 0 | 0 | 10 | 77 | 77 | 115 | 115 | 115 | 115 | 130 | 130
2010 | US | WECC | NWPP | - | W07a6 | Hydro Derate On-Peak | 0 | 0 | 4 | 9 | 9 | 24 | 24 | 24 | 24 | 9 | 9
2010 | US | WECC | NWPP | - | W07a7 | Biomass Expected On-Peak | 0 | 0 | 0 | 0 | 0 | 0 | 0 | 0 | 0 | 0 | 0
2010 | US | WECC | NWPP | - | W07a8 | Biomass Derate On-Peak | 0 | 0 | 0 | 0 | 0 | 0 | 0 | 0 | 0 | 0 | 0
2010 | US | WECC | NWPP | - | W07a9 | Demand Response Expected On-Peak (Load Management Programs) | 0 | 0 | 0 | 0 | 0 | 0 | 0 | 0 | 0 | 0 | 0
2010 | US | WECC | NWPP | - | W07a10 | Demand Response Derate On-Peak (Load Management Programs) | 0 | 0 | 0 | 0 | 0 | 0 | 0 | 0 | 0 | 0 | 0
2010 | US | WECC | NWPP | - | W07a11 | Transmission-Limited Resources | 0 | 0 | 0 | 0 | 0 | 0 | 0 | 0 | 0 | 0 | 0
2010 | US | WECC | NWPP | - | W07a12 | Scheduled Outage - Maintenance | 0 | 0 | 0 | 0 | 0 | 0 | 0 | 0 | 0 | 0 | 0
2010 | US | WECC | NWPP | - | W07a13 | All Other Derates | 0 | 0 | 0 | 0 | 0 | 0 | 0 | 0 | 0 | 0 | 0
2010 | US | WECC | NWPP | - | W07a14 | Energy Only | 0 | 0 | 0 | 0 | 0 | 0 | 0 | 0 | 0 | 0 | 0
2010 | US | WECC | NWPP | - | W07b | Future, Other | 0 | 0 | 0 | 0 | 0 | 0 | 0 | 0 | 0 | 0 | 0
2010 | US | WECC | NWPP | - | W07b1 | Wind Expected On-Peak | 0 | 0 | 0 | 0 | 0 | 0 | 0 | 0 | 0 | 0 | 0
2010 | US | WECC | NWPP | - | W07b2 | Wind Derate On-Peak | 0 | 0 | 0 | 0 | 0 | 0 | 0 | 0 | 0 | 0 | 0
2010 | US | WECC | NWPP | - | W07b3 | Solar Expected On-Peak | 0 | 0 | 0 | 0 | 0 | 0 | 0 | 0 | 0 | 0 | 0
2010 | US | WECC | NWPP | - | W07b4 | Solar Derate On-Peak | 0 | 0 | 0 | 0 | 0 | 0 | 0 | 0 | 0 | 0 | 0
2010 | US | WECC | NWPP | - | W07b5 | Hydro Expected On-Peak | 0 | 0 | 0 | 0 | 0 | 0 | 0 | 0 | 0 | 0 | 0
2010 | US | WECC | NWPP | - | W07b6 | Hydro Derate On-Peak | 0 | 0 | 0 | 0 | 0 | 0 | 0 | 0 | 0 | 0 | 0
2010 | US | WECC | NWPP | - | W07b7 | Biomass Expected On-Peak | 0 | 0 | 0 | 0 | 0 | 0 | 0 | 0 | 0 | 0 | 0
2010 | US | WECC | NWPP | - | W07b8 | Biomass Derate On-Peak | 0 | 0 | 0 | 0 | 0 | 0 | 0 | 0 | 0 | 0 | 0
2010 | US | WECC | NWPP | - | W07b9 | Transmission-Limited Resources | 0 | 0 | 0 | 0 | 0 | 0 | 0 | 0 | 0 | 0 | 0
2010 | US | WECC | NWPP | - | W07b10 | Scheduled Outage - Maintenance | 0 | 0 | 0 | 0 | 0 | 0 | 0 | 0 | 0 | 0 | 0
2010 | US | WECC | NWPP | - | W07b11 | All Other Derates | 0 | 0 | 0 | 0 | 0 | 0 | 0 | 0 | 0 | 0 | 0
2010 | US | WECC | NWPP | - | W07b12 | Energy Only | 0 | 0 | 0 | 0 | 0 | 0 | 0 | 0 | 0 | 0 | 0
2010 | US | WECC | NWPP | - | W08 | Conceptual | 0 | 0 | 0 | 0 | 0 | 0 | 0 | 0 | 0 | 0 | 0
2010 | US | WECC | NWPP | - | W08a1 | Wind Expected On-Peak | 0 | 0 | 0 | 0 | 0 | 0 | 0 | 0 | 0 | 0 | 0
2010 | US | WECC | NWPP | - | W08a2 | Wind Derate On-Peak | 0 | 0 | 0 | 0 | 0 | 0 | 0 | 0 | 0 | 0 | 0
2010 | US | WECC | NWPP | - | W08a3 | Solar Expected On-Peak | 0 | 0 | 0 | 0 | 0 | 0 | 0 | 0 | 0 | 0 | 0
2010 | US | WECC | NWPP | - | W08a4 | Solar Derate On-Peak | 0 | 0 | 0 | 0 | 0 | 0 | 0 | 0 | 0 | 0 | 0
2010 | US | WECC | NWPP | - | W08a5 | Hydro Expected On-Peak | 0 | 0 | 0 | 0 | 0 | 0 | 0 | 0 | 0 | 0 | 0
2010 | US | WECC | NWPP | - | W08a6 | Hydro Derate On-Peak | 0 | 0 | 0 | 0 | 0 | 0 | 0 | 0 | 0 | 0 | 0
2010 | US | WECC | NWPP | - | W08a7 | Biomass Expected On-Peak | 0 | 0 | 0 | 0 | 0 | 0 | 0 | 0 | 0 | 0 | 0
2010 | US | WECC | NWPP | - | W08a8 | Biomass Derate On-Peak | 0 | 0 | 0 | 0 | 0 | 0 | 0 | 0 | 0 | 0 | 0
2010 | US | WECC | NWPP | - | W08a9 | All Other Derates | 0 | 0 | 0 | 0 | 0 | 0 | 0 | 0 | 0 | 0 | 0
2010 | US | WECC | NWPP | - | W08a10 | Energy Only | 0 | 0 | 0 | 0 | 0 | 0 | 0 | 0 | 0 | 0 | 0
2010 | US | WECC | NWPP | - | W09 | ANTICIPATED INTERNAL CAPACITY = 6a+7a | 38122 | 41293 | 43194 | 44528 | 45334 | 46956 | 47756 | 47756 | 47756 | 47756 | 47756
2010 | US | WECC | NWPP | - | W10 | CAPACITY TRANSACTIONS - IMPORTS = 10a+10b+10c+10d | 818 | 1300 | 1300 | 1300 | 1300 | 1300 | 1300 | 1300 | 1344 | 1300 | 1300
2010 | US | WECC | NWPP | - | W10a | Firm (Note: The sum of 10a1 and 10a2 must be <= 10a) | 0 | 1300 | 1300 | 1300 | 1300 | 1300 | 1300 | 1300 | 1344 | 1300 | 1300
2010 | US | WECC | NWPP | - | W10a1 | Full-Responsibility Purchases | 0 | 0 | 0 | 0 | 0 | 0 | 0 | 0 | 0 | 0 | 0
2010 | US | WECC | NWPP | - | W10a2 | Owned Capacity/Entitlement Located Outside the Region/Subregion | 0 | 1300 | 1300 | 1300 | 1300 | 1300 | 1300 | 1300 | 1300 | 1300 | 1300
2010 | US | WECC | NWPP | - | W10b | Non-firm | 0 | 0 | 0 | 0 | 0 | 0 | 0 | 0 | 0 | 0 | 0
2010 | US | WECC | NWPP | - | W10c | Expected (Note: The sum of 10c1 and 10c2 must be <= 10c) | 0 | 0 | 0 | 0 | 0 | 0 | 0 | 0 | 0 | 0 | 0
2010 | US | WECC | NWPP | - | W10c1 | Full-Responsibility Purchases | 0 | 0 | 0 | 0 | 0 | 0 | 0 | 0 | 0 | 0 | 0
2010 | US | WECC | NWPP | - | W10c2 | Owned Capacity/Entitlement Located Outside the Region/Subregion | 0 | 0 | 0 | 0 | 0 | 0 | 0 | 0 | 0 | 0 | 0
2010 | US | WECC | NWPP | - | W10d | Provisional – transactions under study, but negotiations have not begun. | 0 | 0 | 0 | 0 | 0 | 0 | 0 | 0 | 0 | 0 | 0
2010 | US | WECC | NWPP | - | W11 | CAPACITY TRANSACTIONS - EXPORTS = 11a+11b+11c+11d | 2656 | 7291 | 4242 | 3386 | 4501 | 4229 | 9134 | 3798 | 4441 | 4273 | 4499
2010 | US | WECC | NWPP | - | W11a | Firm (Note: The sum of 11a1 and 11a2 must be <= 11a) | 0 | 7291 | 4242 | 3301 | 4501 | 4140 | 6853 | 3178 | 3976 | 3542 | 3486
2010 | US | WECC | NWPP | - | W11a1 | Full-Responsibility Purchases | 0 | 0 | 0 | 0 | 0 | 0 | 0 | 0 | 0 | 0 | 0
2010 | US | WECC | NWPP | - | W11a2 | Owned Capacity/Entitlement Located Outside the Region/Subregion | 0 | 0 | 0 | 0 | 0 | 0 | 0 | 0 | 0 | 0 | 0
2010 | US | WECC | NWPP | - | W11b | Non-firm | 0 | 0 | 0 | 0 | 0 | 0 | 0 | 0 | 0 | 0 | 0
2010 | US | WECC | NWPP | - | W11c | Expected (Note: The sum of 11c1 and 11c2 must be <= 11c) | 0 | 0 | 0 | 85 | 0 | 89 | 2060 | 607 | 465 | 549 | 1003
2010 | US | WECC | NWPP | - | W11c1 | Full-Responsibility Purchases | 0 | 0 | 0 | 0 | 0 | 0 | 0 | 0 | 0 | 0 | 0
2010 | US | WECC | NWPP | - | W11c2 | Owned Capacity/Entitlement Located Outside the Region/Subregion | 0 | 0 | 0 | 0 | 0 | 0 | 0 | 0 | 0 | 0 | 0
2010 | US | WECC | NWPP | - | W11d | Provisional – transactions under study, but negotiations have not begun. | 0 | 0 | 0 | 0 | 0 | 0 | 221 | 13 | 0 | 182 | 10
2010 | US | WECC | NWPP | - | W12 | EXISTING, CERTAIN CAPACITY & NET FIRM TRANSACTIONS = 6a+Net Firm Transactions | 38122 | 35038.5 | 38087.5 | 39028.5 | 37828.5 | 38189.5 | 35476.5 | 39151.5 | 38397.5 | 38787.5 | 38843.5
2010 | US | WECC | NWPP | - | W13 | ANTICIPATED CAPACITY RESOURCES = 12+7a+Net Expected Transactions | 0 | 35238.5 | 38535.5 | 39506.5 | 38460.5 | 38820.5 | 38971.5 | 39283.5 | 38677.5 | 38994.5 | 38592.5
2010 | US | WECC | NWPP | - | W14 | PROSPECTIVE CAPACITY RESOURCES = 13+6b+16b | 0 | 35238.5 | 38535.5 | 39506.5 | 38460.5 | 38820.5 | 38971.5 | 39283.5 | 38677.5 | 38994.5 | 38592.5
2010 | US | WECC | NWPP | - | W15 | TOTAL POTENTIAL CAPACITY RESOURCES = 13+6b+7b+8+Net Provisional Transactions | 0 | 35238.5 | 38535.5 | 39506.5 | 38460.5 | 38820.5 | 38750.5 | 39270.5 | 38677.5 | 38812.5 | 38582.5
2010 | US | WECC | NWPP | - | W15a | ADJUSTED POTENTIAL CAPACITY RESOURCES = 13+6b+16b+16d+Net Provisional Transactions | 0 | 35238.5 | 38535.5 | 39506.5 | 38460.5 | 38820.5 | 38750.5 | 39270.5 | 38677.5 | 38812.5 | 38582.5
2010 | US | WECC | NWPP | - | W16a | Confidence of Future, Other (7b), using reasonable judgement | 0 | 0 | 0 | 0 | 0 | 0 | 0 | 0 | 0 | 0 | 0
2010 | US | WECC | NWPP | - | W16b | Net Future, Other Resources After Confidence Percentage Is Applied = 7b*16a | 0 | 0 | 0 | 0 | 0 | 0 | 0 | 0 | 0 | 0 | 0
2010 | US | WECC | NWPP | - | W16c | Confidence of Conceptual (8), using reasonable judgement | 0 | 1 | 1 | 1 | 1 | 1 | 1 | 1 | 1 | 1 | 1
2010 | US | WECC | NWPP | - | W16d | Net Conceptual Resources After Confidence Percentage Is Applied = 8*16c | 0 | 0 | 0 | 0 | 0 | 0 | 0 | 0 | 0 | 0 | 0
2010 | US | WECC | NWPP | - | W17 | Region/Subregion Target Reserve Margin | 0 | 0.2 | 0.2 | 0.2 | 0.2 | 0.2 | 0.2 | 0.2 | 0.2 | 0.2 | 0.2
2010 | US | WECC | NWPP | - | W18 | Existing Certain and Net Firm Transactions Reserve Margin = (12-3)/3 | 0 | 0.22316 | 0.32225 | 0.33792 | 0.28063 | 0.27972 | 0.17702 | 0.28564 | 0.24558 | 0.2463 | 0.23513
2010 | US | WECC | NWPP | - | W19 | Anticipated Capacity Resources Reserve Margin = (13-3)/3 | 0 | 0.23014 | 0.33781 | 0.35431 | 0.30202 | 0.30087 | 0.29297 | 0.28997 | 0.25466 | 0.25296 | 0.22715
2010 | US | WECC | NWPP | - | W20 | Prospective Capacity Resources Reserve Margin = (14-3)/3 | 0 | 0.23014 | 0.33781 | 0.35431 | 0.30202 | 0.30087 | 0.29297 | 0.28997 | 0.25466 | 0.25296 | 0.22715
2010 | US | WECC | NWPP | - | W21 | Total Potential Resources Reserve Margin = (15-3)/3 | 0 | 0.23014 | 0.33781 | 0.35431 | 0.30202 | 0.30087 | 0.28564 | 0.28954 | 0.25466 | 0.24711 | 0.22683
2010 | US | WECC | NWPP | - | W22 | Adjusted Potential Resources Reserve Margin = (15a-3)/3 | 0 | 0.23014 | 0.33781 | 0.35431 | 0.30202 | 0.30087 | 0.28564 | 0.28954 | 0.25466 | 0.24711 | 0.22683
2010 | US | WECC | NWPP | - | W23 | Total Baseline Installed Capacity | 63216 | 0 | 0 | 0 | 0 | 0 | 0 | 0 | 0 | 0 | 0
2010 | US | WECC | RMPA | - | W01 | Unrestricted Non-coincident Peak Demand = 2+1a+1b-1c-1d | 10177 | 9795 | 10106 | 10262 | 10454 | 10580 | 10798 | 11125 | 11355 | 11593 | 11805
2010 | US | WECC | RMPA | - | W01a | New Conservation (Energy Efficiency) | 0 | 0 | 0 | 0 | 0 | 0 | 0 | 0 | 0 | 0 | 0
2010 | US | WECC | RMPA | - | W01b | Estimated Diversity | 0 | 0 | 0 | 0 | 0 | 0 | 0 | 0 | 0 | 0 | 0
2010 | US | WECC | RMPA | - | W01c | Additions for non-member load (load served by non-registered LSE's in a region) | 0 | 0 | 0 | 0 | 0 | 0 | 0 | 0 | 0 | 0 | 0
2010 | US | WECC | RMPA | - | W01d | Stand-by Load Under Contract (Normally served by behind the meter generation) | 0 | 0 | 0 | 0 | 0 | 0 | 0 | 0 | 0 | 0 | 0
2010 | US | WECC | RMPA | - | W02 | Total Internal Demand | 10177 | 9795 | 10106 | 10262 | 10454 | 10580 | 10798 | 11125 | 11355 | 11593 | 11805
2010 | US | WECC | RMPA | - | W02a | Direct Control Load Management | 0 | 0 | 0 | 0 | 0 | 0 | 0 | 0 | 0 | 0 | 0
2010 | US | WECC | RMPA | - | W02b | Contractually Interruptible (Curtailable) | 94 | 233.528 | 260 | 268 | 274 | 277 | 277 | 239 | 240 | 242 | 243
2010 | US | WECC | RMPA | - | W02c | Critical Peak-Pricing (CPP) with Control | 0 | 0 | 0 | 0 | 0 | 0 | 0 | 0 | 0 | 0 | 0
2010 | US | WECC | RMPA | - | W02d | Load as a Capacity Resource | 0 | 0 | 0 | 0 | 0 | 0 | 0 | 0 | 0 | 0 | 0
2010 | US | WECC | RMPA | - | W03 | Net Internal Demand = 2-2a-2b-2c-2d | 10083 | 9470.472 | 9846 | 9994 | 10180 | 10303 | 10521 | 10886 | 11115 | 11351 | 11562
2010 | US | WECC | RMPA | - | W04a | Demand Response used for Reserves - Spinning | 0 | 0 | 0 | 0 | 0 | 0 | 0 | 0 | 0 | 0 | 0
2010 | US | WECC | RMPA | - | W04b | Demand Response used for Reserves - Non-Spinning | 0 | 0 | 0 | 0 | 0 | 0 | 0 | 0 | 0 | 0 | 0
2010 | US | WECC | RMPA | - | W04c | Demand Response used for Regulation | 0 | 0 | 0 | 0 | 0 | 0 | 0 | 0 | 0 | 0 | 0
2010 | US | WECC | RMPA | - | W04d | Demand Response used for Energy, Voluntary - Emergency | 0 | 0 | 0 | 0 | 0 | 0 | 0 | 0 | 0 | 0 | 0
2010 | US | WECC | RMPA | - | W05 | TOTAL INTERNAL CAPACITY = 6+7 | 19988 | 16408 | 16860 | 17240 | 17240 | 17240 | 17240 | 17240 | 17303 | 17303 | 17303
2010 | US | WECC | RMPA | - | W06 | EXISTING CAPACITY = 6a+6b+6c | 19988 | 16308 | 16308 | 16308 | 16308 | 16308 | 16308 | 16308 | 16308 | 16308 | 16308
2010 | US | WECC | RMPA | - | W06a | Existing, Certain | 12766 | 14745 | 14745 | 14745 | 14745 | 14745 | 14745 | 14745 | 14745 | 14745 | 14745
2010 | US | WECC | RMPA | - | W06a1 | Wind Expected On-Peak | 133 | 495 | 495 | 495 | 495 | 495 | 495 | 495 | 495 | 495 | 495
2010 | US | WECC | RMPA | - | W06a2 | Solar Expected On-Peak | 0 | 0 | 0 | 0 | 0 | 0 | 0 | 0 | 0 | 0 | 0
2010 | US | WECC | RMPA | - | W06a3 | Hydro Expected On-Peak | 1130 | 659 | 659 | 659 | 659 | 659 | 659 | 659 | 659 | 659 | 659
2010 | US | WECC | RMPA | - | W06a4 | Biomass Expected On-Peak | 3 | 0 | 0 | 0 | 0 | 0 | 0 | 0 | 0 | 0 | 0
2010 | US | WECC | RMPA | - | W06a5 | Load as a Capacity Resource Expected On-Peak (Load Management Programs) | 0 | 0 | 0 | 0 | 0 | 0 | 0 | 0 | 0 | 0 | 0
2010 | US | WECC | RMPA | - | W06b | Existing, Other | 3659 | 0 | 0 | 0 | 0 | 0 | 0 | 0 | 0 | 0 | 0
2010 | US | WECC | RMPA | - | W06b1 | Wind Derate On-Peak | 976 | 614 | 614 | 614 | 614 | 614 | 614 | 614 | 614 | 614 | 614
2010 | US | WECC | RMPA | - | W06b2 | Solar Derate On-Peak | 8 | 8 | 8 | 8 | 8 | 8 | 8 | 8 | 8 | 8 | 8
2010 | US | WECC | RMPA | - | W06b3 | Hydro Derate On-Peak | 266 | 213 | 213 | 213 | 213 | 213 | 213 | 213 | 213 | 213 | 213
2010 | US | WECC | RMPA | - | W06b4 | Biomass Derate On-Peak | 0 | 0 | 0 | 0 | 0 | 0 | 0 | 0 | 0 | 0 | 0
2010 | US | WECC | RMPA | - | W06b5 | Load as a Capacity Resource Derate On-Peak (Load Management Programs) | 0 | 0 | 0 | 0 | 0 | 0 | 0 | 0 | 0 | 0 | 0
2010 | US | WECC | RMPA | - | W06b7 | Transmission-Limited Resources | 0 | 0 | 0 | 0 | 0 | 0 | 0 | 0 | 0 | 0 | 0
2010 | US | WECC | RMPA | - | W06b8 | All Other Derates | 2313 | 728 | 728 | 728 | 728 | 728 | 728 | 728 | 728 | 728 | 728
2010 | US | WECC | RMPA | - | W06b9 | Energy Only | 0 | 0 | 0 | 0 | 0 | 0 | 0 | 0 | 0 | 0 | 0
2010 | US | WECC | RMPA | - | W06c | Existing, Inoperable (Note: Not used in margin calculations) | 0 | 0 | 0 | 0 | 0 | 0 | 0 | 0 | 0 | 0 | 0
2010 | US | WECC | RMPA | - | W07 | FUTURE CAPACITY ADDITIONS = 7a+7b | 0 | 100 | 533 | 912 | 911 | 909 | 907 | 913 | 976 | 975 | 974
2010 | US | WECC | RMPA | - | W07a | Future, Planned | 0 | 100 | 533 | 912 | 911 | 909 | 907 | 913 | 976 | 975 | 974
2010 | US | WECC | RMPA | - | W07a1 | Wind Expected On-Peak | 0 | 0 | 48 | 47 | 46 | 44 | 42 | 48 | 48 | 47 | 46
2010 | US | WECC | RMPA | - | W07a2 | Wind Derate On-Peak | 0 | 0 | 3 | 4 | 5 | 7 | 9 | 3 | 3 | 4 | 5
2010 | US | WECC | RMPA | - | W07a3 | Solar Expected On-Peak | 0 | 0 | 0 | 0 | 0 | 0 | 0 | 0 | 0 | 0 | 0
2010 | US | WECC | RMPA | - | W07a4 | Solar Derate On-Peak | 0 | 0 | 16 | 16 | 16 | 16 | 16 | 16 | 16 | 16 | 16
2010 | US | WECC | RMPA | - | W07a5 | Hydro Expected On-Peak | 0 | 0 | 0 | 0 | 0 | 0 | 0 | 0 | 0 | 0 | 0
2010 | US | WECC | RMPA | - | W07a6 | Hydro Derate On-Peak | 0 | 0 | 0 | 0 | 0 | 0 | 0 | 0 | 0 | 0 | 0
2010 | US | WECC | RMPA | - | W07a7 | Biomass Expected On-Peak | 0 | 0 | 0 | 0 | 0 | 0 | 0 | 0 | 0 | 0 | 0
2010 | US | WECC | RMPA | - | W07a8 | Biomass Derate On-Peak | 0 | 0 | 0 | 0 | 0 | 0 | 0 | 0 | 0 | 0 | 0
2010 | US | WECC | RMPA | - | W07a9 | Demand Response Expected On-Peak (Load Management Programs) | 0 | 0 | 0 | 0 | 0 | 0 | 0 | 0 | 0 | 0 | 0
2010 | US | WECC | RMPA | - | W07a10 | Demand Response Derate On-Peak (Load Management Programs) | 0 | 0 | 0 | 0 | 0 | 0 | 0 | 0 | 0 | 0 | 0
2010 | US | WECC | RMPA | - | W07a11 | Transmission-Limited Resources | 0 | 0 | 0 | 0 | 0 | 0 | 0 | 0 | 0 | 0 | 0
2010 | US | WECC | RMPA | - | W07a12 | Scheduled Outage - Maintenance | 0 | 0 | 0 | 0 | 0 | 0 | 0 | 0 | 0 | 0 | 0
2010 | US | WECC | RMPA | - | W07a13 | All Other Derates | 0 | 0 | 0 | 0 | 0 | 0 | 0 | 0 | 0 | 0 | 0
2010 | US | WECC | RMPA | - | W07a14 | Energy Only | 0 | 0 | 0 | 0 | 0 | 0 | 0 | 0 | 0 | 0 | 0
2010 | US | WECC | RMPA | - | W07b | Future, Other | 0 | 0 | 0 | 0 | 0 | 0 | 0 | 0 | 0 | 0 | 0
2010 | US | WECC | RMPA | - | W07b1 | Wind Expected On-Peak | 0 | 0 | 0 | 0 | 0 | 0 | 0 | 0 | 0 | 0 | 0
2010 | US | WECC | RMPA | - | W07b2 | Wind Derate On-Peak | 0 | 0 | 0 | 0 | 0 | 0 | 0 | 0 | 0 | 0 | 0
2010 | US | WECC | RMPA | - | W07b3 | Solar Expected On-Peak | 0 | 0 | 0 | 0 | 0 | 0 | 0 | 0 | 0 | 0 | 0
2010 | US | WECC | RMPA | - | W07b4 | Solar Derate On-Peak | 0 | 0 | 0 | 0 | 0 | 0 | 0 | 0 | 0 | 0 | 0
2010 | US | WECC | RMPA | - | W07b5 | Hydro Expected On-Peak | 0 | 0 | 0 | 0 | 0 | 0 | 0 | 0 | 0 | 0 | 0
2010 | US | WECC | RMPA | - | W07b6 | Hydro Derate On-Peak | 0 | 0 | 0 | 0 | 0 | 0 | 0 | 0 | 0 | 0 | 0
2010 | US | WECC | RMPA | - | W07b7 | Biomass Expected On-Peak | 0 | 0 | 0 | 0 | 0 | 0 | 0 | 0 | 0 | 0 | 0
2010 | US | WECC | RMPA | - | W07b8 | Biomass Derate On-Peak | 0 | 0 | 0 | 0 | 0 | 0 | 0 | 0 | 0 | 0 | 0
2010 | US | WECC | RMPA | - | W07b9 | Transmission-Limited Resources | 0 | 0 | 0 | 0 | 0 | 0 | 0 | 0 | 0 | 0 | 0
2010 | US | WECC | RMPA | - | W07b10 | Scheduled Outage - Maintenance | 0 | 0 | 0 | 0 | 0 | 0 | 0 | 0 | 0 | 0 | 0
2010 | US | WECC | RMPA | - | W07b11 | All Other Derates | 0 | 0 | 0 | 0 | 0 | 0 | 0 | 0 | 0 | 0 | 0
2010 | US | WECC | RMPA | - | W07b12 | Energy Only | 0 | 0 | 0 | 0 | 0 | 0 | 0 | 0 | 0 | 0 | 0
2010 | US | WECC | RMPA | - | W08 | Conceptual | 0 | 0 | 0 | 114 | 112 | 189 | 252 | 220 | 221 | 221 | 218
2010 | US | WECC | RMPA | - | W08a1 | Wind Expected On-Peak | 0 | 0 | 0 | 52 | 50 | 126 | 189 | 128 | 129 | 129 | 126
2010 | US | WECC | RMPA | - | W08a2 | Wind Derate On-Peak | 0 | 0 | 0 | 20 | 22 | 95 | 32 | 93 | 92 | 92 | 95
2010 | US | WECC | RMPA | - | W08a3 | Solar Expected On-Peak | 0 | 0 | 0 | 0 | 0 | 0 | 0 | 0 | 0 | 0 | 0
2010 | US | WECC | RMPA | - | W08a4 | Solar Derate On-Peak | 0 | 0 | 0 | 2 | 2 | 2 | 2 | 3 | 3 | 3 | 3
2010 | US | WECC | RMPA | - | W08a5 | Hydro Expected On-Peak | 0 | 0 | 0 | 0 | 0 | 0 | 0 | 0 | 0 | 0 | 0
2010 | US | WECC | RMPA | - | W08a6 | Hydro Derate On-Peak | 0 | 0 | 0 | 0 | 0 | 0 | 0 | 0 | 0 | 0 | 0
2010 | US | WECC | RMPA | - | W08a7 | Biomass Expected On-Peak | 0 | 0 | 0 | 0 | 0 | 0 | 0 | 0 | 0 | 0 | 0
2010 | US | WECC | RMPA | - | W08a8 | Biomass Derate On-Peak | 0 | 0 | 0 | 0 | 0 | 0 | 0 | 0 | 0 | 0 | 0
2010 | US | WECC | RMPA | - | W08a9 | All Other Derates | 0 | 0 | 0 | 0 | 0 | 0 | 0 | 0 | 0 | 0 | 0
2010 | US | WECC | RMPA | - | W08a10 | Energy Only | 0 | 0 | 0 | 0 | 0 | 0 | 0 | 0 | 0 | 0 | 0
2010 | US | WECC | RMPA | - | W09 | ANTICIPATED INTERNAL CAPACITY = 6a+7a | 12766 | 14845 | 15297 | 15677 | 15677 | 15677 | 15677 | 15677 | 15740 | 15740 | 15740
2010 | US | WECC | RMPA | - | W10 | CAPACITY TRANSACTIONS - IMPORTS = 10a+10b+10c+10d | 1263 | 677 | 574 | 975 | 785 | 1058 | 1408 | 1422 | 1396 | 1714 | 1714
2010 | US | WECC | RMPA | - | W10a | Firm (Note: The sum of 10a1 and 10a2 must be <= 10a) | 0 | 494 | 574 | 664 | 726 | 1058 | 1293 | 995 | 789 | 1315 | 1536
2010 | US | WECC | RMPA | - | W10a1 | Full-Responsibility Purchases | 0 | 0 | 0 | 0 | 0 | 0 | 0 | 0 | 0 | 0 | 0
2010 | US | WECC | RMPA | - | W10a2 | Owned Capacity/Entitlement Located Outside the Region/Subregion | 0 | 0 | 0 | 0 | 0 | 0 | 0 | 0 | 0 | 0 | 0
2010 | US | WECC | RMPA | - | W10b | Non-firm | 0 | 0 | 0 | 0 | 0 | 0 | 0 | 0 | 0 | 0 | 0
2010 | US | WECC | RMPA | - | W10c | Expected (Note: The sum of 10c1 and 10c2 must be <= 10c) | 0 | 183 | 0 | 311 | 59 | 0 | 115 | 386 | 42 | 388 | 178
2010 | US | WECC | RMPA | - | W10c1 | Full-Responsibility Purchases | 0 | 0 | 0 | 0 | 0 | 0 | 0 | 0 | 0 | 0 | 0
2010 | US | WECC | RMPA | - | W10c2 | Owned Capacity/Entitlement Located Outside the Region/Subregion | 0 | 0 | 0 | 0 | 0 | 0 | 0 | 0 | 0 | 0 | 0
2010 | US | WECC | RMPA | - | W10d | Provisional – transactions under study, but negotiations have not begun. | 0 | 0 | 0 | 0 | 0 | 0 | 0 | 41 | 565 | 11 | 0
2010 | US | WECC | RMPA | - | W11 | CAPACITY TRANSACTIONS - EXPORTS = 11a+11b+11c+11d | 1026 | 131 | 224 | 394 | 531 | 531 | 131 | 445 | 522 | 400 | 442
2010 | US | WECC | RMPA | - | W11a | Firm (Note: The sum of 11a1 and 11a2 must be <= 11a) | 0 | 131 | 213 | 394 | 531 | 531 | 131 | 445 | 522 | 362 | 442
2010 | US | WECC | RMPA | - | W11a1 | Full-Responsibility Purchases | 0 | 0 | 0 | 0 | 0 | 0 | 0 | 0 | 0 | 0 | 0
2010 | US | WECC | RMPA | - | W11a2 | Owned Capacity/Entitlement Located Outside the Region/Subregion | 0 | 131 | 131 | 131 | 131 | 131 | 131 | 131 | 131 | 131 | 131
2010 | US | WECC | RMPA | - | W11b | Non-firm | 0 | 0 | 0 | 0 | 0 | 0 | 0 | 0 | 0 | 0 | 0
2010 | US | WECC | RMPA | - | W11c | Expected (Note: The sum of 11c1 and 11c2 must be <= 11c) | 0 | 0 | 11 | 0 | 0 | 0 | 0 | 0 | 0 | 38 | 0
2010 | US | WECC | RMPA | - | W11c1 | Full-Responsibility Purchases | 0 | 0 | 0 | 0 | 0 | 0 | 0 | 0 | 0 | 0 | 0
2010 | US | WECC | RMPA | - | W11c2 | Owned Capacity/Entitlement Located Outside the Region/Subregion | 0 | 0 | 0 | 0 | 0 | 0 | 0 | 0 | 0 | 0 | 0
2010 | US | WECC | RMPA | - | W11d | Provisional – transactions under study, but negotiations have not begun. | 0 | 0 | 0 | 0 | 0 | 0 | 0 | 0 | 0 | 0 | 0
2010 | US | WECC | RMPA | - | W12 | EXISTING, CERTAIN CAPACITY & NET FIRM TRANSACTIONS = 6a+Net Firm Transactions | 12766 | 15108 | 15106 | 15015 | 14940 | 15272 | 15907 | 15295 | 15012 | 15698 | 15839
2010 | US | WECC | RMPA | - | W13 | ANTICIPATED CAPACITY RESOURCES = 12+7a+Net Expected Transactions | 0 | 15391 | 15628 | 16238 | 15910 | 16181 | 16929 | 16594 | 16030 | 17023 | 16991
2010 | US | WECC | RMPA | - | W14 | PROSPECTIVE CAPACITY RESOURCES = 13+6b+16b | 0 | 15391 | 15628 | 16238 | 15910 | 16181 | 16929 | 16594 | 16030 | 17023 | 16991
2010 | US | WECC | RMPA | - | W15 | TOTAL POTENTIAL CAPACITY RESOURCES = 13+6b+7b+8+Net Provisional Transactions | 0 | 15391 | 15628 | 16352 | 16022 | 16370 | 17181 | 16855 | 16816 | 17255 | 17209
2010 | US | WECC | RMPA | - | W15a | ADJUSTED POTENTIAL CAPACITY RESOURCES = 13+6b+16b+16d+Net Provisional Transactions | 0 | 15391 | 15628 | 16352 | 16022 | 16370 | 17181 | 16855 | 16816 | 17255 | 17209
2010 | US | WECC | RMPA | - | W16a | Confidence of Future, Other (7b), using reasonable judgement | 0 | 0 | 0 | 0 | 0 | 0 | 0 | 0 | 0 | 0 | 0
2010 | US | WECC | RMPA | - | W16b | Net Future, Other Resources After Confidence Percentage Is Applied = 7b*16a | 0 | 0 | 0 | 0 | 0 | 0 | 0 | 0 | 0 | 0 | 0
2010 | US | WECC | RMPA | - | W16c | Confidence of Conceptual (8), using reasonable judgement | 0 | 1 | 1 | 1 | 1 | 1 | 1 | 1 | 1 | 1 | 1
2010 | US | WECC | RMPA | - | W16d | Net Conceptual Resources After Confidence Percentage Is Applied = 8*16c | 0 | 0 | 0 | 114 | 112 | 189 | 252 | 220 | 221 | 221 | 218
2010 | US | WECC | RMPA | - | W17 | Region/Subregion Target Reserve Margin | 0 | 0.135 | 0.135 | 0.135 | 0.135 | 0.135 | 0.135 | 0.135 | 0.135 | 0.135 | 0.135
2010 | US | WECC | RMPA | - | W18 | Existing Certain and Net Firm Transactions Reserve Margin = (12-3)/3 | 0 | 0.59527 | 0.53423 | 0.5024 | 0.46758 | 0.48229 | 0.51193 | 0.40502 | 0.35061 | 0.38296 | 0.36992
2010 | US | WECC | RMPA | - | W19 | Anticipated Capacity Resources Reserve Margin = (13-3)/3 | 0 | 0.62516 | 0.58724 | 0.62477 | 0.56287 | 0.57051 | 0.60907 | 0.52434 | 0.4422 | 0.49969 | 0.46956
2010 | US | WECC | RMPA | - | W20 | Prospective Capacity Resources Reserve Margin = (14-3)/3 | 0 | 0.62516 | 0.58724 | 0.62477 | 0.56287 | 0.57051 | 0.60907 | 0.52434 | 0.4422 | 0.49969 | 0.46956
2010 | US | WECC | RMPA | - | W21 | Total Potential Resources Reserve Margin = (15-3)/3 | 0 | 0.62516 | 0.58724 | 0.63618 | 0.57387 | 0.58886 | 0.63302 | 0.54832 | 0.51291 | 0.52013 | 0.48841
2010 | US | WECC | RMPA | - | W22 | Adjusted Potential Resources Reserve Margin = (15a-3)/3 | 0 | 0.62516 | 0.58724 | 0.63618 | 0.57387 | 0.58886 | 0.63302 | 0.54832 | 0.51291 | 0.52013 | 0.48841
2010 | US | WECC | RMPA | - | W23 | Total Baseline Installed Capacity | 19988 | 0 | 0 | 0 | 0 | 0 | 0 | 0 | 0 | 0 | 0
2010 | CA | WECC | - | - | W01 | Unrestricted Non-coincident Peak Demand = 2+1a+1b-1c-1d | 20874 | 21243 | 21733 | 22268 | 22822 | 23420 | 23907 | 24528 | 25015 | 25457 | 25863
2010 | CA | WECC | - | - | W01a | New Conservation (Energy Efficiency) | 0 | 0 | 0 | 0 | 0 | 0 | 0 | 0 | 0 | 0 | 0
2010 | CA | WECC | - | - | W01b | Estimated Diversity | 0 | 0 | 0 | 0 | 0 | 0 | 0 | 0 | 0 | 0 | 0
2010 | CA | WECC | - | - | W01c | Additions for non-member load (load served by non-registered LSE's in a region) | 0 | 0 | 0 | 0 | 0 | 0 | 0 | 0 | 0 | 0 | 0
2010 | CA | WECC | - | - | W01d | Stand-by Load Under Contract (Normally served by behind the meter generation) | 0 | 0 | 0 | 0 | 0 | 0 | 0 | 0 | 0 | 0 | 0
2010 | CA | WECC | - | - | W02 | Total Internal Demand | 20874 | 21243 | 21733 | 22268 | 22822 | 23420 | 23907 | 24528 | 25015 | 25457 | 25863
2010 | CA | WECC | - | - | W02a | Direct Control Load Management | 0 | 0 | 0 | 0 | 0 | 0 | 0 | 0 | 0 | 0 | 0
2010 | CA | WECC | - | - | W02b | Contractually Interruptible (Curtailable) | 0 | 0 | 0 | 0 | 0 | 0 | 0 | 0 | 0 | 0 | 0
2010 | CA | WECC | - | - | W02c | Critical Peak-Pricing (CPP) with Control | 0 | 0 | 0 | 0 | 0 | 0 | 0 | 0 | 0 | 0 | 0
2010 | CA | WECC | - | - | W02d | Load as a Capacity Resource | 0 | 0 | 0 | 0 | 0 | 0 | 0 | 0 | 0 | 0 | 0
2010 | CA | WECC | - | - | W03 | Net Internal Demand = 2-2a-2b-2c-2d | 20874 | 21243 | 21733 | 22268 | 22822 | 23420 | 23907 | 24528 | 25015 | 25457 | 25863
2010 | CA | WECC | - | - | W04a | Demand Response used for Reserves - Spinning | 0 | 0 | 0 | 0 | 0 | 0 | 0 | 0 | 0 | 0 | 0
2010 | CA | WECC | - | - | W04b | Demand Response used for Reserves - Non-Spinning | 0 | 0 | 0 | 0 | 0 | 0 | 0 | 0 | 0 | 0 | 0
2010 | CA | WECC | - | - | W04c | Demand Response used for Regulation | 0 | 0 | 0 | 0 | 0 | 0 | 0 | 0 | 0 | 0 | 0
2010 | CA | WECC | - | - | W04d | Demand Response used for Energy, Voluntary - Emergency | 0 | 0 | 0 | 0 | 0 | 0 | 0 | 0 | 0 | 0 | 0
2010 | CA | WECC | - | - | W05 | TOTAL INTERNAL CAPACITY = 6+7 | 30268 | 27314 | 30579 | 31023 | 31553 | 32004 | 32338 | 32338 | 32338 | 32838 | 32838
2010 | CA | WECC | - | - | W06 | EXISTING CAPACITY = 6a+6b+6c | 30268 | 26753 | 26753 | 26753 | 26753 | 26753 | 26753 | 26753 | 26753 | 26753 | 26753
2010 | CA | WECC | - | - | W06a | Existing, Certain | 23528 | 22732 | 22732 | 22732 | 22732 | 22732 | 22732 | 22732 | 22732 | 22732 | 22732
2010 | CA | WECC | - | - | W06a1 | Wind Expected On-Peak | 20 | 271 | 271 | 271 | 271 | 271 | 271 | 271 | 271 | 271 | 271
2010 | CA | WECC | - | - | W06a2 | Solar Expected On-Peak | 0 | 0 | 0 | 0 | 0 | 0 | 0 | 0 | 0 | 0 | 0
2010 | CA | WECC | - | - | W06a3 | Hydro Expected On-Peak | 11136 | 10815 | 10815 | 10815 | 10815 | 10815 | 10815 | 10815 | 10815 | 10815 | 10815
2010 | CA | WECC | - | - | W06a4 | Biomass Expected On-Peak | 365 | 371 | 371 | 371 | 371 | 371 | 371 | 371 | 371 | 371 | 371
2010 | CA | WECC | - | - | W06a5 | Load as a Capacity Resource Expected On-Peak (Load Management Programs) | 0 | 0 | 0 | 0 | 0 | 0 | 0 | 0 | 0 | 0 | 0
2010 | CA | WECC | - | - | W06b | Existing, Other | 2742 | 0 | 0 | 0 | 0 | 0 | 0 | 0 | 0 | 0 | 0
2010 | CA | WECC | - | - | W06b1 | Wind Derate On-Peak | 1733 | 1482 | 1482 | 1482 | 1482 | 1482 | 1482 | 1482 | 1482 | 1482 | 1482
2010 | CA | WECC | - | - | W06b2 | Solar Derate On-Peak | 0 | 0 | 0 | 0 | 0 | 0 | 0 | 0 | 0 | 0 | 0
2010 | CA | WECC | - | - | W06b3 | Hydro Derate On-Peak | 1733 | 2316.9032 | 2316.9032 | 2316.9032 | 2316.9032 | 2316.9032 | 2316.9032 | 2316.9032 | 2316.9032 | 2316.9032 | 2316.9032
2010 | CA | WECC | - | - | W06b4 | Biomass Derate On-Peak | 0 | 0 | 0 | 0 | 0 | 0 | 0 | 0 | 0 | 0 | 0
2010 | CA | WECC | - | - | W06b5 | Load as a Capacity Resource Derate On-Peak (Load Management Programs) | 0 | 0 | 0 | 0 | 0 | 0 | 0 | 0 | 0 | 0 | 0
2010 | CA | WECC | - | - | W06b7 | Transmission-Limited Resources | 0 | 0 | 0 | 0 | 0 | 0 | 0 | 0 | 0 | 0 | 0
2010 | CA | WECC | - | - | W06b8 | All Other Derates | 532 | 222.0968 | 222.0968 | 222.0968 | 222.0968 | 222.0968 | 222.0968 | 222.0968 | 222.0968 | 222.0968 | 222.0968
2010 | CA | WECC | - | - | W06b9 | Energy Only | 0 | 0 | 0 | 0 | 0 | 0 | 0 | 0 | 0 | 0 | 0
2010 | CA | WECC | - | - | W06c | Existing, Inoperable (Note: Not used in margin calculations) | 0 | 0 | 0 | 0 | 0 | 0 | 0 | 0 | 0 | 0 | 0
2010 | CA | WECC | - | - | W07 | FUTURE CAPACITY ADDITIONS = 7a+7b | 0 | 513 | 2900 | 3249 | 3322 | 3574 | 3411 | 3853 | 3898 | 3852 | 3754
2010 | CA | WECC | - | - | W07a | Future, Planned | 0 | 513 | 2900 | 3249 | 3322 | 3574 | 3411 | 3853 | 3898 | 3852 | 3754
2010 | CA | WECC | - | - | W07a1 | Wind Expected On-Peak | 0 | 3 | 743 | 738 | 731 | 736 | 614 | 1056 | 1060 | 1151 | 1139
2010 | CA | WECC | - | - | W07a2 | Wind Derate On-Peak | 0 | 48 | 268 | 273 | 280 | 275 | 731 | 289 | 285 | 194 | 206
2010 | CA | WECC | - | - | W07a3 | Solar Expected On-Peak | 0 | 0 | 0 | 0 | 0 | 0 | 0 | 0 | 0 | 0 | 0
2010 | CA | WECC | - | - | W07a4 | Solar Derate On-Peak | 0 | 0 | 0 | 0 | 0 | 0 | 0 | 0 | 0 | 0 | 0
2010 | CA | WECC | - | - | W07a5 | Hydro Expected On-Peak | 0 | 137 | 896 | 1037 | 1037 | 1037 | 1037 | 1037 | 1037 | 1037 | 1037
2010 | CA | WECC | - | - | W07a6 | Hydro Derate On-Peak | 0 | 0 | 501 | 501 | 951 | 1402 | 1402 | 1402 | 1402 | 1902 | 1902
2010 | CA | WECC | - | - | W07a7 | Biomass Expected On-Peak | 0 | 44 | 7 | 7 | 7 | 254 | 213 | 213 | 254 | 117 | 31
2010 | CA | WECC | - | - | W07a8 | Biomass Derate On-Peak | 0 | 0 | 157 | 247 | 247 | 0 | 41 | 41 | 0 | 137 | 223
2010 | CA | WECC | - | - | W07a9 | Demand Response Expected On-Peak (Load Management Programs) | 0 | 0 | 0 | 0 | 0 | 0 | 0 | 0 | 0 | 0 | 0
2010 | CA | WECC | - | - | W07a10 | Demand Response Derate On-Peak (Load Management Programs) | 0 | 0 | 0 | 0 | 0 | 0 | 0 | 0 | 0 | 0 | 0
2010 | CA | WECC | - | - | W07a11 | Transmission-Limited Resources | 0 | 0 | 0 | 0 | 0 | 0 | 0 | 0 | 0 | 0 | 0
2010 | CA | WECC | - | - | W07a12 | Scheduled Outage - Maintenance | 0 | 0 | 0 | 0 | 0 | 0 | 0 | 0 | 0 | 0 | 0
2010 | CA | WECC | - | - | W07a13 | All Other Derates | 0 | 0 | 0 | 0 | 0 | 0 | 0 | 0 | 0 | 0 | 0
2010 | CA | WECC | - | - | W07a14 | Energy Only | 0 | 0 | 0 | 0 | 0 | 0 | 0 | 0 | 0 | 0 | 0
2010 | CA | WECC | - | - | W07b | Future, Other | 0 | 0 | 0 | 0 | 0 | 0 | 0 | 0 | 0 | 0 | 0
2010 | CA | WECC | - | - | W07b1 | Wind Expected On-Peak | 0 | 0 | 0 | 0 | 0 | 0 | 0 | 0 | 0 | 0 | 0
2010 | CA | WECC | - | - | W07b2 | Wind Derate On-Peak | 0 | 0 | 0 | 0 | 0 | 0 | 0 | 0 | 0 | 0 | 0
2010 | CA | WECC | - | - | W07b3 | Solar Expected On-Peak | 0 | 0 | 0 | 0 | 0 | 0 | 0 | 0 | 0 | 0 | 0
2010 | CA | WECC | - | - | W07b4 | Solar Derate On-Peak | 0 | 0 | 0 | 0 | 0 | 0 | 0 | 0 | 0 | 0 | 0
2010 | CA | WECC | - | - | W07b5 | Hydro Expected On-Peak | 0 | 0 | 0 | 0 | 0 | 0 | 0 | 0 | 0 | 0 | 0
2010 | CA | WECC | - | - | W07b6 | Hydro Derate On-Peak | 0 | 0 | 0 | 0 | 0 | 0 | 0 | 0 | 0 | 0 | 0
2010 | CA | WECC | - | - | W07b7 | Biomass Expected On-Peak | 0 | 0 | 0 | 0 | 0 | 0 | 0 | 0 | 0 | 0 | 0
2010 | CA | WECC | - | - | W07b8 | Biomass Derate On-Peak | 0 | 0 | 0 | 0 | 0 | 0 | 0 | 0 | 0 | 0 | 0
2010 | CA | WECC | - | - | W07b9 | Transmission-Limited Resources | 0 | 0 | 0 | 0 | 0 | 0 | 0 | 0 | 0 | 0 | 0
2010 | CA | WECC | - | - | W07b10 | Scheduled Outage - Maintenance | 0 | 0 | 0 | 0 | 0 | 0 | 0 | 0 | 0 | 0 | 0
2010 | CA | WECC | - | - | W07b11 | All Other Derates | 0 | 0 | 0 | 0 | 0 | 0 | 0 | 0 | 0 | 0 | 0
2010 | CA | WECC | - | - | W07b12 | Energy Only | 0 | 0 | 0 | 0 | 0 | 0 | 0 | 0 | 0 | 0 | 0
2010 | CA | WECC | - | - | W08 | Conceptual | 0 | 0 | 0 | 0 | 479 | 850 | 740 | 939 | 941 | 1154 | 1169
2010 | CA | WECC | - | - | W08a1 | Wind Expected On-Peak | 0 | 0 | 0 | 0 | 294 | 350 | 189 | 388 | 390 | 385 | 382
2010 | CA | WECC | - | - | W08a2 | Wind Derate On-Peak | 0 | 0 | 0 | 0 | 79 | 90 | 295 | 96 | 94 | 99 | 102
2010 | CA | WECC | - | - | W08a3 | Solar Expected On-Peak | 0 | 0 | 0 | 0 | 0 | 0 | 0 | 0 | 0 | 0 | 0
2010 | CA | WECC | - | - | W08a4 | Solar Derate On-Peak | 0 | 0 | 0 | 0 | 0 | 0 | 0 | 0 | 0 | 0 | 0
2010 | CA | WECC | - | - | W08a5 | Hydro Expected On-Peak | 0 | 0 | 0 | 0 | 0 | 0 | 0 | 0 | 0 | 358 | 358
2010 | CA | WECC | - | - | W08a6 | Hydro Derate On-Peak | 0 | 0 | 0 | 0 | 0 | 0 | 0 | 0 | 0 | 140 | 122
2010 | CA | WECC | - | - | W08a7 | Biomass Expected On-Peak | 0 | 0 | 0 | 0 | 0 | 0 | 0 | 0 | 0 | 0 | 0
2010 | CA | WECC | - | - | W08a8 | Biomass Derate On-Peak | 0 | 0 | 0 | 0 | 0 | 0 | 0 | 0 | 0 | 0 | 0
2010 | CA | WECC | - | - | W08a9 | All Other Derates | 0 | 0 | 0 | 0 | 0 | 0 | 0 | 0 | 0 | 0 | 0
2010 | CA | WECC | - | - | W08a10 | Energy Only | 0 | 0 | 0 | 0 | 0 | 0 | 0 | 0 | 0 | 0 | 0
2010 | CA | WECC | - | - | W09 | ANTICIPATED INTERNAL CAPACITY = 6a+7a | 23528 | 23293 | 26558 | 27002 | 27532 | 27983 | 28317 | 28317 | 28317 | 28817 | 28817
2010 | CA | WECC | - | - | W10 | CAPACITY TRANSACTIONS - IMPORTS = 10a+10b+10c+10d | 1200 | 1218 | 1310 | 1149 | 1086 | 681 | 586 | 812 | 503 | 544 | 625
2010 | CA | WECC | - | - | W10a | Firm (Note: The sum of 10a1 and 10a2 must be <= 10a) | 0 | 1218 | 1310 | 1149 | 1086 | 681 | 586 | 812 | 503 | 544 | 625
2010 | CA | WECC | - | - | W10a1 | Full-Responsibility Purchases | 0 | 0 | 0 | 0 | 0 | 0 | 0 | 0 | 0 | 0 | 0
2010 | CA | WECC | - | - | W10a2 | Owned Capacity/Entitlement Located Outside the Region/Subregion | 0 | 0 | 0 | 0 | 0 | 0 | 0 | 0 | 0 | 0 | 0
2010 | CA | WECC | - | - | W10b | Non-firm | 0 | 0 | 0 | 0 | 0 | 0 | 0 | 0 | 0 | 0 | 0
2010 | CA | WECC | - | - | W10c | Expected (Note: The sum of 10c1 and 10c2 must be <= 10c) | 0 | 0 | 0 | 0 | 0 | 0 | 0 | 0 | 0 | 0 | 0
2010 | CA | WECC | - | - | W10c1 | Full-Responsibility Purchases | 0 | 0 | 0 | 0 | 0 | 0 | 0 | 0 | 0 | 0 | 0
2010 | CA | WECC | - | - | W10c2 | Owned Capacity/Entitlement Located Outside the Region/Subregion | 0 | 0 | 0 | 0 | 0 | 0 | 0 | 0 | 0 | 0 | 0
2010 | CA | WECC | - | - | W10d | Provisional – transactions under study, but negotiations have not begun. | 0 | 0 | 0 | 0 | 0 | 0 | 0 | 0 | 0 | 0 | 0
2010 | CA | WECC | - | - | W11 | CAPACITY TRANSACTIONS - EXPORTS = 11a+11b+11c+11d | 166 | 0 | 0 | 0 | 0 | 0 | 0 | 0 | 0 | 0 | 0
2010 | CA | WECC | - | - | W11a | Firm (Note: The sum of 11a1 and 11a2 must be <= 11a) | 0 | 0 | 0 | 0 | 0 | 0 | 0 | 0 | 0 | 0 | 0
2010 | CA | WECC | - | - | W11a1 | Full-Responsibility Purchases | 0 | 0 | 0 | 0 | 0 | 0 | 0 | 0 | 0 | 0 | 0
2010 | CA | WECC | - | - | W11a2 | Owned Capacity/Entitlement Located Outside the Region/Subregion | 0 | 0 | 0 | 0 | 0 | 0 | 0 | 0 | 0 | 0 | 0
2010 | CA | WECC | - | - | W11b | Non-firm | 0 | 0 | 0 | 0 | 0 | 0 | 0 | 0 | 0 | 0 | 0
2010 | CA | WECC | - | - | W11c | Expected (Note: The sum of 11c1 and 11c2 must be <= 11c) | 0 | 0 | 0 | 0 | 0 | 0 | 0 | 0 | 0 | 0 | 0
2010 | CA | WECC | - | - | W11c1 | Full-Responsibility Purchases | 0 | 0 | 0 | 0 | 0 | 0 | 0 | 0 | 0 | 0 | 0
2010 | CA | WECC | - | - | W11c2 | Owned Capacity/Entitlement Located Outside the Region/Subregion | 0 | 0 | 0 | 0 | 0 | 0 | 0 | 0 | 0 | 0 | 0
2010 | CA | WECC | - | - | W11d | Provisional – transactions under study, but negotiations have not begun. | 0 | 0 | 0 | 0 | 0 | 0 | 0 | 0 | 0 | 0 | 0
2010 | CA | WECC | - | - | W12 | EXISTING, CERTAIN CAPACITY & NET FIRM TRANSACTIONS = 6a+Net Firm Transactions | 23528 | 23950 | 24042 | 23881 | 23818 | 23413 | 23318 | 23544 | 23235 | 23276 | 23357
2010 | CA | WECC | - | - | W13 | ANTICIPATED CAPACITY RESOURCES = 12+7a+Net Expected Transactions | 0 | 24463 | 26942 | 27130 | 27140 | 26987 | 26729 | 27397 | 27133 | 27128 | 27111
2010 | CA | WECC | - | - | W14 | PROSPECTIVE CAPACITY RESOURCES = 13+6b+16b | 0 | 24463 | 26942 | 27130 | 27140 | 26987 | 26729 | 27397 | 27133 | 27128 | 27111
2010 | CA | WECC | - | - | W15 | TOTAL POTENTIAL CAPACITY RESOURCES = 13+6b+7b+8+Net Provisional Transactions | 0 | 24463 | 26942 | 27130 | 27619 | 27837 | 27469 | 28336 | 28074 | 28282 | 28280
2010 | CA | WECC | - | - | W15a | ADJUSTED POTENTIAL CAPACITY RESOURCES = 13+6b+16b+16d+Net Provisional Transactions | 0 | 24463 | 26942 | 27130 | 27619 | 27837 | 27469 | 28336 | 28074 | 28282 | 28280
2010 | CA | WECC | - | - | W16a | Confidence of Future, Other (7b), using reasonable judgement | 0 | 0 | 0 | 0 | 0 | 0 | 0 | 0 | 0 | 0 | 0
2010 | CA | WECC | - | - | W16b | Net Future, Other Resources After Confidence Percentage Is Applied = 7b*16a | 0 | 0 | 0 | 0 | 0 | 0 | 0 | 0 | 0 | 0 | 0
2010 | CA | WECC | - | - | W16c | Confidence of Conceptual (8), using reasonable judgement | 0 | 1 | 1 | 1 | 1 | 1 | 1 | 1 | 1 | 1 | 1
2010 | CA | WECC | - | - | W16d | Net Conceptual Resources After Confidence Percentage Is Applied = 8*16c | 0 | 0 | 0 | 0 | 479 | 850 | 740 | 939 | 941 | 1154 | 1169
2010 | CA | WECC | - | - | W17 | Region/Subregion Target Reserve Margin | 0 | 0.132 | 0.132 | 0.132 | 0.132 | 0.132 | 0.132 | 0.132 | 0.132 | 0.132 | 0.132
2010 | CA | WECC | - | - | W18 | Existing Certain and Net Firm Transactions Reserve Margin = (12-3)/3 | 0 | 0.12743 | 0.10624 | 0.072436 | 0.043642 | -0.00029889 | -0.024637 | -0.040117 | -0.071157 | -0.085674 | -0.096895
2010 | CA | WECC | - | - | W19 | Anticipated Capacity Resources Reserve Margin = (13-3)/3 | 0 | 0.15158 | 0.23968 | 0.21834 | 0.1892 | 0.15231 | 0.11804 | 0.11697 | 0.084669 | 0.06564 | 0.048254
2010 | CA | WECC | - | - | W20 | Prospective Capacity Resources Reserve Margin = (14-3)/3 | 0 | 0.15158 | 0.23968 | 0.21834 | 0.1892 | 0.15231 | 0.11804 | 0.11697 | 0.084669 | 0.06564 | 0.048254
2010 | CA | WECC | - | - | W21 | Total Potential Resources Reserve Margin = (15-3)/3 | 0 | 0.15158 | 0.23968 | 0.21834 | 0.21019 | 0.1886 | 0.14899 | 0.15525 | 0.12229 | 0.11097 | 0.093454
2010 | CA | WECC | - | - | W22 | Adjusted Potential Resources Reserve Margin = (15a-3)/3 | 0 | 0.15158 | 0.23968 | 0.21834 | 0.21019 | 0.1886 | 0.14899 | 0.15525 | 0.12229 | 0.11097 | 0.093454
2010 | CA | WECC | - | - | W23 | Total Baseline Installed Capacity | 30268 | 0 | 0 | 0 | 0 | 0 | 0 | 0 | 0 | 0 | 0
2010 | MX | WECC | WECC Mex | - | W01 | Unrestricted Non-coincident Peak Demand = 2+1a+1b-1c-1d | 1397.213 | 1472.017 | 1507 | 1543 | 1580 | 1617 | 1655 | 1694 | 1734 | 1775 | 1817
2010 | MX | WECC | WECC Mex | - | W01a | New Conservation (Energy Efficiency) | 0 | 0 | 0 | 0 | 0 | 0 | 0 | 0 | 0 | 0 | 0
2010 | MX | WECC | WECC Mex | - | W01b | Estimated Diversity | 0 | 0 | 0 | 0 | 0 | 0 | 0 | 0 | 0 | 0 | 0
2010 | MX | WECC | WECC Mex | - | W01c | Additions for non-member load (load served by non-registered LSE's in a region) | 0 | 0 | 0 | 0 | 0 | 0 | 0 | 0 | 0 | 0 | 0
2010 | MX | WECC | WECC Mex | - | W01d | Stand-by Load Under Contract (Normally served by behind the meter generation) | 0 | 0 | 0 | 0 | 0 | 0 | 0 | 0 | 0 | 0 | 0
2010 | MX | WECC | WECC Mex | - | W02 | Total Internal Demand | 1397.213 | 1472.017 | 1507.017 | 1543.017 | 1579.6682 | 1617.017 | 1655.017 | 1694.017 | 1734.017 | 1775.017 | 1817.017
2010 | MX | WECC | WECC Mex | - | W02a | Direct Control Load Management | 0 | 0 | 0 | 0 | 0 | 0 | 0 | 0 | 0 | 0 | 0
2010 | MX | WECC | WECC Mex | - | W02b | Contractually Interruptible (Curtailable) | 0 | 0 | 0 | 0 | 0 | 0 | 0 | 0 | 0 | 0 | 0
2010 | MX | WECC | WECC Mex | - | W02c | Critical Peak-Pricing (CPP) with Control | 0 | 0 | 0 | 0 | 0 | 0 | 0 | 0 | 0 | 0 | 0
2010 | MX | WECC | WECC Mex | - | W02d | Load as a Capacity Resource | 0 | 0 | 0 | 0 | 0 | 0 | 0 | 0 | 0 | 0 | 0
2010 | MX | WECC | WECC Mex | - | W03 | Net Internal Demand = 2-2a-2b-2c-2d | 1397.213 | 1472.017 | 1507 | 1543 | 1580 | 1617 | 1655 | 1694 | 1734 | 1775 | 1817
2010 | MX | WECC | WECC Mex | - | W04a | Demand Response used for Reserves - Spinning | 0 | 0 | 0 | 0 | 0 | 0 | 0 | 0 | 0 | 0 | 0
2010 | MX | WECC | WECC Mex | - | W04b | Demand Response used for Reserves - Non-Spinning | 0 | 0 | 0 | 0 | 0 | 0 | 0 | 0 | 0 | 0 | 0
2010 | MX | WECC | WECC Mex | - | W04c | Demand Response used for Regulation | 0 | 0 | 0 | 0 | 0 | 0 | 0 | 0 | 0 | 0 | 0
2010 | MX | WECC | WECC Mex | - | W04d | Demand Response used for Energy, Voluntary - Emergency | 0 | 0 | 0 | 0 | 0 | 0 | 0 | 0 | 0 | 0 | 0
2010 | MX | WECC | WECC Mex | - | W05 | TOTAL INTERNAL CAPACITY = 6+7 | 3164 | 2857 | 3269 | 3355 | 3643 | 3643 | 3922 | 4078 | 4078 | 4078 | 4078
2010 | MX | WECC | WECC Mex | - | W06 | EXISTING CAPACITY = 6a+6b+6c | 3164 | 2857 | 2857 | 2857 | 2857 | 2857 | 2857 | 2857 | 2857 | 2857 | 2857
2010 | MX | WECC | WECC Mex | - | W06a | Existing, Certain | 2350 | 2707 | 2707 | 2707 | 2707 | 2707 | 2707 | 2707 | 2707 | 2707 | 2707
2010 | MX | WECC | WECC Mex | - | W06a1 | Wind Expected On-Peak | 0 | 9 | 9 | 9 | 9 | 9 | 9 | 9 | 9 | 9 | 9
2010 | MX | WECC | WECC Mex | - | W06a2 | Solar Expected On-Peak | 0 | 0 | 0 | 0 | 0 | 0 | 0 | 0 | 0 | 0 | 0
2010 | MX | WECC | WECC Mex | - | W06a3 | Hydro Expected On-Peak | 0 | 0 | 0 | 0 | 0 | 0 | 0 | 0 | 0 | 0 | 0
2010 | MX | WECC | WECC Mex | - | W06a4 | Biomass Expected On-Peak | 0 | 0 | 0 | 0 | 0 | 0 | 0 | 0 | 0 | 0 | 0
2010 | MX | WECC | WECC Mex | - | W06a5 | Load as a Capacity Resource Expected On-Peak (Load Management Programs) | 0 | 0 | 0 | 0 | 0 | 0 | 0 | 0 | 0 | 0 | 0
2010 | MX | WECC | WECC Mex | - | W06b | Existing, Other | 512 | 0 | 0 | 0 | 0 | 0 | 0 | 0 | 0 | 0 | 0
2010 | MX | WECC | WECC Mex | - | W06b1 | Wind Derate On-Peak | 0 | 0 | 0 | 0 | 0 | 0 | 0 | 0 | 0 | 0 | 0
2010 | MX | WECC | WECC Mex | - | W06b2 | Solar Derate On-Peak | 0 | 0 | 0 | 0 | 0 | 0 | 0 | 0 | 0 | 0 | 0
2010 | MX | WECC | WECC Mex | - | W06b3 | Hydro Derate On-Peak | 0 | 0 | 0 | 0 | 0 | 0 | 0 | 0 | 0 | 0 | 0
2010 | MX | WECC | WECC Mex | - | W06b4 | Biomass Derate On-Peak | 0 | 0 | 0 | 0 | 0 | 0 | 0 | 0 | 0 | 0 | 0
2010 | MX | WECC | WECC Mex | - | W06b5 | Load as a Capacity Resource Derate On-Peak (Load Management Programs) | 0 | 0 | 0 | 0 | 0 | 0 | 0 | 0 | 0 | 0 | 0
2010 | MX | WECC | WECC Mex | - | W06b7 | Transmission-Limited Resources | 0 | 0 | 0 | 0 | 0 | 0 | 0 | 0 | 0 | 0 | 0
2010 | MX | WECC | WECC Mex | - | W06b8 | All Other Derates | 302 | 150 | 150 | 150 | 150 | 150 | 150 | 150 | 150 | 150 | 150
2010 | MX | WECC | WECC Mex | - | W06b9 | Energy Only | 0 | 0 | 0 | 0 | 0 | 0 | 0 | 0 | 0 | 0 | 0
2010 | MX | WECC | WECC Mex | - | W06c | Existing, Inoperable (Note: Not used in margin calculations) | 0 | 0 | 0 | 0 | 0 | 0 | 0 | 0 | 0 | 0 | 0
2010 | MX | WECC | WECC Mex | - | W07 | FUTURE CAPACITY ADDITIONS = 7a+7b | 0 | 0 | 412 | 498 | 786 | 786 | 1065 | 1221 | 1221 | 1221 | 1221
2010 | MX | WECC | WECC Mex | - | W07a | Future, Planned | 0 | 0 | 412 | 498 | 786 | 786 | 1065 | 1221 | 1221 | 1221 | 1221
2010 | MX | WECC | WECC Mex | - | W07a1 | Wind Expected On-Peak | 0 | 0 | 0 | 0 | 0 | 0 | 0 | 0 | 0 | 0 | 0
2010 | MX | WECC | WECC Mex | - | W07a2 | Wind Derate On-Peak | 0 | 0 | 0 | 0 | 0 | 0 | 0 | 0 | 0 | 0 | 0
2010 | MX | WECC | WECC Mex | - | W07a3 | Solar Expected On-Peak | 0 | 0 | 0 | 0 | 0 | 0 | 0 | 0 | 0 | 0 | 0
2010 | MX | WECC | WECC Mex | - | W07a4 | Solar Derate On-Peak | 0 | 0 | 0 | 0 | 0 | 0 | 0 | 0 | 0 | 0 | 0
2010 | MX | WECC | WECC Mex | - | W07a5 | Hydro Expected On-Peak | 0 | 0 | 0 | 0 | 0 | 0 | 0 | 0 | 0 | 0 | 0
2010 | MX | WECC | WECC Mex | - | W07a6 | Hydro Derate On-Peak | 0 | 0 | 0 | 0 | 0 | 0 | 0 | 0 | 0 | 0 | 0
2010 | MX | WECC | WECC Mex | - | W07a7 | Biomass Expected On-Peak | 0 | 0 | 0 | 0 | 0 | 0 | 0 | 0 | 0 | 0 | 0
2010 | MX | WECC | WECC Mex | - | W07a8 | Biomass Derate On-Peak | 0 | 0 | 0 | 0 | 0 | 0 | 0 | 0 | 0 | 0 | 0
2010 | MX | WECC | WECC Mex | - | W07a9 | Demand Response Expected On-Peak (Load Management Programs) | 0 | 0 | 0 | 0 | 0 | 0 | 0 | 0 | 0 | 0 | 0
2010 | MX | WECC | WECC Mex | - | W07a10 | Demand Response Derate On-Peak (Load Management Programs) | 0 | 0 | 0 | 0 | 0 | 0 | 0 | 0 | 0 | 0 | 0
2010 | MX | WECC | WECC Mex | - | W07a11 | Transmission-Limited Resources | 0 | 0 | 0 | 0 | 0 | 0 | 0 | 0 | 0 | 0 | 0
2010 | MX | WECC | WECC Mex | - | W07a12 | Scheduled Outage - Maintenance | 0 | 0 | 0 | 0 | 0 | 0 | 0 | 0 | 0 | 0 | 0
2010 | MX | WECC | WECC Mex | - | W07a13 | All Other Derates | 0 | 0 | 0 | 0 | 0 | 0 | 0 | 0 | 0 | 0 | 0
2010 | MX | WECC | WECC Mex | - | W07a14 | Energy Only | 0 | 0 | 0 | 0 | 0 | 0 | 0 | 0 | 0 | 0 | 0
2010 | MX | WECC | WECC Mex | - | W07b | Future, Other | 0 | 0 | 0 | 0 | 0 | 0 | 0 | 0 | 0 | 0 | 0
2010 | MX | WECC | WECC Mex | - | W07b1 | Wind Expected On-Peak | 0 | 0 | 0 | 0 | 0 | 0 | 0 | 0 | 0 | 0 | 0
2010 | MX | WECC | WECC Mex | - | W07b2 | Wind Derate On-Peak | 0 | 0 | 0 | 0 | 0 | 0 | 0 | 0 | 0 | 0 | 0
2010 | MX | WECC | WECC Mex | - | W07b3 | Solar Expected On-Peak | 0 | 0 | 0 | 0 | 0 | 0 | 0 | 0 | 0 | 0 | 0
2010 | MX | WECC | WECC Mex | - | W07b4 | Solar Derate On-Peak | 0 | 0 | 0 | 0 | 0 | 0 | 0 | 0 | 0 | 0 | 0
2010 | MX | WECC | WECC Mex | - | W07b5 | Hydro Expected On-Peak | 0 | 0 | 0 | 0 | 0 | 0 | 0 | 0 | 0 | 0 | 0
2010 | MX | WECC | WECC Mex | - | W07b6 | Hydro Derate On-Peak | 0 | 0 | 0 | 0 | 0 | 0 | 0 | 0 | 0 | 0 | 0
2010 | MX | WECC | WECC Mex | - | W07b7 | Biomass Expected On-Peak | 0 | 0 | 0 | 0 | 0 | 0 | 0 | 0 | 0 | 0 | 0
2010 | MX | WECC | WECC Mex | - | W07b8 | Biomass Derate On-Peak | 0 | 0 | 0 | 0 | 0 | 0 | 0 | 0 | 0 | 0 | 0
2010 | MX | WECC | WECC Mex | - | W07b9 | Transmission-Limited Resources | 0 | 0 | 0 | 0 | 0 | 0 | 0 | 0 | 0 | 0 | 0
2010 | MX | WECC | WECC Mex | - | W07b10 | Scheduled Outage - Maintenance | 0 | 0 | 0 | 0 | 0 | 0 | 0 | 0 | 0 | 0 | 0
2010 | MX | WECC | WECC Mex | - | W07b11 | All Other Derates | 0 | 0 | 0 | 0 | 0 | 0 | 0 | 0 | 0 | 0 | 0
2010 | MX | WECC | WECC Mex | - | W07b12 | Energy Only | 0 | 0 | 0 | 0 | 0 | 0 | 0 | 0 | 0 | 0 | 0
2010 | MX | WECC | WECC Mex | - | W08 | Conceptual | 0 | 0 | 0 | 24 | 224 | 224 | 224 | 569 | 569 | 569 | 844
2010 | MX | WECC | WECC Mex | - | W08a1 | Wind Expected On-Peak | 0 | 0 | 0 | 0 | 0 | 0 | 0 | 0 | 0 | 0 | 0
2010 | MX | WECC | WECC Mex | - | W08a2 | Wind Derate On-Peak | 0 | 0 | 0 | 0 | 0 | 0 | 0 | 0 | 0 | 0 | 0
2010 | MX | WECC | WECC Mex | - | W08a3 | Solar Expected On-Peak | 0 | 0 | 0 | 0 | 0 | 0 | 0 | 0 | 0 | 0 | 0
2010 | MX | WECC | WECC Mex | - | W08a4 | Solar Derate On-Peak | 0 | 0 | 0 | 0 | 0 | 0 | 0 | 0 | 0 | 0 | 0
2010 | MX | WECC | WECC Mex | - | W08a5 | Hydro Expected On-Peak | 0 | 0 | 0 | 0 | 0 | 0 | 0 | 0 | 0 | 0 | 0
2010 | MX | WECC | WECC Mex | - | W08a6 | Hydro Derate On-Peak | 0 | 0 | 0 | 0 | 0 | 0 | 0 | 0 | 0 | 0 | 0
2010 | MX | WECC | WECC Mex | - | W08a7 | Biomass Expected On-Peak | 0 | 0 | 0 | 0 | 0 | 0 | 0 | 0 | 0 | 0 | 0
2010 | MX | WECC | WECC Mex | - | W08a8 | Biomass Derate On-Peak | 0 | 0 | 0 | 0 | 0 | 0 | 0 | 0 | 0 | 0 | 0
2010 | MX | WECC | WECC Mex | - | W08a9 | All Other Derates | 0 | 0 | 0 | 0 | 0 | 0 | 0 | 0 | 0 | 0 | 0
2010 | MX | WECC | WECC Mex | - | W08a10 | Energy Only | 0 | 0 | 0 | 0 | 0 | 0 | 0 | 0 | 0 | 0 | 0
2010 | MX | WECC | WECC Mex | - | W09 | ANTICIPATED INTERNAL CAPACITY = 6a+7a | 2350 | 2707 | 3119 | 3205 | 3493 | 3493 | 3772 | 3928 | 3928 | 3928 | 3928
2010 | MX | WECC | WECC Mex | - | W10 | CAPACITY TRANSACTIONS - IMPORTS = 10a+10b+10c+10d | 65 | 64 | 101 | 0 | 121 | 0 | 22 | 89 | 368 | 325 | 340
2010 | MX | WECC | WECC Mex | - | W10a | Firm (Note: The sum of 10a1 and 10a2 must be <= 10a) | 0 | 64 | 101 | 0 | 3 | 0 | 0 | 46 | 368 | 325 | 340
2010 | MX | WECC | WECC Mex | - | W10a1 | Full-Responsibility Purchases | 0 | 0 | 0 | 0 | 0 | 0 | 0 | 0 | 0 | 0 | 0
2010 | MX | WECC | WECC Mex | - | W10a2 | Owned Capacity/Entitlement Located Outside the Region/Subregion | 0 | 0 | 0 | 0 | 0 | 0 | 0 | 0 | 0 | 0 | 0
2010 | MX | WECC | WECC Mex | - | W10b | Non-firm | 0 | 0 | 0 | 0 | 0 | 0 | 0 | 0 | 0 | 0 | 0
2010 | MX | WECC | WECC Mex | - | W10c | Expected (Note: The sum of 10c1 and 10c2 must be <= 10c) | 0 | 0 | 0 | 0 | 92 | 0 | 0 | 43 | 0 | 0 | 0
2010 | MX | WECC | WECC Mex | - | W10c1 | Full-Responsibility Purchases | 0 | 0 | 0 | 0 | 0 | 0 | 0 | 0 | 0 | 0 | 0
2010 | MX | WECC | WECC Mex | - | W10c2 | Owned Capacity/Entitlement Located Outside the Region/Subregion | 0 | 0 | 0 | 0 | 0 | 0 | 0 | 0 | 0 | 0 | 0
2010 | MX | WECC | WECC Mex | - | W10d | Provisional – transactions under study, but negotiations have not begun. | 0 | 0 | 0 | 0 | 26 | 0 | 22 | 0 | 0 | 0 | 0
2010 | MX | WECC | WECC Mex | - | W11 | CAPACITY TRANSACTIONS - EXPORTS = 11a+11b+11c+11d | 85 | 0 | 107 | 153 | 0 | 159 | 70 | 205 | 132 | 93 | 94
2010 | MX | WECC | WECC Mex | - | W11a | Firm (Note: The sum of 11a1 and 11a2 must be <= 11a) | 0 | 0 | 0 | 82 | 0 | 159 | 70 | 0 | 0 | 0 | 0
2010 | MX | WECC | WECC Mex | - | W11a1 | Full-Responsibility Purchases | 0 | 0 | 0 | 0 | 0 | 0 | 0 | 0 | 0 | 0 | 0
2010 | MX | WECC | WECC Mex | - | W11a2 | Owned Capacity/Entitlement Located Outside the Region/Subregion | 0 | 0 | 0 | 0 | 0 | 0 | 0 | 0 | 0 | 0 | 0
2010 | MX | WECC | WECC Mex | - | W11b | Non-firm | 0 | 0 | 0 | 0 | 0 | 0 | 0 | 0 | 0 | 0 | 0
2010 | MX | WECC | WECC Mex | - | W11c | Expected (Note: The sum of 11c1 and 11c2 must be <= 11c) | 0 | 0 | 107 | 47 | 0 | 0 | 0 | 0 | 40 | 93 | 94
2010 | MX | WECC | WECC Mex | - | W11c1 | Full-Responsibility Purchases | 0 | 0 | 0 | 0 | 0 | 0 | 0 | 0 | 0 | 0 | 0
2010 | MX | WECC | WECC Mex | - | W11c2 | Owned Capacity/Entitlement Located Outside the Region/Subregion | 0 | 0 | 0 | 0 | 0 | 0 | 0 | 0 | 0 | 0 | 0
2010 | MX | WECC | WECC Mex | - | W11d | Provisional – transactions under study, but negotiations have not begun. | 0 | 0 | 0 | 24 | 0 | 0 | 0 | 205 | 92 | 0 | 0
2010 | MX | WECC | WECC Mex | - | W12 | EXISTING, CERTAIN CAPACITY & NET FIRM TRANSACTIONS = 6a+Net Firm Transactions | 2350 | 2771 | 2808 | 2625 | 2710 | 2548 | 2637 | 2753 | 3075 | 3032 | 3047
2010 | MX | WECC | WECC Mex | - | W13 | ANTICIPATED CAPACITY RESOURCES = 12+7a+Net Expected Transactions | 0 | 2771 | 3113 | 3076 | 3588 | 3334 | 3702 | 4017 | 4256 | 4160 | 4174
2010 | MX | WECC | WECC Mex | - | W14 | PROSPECTIVE CAPACITY RESOURCES = 13+6b+16b | 0 | 2771 | 3113 | 3076 | 3588 | 3334 | 3702 | 4017 | 4256 | 4160 | 4174
2010 | MX | WECC | WECC Mex | - | W15 | TOTAL POTENTIAL CAPACITY RESOURCES = 13+6b+7b+8+Net Provisional Transactions | 0 | 2771 | 3113 | 3076 | 3838 | 3558 | 3948 | 4381 | 4733 | 4729 | 5018
2010 | MX | WECC | WECC Mex | - | W15a | ADJUSTED POTENTIAL CAPACITY RESOURCES = 13+6b+16b+16d+Net Provisional Transactions | 0 | 2771 | 3113 | 3076 | 3838 | 3558 | 3948 | 4381 | 4733 | 4729 | 5018
2010 | MX | WECC | WECC Mex | - | W16a | Confidence of Future, Other (7b), using reasonable judgement | 0 | 0 | 0 | 0 | 0 | 0 | 0 | 0 | 0 | 0 | 0
2010 | MX | WECC | WECC Mex | - | W16b | Net Future, Other Resources After Confidence Percentage Is Applied = 7b*16a | 0 | 0 | 0 | 0 | 0 | 0 | 0 | 0 | 0 | 0 | 0
2010 | MX | WECC | WECC Mex | - | W16c | Confidence of Conceptual (8), using reasonable judgement | 0 | 1 | 1 | 1 | 1 | 1 | 1 | 1 | 1 | 1 | 1
2010 | MX | WECC | WECC Mex | - | W16d | Net Conceptual Resources After Confidence Percentage Is Applied = 8*16c | 0 | 0 | 0 | 24 | 224 | 224 | 224 | 569 | 569 | 569 | 844
2010 | MX | WECC | WECC Mex | - | W17 | Region/Subregion Target Reserve Margin | 0 | 0.114 | 0.114 | 0.114 | 0.114 | 0.114 | 0.114 | 0.114 | 0.114 | 0.114 | 0.114
2010 | MX | WECC | WECC Mex | - | W18 | Existing Certain and Net Firm Transactions Reserve Margin = (12-3)/3 | 0 | 0.88245 | 0.8633 | 0.70123 | 0.71519 | 0.57576 | 0.59335 | 0.62515 | 0.77336 | 0.70817 | 0.67694
2010 | MX | WECC | WECC Mex | - | W19 | Anticipated Capacity Resources Reserve Margin = (13-3)/3 | 0 | 0.88245 | 1.0657 | 0.99352 | 1.2709 | 1.0618 | 1.2369 | 1.3713 | 1.4544 | 1.3437 | 1.2972
2010 | MX | WECC | WECC Mex | - | W20 | Prospective Capacity Resources Reserve Margin = (14-3)/3 | 0 | 0.88245 | 1.0657 | 0.99352 | 1.2709 | 1.0618 | 1.2369 | 1.3713 | 1.4544 | 1.3437 | 1.2972
2010 | MX | WECC | WECC Mex | - | W21 | Total Potential Resources Reserve Margin = (15-3)/3 | 0 | 0.88245 | 1.0657 | 0.99352 | 1.4291 | 1.2004 | 1.3855 | 1.5862 | 1.7295 | 1.6642 | 1.7617
2010 | MX | WECC | WECC Mex | - | W22 | Adjusted Potential Resources Reserve Margin = (15a-3)/3 | 0 | 0.88245 | 1.0657 | 0.99352 | 1.4291 | 1.2004 | 1.3855 | 1.5862 | 1.7295 | 1.6642 | 1.7617
2010 | MX | WECC | WECC Mex | - | W23 | Total Baseline Installed Capacity | 3164 | 0 | 0 | 0 | 0 | 0 | 0 | 0 | 0 | 0 | 0
2010 | TL | WECC | - | - | W01 | Unrestricted Non-coincident Peak Demand = 2+1a+1b-1c-1d | 130924.706 | 126850.5781 | 128218 | 130540 | 133438 | 135971 | 137911 | 139402 | 141496 | 143440 | 146160
2010 | TL | WECC | - | - | W01a | New Conservation (Energy Efficiency) | 0 | 519.9881 | 715 | 924 | 904 | 930 | 854 | 835 | 803 | 763 | 756
2010 | TL | WECC | - | - | W01b | Estimated Diversity | 0 | 0 | 0 | 0 | 0 | 0 | 0 | 0 | 0 | 0 | 0
2010 | TL | WECC | - | - | W01c | Additions for non-member load (load served by non-registered LSE's in a region) | 0 | 0 | 0 | 0 | 0 | 0 | 0 | 0 | 0 | 0 | 0
2010 | TL | WECC | - | - | W01d | Stand-by Load Under Contract (Normally served by behind the meter generation) | 0 | 2096.51 | 2141 | 2190 | 2259 | 2311 | 2443 | 2496 | 2602 | 2658 | 2715
2010 | TL | WECC | - | - | W02 | Total Internal Demand | 130924.706 | 128427.1 | 129644.3 | 131806.2 | 134793.01 | 137352.28 | 139499.78 | 141062.7 | 143295.28 | 145335.2 | 148118.71
2010 | TL | WECC | - | - | W02a | Direct Control Load Management | 561 | 571 | 584 | 604 | 648 | 670 | 686 | 702 | 708 | 705 | 696
2010 | TL | WECC | - | - | W02b | Contractually Interruptible (Curtailable) | 1277 | 1813.674 | 1917 | 1888 | 1964 | 2033 | 2033 | 1996 | 1998 | 2000 | 2002
2010 | TL | WECC | - | - | W02c | Critical Peak-Pricing (CPP) with Control | 0 | 24.7227 | 42 | 64 | 101 | 119 | 134 | 138 | 142 | 146 | 150
2010 | TL | WECC | - | - | W02d | Load as a Capacity Resource | 1471 | 3150.0913 | 648 | 649 | 638 | 643 | 646 | 652 | 656 | 662 | 667
2010 | TL | WECC | - | - | W03 | Net Internal Demand = 2-2a-2b-2c-2d | 127615.706 | 123468.512 | 126453 | 128601 | 131442 | 133887 | 136001 | 137575 | 139791 | 141822 | 144604
2010 | TL | WECC | - | - | W04a | Demand Response used for Reserves - Spinning | 0 | 0 | 0 | 0 | 0 | 0 | 0 | 0 | 0 | 0 | 0
2010 | TL | WECC | - | - | W04b | Demand Response used for Reserves - Non-Spinning | 28 | 27.5 | 28 | 28 | 28 | 28 | 28 | 28 | 28 | 28 | 28
2010 | TL | WECC | - | - | W04c | Demand Response used for Regulation | 0 | 0 | 0 | 0 | 0 | 0 | 0 | 0 | 0 | 0 | 0
2010 | TL | WECC | - | - | W04d | Demand Response used for Energy, Voluntary - Emergency | 85 | 0 | 0 | 0 | 0 | 0 | 0 | 0 | 0 | 0 | 0
2010 | TL | WECC | - | - | W05 | TOTAL INTERNAL CAPACITY = 6+7 | 273314 | 226484.399 | 249732.399 | 261102.399 | 270527.399 | 276635.399 | 283450.399 | 284237.399 | 284300.399 | 284800.399 | 284800.399
2010 | TL | WECC | - | - | W06 | EXISTING CAPACITY = 6a+6b+6c | 273314 | 224952.399 | 224952.399 | 224952.399 | 224952.399 | 224952.399 | 224952.399 | 224952.399 | 224952.399 | 224952.399 | 224952.399
2010 | TL | WECC | - | - | W06a | Existing, Certain | 176899 | 185516.7679 | 185516.7679 | 185516.7679 | 185516.7679 | 185516.7679 | 185516.7679 | 185516.7679 | 185516.7679 | 185516.7679 | 185516.7679
2010 | TL | WECC | - | - | W06a1 | Wind Expected On-Peak | 945 | 5428 | 5428 | 5428 | 5428 | 5428 | 5428 | 5428 | 5428 | 5428 | 5428
2010 | TL | WECC | - | - | W06a2 | Solar Expected On-Peak | 81 | 455 | 455 | 455 | 455 | 455 | 455 | 455 | 455 | 455 | 455
2010 | TL | WECC | - | - | W06a3 | Hydro Expected On-Peak | 52342 | 41662 | 41662 | 41662 | 41662 | 41662 | 41662 | 41662 | 41662 | 41662 | 41662
2010 | TL | WECC | - | - | W06a4 | Biomass Expected On-Peak | 1622 | 1152 | 1152 | 1152 | 1152 | 1152 | 1152 | 1152 | 1152 | 1152 | 1152
2010 | TL | WECC | - | - | W06a5 | Load as a Capacity Resource Expected On-Peak (Load Management Programs) | 0 | 0 | 0 | 0 | 0 | 0 | 0 | 0 | 0 | 0 | 0
2010 | TL | WECC | - | - | W06b | Existing, Other | 47853 | 0 | 0 | 0 | 0 | 0 | 0 | 0 | 0 | 0 | 0
2010 | TL | WECC | - | - | W06b1 | Wind Derate On-Peak | 14997 | 10514 | 10514 | 10514 | 10514 | 10514 | 10514 | 10514 | 10514 | 10514 | 10514
2010 | TL | WECC | - | - | W06b2 | Solar Derate On-Peak | 429 | 55 | 55 | 55 | 55 | 55 | 55 | 55 | 55 | 55 | 55
2010 | TL | WECC | - | - | W06b3 | Hydro Derate On-Peak | 15608 | 13430.601 | 13430.601 | 13430.601 | 13430.601 | 13430.601 | 13430.601 | 13430.601 | 13430.601 | 13430.601 | 13430.601
2010 | TL | WECC | - | - | W06b4 | Biomass Derate On-Peak | 400 | 870 | 870 | 870 | 870 | 870 | 870 | 870 | 870 | 870 | 870
2010 | TL | WECC | - | - | W06b5 | Load as a Capacity Resource Derate On-Peak (Load Management Programs) | 0 | 0 | 0 | 0 | 0 | 0 | 0 | 0 | 0 | 0 | 0
2010 | TL | WECC | - | - | W06b7 | Transmission-Limited Resources | 0 | 0 | 0 | 0 | 0 | 0 | 0 | 0 | 0 | 0 | 0
2010 | TL | WECC | - | - | W06b8 | All Other Derates | 17128 | 14566.0301 | 14566.0301 | 14566.0301 | 14566.0301 | 14566.0301 | 14566.0301 | 14566.0301 | 14566.0301 | 14566.0301 | 14566.0301
2010 | TL | WECC | - | - | W06b9 | Energy Only | 0 | 0 | 0 | 0 | 0 | 0 | 0 | 0 | 0 | 0 | 0
2010 | TL | WECC | - | - | W06c | Existing, Inoperable (Note: Not used in margin calculations) | 0 | 0 | 0 | 0 | 0 | 0 | 0 | 0 | 0 | 0 | 0
2010 | TL | WECC | - | - | W07 | FUTURE CAPACITY ADDITIONS = 7a+7b | 0 | 1296 | 13436 | 19558 | 23892 | 25039 | 31434 | 27081 | 27101 | 27196 | 27179
2010 | TL | WECC | - | - | W07a | Future, Planned | 0 | 1296 | 13436 | 19558 | 23892 | 25039 | 31434 | 27081 | 27101 | 27196 | 27179
2010 | TL | WECC | - | - | W07a1 | Wind Expected On-Peak | 0 | 170 | 856 | 914 | 929 | 990 | 6623 | 1393 | 1405 | 1487 | 1470
2010 | TL | WECC | - | - | W07a2 | Wind Derate On-Peak | 0 | 236 | 7499 | 10665 | 11829 | 14288 | 13472 | 18702 | 18690 | 18608 | 18625
2010 | TL | WECC | - | - | W07a3 | Solar Expected On-Peak | 0 | 5 | 57 | 77 | 77 | 77 | 77 | 77 | 77 | 77 | 77
2010 | TL | WECC | - | - | W07a4 | Solar Derate On-Peak | 0 | 0 | 3299 | 5305 | 8786 | 10830 | 12026 | 12026 | 12026 | 12026 | 12026
2010 | TL | WECC | - | - | W07a5 | Hydro Expected On-Peak | 0 | 175 | 905 | 1349 | 1353 | 1400 | 1463 | 1512 | 1457 | 1470 | 1470
2010 | TL | WECC | - | - | W07a6 | Hydro Derate On-Peak | 0 | 0 | 546 | 622 | 1068 | 1526 | 1525 | 1476 | 1531 | 2018 | 2018
2010 | TL | WECC | - | - | W07a7 | Biomass Expected On-Peak | 0 | 44 | 260 | 366 | 366 | 366 | 325 | 366 | 366 | 366 | 366
2010 | TL | WECC | - | - | W07a8 | Biomass Derate On-Peak | 0 | 0 | 0 | 0 | 0 | 0 | 41 | 0 | 0 | 0 | 0
2010 | TL | WECC | - | - | W07a9 | Demand Response Expected On-Peak (Load Management Programs) | 0 | 0 | 0 | 0 | 0 | 0 | 0 | 0 | 0 | 0 | 0
2010 | TL | WECC | - | - | W07a10 | Demand Response Derate On-Peak (Load Management Programs) | 0 | 0 | 0 | 0 | 0 | 0 | 0 | 0 | 0 | 0 | 0
2010 | TL | WECC | - | - | W07a11 | Transmission-Limited Resources | 0 | 0 | 0 | 0 | 0 | 0 | 0 | 0 | 0 | 0 | 0
2010 | TL | WECC | - | - | W07a12 | Scheduled Outage - Maintenance | 0 | 0 | 0 | 0 | 0 | 0 | 0 | 0 | 0 | 0 | 0
2010 | TL | WECC | - | - | W07a13 | All Other Derates | 0 | 0 | 0 | 0 | 0 | 0 | 0 | 0 | 0 | 0 | 0
2010 | TL | WECC | - | - | W07a14 | Energy Only | 0 | 0 | 0 | 0 | 0 | 0 | 0 | 0 | 0 | 0 | 0
2010 | TL | WECC | - | - | W07b | Future, Other | 0 | 0 | 0 | 0 | 0 | 0 | 0 | 0 | 0 | 0 | 0
2010 | TL | WECC | - | - | W07b1 | Wind Expected On-Peak | 0 | 0 | 0 | 0 | 0 | 0 | 0 | 0 | 0 | 0 | 0
2010 | TL | WECC | - | - | W07b2 | Wind Derate On-Peak | 0 | 0 | 0 | 0 | 0 | 0 | 0 | 0 | 0 | 0 | 0
2010 | TL | WECC | - | - | W07b3 | Solar Expected On-Peak | 0 | 0 | 0 | 0 | 0 | 0 | 0 | 0 | 0 | 0 | 0
2010 | TL | WECC | - | - | W07b4 | Solar Derate On-Peak | 0 | 0 | 0 | 0 | 0 | 0 | 0 | 0 | 0 | 0 | 0
2010 | TL | WECC | - | - | W07b5 | Hydro Expected On-Peak | 0 | 0 | 0 | 0 | 0 | 0 | 0 | 0 | 0 | 0 | 0
2010 | TL | WECC | - | - | W07b6 | Hydro Derate On-Peak | 0 | 0 | 0 | 0 | 0 | 0 | 0 | 0 | 0 | 0 | 0
2010 | TL | WECC | - | - | W07b7 | Biomass Expected On-Peak | 0 | 0 | 0 | 0 | 0 | 0 | 0 | 0 | 0 | 0 | 0
2010 | TL | WECC | - | - | W07b8 | Biomass Derate On-Peak | 0 | 0 | 0 | 0 | 0 | 0 | 0 | 0 | 0 | 0 | 0
2010 | TL | WECC | - | - | W07b9 | Transmission-Limited Resources | 0 | 0 | 0 | 0 | 0 | 0 | 0 | 0 | 0 | 0 | 0
2010 | TL | WECC | - | - | W07b10 | Scheduled Outage - Maintenance | 0 | 0 | 0 | 0 | 0 | 0 | 0 | 0 | 0 | 0 | 0
2010 | TL | WECC | - | - | W07b11 | All Other Derates | 0 | 0 | 0 | 0 | 0 | 0 | 0 | 0 | 0 | 0 | 0
2010 | TL | WECC | - | - | W07b12 | Energy Only | 0 | 0 | 0 | 0 | 0 | 0 | 0 | 0 | 0 | 0 | 0
2010 | TL | WECC | - | - | W08 | Conceptual | 0 | 0 | 0 | 357 | 1744 | 2431 | 2943 | 4224 | 4611 | 5485 | 5802
2010 | TL | WECC | - | - | W08a1 | Wind Expected On-Peak | 0 | 0 | 0 | 57 | 612 | 743 | 379 | 799 | 819 | 796 | 778
2010 | TL | WECC | - | - | W08a2 | Wind Derate On-Peak | 0 | 0 | 0 | 15 | 514 | 600 | 1008 | 588 | 648 | 920 | 1038
2010 | TL | WECC | - | - | W08a3 | Solar Expected On-Peak | 0 | 0 | 0 | 0 | 0 | 0 | 0 | 0 | 0 | 0 | 0
2010 | TL | WECC | - | - | W08a4 | Solar Derate On-Peak | 0 | 0 | 0 | 65 | 378 | 615 | 615 | 616 | 616 | 653 | 653
2010 | TL | WECC | - | - | W08a5 | Hydro Expected On-Peak | 0 | 0 | 0 | 0 | 0 | 0 | 0 | 0 | 0 | 189 | 224
2010 | TL | WECC | - | - | W08a6 | Hydro Derate On-Peak | 0 | 0 | 0 | 0 | 0 | 0 | 0 | 0 | 0 | 169 | 134
2010 | TL | WECC | - | - | W08a7 | Biomass Expected On-Peak | 0 | 0 | 0 | 0 | 0 | 0 | 8 | 8 | 8 | 8 | 8
2010 | TL | WECC | - | - | W08a8 | Biomass Derate On-Peak | 0 | 0 | 0 | 0 | 0 | 0 | 0 | 0 | 0 | 0 | 0
2010 | TL | WECC | - | - | W08a9 | All Other Derates | 0 | 0 | 0 | 0 | 0 | 0 | 0 | 0 | 0 | 0 | 0
2010 | TL | WECC | - | - | W08a10 | Energy Only | 0 | 0 | 0 | 0 | 0 | 0 | 0 | 0 | 0 | 0 | 0
2010 | TL | WECC | - | - | W09 | ANTICIPATED INTERNAL CAPACITY = 6a+7a | 176899 | 187049 | 210297 | 221667 | 231092 | 237200 | 244015 | 244802 | 244865 | 245365 | 245365
2010 | TL | WECC | - | - | W10 | CAPACITY TRANSACTIONS - IMPORTS = 10a+10b+10c+10d | 0 | 0 | 0 | 0 | 0 | 0 | 0 | 0 | 0 | 0 | 0
2010 | TL | WECC | - | - | W10a | Firm (Note: The sum of 10a1 and 10a2 must be <= 10a) | 0 | 0 | 0 | 0 | 0 | 0 | 0 | 0 | 0 | 0 | 0
2010 | TL | WECC | - | - | W10a1 | Full-Responsibility Purchases | 0 | 0 | 0 | 0 | 0 | 0 | 0 | 0 | 0 | 0 | 0
2010 | TL | WECC | - | - | W10a2 | Owned Capacity/Entitlement Located Outside the Region/Subregion | 0 | 0 | 0 | 0 | 0 | 0 | 0 | 0 | 0 | 0 | 0
2010 | TL | WECC | - | - | W10b | Non-firm | 0 | 0 | 0 | 0 | 0 | 0 | 0 | 0 | 0 | 0 | 0
2010 | TL | WECC | - | - | W10c | Expected (Note: The sum of 10c1 and 10c2 must be <= 10c) | 0 | 0 | 0 | 0 | 0 | 0 | 0 | 0 | 0 | 0 | 0
2010 | TL | WECC | - | - | W10c1 | Full-Responsibility Purchases | 0 | 0 | 0 | 0 | 0 | 0 | 0 | 0 | 0 | 0 | 0
2010 | TL | WECC | - | - | W10c2 | Owned Capacity/Entitlement Located Outside the Region/Subregion | 0 | 0 | 0 | 0 | 0 | 0 | 0 | 0 | 0 | 0 | 0
2010 | TL | WECC | - | - | W10d | Provisional – transactions under study, but negotiations have not begun. | 0 | 0 | 0 | 0 | 0 | 0 | 0 | 0 | 0 | 0 | 0
2010 | TL | WECC | - | - | W11 | CAPACITY TRANSACTIONS - EXPORTS = 11a+11b+11c+11d | 0 | 0 | 0 | 0 | 0 | 0 | 0 | 0 | 0 | 0 | 0
2010 | TL | WECC | - | - | W11a | Firm (Note: The sum of 11a1 and 11a2 must be <= 11a) | 0 | 0 | 0 | 0 | 0 | 0 | 0 | 0 | 0 | 0 | 0
2010 | TL | WECC | - | - | W11a1 | Full-Responsibility Purchases | 0 | 0 | 0 | 0 | 0 | 0 | 0 | 0 | 0 | 0 | 0
2010 | TL | WECC | - | - | W11a2 | Owned Capacity/Entitlement Located Outside the Region/Subregion | 0 | 0 | 0 | 0 | 0 | 0 | 0 | 0 | 0 | 0 | 0
2010 | TL | WECC | - | - | W11b | Non-firm | 0 | 0 | 0 | 0 | 0 | 0 | 0 | 0 | 0 | 0 | 0
2010 | TL | WECC | - | - | W11c | Expected (Note: The sum of 11c1 and 11c2 must be <= 11c) | 0 | 0 | 0 | 0 | 0 | 0 | 0 | 0 | 0 | 0 | 0
2010 | TL | WECC | - | - | W11c1 | Full-Responsibility Purchases | 0 | 0 | 0 | 0 | 0 | 0 | 0 | 0 | 0 | 0 | 0
2010 | TL | WECC | - | - | W11c2 | Owned Capacity/Entitlement Located Outside the Region/Subregion | 0 | 0 | 0 | 0 | 0 | 0 | 0 | 0 | 0 | 0 | 0
2010 | TL | WECC | - | - | W11d | Provisional – transactions under study, but negotiations have not begun. | 0 | 0 | 0 | 0 | 0 | 0 | 0 | 0 | 0 | 0 | 0
2010 | TL | WECC | - | - | W12 | EXISTING, CERTAIN CAPACITY & NET FIRM TRANSACTIONS = 6a+Net Firm Transactions | 176899 | 185516.7679 | 185516.7679 | 185516.7679 | 185516.7679 | 185516.7679 | 185516.7679 | 185516.7679 | 185516.7679 | 185516.7679 | 185516.7679
2010 | TL | WECC | - | - | W13 | ANTICIPATED CAPACITY RESOURCES = 12+7a+Net Expected Transactions | 0 | 186812.7679 | 198952.7679 | 205074.7679 | 209408.7679 | 210555.7679 | 216950.7679 | 212597.7679 | 212617.7679 | 212712.7679 | 212695.7679
2010 | TL | WECC | - | - | W14 | PROSPECTIVE CAPACITY RESOURCES = 13+6b+16b | 0 | 186812.7679 | 198952.7679 | 205074.7679 | 209408.7679 | 210555.7679 | 216950.7679 | 212597.7679 | 212617.7679 | 212712.7679 | 212695.7679
2010 | TL | WECC | - | - | W15 | TOTAL POTENTIAL CAPACITY RESOURCES = 13+6b+7b+8+Net Provisional Transactions | 0 | 186812.7679 | 198952.7679 | 205431.7679 | 211152.7679 | 212986.7679 | 219893.7679 | 216821.7679 | 217228.7679 | 218197.7679 | 218497.7679
2010 | TL | WECC | - | - | W15a | ADJUSTED POTENTIAL CAPACITY RESOURCES = 13+6b+16b+16d+Net Provisional Transactions | 0 | 186812.7679 | 198952.7679 | 205431.7679 | 211152.7679 | 212986.7679 | 219893.7679 | 216821.7679 | 217228.7679 | 218197.7679 | 218497.7679
2010 | TL | WECC | - | - | W16a | Confidence of Future, Other (7b), using reasonable judgement | 0 | 0 | 0 | 0 | 0 | 0 | 0 | 0 | 0 | 0 | 0
2010 | TL | WECC | - | - | W16b | Net Future, Other Resources After Confidence Percentage Is Applied = 7b*16a | 0 | 0 | 0 | 0 | 0 | 0 | 0 | 0 | 0 | 0 | 0
2010 | TL | WECC | - | - | W16c | Confidence of Conceptual (8), using reasonable judgement | 0 | 1 | 1 | 1 | 1 | 1 | 1 | 1 | 1 | 1 | 1
2010 | TL | WECC | - | - | W16d | Net Conceptual Resources After Confidence Percentage Is Applied = 8*16c | 0 | 0 | 0 | 357 | 1744 | 2431 | 2943 | 4224 | 4611 | 5485 | 5802
2010 | TL | WECC | - | - | W17 | Region/Subregion Target Reserve Margin | 0 | 0.139 | 0.139 | 0.139 | 0.139 | 0.139 | 0.139 | 0.139 | 0.139 | 0.139 | 0.139
2010 | TL | WECC | - | - | W18 | Existing Certain and Net Firm Transactions Reserve Margin = (12-3)/3 | 0 | 0.50254 | 0.46708 | 0.44258 | 0.4114 | 0.38562 | 0.36408 | 0.34848 | 0.3271 | 0.3081 | 0.28293
2010 | TL | WECC | - | - | W19 | Anticipated Capacity Resources Reserve Margin = (13-3)/3 | 0 | 0.51304 | 0.57333 | 0.59466 | 0.59316 | 0.57264 | 0.59521 | 0.54532 | 0.52097 | 0.49986 | 0.47088
2010 | TL | WECC | - | - | W20 | Prospective Capacity Resources Reserve Margin = (14-3)/3 | 0 | 0.51304 | 0.57333 | 0.59466 | 0.59316 | 0.57264 | 0.59521 | 0.54532 | 0.52097 | 0.49986 | 0.47088
2010 | TL | WECC | - | - | W21 | Total Potential Resources Reserve Margin = (15-3)/3 | 0 | 0.51304 | 0.57333 | 0.59744 | 0.60643 | 0.59079 | 0.61685 | 0.57603 | 0.55395 | 0.53853 | 0.51101
2010 | TL | WECC | - | - | W22 | Adjusted Potential Resources Reserve Margin = (15a-3)/3 | 0 | 0.51304 | 0.57333 | 0.59744 | 0.60643 | 0.59079 | 0.61685 | 0.57603 | 0.55395 | 0.53853 | 0.51101
2010 | TL | WECC | - | - | W23 | Total Baseline Installed Capacity | 273314 | 0 | 0 | 0 | 0 | 0 | 0 | 0 | 0 | 0 | 0
2011 | US | FRCC | - | FRCC | 1 | Unrestricted Non-coincident Peak Demand | 46135 | 47613 | 48276 | 48889 | 49534 | 50148 | 50812 | 51408 | 52088 | 52784 | 53415 | 54037
2011 | US | FRCC | - | FRCC | 1a | New Conservation (Energy Efficiency) |  | 0 | 0 | 0 | 0 | 0 | 0 | 0 | 0 | 0 | 0 | 0
2011 | US | FRCC | - | FRCC | 1b | Estimated Diversity |  | 0 | 0 | 0 | 0 | 0 | 0 | 0 | 0 | 0 | 0 | 0
2011 | US | FRCC | - | FRCC | 1c | Additions for non-member load (load served by non-registered LSE's in a region) |  | 0 | 0 | 0 | 0 | 0 | 0 | 0 | 0 | 0 | 0 | 0
2011 | US | FRCC | - | FRCC | 1d | Stand-by Load Under Contract (Normally served by behind the meter generation) |  | 0 | 0 | 0 | 0 | 0 | 0 | 0 | 0 | 0 | 0 | 0
2011 | US | FRCC | - | FRCC | 1e | Non-Controllable Demand-Side Demand Response |  | 0 | 0 | 0 | 0 | 0 | 0 | 0 | 0 | 0 | 0 | 0
2011 | US | FRCC | - | FRCC | 2 | Total Internal Demand | 46135 | 47613 | 48276 | 48889 | 49534 | 50148 | 50812 | 51408 | 52088 | 52784 | 53415 | 54037
2011 | US | FRCC | - | FRCC | 2H1 | Load Forecast Uncertainty (Extreme Demand Factor) |  | 1.0578 | 1.0699 | 1.0795 | 1.0876 | 1.0944 | 1.1004 | 1.1056 | 1.1101 | 1.114 | 1.114 | 1.114
2011 | US | FRCC | - | FRCC | 2H | Total Internal Demand | 1.05 | 50366.6084 | 51651.8481 | 52774.381 | 53873.6581 | 54883.3782 | 55914.2244 | 56836.7138 | 57822.8916 | 58803.8074 | 59506.7704 | 60199.7071
2011 | US | FRCC | - | FRCC | 2a | Supply-Side Direct Control Load Management | 111 | 2783 | 2825 | 2851 | 2929 | 3000 | 3057 | 3116 | 3170 | 3205 | 3229 | 3229
2011 | US | FRCC | - | FRCC | 2b | Supply-Side Contractually Interruptible (Curtailable) | 70 | 634 | 701 | 688 | 682 | 645 | 646 | 648 | 649 | 650 | 651 | 651
2011 | US | FRCC | - | FRCC | 2c | Supply-Side Critical Peak-Pricing (CPP) with Control | 0 | 0 | 0 | 0 | 0 | 0 | 0 | 0 | 0 | 0 | 0 | 0
2011 | US | FRCC | - | FRCC | 2d | Supply-Side Load as a Capacity Resource | 0 | 0 | 0 | 0 | 0 | 0 | 0 | 0 | 0 | 0 | 0 | 0
2011 | US | FRCC | - | FRCC | 3 | Net Internal Demand | 45954 | 44196 | 44750 | 45350 | 45923 | 46503 | 47109 | 47644 | 48269 | 48929 | 49535 | 50157
2011 | US | FRCC | - | FRCC | 4a | Demand Response used for Ancillary Services - Spinning Reserves | 0 | 0 | 0 | 0 | 0 | 0 | 0 | 0 | 0 | 0 | 0 | 0
2011 | US | FRCC | - | FRCC | 4b | Demand Response used for Ancillary Services - Non-Spinning Reserves | 0 | 0 | 0 | 0 | 0 | 0 | 0 | 0 | 0 | 0 | 0 | 0
2011 | US | FRCC | - | FRCC | 4c | Demand Response used for Regulation | 0 | 0 | 0 | 0 | 0 | 0 | 0 | 0 | 0 | 0 | 0 | 0
2011 | US | FRCC | - | FRCC | 4d | Demand Response used for Energy, Voluntary Services - Emergency | 0 | 0 | 0 | 0 | 0 | 0 | 0 | 0 | 0 | 0 | 0 | 0
2011 | US | FRCC | - | FRCC | 5 | TOTAL INTERNAL CAPACITY | 59289.1 | 60136.5 | 61678.6 | 62576 | 66007.6 | 66190.6 | 67811.2 | 68158.4 | 68365.2 | 68696 | 71188.8 | 71217.6
2011 | US | FRCC | - | FRCC | 6 | EXISTING CAPACITY | 0: 58695.6; 109: 60311.9
2011 | US | FRCC | - | FRCC | 6a | Existing, Certain | 0: 55087.1; 109: 53771.2
2011 | US | FRCC | - | FRCC | 6a1 | Wind Expected On-Peak | 0: 0; 109: 0
2011 | US | FRCC | - | FRCC | 6a2 | Solar Expected On-Peak | 0: 0.8; 109: 1.2
2011 | US | FRCC | - | FRCC | 6a3 | Hydro Expected On-Peak | 0: 43.5; 109: 43.5
2011 | US | FRCC | - | FRCC | 6a4 | Biomass Expected On-Peak | 0: 472.8; 109: 366.5
2011 | US | FRCC | - | FRCC | 6b | Existing, Other (Note: Enter the net expected value only) | 0: 1371; 109: 176.9
2011 | US | FRCC | - | FRCC | 6b1 | Wind Derate On-Peak | 0: 0; 109: 0
2011 | US | FRCC | - | FRCC | 6b2 | Solar Derate On-Peak | 0: 32.2; 109: 46
2011 | US | FRCC | - | FRCC | 6b3 | Hydro Derate On-Peak | 0: 11; 109: 11
2011 | US | FRCC | - | FRCC | 6b4 | Biomass Derate On-Peak | 0: 0; 109: 14
2011 | US | FRCC | - | FRCC | 6b5 | Transmission-Limited Resources | 0: 0; 109: 0
2011 | US | FRCC | - | FRCC | 6b6 | All Other Derates | 0: 0; 109: 0
2011 | US | FRCC | - | FRCC | 6b7 | Energy Only (Existing-Other) | 0: 1328; 109: 176.9
2011 | US | FRCC | - | FRCC | 6c | Existing, Inoperable (Note: Capacity reported on this line is not included in margin calculations) | 0: 2237.5; 109: 2875.8
2011 | US | FRCC | - | FRCC | 6d | Total Supply-Side Demand Response | 181 | 3417 | 3526 | 3539 | 3611 | 3645 | 3703 | 3764 | 3819 | 3855 | 3880 | 3880
2011 | US | FRCC | - | FRCC | 7 | FUTURE CAPACITY ADDITIONS |  | -180.8 | 1314.3 | 2186.1 | 5529.5 | 5658.7 | 7197.9 | 7457.1 | 7578.3 | 7844.3 | 10283.3 | 10283.3
2011 | US | FRCC | - | FRCC | 7a | Future, Planned (Note: Enter the net expected value only) |  | -199.8 | 1295.3 | 2014.1 | 5178.5 | 5307.7 | 6823.9 | 7083.1 | 7189.1 | 7455.1 | 9894.1 | 9894.1
2011 | US | FRCC | - | FRCC | 7a1 | Wind Expected On-Peak |  | 0 | 0 | 0 | 0 | 0 | 0 | 0 | 0 | 0 | 0 | 0
2011 | US | FRCC | - | FRCC | 7a2 | Wind Derate On-Peak |  | 0 | 0 | 0 | 0 | 0 | 0 | 0 | 0 | 0 | 0 | 0
2011 | US | FRCC | - | FRCC | 7a3 | Solar Expected On-Peak |  | 0.2 | 0.4 | 0.6 | 0.8 | 1 | 1.2 | 1.4 | 1.6 | 1.6 | 1.6 | 1.6
2011 | US | FRCC | - | FRCC | 7a4 | Solar Derate On-Peak |  | 1.8 | 3.6 | 5.4 | 7.2 | 9 | 10.8 | 12.6 | 14.4 | 14.4 | 14.4 | 14.4
2011 | US | FRCC | - | FRCC | 7a5 | Hydro Expected On-Peak |  | 0 | 0 | 0 | 0 | 0 | 0 | 0 | 0 | 0 | 0 | 0
2011 | US | FRCC | - | FRCC | 7a6 | Hydro Derate On-Peak |  | 0 | 0 | 0 | 0 | 0 | 0 | 0 | 0 | 0 | 0 | 0
2011 | US | FRCC | - | FRCC | 7a7 | Biomass Expected On-Peak |  | 37 | 167 | 380 | 367.2 | 458.2 | 471.2 | 489.2 | 490 | 490 | 491 | 491
2011 | US | FRCC | - | FRCC | 7a8 | Biomass Derate On-Peak |  | 0 | 0 | 0 | 0 | 0 | 0 | 0 | 0 | 0 | 0 | 0
2011 | US | FRCC | - | FRCC | 7a9 | Transmission-Limited Resources |  | 0 | 0 | 0 | 0 | 0 | 0 | 0 | 0 | 0 | 0 | 0
2011 | US | FRCC | - | FRCC | 7a10 | Scheduled Outage - Maintenance |  | 0 | 0 | 0 | 0 | 0 | 0 | 0 | 0 | 0 | 0 | 0
2011 | US | FRCC | - | FRCC | 7a11 | All Other Derates |  | 3.6 | 10.8 | 21.6 | 36 | 54 | 75.6 | 100.8 | 129.6 | 158.4 | 187.2 | 216
2011 | US | FRCC | - | FRCC | 7a12 | Energy Only |  | 0 | 0 | 0 | 0 | 0 | 0 | 0 | 0 | 0 | 0 | 0
2011 | US | FRCC | - | FRCC | 7b | Future, Other (Note: Enter the net expected value only) |  | 19 | 19 | 172 | 351 | 351 | 374 | 374 | 389.2 | 389.2 | 389.2 | 389.2
2011 | US | FRCC | - | FRCC | 7b1 | Wind Expected On-Peak |  | 0 | 0 | 0 | 0 | 0 | 0 | 0 | 0 | 0 | 0 | 0
2011 | US | FRCC | - | FRCC | 7b2 | Wind Derate On-Peak |  | 0 | 0 | 0 | 0 | 0 | 0 | 0 | 0 | 0 | 0 | 0
2011 | US | FRCC | - | FRCC | 7b3 | Solar Expected On-Peak |  | 0 | 0 | 0 | 0 | 0 | 0 | 0 | 0 | 0 | 0 | 0
2011 | US | FRCC | - | FRCC | 7b4 | Solar Derate On-Peak |  | 0 | 0 | 0 | 0 | 0 | 0 | 0 | 0 | 0 | 0 | 0
2011 | US | FRCC | - | FRCC | 7b5 | Hydro Expected On-Peak |  | 0 | 0 | 0 | 0 | 0 | 0 | 0 | 0 | 0 | 0 | 0
2011 | US | FRCC | - | FRCC | 7b6 | Hydro Derate On-Peak |  | 0 | 0 | 0 | 0 | 0 | 0 | 0 | 0 | 0 | 0 | 0
2011 | US | FRCC | - | FRCC | 7b7 | Biomass Expected On-Peak |  | 19 | 19 | 62 | 74.8 | 74.8 | 74.8 | 74.8 | 90 | 90 | 90 | 90
2011 | US | FRCC | - | FRCC | 7b8 | Biomass Derate On-Peak |  | 0 | 0 | 0 | 0 | 0 | 0 | 0 | 0 | 0 | 0 | 0
2011 | US | FRCC | - | FRCC | 7b9 | Transmission-Limited Resources |  | 0 | 0 | 0 | 0 | 0 | 0 | 0 | 0 | 0 | 0 | 0
2011 | US | FRCC | - | FRCC | 7b10 | Scheduled Outage - Maintenance |  | 0 | 0 | 0 | 0 | 0 | 0 | 0 | 0 | 0 | 0 | 0
2011 | US | FRCC | - | FRCC | 7b11 | All Other Derates |  | 0 | 0 | 0 | 0 | 0 | 0 | 0 | 0 | 0 | 0 | 0
2011 | US | FRCC | - | FRCC | 7b12 | Energy Only |  | 19 | 19 | 172 | 351 | 351 | 374 | 374 | 389.2 | 389.2 | 389.2 | 389.2
2011 | US | FRCC | - | FRCC | 8 | Conceptual (Note: Enter the net expected value only) |  | 0 | 0 | 0 | 0 | 0 | 0 | 0 | 0 | 0 | 0 | 0
2011 | US | FRCC | - | FRCC | 8a1 | Wind Expected On-Peak |  | 0 | 0 | 0 | 0 | 0 | 0 | 0 | 0 | 0 | 0 | 0
2011 | US | FRCC | - | FRCC | 8a2 | Wind Derate On-Peak |  | 0 | 0 | 0 | 0 | 0 | 0 | 0 | 0 | 0 | 0 | 0
2011 | US | FRCC | - | FRCC | 8a3 | Solar Expected On-Peak |  | 0 | 0 | 0 | 0 | 0 | 0 | 0 | 0 | 0 | 0 | 0
2011 | US | FRCC | - | FRCC | 8a4 | Solar Derate On-Peak |  | 0 | 0 | 0 | 0 | 0 | 0 | 0 | 0 | 0 | 0 | 0
2011 | US | FRCC | - | FRCC | 8a5 | Hydro Expected On-Peak |  | 0 | 0 | 0 | 0 | 0 | 0 | 0 | 0 | 0 | 0 | 0
2011 | US | FRCC | - | FRCC | 8a6 | Hydro Derate On-Peak |  | 0 | 0 | 0 | 0 | 0 | 0 | 0 | 0 | 0 | 0 | 0
2011 | US | FRCC | - | FRCC | 8a7 | Biomass Expected On-Peak |  | 0 | 0 | 0 | 0 | 0 | 0 | 0 | 0 | 0 | 0 | 0
2011 | US | FRCC | - | FRCC | 8a8 | Biomass Derate On-Peak |  | 0 | 0 | 0 | 0 | 0 | 0 | 0 | 0 | 0 | 0 | 0
2011 | US | FRCC | - | FRCC | 8a9 | All Other Derates |  | 0 | 0 | 0 | 0 | 0 | 0 | 0 | 0 | 0 | 0 | 0
2011 | US | FRCC | - | FRCC | 8a10 | Energy Only |  | 0 | 0 | 0 | 0 | 0 | 0 | 0 | 0 | 0 | 0 | 0
2011 | US | FRCC | - | FRCC | 9 | ANTICIPATED INTERNAL CAPACITY | 55268.1 | 56988.4 | 58592.5 | 59324.3 | 62560.7 | 62723.9 | 64298.1 | 64618.3 | 64779.3 | 65081.3 | 67545.3 | 67545.3
2011 | US | FRCC | - | FRCC | 10 | CAPACITY TRANSACTIONS - IMPORTS | 2271 | 2215 | 2215 | 2245 | 2295 | 1464 | 1072 | 1072 | 1072 | 1072 | 1072 | 1072
2011 | US | FRCC | - | FRCC | 10a | Firm (Note: The sum of 10a1 and 10a2 must be ≤ 10a) | 2271 | 2215 | 2215 | 2245 | 2295 | 1464 | 1072 | 1072 | 1072 | 1072 | 1072 | 1072
2011 | US | FRCC | - | FRCC | 10a1 | Full-Responsibility Purchases | 1433 | 1343 | 1343 | 1373 | 1423 | 592 | 200 | 200 | 200 | 200 | 200 | 200
2011 | US | FRCC | - | FRCC | 10a2 | Owned Capacity/Entitlement Located Outside the Region/Subregion | 838 | 872 | 872 | 872 | 872 | 872 | 872 | 872 | 872 | 872 | 872 | 872
2011 | US | FRCC | - | FRCC | 10b | Non-firm | 0 |  | 0 | 0 | 0 | 0 | 0 | 0 | 0 | 0 | 0 | 0
2011 | US | FRCC | - | FRCC | 10c | Expected (Note: The sum of 10c1 and 10c2 must be ≤ 10c) |  | 0 | 0 | 0 | 0 | 0 | 0 | 0 | 0 | 0 | 0 | 0
2011 | US | FRCC | - | FRCC | 10c1 | Full-Responsibility Purchases |  | 0 | 0 | 0 | 0 | 0 | 0 | 0 | 0 | 0 | 0 | 0
2011 | US | FRCC | - | FRCC | 10c2 | Owned Capacity/Entitlement Located Outside the Region/Subregion |  | 0 | 0 | 0 | 0 | 0 | 0 | 0 | 0 | 0 | 0 | 0
2011 | US | FRCC | - | FRCC | 10d | Provisional – transactions under study, but negotiations have not begun. |  | 0 | 0 | 0 | 0 | 0 | 0 | 0 | 0 | 0 | 0 | 0
2011 | US | FRCC | - | FRCC | 11 | CAPACITY TRANSACTIONS - EXPORTS | 0 | 0 | 0 | 0 | 0 | 0 | 0 | 0 | 0 | 0 | 0 | 0
2011 | US | FRCC | - | FRCC | 11a | Firm (Note: The sum of 11a1 and 11a2 must be ≤ 11a) | 0 | 0 | 0 | 0 | 0 | 0 | 0 | 0 | 0 | 0 | 0 | 0
2011 | US | FRCC | - | FRCC | 11a1 | Full-Responsibility Purchases | 0 | 0 | 0 | 0 | 0 | 0 | 0 | 0 | 0 | 0 | 0 | 0
2011 | US | FRCC | - | FRCC | 11a2 | Owned Capacity/Entitlement Located Outside the Region/Subregion | 0 | 0 | 0 | 0 | 0 | 0 | 0 | 0 | 0 | 0 | 0 | 0
2011 | US | FRCC | - | FRCC | 11b | Non-firm | 0 |  | 0 | 0 | 0 | 0 | 0 | 0 | 0 | 0 | 0 | 0
2011 | US | FRCC | - | FRCC | 11c | Expected (Note: The sum of 11c1 and 11c2 must be ≤ 11c) |  | 0 | 0 | 0 | 0 | 0 | 0 | 0 | 0 | 0 | 0 | 0
2011 | US | FRCC | - | FRCC | 11c1 | Full-Responsibility Purchases |  | 0 | 0 | 0 | 0 | 0 | 0 | 0 | 0 | 0 | 0 | 0
2011 | US | FRCC | - | FRCC | 11c2 | Owned Capacity/Entitlement Located Outside the Region/Subregion |  | 0 | 0 | 0 | 0 | 0 | 0 | 0 | 0 | 0 | 0 | 0
2011 | US | FRCC | - | FRCC | 11d | Provisional – transactions under study, but negotiations have not begun. |  | 0 | 0 | 0 | 0 | 0 | 0 | 0 | 0 | 0 | 0 | 0
2011 | US | FRCC | - | FRCC | 12 | EXISTING, CERTAIN CAPACITY & NET FIRM TRANSACTIONS | 57539.1 | 59403.2 | 59512.2 | 59555.2 | 59677.2 | 58880.2 | 58546.2 | 58607.2 | 58662.2 | 58698.2 | 58723.2 | 58723.2
2011 | US | FRCC | - | FRCC | 13 | ANTICIPATED CAPACITY RESOURCES |  | 59203.4 | 60807.5 | 61569.3 | 64855.7 | 64187.9 | 65370.1 | 65690.3 | 65851.3 | 66153.3 | 68617.3 | 68617.3
2011 | US | FRCC | - | FRCC | 14 | PROSPECTIVE CAPACITY RESOURCES |  | 59399.3 | 61003.4 | 61918.2 | 65383.6 | 64715.8 | 65921 | 66241.2 | 66417.4 | 66719.4 | 69183.4 | 69183.4
2011 | US | FRCC | - | FRCC | 15 | TOTAL POTENTIAL CAPACITY RESOURCES |  | 59399.3 | 61003.4 | 61918.2 | 65383.6 | 64715.8 | 65921 | 66241.2 | 66417.4 | 66719.4 | 69183.4 | 69183.4
2011 | US | FRCC | - | FRCC | 15a | ADJUSTED POTENTIAL CAPACITY RESOURCES |  | 59399.3 | 61003.4 | 61918.2 | 65383.6 | 64715.8 | 65921 | 66241.2 | 66417.4 | 66719.4 | 69183.4 | 69183.4
2011 | US | FRCC | - | FRCC | 16a | Confidence of Future, Other (7b), using reasonable judgement |  | 0 | 0 | 0 | 0 | 0 | 0 | 0 | 0 | 0 | 0 | 0
2011 | US | FRCC | - | FRCC | 16b | Net Future, Other Resources After Confidence Percentage Is Applied |  | 19 | 19 | 172 | 351 | 351 | 374 | 374 | 389.2 | 389.2 | 389.2 | 389.2
2011 | US | FRCC | - | FRCC | 16c | Confidence of Conceptual (8), using reasonable judgement |  | 0 | 0 | 0 | 0 | 0 | 0 | 0 | 0 | 0 | 0 | 0
2011 | US | FRCC | - | FRCC | 16d | Net Conceptual Resources After Confidence Percentage Is Applied |  | 0 | 0 | 0 | 0 | 0 | 0 | 0 | 0 | 0 | 0 | 0
2011 | US | FRCC | - | FRCC | 17 | Region/Subregion Target Reserve Margin |  | 15% | 15% | 15% | 15% | 15% | 15% | 15% | 15% | 15% | 15% | 15%
2011 | US | FRCC | - | FRCC | 18 | Existing Certain and Net Firm Transactions Reserve Margin |  | 24.76% | 23.27% | 21.82% | 20.48% | 17.41% | 15.22% | 14% | 12.62% | 11.2% | 9.938% | 8.672%
2011 | US | FRCC | - | FRCC | 19 | Anticipated Capacity Resources Reserve Margin |  | 24.34% | 25.96% | 25.94% | 30.93% | 28% | 28.65% | 27.78% | 26.42% | 25.33% | 28.46% | 26.98%
2011 | US | FRCC | - | FRCC | 20 | Prospective Capacity Resources Reserve Margin |  | 24.75% | 26.36% | 26.65% | 32% | 29.05% | 29.74% | 28.85% | 27.51% | 26.4% | 29.52% | 28.03%
2011 | US | FRCC | - | FRCC | 21 | Total Potential Resources Reserve Margin |  | 24.75% | 26.36% | 26.65% | 32% | 29.05% | 29.74% | 28.85% | 27.51% | 26.4% | 29.52% | 28.03%
2011 | US | FRCC | - | FRCC | 22 | Adjusted Potential Resources Reserve Margin |  | 24.75% | 26.36% | 26.65% | 32% | 29.05% | 29.74% | 28.85% | 27.51% | 26.4% | 29.52% | 28.03%
2011 | US | FRCC | - | FRCC | 23 | Total Baseline Installed Capacity | 0: 58738.8
2011 | US | FRCC | - | FRCC | 24 | Distributed or Other Capacity (Behind the Meter) < 1 MW
2011 | US | FRCC | - | FRCC | 25 | Distributed or Other Capacity (Behind the Meter) ≥ 1 MW
2011 | US | FRCC | - | FRCC | 26 | Capacity Total from EIA-860
2011 | US | MRO | - | MISO | 1 | Unrestricted Non-coincident Peak Demand | 86728.41 | 82648.6417 | 78630.2979 | 80932.0849 | 81260.9766 | 82149.5438 | 82873.2084 | 83631.9746 | 84453.0053 | 85288.6192 | 86141.5054 | 87002.9204
2011 | US | MRO | - | MISO | 1a | New Conservation (Energy Efficiency) |  | 0 | 0 | 0 | 0 | 0 | 0 | 0 | 0 | 0 | 0 | 0
2011 | US | MRO | - | MISO | 1b | Estimated Diversity |  | 3596.8562 | 3421.9785 | 3522.1519 | 3536.4653 | 3575.1356 | 3606.6293 | 3639.6507 | 3675.3819 | 3711.7477 | 3748.8651 | 3786.3538
2011 | US | MRO | - | MISO | 1c | Additions for non-member load (load served by non-registered LSE's in a region) |  | 0 | 0 | 0 | 0 | 0 | 0 | 0 | 0 | 0 | 0 | 0
2011 | US | MRO | - | MISO | 1d | Stand-by Load Under Contract (Normally served by behind the meter generation) |  | 0 | 0 | 0 | 0 | 0 | 0 | 0 | 0 | 0 | 0 | 0
2011 | US | MRO | - | MISO | 1e | Non-Controllable Demand-Side Demand Response |  | 0 | 0 | 0 | 0 | 0 | 0 | 0 | 0 | 0 | 0 | 0
2011 | US | MRO | - | MISO | 2 | Total Internal Demand | 86728.41 | 79051.7854 | 75208.3193 | 77409.9329 | 77724.5113 | 78574.4083 | 79266.5791 | 79992.3239 | 80777.6235 | 81576.8715 | 82392.6402 | 83216.5666
2011 | US | MRO | - | MISO | 2H1 | Load Forecast Uncertainty (Extreme Demand Factor) |  | 1.06 | 1.06 | 1.06 | 1.06 | 1.06 | 1.06 | 1.06 | 1.06 | 1.06 | 1.06 | 1.06
2011 | US | MRO | - | MISO | 2H | Total Internal Demand | 1.05 | 83794.8926 | 79720.8185 | 82054.5289 | 82387.982 | 83288.8727 | 84022.5738 | 84791.8633 | 85624.2809 | 86471.4838 | 87336.1987 | 88209.5606
2011 | US | MRO | - | MISO | 2a | Supply-Side Direct Control Load Management | 221 | 1118 | 1118 | 1118 | 1118 | 1118 | 1118 | 1118 | 1118 | 1118 | 1118 | 1118
2011 | US | MRO | - | MISO | 2b | Supply-Side Contractually Interruptible (Curtailable) | 2405 | 3093 | 3093 | 3093 | 3093 | 3093 | 3093 | 3093 | 3093 | 3093 | 3093 | 3093
2011 | US | MRO | - | MISO | 2c | Supply-Side Critical Peak-Pricing (CPP) with Control | 0 | 0 | 0 | 0 | 0 | 0 | 0 | 0 | 0 | 0 | 0 | 0
2011 | US | MRO | - | MISO | 2d | Supply-Side Load as a Capacity Resource | 3791 | 3608 | 3608 | 3608 | 3608 | 3608 | 3608 | 3608 | 3608 | 3608 | 3608 | 3608
2011 | US | MRO | - | MISO | 3 | Net Internal Demand | 80311.41 | 71232.7854 | 67389.3193 | 69590.9329 | 69905.5113 | 70755.4083 | 71447.5791 | 72173.3239 | 72958.6235 | 73757.8715 | 74573.6402 | 75397.5666
2011 | US | MRO | - | MISO | 4a | Demand Response used for Ancillary Services - Spinning Reserves | 49 | 49 | 49 | 49 | 49 | 49 | 49 | 49 | 49 | 49 | 49 | 49
2011 | US | MRO | - | MISO | 4b | Demand Response used for Ancillary Services - Non-Spinning Reserves | 0 | 0 | 0 | 0 | 0 | 0 | 0 | 0 | 0 | 0 | 0 | 0
2011 | US | MRO | - | MISO | 4c | Demand Response used for Regulation | 0 | 0 | 0 | 0 | 0 | 0 | 0 | 0 | 0 | 0 | 0 | 0
2011 | US | MRO | - | MISO | 4d | Demand Response used for Energy, Voluntary Services - Emergency | 0 | 0 | 0 | 0 | 0 | 0 | 0 | 0 | 0 | 0 | 0 | 0
2011 | US | MRO | - | MISO | 5 | TOTAL INTERNAL CAPACITY | 160825.79 | 141511.4051 | 129979.337 | 130168.8062 | 130253.5527 | 130276.5527 | 130358.5527 | 130358.5527 | 130358.5527 | 131921.5527 | 131921.5527 | 131921.5527
2011 | US | MRO | - | MISO | 6 | EXISTING CAPACITY | 0: 160825.79; 109: 141511.4051
2011 | US | MRO | - | MISO | 6a | Existing, Certain | 0: 126142; 109: 107050.8
2011 | US | MRO | - | MISO | 6a1 | Wind Expected On-Peak | 0: 1398.96; 109: 388.9
2011 | US | MRO | - | MISO | 6a2 | Solar Expected On-Peak | 0: 0; 109: 0
2011 | US | MRO | - | MISO | 6a3 | Hydro Expected On-Peak | 0: 758; 109: 717.3
2011 | US | MRO | - | MISO | 6a4 | Biomass Expected On-Peak | 0: 171; 109: 496.2
2011 | US | MRO | - | MISO | 6b | Existing, Other (Note: Enter the net expected value only) | 0: 20629.7; 109: 17108.2261
2011 | US | MRO | - | MISO | 6b1 | Wind Derate On-Peak | 0: 6784.09; 109: 7683.3789
2011 | US | MRO | - | MISO | 6b2 | Solar Derate On-Peak | 0: 0; 109: 0
2011 | US | MRO | - | MISO | 6b3 | Hydro Derate On-Peak | 0: 0; 109: 0
2011 | US | MRO | - | MISO | 6b4 | Biomass Derate On-Peak | 0: 0; 109: 0
2011 | US | MRO | - | MISO | 6b5 | Transmission-Limited Resources | 0: 0; 109: 0
2011 | US | MRO | - | MISO | 6b6 | All Other Derates | 0: 0; 109: 0
2011 | US | MRO | - | MISO | 6b7 | Energy Only (Existing-Other) | 0: 2489; 109: 1417.12
2011 | US | MRO | - | MISO | 6c | Existing, Inoperable (Note: Capacity reported on this line is not included in margin calculations) | 0: 853; 109: 1850
2011 | US | MRO | - | MISO | 6d | Total Supply-Side Demand Response | 6417 | 7819 | 7819 | 7819 | 7819 | 7819 | 7819 | 7819 | 7819 | 7819 | 7819 | 7819
2011 | US | MRO | - | MISO | 7 | FUTURE CAPACITY ADDITIONS |  | 0 | -5280.1 | -5220.8185 | -5201.8167 | -5178.8167 | -5096.8167 | -5096.8167 | -5096.8167 | -3533.8167 | -3533.8167 | -3533.8167
2011 | US | MRO | - | MISO | 7a | Future, Planned (Note: Enter the net expected value only) |  | 0 | -5314.1 | -5254.8185 | -5235.8167 | -5212.8167 | -5130.8167 | -5130.8167 | -5130.8167 | -3567.8167 | -3567.8167 | -3567.8167
2011 | US | MRO | - | MISO | 7a1 | Wind Expected On-Peak |  | 0 | 212 | 231.2815 | 241.0187 | 241.0187 | 241.0187 | 241.0187 | 241.0187 | 241.0187 | 241.0187 | 241.0187
2011 | US | MRO | - | MISO | 7a2 | Wind Derate On-Peak |  | 0 | 1431.4109 | 1561.5985 | 1627.3433 | 1627.3433 | 1627.3433 | 1627.3433 | 1627.3433 | 1627.3433 | 1627.3433 | 1627.3433
2011 | US | MRO | - | MISO | 7a3 | Solar Expected On-Peak |  | 0 | 0 | 0 | 0 | 0 | 0 | 0 | 0 | 0 | 0 | 0
2011 | US | MRO | - | MISO | 7a4 | Solar Derate On-Peak |  | 0 | 0 | 0 | 0 | 0 | 0 | 0 | 0 | 0 | 0 | 0
2011 | US | MRO | - | MISO | 7a5 | Hydro Expected On-Peak |  | 0 | 0 | 0 | 0 | 0 | 0 | 0 | 0 | 0 | 0 | 0
2011 | US | MRO | - | MISO | 7a6 | Hydro Derate On-Peak |  | 0 | 0 | 0 | 0 | 0 | 0 | 0 | 0 | 0 | 0 | 0
2011 | US | MRO | - | MISO | 7a7 | Biomass Expected On-Peak |  | 0 | 0 | 40 | 40 | 40 | 40 | 40 | 40 | 40 | 40 | 40
2011 | US | MRO | - | MISO | 7a8 | Biomass Derate On-Peak |  | 0 | 0 | 0 | 0 | 0 | 0 | 0 | 0 | 0 | 0 | 0
2011 | US | MRO | - | MISO | 7a9 | Transmission-Limited Resources |  | 0 | 0 | 0 | 0 | 0 | 0 | 0 | 0 | 0 | 0 | 0
2011 | US | MRO | - | MISO | 7a10 | Scheduled Outage - Maintenance |  | 0 | 0 | 0 | 0 | 0 | 0 | 0 | 0 | 0 | 0 | 0
2011 | US | MRO | - | MISO | 7a11 | All Other Derates |  | 0 | 0 | 5.6843e-14 | -2.8422e-14 | -2.8422e-14 | -2.8422e-14 | -2.8422e-14 | -2.8422e-14 | -2.8422e-14 | -2.8422e-14 | -2.8422e-14
2011 | US | MRO | - | MISO | 7a12 | Energy Only |  | 0 | 0 | 0 | 9.2646 | 9.2646 | 9.2646 | 9.2646 | 9.2646 | 9.2646 | 9.2646 | 9.2646
2011 | US | MRO | - | MISO | 7b | Future, Other (Note: Enter the net expected value only) |  | 0 | 34 | 34 | 34 | 34 | 34 | 34 | 34 | 34 | 34 | 34
2011 | US | MRO | - | MISO | 7b1 | Wind Expected On-Peak |  | 0 | 34 | 34 | 34 | 34 | 34 | 34 | 34 | 34 | 34 | 34
2011 | US | MRO | - | MISO | 7b2 | Wind Derate On-Peak |  | 0 | 231 | 231 | 231 | 231 | 231 | 231 | 231 | 231 | 231 | 231
2011 | US | MRO | - | MISO | 7b3 | Solar Expected On-Peak |  | 0 | 0 | 0 | 0 | 0 | 0 | 0 | 0 | 0 | 0 | 0
2011 | US | MRO | - | MISO | 7b4 | Solar Derate On-Peak |  | 0 | 0 | 0 | 0 | 0 | 0 | 0 | 0 | 0 | 0 | 0
2011 | US | MRO | - | MISO | 7b5 | Hydro Expected On-Peak |  | 0 | 0 | 0 | 0 | 0 | 0 | 0 | 0 | 0 | 0 | 0
2011 | US | MRO | - | MISO | 7b6 | Hydro Derate On-Peak |  | 0 | 0 | 0 | 0 | 0 | 0 | 0 | 0 | 0 | 0 | 0
2011 | US | MRO | - | MISO | 7b7 | Biomass Expected On-Peak |  | 0 | 0 | 0 | 0 | 0 | 0 | 0 | 0 | 0 | 0 | 0
2011 | US | MRO | - | MISO | 7b8 | Biomass Derate On-Peak |  | 0 | 0 | 0 | 0 | 0 | 0 | 0 | 0 | 0 | 0 | 0
2011 | US | MRO | - | MISO | 7b9 | Transmission-Limited Resources |  | 0 | 0 | 0 | 0 | 0 | 0 | 0 | 0 | 0 | 0 | 0
2011 | US | MRO | - | MISO | 7b10 | Scheduled Outage - Maintenance |  | 0 | 0 | 0 | 0 | 0 | 0 | 0 | 0 | 0 | 0 | 0
2011 | US | MRO | - | MISO | 7b11 | All Other Derates |  | 0 | 0 | 0 | 0 | 0 | 0 | 0 | 0 | 0 | 0 | 0
2011 | US | MRO | - | MISO | 7b12 | Energy Only |  | 0 | 0 | 0 | 0 | 0 | 0 | 0 | 0 | 0 | 0 | 0
2011 | US | MRO | - | MISO | 8 | Conceptual (Note: Enter the net expected value only) |  | 0 | 474.305 | 609.2637 | 739.815 | 953.7988 | 985.7333 | 985.7333 | 985.7333 | 985.7333 | 985.7333 | 985.7333
2011 | US | MRO | - | MISO | 8a1 | Wind Expected On-Peak |  | 0 | 199.305 | 239.94 | 253.0191 | 253.0191 | 284.9536 | 284.9536 | 284.9536 | 284.9536 | 284.9536 | 284.9536
2011 | US | MRO | - | MISO | 8a2 | Wind Derate On-Peak |  | 0 | 1345.695 | 1620.06 | 1708.3689 | 1708.3689 | 1923.989 | 1923.989 | 1923.989 | 1923.989 | 1923.989 | 1923.989
2011 | US | MRO | - | MISO | 8a3 | Solar Expected On-Peak |  | 0 | 0 | 0 | 7 | 7 | 7 | 7 | 7 | 7 | 7 | 7
2011 | US | MRO | - | MISO | 8a4 | Solar Derate On-Peak |  | 0 | 0 | 0 | 0 | 0 | 0 | 0 | 0 | 0 | 0 | 0
2011 | US | MRO | - | MISO | 8a5 | Hydro Expected On-Peak |  | 0 | 0 | 0 | 0 | 0 | 0 | 0 | 0 | 0 | 0 | 0
2011 | US | MRO | - | MISO | 8a6 | Hydro Derate On-Peak |  | 0 | 0 | 0 | 0 | 0 | 0 | 0 | 0 | 0 | 0 | 0
2011 | US | MRO | - | MISO | 8a7 | Biomass Expected On-Peak |  | 0 | 5 | 5 | 5 | 11 | 11 | 11 | 11 | 11 | 11 | 11
2011 | US | MRO | - | MISO | 8a8 | Biomass Derate On-Peak |  | 0 | 0 | 0 | 0 | 0 | 0 | 0 | 0 | 0 | 0 | 0
2011 | US | MRO | - | MISO | 8a9 | All Other Derates |  | 0 | 0 | 0 | -2.8422e-14 | -2.8422e-14 | -2.8422e-14 | -2.8422e-14 | -2.8422e-14 | -2.8422e-14 | -2.8422e-14 | -2.8422e-14
2011 | US | MRO | - | MISO | 8a10 | Energy Only |  | 0 | 0 | 0 | 0 | 6 | 6 | 6 | 6 | 6 | 6 | 6
2011 | US | MRO | - | MISO | 9 | ANTICIPATED INTERNAL CAPACITY | 132559 | 114869.8 | 109555.7 | 109614.9815 | 109633.9833 | 109656.9833 | 109738.9833 | 109738.9833 | 109738.9833 | 111301.9833 | 111301.9833 | 111301.9833
2011 | US | MRO | - | MISO | 10 | CAPACITY TRANSACTIONS - IMPORTS | 3099 | 0 | 0 | 0 | 0 | 0 | 0 | 0 | 0 | 0 | 0 | 0
2011 | US | MRO | - | MISO | 10a | Firm (Note: The sum of 10a1 and 10a2 must be ≤ 10a) | 3099 | 0 | 0 | 0 | 0 | 0 | 0 | 0 | 0 | 0 | 0 | 0
2011 | US | MRO | - | MISO | 10a1 | Full-Responsibility Purchases | 0 | 0 | 0 | 0 | 0 | 0 | 0 | 0 | 0 | 0 | 0 | 0
2011 | US | MRO | - | MISO | 10a2 | Owned Capacity/Entitlement Located Outside the Region/Subregion | 0 | 0 | 0 | 0 | 0 | 0 | 0 | 0 | 0 | 0 | 0 | 0
2011 | US | MRO | - | MISO | 10b | Non-firm | 0 |  | 0 | 0 | 0 | 0 | 0 | 0 | 0 | 0 | 0 | 0
2011 | US | MRO | - | MISO | 10c | Expected (Note: The sum of 10c1 and 10c2 must be ≤ 10c) |  | 0 | 0 | 0 | 0 | 0 | 0 | 0 | 0 | 0 | 0 | 0
2011 | US | MRO | - | MISO | 10c1 | Full-Responsibility Purchases |  | 0 | 0 | 0 | 0 | 0 | 0 | 0 | 0 | 0 | 0 | 0
2011 | US | MRO | - | MISO | 10c2 | Owned Capacity/Entitlement Located Outside the Region/Subregion |  | 0 | 0 | 0 | 0 | 0 | 0 | 0 | 0 | 0 | 0 | 0
2011 | US | MRO | - | MISO | 10d | Provisional – transactions under study, but negotiations have not begun. |  | 0 | 0 | 0 | 0 | 0 | 0 | 0 | 0 | 0 | 0 | 0
2011 | US | MRO | - | MISO | 11 | CAPACITY TRANSACTIONS - EXPORTS | 0 | 0 | 0 | 0 | 0 | 0 | 0 | 0 | 0 | 0 | 0 | 0
2011 | US | MRO | - | MISO | 11a | Firm (Note: The sum of 11a1 and 11a2 must be ≤ 11a) | 0 | 0 | 0 | 0 | 0 | 0 | 0 | 0 | 0 | 0 | 0 | 0
2011 | US | MRO | - | MISO | 11a1 | Full-Responsibility Purchases | 0 | 0 | 0 | 0 | 0 | 0 | 0 | 0 | 0 | 0 | 0 | 0
2011 | US | MRO | - | MISO | 11a2 | Owned Capacity/Entitlement Located Outside the Region/Subregion | 0 | 0 | 0 | 0 | 0 | 0 | 0 | 0 | 0 | 0 | 0 | 0
2011 | US | MRO | - | MISO | 11b | Non-firm | 0 |  | 0 | 0 | 0 | 0 | 0 | 0 | 0 | 0 | 0 | 0
2011 | US | MRO | - | MISO | 11c | Expected (Note: The sum of 11c1 and 11c2 must be ≤ 11c) |  | 0 | 0 | 0 | 0 | 0 | 0 | 0 | 0 | 0 | 0 | 0
2011 | US | MRO | - | MISO | 11c1 | Full-Responsibility Purchases |  | 0 | 0 | 0 | 0 | 0 | 0 | 0 | 0 | 0 | 0 | 0
2011 | US | MRO | - | MISO | 11c2 | Owned Capacity/Entitlement Located Outside the Region/Subregion |  | 0 | 0 | 0 | 0 | 0 | 0 | 0 | 0 | 0 | 0 | 0
2011 | US | MRO | - | MISO | 11d | Provisional – transactions under study, but negotiations have not begun. |  | 0 | 0 | 0 | 0 | 0 | 0 | 0 | 0 | 0 | 0 | 0
2011 | US | MRO | - | MISO | 12 | EXISTING, CERTAIN CAPACITY & NET FIRM TRANSACTIONS | 135658 | 114869.8 | 114869.8 | 114869.8 | 114869.8 | 114869.8 | 114869.8 | 114869.8 | 114869.8 | 114869.8 | 114869.8 | 114869.8
2011 | US | MRO | - | MISO | 13 | ANTICIPATED CAPACITY RESOURCES |  | 114869.8 | 109555.7 | 109614.9815 | 109633.9833 | 109656.9833 | 109738.9833 | 109738.9833 | 109738.9833 | 111301.9833 | 111301.9833 | 111301.9833
2011 | US | MRO | - | MISO | 14 | PROSPECTIVE CAPACITY RESOURCES |  | 131978.0261 | 126697.9261 | 126757.2077 | 126776.2094 | 126799.2094 | 126881.2094 | 126881.2094 | 126881.2094 | 128444.2094 | 128444.2094 | 128444.2094
2011 | US | MRO | - | MISO | 15 | TOTAL POTENTIAL CAPACITY RESOURCES |  | 131978.0261 | 127172.2311 | 127366.4714 | 127516.0245 | 127753.0082 | 127866.9428 | 127866.9428 | 127866.9428 | 129429.9428 | 129429.9428 | 129429.9428
2011 | US | MRO | - | MISO | 15a | ADJUSTED POTENTIAL CAPACITY RESOURCES |  | 131978.0261 | 126697.9261 | 126757.2077 | 126776.2094 | 126799.2094 | 126881.2094 | 126881.2094 | 126881.2094 | 128444.2094 | 128444.2094 | 128444.2094
2011 | US | MRO | - | MISO | 16a | Confidence of Future, Other (7b), using reasonable judgement |  | 0 | 0 | 0 | 0 | 0 | 0 | 0 | 0 | 0 | 0 | 0
2011 | US | MRO | - | MISO | 16b | Net Future, Other Resources After Confidence Percentage Is Applied |  | 0 | 34 | 34 | 34 | 34 | 34 | 34 | 34 | 34 | 34 | 34
2011 | US | MRO | - | MISO | 16c | Confidence of Conceptual (8), using reasonable judgement |  | 0 | 0 | 0 | 0 | 0 | 0 | 0 | 0 | 0 | 0 | 0
2011 | US | MRO | - | MISO | 16d | Net Conceptual Resources After Confidence Percentage Is Applied |  | 0 | 0 | 0 | 0 | 0 | 0 | 0 | 0 | 0 | 0 | 0
2011 | US | MRO | - | MISO | 17 | Region/Subregion Target Reserve Margin |  | 15% | 15% | 15% | 15% | 15% | 15% | 15% | 15% | 15% | 15% | 15%
2011 | US | MRO | - | MISO | 18 | Existing Certain and Net Firm Transactions Reserve Margin |  | 45.31% | 52.74% | 48.39% | 47.79% | 46.19% | 44.92% | 43.6% | 42.2% | 40.81% | 39.42% | 38.04%
2011 | US | MRO | - | MISO | 19 | Anticipated Capacity Resources Reserve Margin |  | 45.31% | 45.67% | 41.6% | 41.05% | 39.56% | 38.44% | 37.19% | 35.85% | 36.44% | 35.09% | 33.75%
2011 | US | MRO | - | MISO | 20 | Prospective Capacity Resources Reserve Margin |  | 66.95% | 68.46% | 63.75% | 63.11% | 61.37% | 60.07% | 58.62% | 57.07% | 57.45% | 55.89% | 54.35%
2011 | US | MRO | - | MISO | 21 | Total Potential Resources Reserve Margin |  | 66.95% | 69.09% | 64.54% | 64.06% | 62.59% | 61.31% | 59.85% | 58.3% | 58.66% | 57.09% | 55.53%
2011 | US | MRO | - | MISO | 22 | Adjusted Potential Resources Reserve Margin |  | 66.95% | 68.46% | 63.75% | 63.11% | 61.37% | 60.07% | 58.62% | 57.07% | 57.45% | 55.89% | 54.35%
2011 | US | MRO | - | MISO | 23 | Total Baseline Installed Capacity | 0: 154408.79
2011 | US | MRO | - | MISO | 24 | Distributed or Other Capacity (Behind the Meter) < 1 MW
2011 | US | MRO | - | MISO | 25 | Distributed or Other Capacity (Behind the Meter) ≥ 1 MW
2011 | US | MRO | - | MISO | 26 | Capacity Total from EIA-860
2011 | CAN | MRO | - | Manitoba Hydro | 1 | Unrestricted Non-coincident Peak Demand | 4299.4 | 4564.0945 | 4632.537 | 4730.7615 | 4796.0262 | 4851.6923 | 4927.0834 | 4896.3779 | 4953.5053 | 5018.3017 | 5119.0895 | 5208.0803
2011 | CAN | MRO | - | Manitoba Hydro | 1a | New Conservation (Energy Efficiency) |  | 56.1257 | 81.9656 | 109.2955 | 134.7708 | 156.8949 | 174.9632 | 191.6543 | 201.6774 | 203.9222 | 209.2885 | 215.9651
2011 | CAN | MRO | - | Manitoba Hydro | 1b | Estimated Diversity |  | 0 | 0 | 0 | 0 | 0 | 0 | 0 | 0 | 0 | 0 | 0
2011 | CAN | MRO | - | Manitoba Hydro | 1c | Additions for non-member load (load served by non-registered LSE's in a region) |  | 0 | 0 | 0 | 0 | 0 | 0 | 0 | 0 | 0 | 0 | 0
2011 | CAN | MRO | - | Manitoba Hydro | 1d | Stand-by Load Under Contract (Normally served by behind the meter generation) |  | 8.6895 | 8.6895 | 8.6895 | 8.6895 | 8.6895 | 0 | 0 | 0 | 0 | 0 | 0
2011 | CAN | MRO | - | Manitoba Hydro | 1e | Non-Controllable Demand-Side Demand Response |  | 0 | 0 | 0 | 0 | 0 | 0 | 0 | 0 | 0 | 0 | 0
2011 | CAN | MRO | - | Manitoba Hydro | 2 | Total Internal Demand | 4299.4 | 4516.6583 | 4559.2609 | 4630.1555 | 4669.9449 | 4703.4868 | 4752.1202 | 4704.7236 | 4751.8279 | 4814.3795 | 4909.801 | 4992.1151
2011 | CAN | MRO | - | Manitoba Hydro | 2H1 | Load Forecast Uncertainty (Extreme Demand Factor) |  | 1.05 | 1.05 | 1.05 | 1.05 | 1.05 | 1.05 | 1.05 | 1.05 | 1.05 | 1.05 | 1.05
2011 | CAN | MRO | - | Manitoba Hydro | 2H | Total Internal Demand | 1.05 | 4742.4912 | 4787.224 | 4861.6633 | 4903.4421 | 4938.6612 | 4989.7262 | 4939.9598 | 4989.4193 | 5055.0985 | 5155.291 | 5241.7209
2011 | CAN | MRO | - | Manitoba Hydro | 2a | Supply-Side Direct Control Load Management | 0 | 0 | 0 | 0 | 0 | 0 | 0 | 0 | 0 | 0 | 0 | 0
2011 | CAN | MRO | - | Manitoba Hydro | 2b | Supply-Side Contractually Interruptible (Curtailable) | 228 | 226 | 226 | 226 | 226 | 226 | 226 | 226 | 226 | 226 | 226 | 226
2011 | CAN | MRO | - | Manitoba Hydro | 2c | Supply-Side Critical Peak-Pricing (CPP) with Control | 0 | 0 | 0 | 0 | 0 | 0 | 0 | 0 | 0 | 0 | 0 | 0
2011 | CAN | MRO | - | Manitoba Hydro | 2d | Supply-Side Load as a Capacity Resource | 0 | 0 | 0 | 0 | 0 | 0 | 0 | 0 | 0 | 0 | 0 | 0
2011 | CAN | MRO | - | Manitoba Hydro | 3 | Net Internal Demand | 4071.4 | 4290.6583 | 4333.2609 | 4404.1555 | 4443.9449 | 4477.4868 | 4526.1202 | 4478.7236 | 4525.8279 | 4588.3795 | 4683.801 | 4766.1151
2011 | CAN | MRO | - | Manitoba Hydro | 4a | Demand Response used for Ancillary Services - Spinning Reserves | 0 | 0 | 0 | 0 | 0 | 0 | 0 | 0 | 0 | 0 | 0 | 0
2011 | CAN | MRO | - | Manitoba Hydro | 4b | Demand Response used for Ancillary Services - Non-Spinning Reserves | 50 | 50 | 50 | 50 | 50 | 50 | 50 | 50 | 50 | 50 | 50 | 50
2011 | CAN | MRO | - | Manitoba Hydro | 4c | Demand Response used for Regulation | 0 | 0 | 0 | 0 | 0 | 0 | 0 | 0 | 0 | 0 | 0 | 0
2011 | CAN | MRO | - | Manitoba Hydro | 4d | Demand Response used for Energy, Voluntary Services - Emergency | 0 | 0 | 0 | 0 | 0 | 0 | 0 | 0 | 0 | 0 | 0 | 0
2011 | CAN | MRO | - | Manitoba Hydro | 5 | TOTAL INTERNAL CAPACITY | 5658 | 5930.36 | 5903.36 | 5914.36 | 5914.36 | 5914.36 | 5914.36 | 5914.36 | 5914.36 | 5817.95 | 5817.95 | 5817.95
2011 | CAN | MRO | - | Manitoba Hydro | 6 | EXISTING CAPACITY | 5658 | 5919.36 | 5677.36 | 5677.36 | 5677.36 | 5677.36 | 5677.36 | 5677.36 | 5677.36 | 5677.36 | 5677.36 | 5677.36
2011 | CAN | MRO | - | Manitoba Hydro | 6a | Existing, Certain | 5219 | 5451.36 | 5451.36 | 5451.36 | 5451.36 | 5451.36 | 5451.36 | 5451.36 | 5451.36 | 5451.36 | 5451.36 | 5451.36
2011 | CAN | MRO | - | Manitoba Hydro | 6a1 | Wind Expected On-Peak | 0: 1; 109: 0
2011 | CAN | MRO | - | Manitoba Hydro | 6a2 | Solar Expected On-Peak | 0: 0; 109: 0
2011 | CAN | MRO | - | Manitoba Hydro | 6a3 | Hydro Expected On-Peak | 0: 4701; 109: 4958.61
2011 | CAN | MRO | - | Manitoba Hydro | 6a4 | Biomass Expected On-Peak | 0: 0; 109: 0
2011 | CAN | MRO | - | Manitoba Hydro | 6b | Existing, Other (Note: Enter the net expected value only) |  | 0 | 0 | 0 | 0 | 0 | 0 | 0 | 0 | 0 | 0 | 0
2011 | CAN | MRO | - | Manitoba Hydro | 6b1 | Wind Derate On-Peak | 0: 103; 109: 242
2011 | CAN | MRO | - | Manitoba Hydro | 6b2 | Solar Derate On-Peak | 0: 0; 109: 0
2011 | CAN | MRO | - | Manitoba Hydro | 6b3 | Hydro Derate On-Peak | 0: 0; 109: 0
2011 | CAN | MRO | - | Manitoba Hydro | 6b4 | Biomass Derate On-Peak | 0: 0; 109: 0
2011 | CAN | MRO | - | Manitoba Hydro | 6b5 | Transmission-Limited Resources | 0: 0; 109: 0
2011 | CAN | MRO | - | Manitoba Hydro | 6b6 | All Other Derates | 0: 0; 109: 0
2011 | CAN | MRO | - | Manitoba Hydro | 6b7 | Energy Only (Existing-Other) | 0: 0; 109: 0
2011 | CAN | MRO | - | Manitoba Hydro | 6c | Existing, Inoperable (Note: Capacity reported on this line is not included in margin calculations) | 108 | 0 | 0 | 0 | 0 | 0 | 0 | 0 | 0 | 0 | 0 | 0
2011 | CAN | MRO | - | Manitoba Hydro | 6d | Total Supply-Side Demand Response | 228 | 226 | 226 | 226 | 226 | 226 | 226 | 226 | 226 | 226 | 226 | 226
2011 | CAN | MRO | - | Manitoba Hydro | 7 | FUTURE CAPACITY ADDITIONS |  | -17.87 | 212.09 | 237 | 223.09 | 237 | 237 | 237 | 237 | 140.59 | 140.59 | 140.59
2011 | CAN | MRO | - | Manitoba Hydro | 7a | Future, Planned (Note: Enter the net expected value only) |  | -17.87 | 212.09 | 237 | 223.09 | 237 | 237 | 237 | 237 | 140.59 | 140.59 | 140.59
2011 | CAN | MRO | - | Manitoba Hydro | 7a1 | Wind Expected On-Peak |  | 0 | 0 | 0 | 0 | 0 | 0 | 0 | 0 | 0 | 0 | 0
2011 | CAN | MRO | - | Manitoba Hydro | 7a2 | Wind Derate On-Peak |  | 0 | 0 | 0 | 0 | 0 | 0 | 0 | 0 | 0 | 0 | 0
2011 | CAN | MRO | - | Manitoba Hydro | 7a3 | Solar Expected On-Peak |  | 0 | 0 | 0 | 0 | 0 | 0 | 0 | 0 | 0 | 0 | 0
2011 | CAN | MRO | - | Manitoba Hydro | 7a4 | Solar Derate On-Peak |  | 0 | 0 | 0 | 0 | 0 | 0 | 0 | 0 | 0 | 0 | 0
2011 | CAN | MRO | - | Manitoba Hydro | 7a5 | Hydro Expected On-Peak |  | 11 | 226 | 237 | 237 | 237 | 237 | 237 | 237 | 237 | 237 | 237
2011 | CAN | MRO | - | Manitoba Hydro | 7a6 | Hydro Derate On-Peak |  | 0 | 0 | 0 | 0 | 0 | 0 | 0 | 0 | 0 | 0 | 0
2011 | CAN | MRO | - | Manitoba Hydro | 7a7 | Biomass Expected On-Peak |  | 0 | 0 | 0 | 0 | 0 | 0 | 0 | 0 | 0 | 0 | 0
2011 | CAN | MRO | - | Manitoba Hydro | 7a8 | Biomass Derate On-Peak |  | 0 | 0 | 0 | 0 | 0 | 0 | 0 | 0 | 0 | 0 | 0
2011 | CAN | MRO | - | Manitoba Hydro | 7a9 | Transmission-Limited Resources |  | 0 | 0 | 0 | 0 | 0 | 0 | 0 | 0 | 0 | 0 | 0
2011 | CAN | MRO | - | Manitoba Hydro | 7a10 | Scheduled Outage - Maintenance |  | -28.87 | -13.91 | 0 | -13.91 | 0 | 0 | 0 | 0 | 0 | 0 | 0
2011 | CAN | MRO | - | Manitoba Hydro | 7a11 | All Other Derates |  | 0 | 0 | 0 | 0 | 0 | 0 | 0 | 0 | 0 | 0 | 0
2011 | CAN | MRO | - | Manitoba Hydro | 7a12 | Energy Only |  | 0 | 0 | 0 | 0 | 0 | 0 | 0 | 0 | 0 | 0 | 0
2011 | CAN | MRO | - | Manitoba Hydro | 7b | Future, Other (Note: Enter the net expected value only) |  | 0 | 0 | 0 | 0 | 0 | 0 | 0 | 0 | 0 | 0 | 0
2011 | CAN | MRO | - | Manitoba Hydro | 7b1 | Wind Expected On-Peak |  | 0 | 0 | 0 | 0 | 0 | 0 | 0 | 0 | 0 | 0 | 0
2011 | CAN | MRO | - | Manitoba Hydro | 7b2 | Wind Derate On-Peak |  | 0 | 0 | 0 | 0 | 0 | 0 | 0 | 0 | 0 | 0 | 0
2011 | CAN | MRO | - | Manitoba Hydro | 7b3 | Solar Expected On-Peak |  | 0 | 0 | 0 | 0 | 0 | 0 | 0 | 0 | 0 | 0 | 0
2011 | CAN | MRO | - | Manitoba Hydro | 7b4 | Solar Derate On-Peak |  | 0 | 0 | 0 | 0 | 0 | 0 | 0 | 0 | 0 | 0 | 0
2011 | CAN | MRO | - | Manitoba Hydro | 7b5 | Hydro Expected On-Peak |  | 0 | 0 | 0 | 0 | 0 | 0 | 0 | 0 | 0 | 0 | 0
2011 | CAN | MRO | - | Manitoba Hydro | 7b6 | Hydro Derate On-Peak |  | 0 | 0 | 0 | 0 | 0 | 0 | 0 | 0 | 0 | 0 | 0
2011 | CAN | MRO | - | Manitoba Hydro | 7b7 | Biomass Expected On-Peak |  | 0 | 0 | 0 | 0 | 0 | 0 | 0 | 0 | 0 | 0 | 0
2011 | CAN | MRO | - | Manitoba Hydro | 7b8 | Biomass Derate On-Peak |  | 0 | 0 | 0 | 0 | 0 | 0 | 0 | 0 | 0 | 0 | 0
2011 | CAN | MRO | - | Manitoba Hydro | 7b9 | Transmission-Limited Resources |  | 0 | 0 | 0 | 0 | 0 | 0 | 0 | 0 | 0 | 0 | 0
2011 | CAN | MRO | - | Manitoba Hydro | 7b10 | Scheduled Outage - Maintenance |  | 0 | 0 | 0 | 0 | 0 | 0 | 0 | 0 | 0 | 0 | 0
2011 | CAN | MRO | - | Manitoba Hydro | 7b11 | All Other Derates |  | 0 | 0 | 0 | 0 | 0 | 0 | 0 | 0 | 0 | 0 | 0
2011 | CAN | MRO | - | Manitoba Hydro | 7b12 | Energy Only |  | 0 | 0 | 0 | 0 | 0 | 0 | 0 | 0 | 0 | 0 | 0
2011 | CAN | MRO | - | Manitoba Hydro | 8 | Conceptual (Note: Enter the net expected value only) |  | 0 | 0 | 0 | 0 | 0 | 0 | 0 | 0 | 180 | 630 | 630
2011 | CAN | MRO | - | Manitoba Hydro | 8a1 | Wind Expected On-Peak |  | 0 | 0 | 0 | 0 | 0 | 0 | 0 | 0 | 0 | 0 | 0
2011 | CAN | MRO | - | Manitoba Hydro | 8a2 | Wind Derate On-Peak |  | 0 | 0 | 0 | 0 | 0 | 0 | 0 | 0 | 0 | 0 | 0
2011 | CAN | MRO | - | Manitoba Hydro | 8a3 | Solar Expected On-Peak |  | 0 | 0 | 0 | 0 | 0 | 0 | 0 | 0 | 0 | 0 | 0
2011 | CAN | MRO | - | Manitoba Hydro | 8a4 | Solar Derate On-Peak |  | 0 | 0 | 0 | 0 | 0 | 0 | 0 | 0 | 0 | 0 | 0
2011 | CAN | MRO | - | Manitoba Hydro | 8a5 | Hydro Expected On-Peak |  | 0 | 0 | 0 | 0 | 0 | 0 | 0 | 0 | 180 | 630 | 630
2011 | CAN | MRO | - | Manitoba Hydro | 8a6 | Hydro Derate On-Peak |  | 0 | 0 | 0 | 0 | 0 | 0 | 0 | 0 | 0 | 0 | 0
2011 | CAN | MRO | - | Manitoba Hydro | 8a7 | Biomass Expected On-Peak |  | 0 | 0 | 0 | 0 | 0 | 0 | 0 | 0 | 0 | 0 | 0
2011 | CAN | MRO | - | Manitoba Hydro | 8a8 | Biomass Derate On-Peak |  | 0 | 0 | 0 | 0 | 0 | 0 | 0 | 0 | 0 | 0 | 0
2011 | CAN | MRO | - | Manitoba Hydro | 8a9 | All Other Derates |  | 0 | 0 | 0 | 0 | 0 | 0 | 0 | 0 | 0 | 0 | 0
2011 | CAN | MRO | - | Manitoba Hydro | 8a10 | Energy Only |  | 0 | 0 | 0 | 0 | 0 | 0 | 0 | 0 | 0 | 0 | 0
2011 | CAN | MRO | - | Manitoba Hydro | 9 | ANTICIPATED INTERNAL CAPACITY | 5447 | 5659.49 | 5889.45 | 5914.36 | 5900.45 | 5914.36 | 5914.36 | 5914.36 | 5914.36 | 5817.95 | 5817.95 | 5817.95
2011 | CAN | MRO | - | Manitoba Hydro | 10 | CAPACITY TRANSACTIONS - IMPORTS | 500 | 500 | 500 | 500 | 500 | 350 | 350 | 350 | 350 | 350 | 350 | 350
2011 | CAN | MRO | - | Manitoba Hydro | 10a | Firm (Note: The sum of 10a1 and 10a2 must be ≤ 10a) | 500 | 500 | 500 | 500 | 500 | 350 | 350 | 350 | 350 | 350 | 350 | 350
2011 | CAN | MRO | - | Manitoba Hydro | 10a1 | Full-Responsibility Purchases | 0 | 0 | 0 | 0 | 0 | 0 | 0 | 0 | 0 | 0 | 0 | 0
2011 | CAN | MRO | - | Manitoba Hydro | 10a2 | Owned Capacity/Entitlement Located Outside the Region/Subregion | 500 | 500 | 500 | 500 | 500 | 350 | 350 | 350 | 350 | 350 | 350 | 350
2011 | CAN | MRO | - | Manitoba Hydro | 10b | Non-firm | 0 |  | 0 | 0 | 0 | 0 | 0 | 0 | 0 | 0 | 0 | 0
2011 | CAN | MRO | - | Manitoba Hydro | 10c | Expected (Note: The sum of 10c1 and 10c2 must be ≤ 10c) |  | 0 | 0 | 0 | 0 | 0 | 0 | 0 | 0 | 0 | 0 | 0
2011 | CAN | MRO | - | Manitoba Hydro | 10c1 | Full-Responsibility Purchases |  | 0 | 0 | 0 | 0 | 0 | 0 | 0 | 0 | 0 | 0 | 0
2011 | CAN | MRO | - | Manitoba Hydro | 10c2 | Owned Capacity/Entitlement Located Outside the Region/Subregion |  | 0 | 0 | 0 | 0 | 0 | 0 | 0 | 0 | 0 | 0 | 0
2011 | CAN | MRO | - | Manitoba Hydro | 10d | Provisional – transactions under study, but negotiations have not begun. |  | 0 | 0 | 0 | 0 | 0 | 0 | 0 | 0 | 0 | 0 | 0
2011 | CAN | MRO | - | Manitoba Hydro | 11 | CAPACITY TRANSACTIONS - EXPORTS | 580 | 580 | 550 | 550 | 550 | 325 | 325 | 325 | 325 | 325 | 575 | 800
2011 | CAN | MRO | - | Manitoba Hydro | 11a | Firm (Note: The sum of 11a1 and 11a2 must be ≤ 11a) | 580 | 580 | 550 | 550 | 550 | 325 | 325 | 325 | 325 | 325 | 325 | 325
2011 | CAN | MRO | - | Manitoba Hydro | 11a1 | Full-Responsibility Purchases | 0 | 0 | 0 | 0 | 0 | 0 | 0 | 0 | 0 | 0 | 0 | 0
2011 | CAN | MRO | - | Manitoba Hydro | 11a2 | Owned Capacity/Entitlement Located Outside the Region/Subregion | 580 | 580 | 550 | 550 | 550 | 325 | 325 | 325 | 325 | 325 | 325 | 325
2011 | CAN | MRO | - | Manitoba Hydro | 11b | Non-firm | 0 |  | 0 | 0 | 0 | 0 | 0 | 0 | 0 | 0 | 0 | 0
2011 | CAN | MRO | - | Manitoba Hydro | 11c | Expected (Note: The sum of 11c1 and 11c2 must be ≤ 11c) |  | 0 | 0 | 0 | 0 | 0 | 0 | 0 | 0 | 0 | 250 | 475
2011 | CAN | MRO | - | Manitoba Hydro | 11c1 | Full-Responsibility Purchases |  | 0 | 0 | 0 | 0 | 0 | 0 | 0 | 0 | 0 | 0 | 0
2011 | CAN | MRO | - | Manitoba Hydro | 11c2 | Owned Capacity/Entitlement Located Outside the Region/Subregion |  | 0 | 0 | 0 | 0 | 0 | 0 | 0 | 0 | 0 | 250 | 475
2011 | CAN | MRO | - | Manitoba Hydro | 11d | Provisional – transactions under study, but negotiations have not begun. |  | 0 | 0 | 0 | 0 | 0 | 0 | 0 | 0 | 0 | 0 | 0
2011 | CAN | MRO | - | Manitoba Hydro | 12 | EXISTING, CERTAIN CAPACITY & NET FIRM TRANSACTIONS | 5367 | 5597.36 | 5627.36 | 5627.36 | 5627.36 | 5702.36 | 5702.36 | 5702.36 | 5702.36 | 5702.36 | 5702.36 | 5702.36
2011 | CAN | MRO | - | Manitoba Hydro | 13 | ANTICIPATED CAPACITY RESOURCES |  | 5579.49 | 5839.45 | 5864.36 | 5850.45 | 5939.36 | 5939.36 | 5939.36 | 5939.36 | 5842.95 | 5592.95 | 5367.95
2011 | CAN | MRO | - | Manitoba Hydro | 14 | PROSPECTIVE CAPACITY RESOURCES |  | 5579.49 | 5839.45 | 5864.36 | 5850.45 | 5939.36 | 5939.36 | 5939.36 | 5939.36 | 5842.95 | 5592.95 | 5367.95
2011 | CAN | MRO | - | Manitoba Hydro | 15 | TOTAL POTENTIAL CAPACITY RESOURCES |  | 5579.49 | 5839.45 | 5864.36 | 5850.45 | 5939.36 | 5939.36 | 5939.36 | 5939.36 | 6022.95 | 6222.95 | 5997.95
2011 | CAN | MRO | - | Manitoba Hydro | 15a | ADJUSTED POTENTIAL CAPACITY RESOURCES |  | 5579.49 | 5839.45 | 5864.36 | 5850.45 | 5939.36 | 5939.36 | 5939.36 | 5939.36 | 6022.95 | 6222.95 | 5997.95
2011 | CAN | MRO | - | Manitoba Hydro | 16a | Confidence of Future, Other (7b), using reasonable judgement |  | 0 | 0 | 0 | 0 | 0 | 0 | 0 | 0 | 0 | 0 | 0
2011 | CAN | MRO | - | Manitoba Hydro | 16b | Net Future, Other Resources After Confidence Percentage Is Applied |  | 0 | 0 | 0 | 0 | 0 | 0 | 0 | 0 | 0 | 0 | 0
2011 | CAN | MRO | - | Manitoba Hydro | 16c | Confidence of Conceptual (8), using reasonable judgement |  | 0 | 0 | 0 | 0 | 0 | 0 | 0 | 0 | 1 | 1 | 1
2011 | CAN | MRO | - | Manitoba Hydro | 16d | Net Conceptual Resources After Confidence Percentage Is Applied |  | 0 | 0 | 0 | 0 | 0 | 0 | 0 | 0 | 180 | 630 | 630
2011 | CAN | MRO | - | Manitoba Hydro | 17 | Region/Subregion Target Reserve Margin |  | 12% | 12% | 12% | 12% | 12% | 12% | 12% | 12% | 12% | 12% | 12%
2011 | CAN | MRO | - | Manitoba Hydro | 18 | Existing Certain and Net Firm Transactions Reserve Margin |  | 23.93% | 23.43% | 21.54% | 20.5% | 21.24% | 20% | 21.2% | 20% | 18.44% | 16.14% | 14.23%
2011 | CAN | MRO | - | Manitoba Hydro | 19 | Anticipated Capacity Resources Reserve Margin |  | 23.53% | 28.08% | 26.66% | 25.28% | 26.28% | 24.98% | 26.24% | 24.99% | 21.36% | 13.91% | 7.529%
2011 | CAN | MRO | - | Manitoba Hydro | 20 | Prospective Capacity Resources Reserve Margin |  | 23.53% | 28.08% | 26.66% | 25.28% | 26.28% | 24.98% | 26.24% | 24.99% | 21.36% | 13.91% | 7.529%
2011 | CAN | MRO | - | Manitoba Hydro | 21 | Total Potential Resources Reserve Margin |  | 23.53% | 28.08% | 26.66% | 25.28% | 26.28% | 24.98% | 26.24% | 24.99% | 25.1% | 26.75% | 20.15%
2011 | CAN | MRO | - | Manitoba Hydro | 22 | Adjusted Potential Resources Reserve Margin |  | 23.53% | 28.08% | 26.66% | 25.28% | 26.28% | 24.98% | 26.24% | 24.99% | 25.1% | 26.75% | 20.15%
2011 | CAN | MRO | - | Manitoba Hydro | 23 | Total Baseline Installed Capacity | 0: 5430
2011 | CAN | MRO | - | Manitoba Hydro | 24 | Distributed or Other Capacity (Behind the Meter) < 1 MW
2011 | CAN | MRO | - | Manitoba Hydro | 25 | Distributed or Other Capacity (Behind the Meter) ≥ 1 MW
2011 | CAN | MRO | - | Manitoba Hydro | 26 | Capacity Total from EIA-860
2011 | US | MRO | - | MAPP | 1 | Unrestricted Non-coincident Peak Demand | 5068.8373 | 5117.9717 | 5065.7923 | 5316.3366 | 5368.459 | 5458.7758 | 5552.0422 | 5635.8416 | 5731.7478 | 5819.1732 | 5911.4183 | 5996.5267
2011 | US | MRO | - | MAPP | 1a | New Conservation (Energy Efficiency) |  | 0 | 0 | 0 | 0 | 0 | 0 | 0 | 0 | 0 | 0 | 0
2011 | US | MRO | - | MAPP | 1b | Estimated Diversity |  | 0 | 0 | 0 | 0 | 0 | 0 | 0 | 0 | 0 | 0 | 0
2011 | US | MRO | - | MAPP | 1c | Additions for non-member load (load served by non-registered LSE's in a region) |  | 0 | 0 | 0 | 0 | 0 | 0 | 0 | 0 | 0 | 0 | 0
2011 | US | MRO | - | MAPP | 1d | Stand-by Load Under Contract (Normally served by behind the meter generation) |  | 0 | 0 | 0 | 0 | 0 | 0 | 0 | 0 | 0 | 0 | 0
2011 | US | MRO | - | MAPP | 1e | Non-Controllable Demand-Side Demand Response |  | 0 | 0 | 0 | 0 | 0 | 0 | 0 | 0 | 0 | 0 | 0
2011 | US | MRO | - | MAPP | 2 | Total Internal Demand | 5068.8373 | 5117.9717 | 5065.7923 | 5316.3366 | 5368.459 | 5458.7758 | 5552.0422 | 5635.8416 | 5731.7478 | 5819.1732 | 5911.4183 | 5996.5267
2011 | US | MRO | - | MAPP | 2H1 | Load Forecast Uncertainty (Extreme Demand Factor) |  | 1.05 | 1.05 | 1.05 | 1.05 | 1.05 | 1.05 | 1.05 | 1.05 | 1.05 | 1.05 | 1.05
2011 | US | MRO | - | MAPP | 2H | Total Internal Demand | 1.05 | 5373.8703 | 5319.0819 | 5582.1534 | 5636.882 | 5731.7146 | 5829.6443 | 5917.6337 | 6018.3352 | 6110.1319 | 6206.9893 | 6296.3531
2011 | US | MRO | - | MAPP | 2a | Supply-Side Direct Control Load Management | 180.6 | 355.2 | 360.2 | 365.2 | 370.2 | 375.2 | 380.2 | 385.2 | 390.2 | 395.2 | 400.2 | 405.2
2011 | US | MRO | - | MAPP | 2b | Supply-Side Contractually Interruptible (Curtailable) | 11.7 | 16.9564 | 19.4353 | 21.8528 | 21.7025 | 21.567 | 21.4379 | 21.3172 | 21.2029 | 21.1204 | 21.0399 | 21.0188
2011 | US | MRO | - | MAPP | 2c | Supply-Side Critical Peak-Pricing (CPP) with Control | 0 | 0 | 0 | 0 | 0 | 0 | 0 | 0 | 0 | 0 | 0 | 0
2011 | US | MRO | - | MAPP | 2d | Supply-Side Load as a Capacity Resource | 0 | 0 | 0 | 0 | 0 | 0 | 0 | 0 | 0 | 0 | 0 | 0
2011 | US | MRO | - | MAPP | 3 | Net Internal Demand | 4876.5373 | 4745.8154 | 4686.157 | 4929.2838 | 4976.5565 | 5062.0088 | 5150.4043 | 5229.3244 | 5320.3449 | 5402.8528 | 5490.1784 | 5570.308
2011 | US | MRO | - | MAPP | 4a | Demand Response used for Ancillary Services - Spinning Reserves | 50 | 50 | 50 | 50 | 50 | 50 | 50 | 50 | 50 | 50 | 50 | 50
2011 | US | MRO | - | MAPP | 4b | Demand Response used for Ancillary Services - Non-Spinning Reserves | 50 | 50 | 50 | 50 | 50 | 50 | 50 | 50 | 50 | 50 | 50 | 50
2011 | US | MRO | - | MAPP | 4c | Demand Response used for Regulation | 100 | 100 | 100 | 100 | 100 | 100 | 100 | 100 | 100 | 100 | 100 | 100
2011 | US | MRO | - | MAPP | 4d | Demand Response used for Energy, Voluntary Services - Emergency | 0 | 0 | 0 | 0 | 0 | 0 | 0 | 0 | 0 | 0 | 0 | 0
2011 | US | MRO | - | MAPP | 5 | TOTAL INTERNAL CAPACITY | 0 | 9014.3214 | 9021.8003 | 9089.2178 | 9094.0675 | 9098.932 | 9103.8029 | 9108.6822 | 9113.5679 | 9118.4854 | 9123.4049 | 9128.3838
2011 | US | MRO | - | MAPP | 6 | EXISTING CAPACITY | 0: 0; 109: 8924.3214
2011 | US | MRO | - | MAPP | 6a | Existing, Certain | 0: 6876.603; 109: 7547.315
2011 | US | MRO | - | MAPP | 6a1 | Wind Expected On-Peak | 0: 327.402; 109: 483.422
2011 | US | MRO | - | MAPP | 6a2 | Solar Expected On-Peak | 0: 0; 109: 0
2011 | US | MRO | - | MAPP | 6a3 | Hydro Expected On-Peak | 0: 1877.1; 109: 2345.56
2011 | US | MRO | - | MAPP | 6a4 | Biomass Expected On-Peak | 0: 3.1; 109: 3.1
2011 | US | MRO | - | MAPP | 6b | Existing, Other (Note: Enter the net expected value only) | 0: 567.7; 109: 0
2011 | US | MRO | - | MAPP | 6b1 | Wind Derate On-Peak | 0: 572.2; 109: 682.43
2011 | US | MRO | - | MAPP | 6b2 | Solar Derate On-Peak | 0: 0; 109: 0
2011 | US | MRO | - | MAPP | 6b3 | Hydro Derate On-Peak | 0: 0; 109: 275
2011 | US | MRO | - | MAPP | 6b4 | Biomass Derate On-Peak | 0: 0.3; 109: 0
2011 | US | MRO | - | MAPP | 6b5 | Transmission-Limited Resources | 0: 0; 109: 0
2011 | US | MRO | - | MAPP | 6b6 | All Other Derates | 0: 0; 109: 47.42
2011 | US | MRO | - | MAPP | 6b7 | Energy Only (Existing-Other) | 0: 0; 109: 0
2011 | US | MRO | - | MAPP | 6c | Existing, Inoperable (Note: Capacity reported on this line is not included in margin calculations) | 0: 0; 109: 0
2011 | US | MRO | - | MAPP | 6d | Total Supply-Side Demand Response | 192.3 | 372.1564 | 379.6353 | 387.0528 | 391.9025 | 396.767 | 401.6379 | 406.5172 | 411.4029 | 416.3204 | 421.2399 | 426.2188
2011 | US | MRO | - | MAPP | 7 | FUTURE CAPACITY ADDITIONS |  | 90 | 90 | 150 | 150 | 150 | 150 | 150 | 150 | 150 | 150 | 150
2011 | US | MRO | - | MAPP | 7a | Future, Planned (Note: Enter the net expected value only) |  | 90 | 90 | 150 | 150 | 150 | 150 | 150 | 150 | 150 | 150 | 150
2011 | US | MRO | - | MAPP | 7a1 | Wind Expected On-Peak |  | 0 | 0 | 0 | 0 | 0 | 0 | 0 | 0 | 0 | 0 | 0
2011 | US | MRO | - | MAPP | 7a2 | Wind Derate On-Peak |  | 0 | 0 | 0 | 0 | 0 | 0 | 0 | 0 | 0 | 0 | 0
2011 | US | MRO | - | MAPP | 7a3 | Solar Expected On-Peak |  | 0 | 0 | 0 | 0 | 0 | 0 | 0 | 0 | 0 | 0 | 0
2011 | US | MRO | - | MAPP | 7a4 | Solar Derate On-Peak |  | 0 | 0 | 0 | 0 | 0 | 0 | 0 | 0 | 0 | 0 | 0
2011 | US | MRO | - | MAPP | 7a5 | Hydro Expected On-Peak |  | 0 | 0 | 0 | 0 | 0 | 0 | 0 | 0 | 0 | 0 | 0
2011 | US | MRO | - | MAPP | 7a6 | Hydro Derate On-Peak |  | 0 | 0 | 0 | 0 | 0 | 0 | 0 | 0 | 0 | 0 | 0
2011 | US | MRO | - | MAPP | 7a7 | Biomass Expected On-Peak |  | 0 | 0 | 0 | 0 | 0 | 0 | 0 | 0 | 0 | 0 | 0
2011 | US | MRO | - | MAPP | 7a8 | Biomass Derate On-Peak |  | 0 | 0 | 0 | 0 | 0 | 0 | 0 | 0 | 0 | 0 | 0
2011 | US | MRO | - | MAPP | 7a9 | Transmission-Limited Resources |  | 0 | 0 | 0 | 0 | 0 | 0 | 0 | 0 | 0 | 0 | 0
2011 | US | MRO | - | MAPP | 7a10 | Scheduled Outage - Maintenance |  | 0 | 0 | 0 | 0 | 0 | 0 | 0 | 0 | 0 | 0 | 0
2011 | US | MRO | - | MAPP | 7a11 | All Other Derates |  | 0 | 0 | 0 | 0 | 0 | 0 | 0 | 0 | 0 | 0 | 0
2011 | US | MRO | - | MAPP | 7a12 | Energy Only |  | 0 | 0 | 60 | 60 | 60 | 60 | 60 | 60 | 60 | 60 | 60
2011 | US | MRO | - | MAPP | 7b | Future, Other (Note: Enter the net expected value only) |  | 0 | 0 | 0 | 0 | 0 | 0 | 0 | 0 | 0 | 0 | 0
2011 | US | MRO | - | MAPP | 7b1 | Wind Expected On-Peak |  | 0 | 0 | 0 | 0 | 0 | 0 | 0 | 0 | 0 | 0 | 0
2011 | US | MRO | - | MAPP | 7b2 | Wind Derate On-Peak |  | 0 | 0 | 0 | 0 | 0 | 0 | 0 | 0 | 0 | 0 | 0
2011 | US | MRO | - | MAPP | 7b3 | Solar Expected On-Peak |  | 0 | 0 | 0 | 0 | 0 | 0 | 0 | 0 | 0 | 0 | 0
2011 | US | MRO | - | MAPP | 7b4 | Solar Derate On-Peak |  | 0 | 0 | 0 | 0 | 0 | 0 | 0 | 0 | 0 | 0 | 0
2011 | US | MRO | - | MAPP | 7b5 | Hydro Expected On-Peak |  | 0 | 0 | 0 | 0 | 0 | 0 | 0 | 0 | 0 | 0 | 0
2011 | US | MRO | - | MAPP | 7b6 | Hydro Derate On-Peak |  | 0 | 0 | 0 | 0 | 0 | 0 | 0 | 0 | 0 | 0 | 0
2011 | US | MRO | - | MAPP | 7b7 | Biomass Expected On-Peak |  | 0 | 0 | 0 | 0 | 0 | 0 | 0 | 0 | 0 | 0 | 0
2011 | US | MRO | - | MAPP | 7b8 | Biomass Derate On-Peak |  | 0 | 0 | 0 | 0 | 0 | 0 | 0 | 0 | 0 | 0 | 0
2011 | US | MRO | - | MAPP | 7b9 | Transmission-Limited Resources |  | 0 | 0 | 0 | 0 | 0 | 0 | 0 | 0 | 0 | 0 | 0
2011 | US | MRO | - | MAPP | 7b10 | Scheduled Outage - Maintenance |  | 0 | 0 | 0 | 0 | 0 | 0 | 0 | 0 | 0 | 0 | 0
2011 | US | MRO | - | MAPP | 7b11 | All Other Derates |  | 0 | 0 | 0 | 0 | 0 | 0 | 0 | 0 | 0 | 0 | 0
2011 | US | MRO | - | MAPP | 7b12 | Energy Only |  | 0 | 0 | 0 | 0 | 0 | 0 | 0 | 0 | 0 | 0 | 0
2011 | US | MRO | - | MAPP | 8 | Conceptual (Note: Enter the net expected value only) |  | 0 | 0 | 0 | 0 | 0 | 0 | 0 | 0 | 0 | 0 | 0
2011 | US | MRO | - | MAPP | 8a1 | Wind Expected On-Peak |  | 0 | 0 | 0 | 0 | 0 | 0 | 0 | 0 | 0 | 0 | 0
2011 | US | MRO | - | MAPP | 8a2 | Wind Derate On-Peak |  | 0 | 0 | 0 | 0 | 0 | 0 | 0 | 0 | 0 | 0 | 0
2011 | US | MRO | - | MAPP | 8a3 | Solar Expected On-Peak |  | 0 | 0 | 0 | 0 | 0 | 0 | 0 | 0 | 0 | 0 | 0
2011 | US | MRO | - | MAPP | 8a4 | Solar Derate On-Peak |  | 0 | 0 | 0 | 0 | 0 | 0 | 0 | 0 | 0 | 0 | 0
2011 | US | MRO | - | MAPP | 8a5 | Hydro Expected On-Peak |  | 0 | 0 | 0 | 0 | 0 | 0 | 0 | 0 | 0 | 0 | 0
2011 | US | MRO | - | MAPP | 8a6 | Hydro Derate On-Peak |  | 0 | 0 | 0 | 0 | 0 | 0 | 0 | 0 | 0 | 0 | 0
2011 | US | MRO | - | MAPP | 8a7 | Biomass Expected On-Peak |  | 0 | 0 | 0 | 0 | 0 | 0 | 0 | 0 | 0 | 0 | 0
2011 | US | MRO | - | MAPP | 8a8 | Biomass Derate On-Peak |  | 0 | 0 | 0 | 0 | 0 | 0 | 0 | 0 | 0 | 0 | 0
2011 | US | MRO | - | MAPP | 8a9 | All Other Derates |  | 0 | 0 | 0 | 0 | 0 | 0 | 0 | 0 | 0 | 0 | 0
2011 | US | MRO | - | MAPP | 8a10 | Energy Only |  | 0 | 0 | 0 | 0 | 0 | 0 | 0 | 0 | 0 | 0 | 0
2011 | US | MRO | - | MAPP | 9 | ANTICIPATED INTERNAL CAPACITY | 7068.903 | 8009.4714 | 8016.9503 | 8084.3678 | 8089.2175 | 8094.082 | 8098.9529 | 8103.8322 | 8108.7179 | 8113.6354 | 8118.5549 | 8123.5338
2011 | US | MRO | - | MAPP | 10 | CAPACITY TRANSACTIONS - IMPORTS | 173.9 | 229.9 | 179.6 | 189.6 | 189.6 | 159.6 | 159.6 | 159.6 | 159.6 | 159.6 | 159.6 | 159.6
2011 | US | MRO | - | MAPP | 10a | Firm (Note: The sum of 10a1 and 10a2 must be ≤ 10a) | 173.9 | 223.9 | 173.6 | 183.6 | 183.6 | 153.6 | 153.6 | 153.6 | 153.6 | 153.6 | 153.6 | 153.6
2011 | US | MRO | - | MAPP | 10a1 | Full-Responsibility Purchases | 118.8 | 118.8 | 68.5 | 68.5 | 68.5 | 38.5 | 38.5 | 38.5 | 38.5 | 38.5 | 38.5 | 38.5
2011 | US | MRO | - | MAPP | 10a2 | Owned Capacity/Entitlement Located Outside the Region/Subregion | 33.1 | 83.1 | 83.1 | 83.1 | 83.1 | 83.1 | 83.1 | 83.1 | 83.1 | 83.1 | 83.1 | 83.1
2011 | US | MRO | - | MAPP | 10b | Non-firm | 0 |  | 0 | 0 | 0 | 0 | 0 | 0 | 0 | 0 | 0 | 0
2011 | US | MRO | - | MAPP | 10c | Expected (Note: The sum of 10c1 and 10c2 must be ≤ 10c) |  | 6 | 6 | 6 | 6 | 6 | 6 | 6 | 6 | 6 | 6 | 6
2011 | US | MRO | - | MAPP | 10c1 | Full-Responsibility Purchases |  | 0 | 0 | 0 | 0 | 0 | 0 | 0 | 0 | 0 | 0 | 0
2011 | US | MRO | - | MAPP | 10c2 | Owned Capacity/Entitlement Located Outside the Region/Subregion |  | 6 | 6 | 6 | 6 | 6 | 6 | 6 | 6 | 6 | 6 | 6
2011 | US | MRO | - | MAPP | 10d | Provisional – transactions under study, but negotiations have not begun. |  | 0 | 0 | 0 | 0 | 0 | 0 | 0 | 0 | 0 | 0 | 0
2011 | US | MRO | - | MAPP | 11 | CAPACITY TRANSACTIONS - EXPORTS | 338.6 | 620 | 610 | 540 | 540 | 540 | 475 | 475 | 475 | 475 | 475 | 475
2011 | US | MRO | - | MAPP | 11a | Firm (Note: The sum of 11a1 and 11a2 must be ≤ 11a) | 110 | 620 | 610 | 540 | 540 | 540 | 475 | 475 | 475 | 475 | 475 | 475
2011 | US | MRO | - | MAPP | 11a1 | Full-Responsibility Purchases | 50 | 550 | 550 | 500 | 500 | 500 | 475 | 475 | 475 | 475 | 475 | 475
2011 | US | MRO | - | MAPP | 11a2 | Owned Capacity/Entitlement Located Outside the Region/Subregion | 0 | 0 | 0 | 0 | 0 | 0 | 0 | 0 | 0 | 0 | 0 | 0
2011 | US | MRO | - | MAPP | 11b | Non-firm | 228.6 |  | 0 | 0 | 0 | 0 | 0 | 0 | 0 | 0 | 0 | 0
2011 | US | MRO | - | MAPP | 11c | Expected (Note: The sum of 11c1 and 11c2 must be ≤ 11c) |  | 0 | 0 | 0 | 0 | 0 | 0 | 0 | 0 | 0 | 0 | 0
2011 | US | MRO | - | MAPP | 11c1 | Full-Responsibility Purchases |  | 0 | 0 | 0 | 0 | 0 | 0 | 0 | 0 | 0 | 0 | 0
2011 | US | MRO | - | MAPP | 11c2 | Owned Capacity/Entitlement Located Outside the Region/Subregion |  | 0 | 0 | 0 | 0 | 0 | 0 | 0 | 0 | 0 | 0 | 0
2011 | US | MRO | - | MAPP | 11d | Provisional – transactions under study, but negotiations have not begun. |  | 0 | 0 | 0 | 0 | 0 | 0 | 0 | 0 | 0 | 0 | 0
2011 | US | MRO | - | MAPP | 12 | EXISTING, CERTAIN CAPACITY & NET FIRM TRANSACTIONS | 7132.803 | 7523.3714 | 7490.5503 | 7577.9678 | 7582.8175 | 7557.682 | 7627.5529 | 7632.4322 | 7637.3179 | 7642.2354 | 7647.1549 | 7652.1338
2011 | US | MRO | - | MAPP | 13 | ANTICIPATED CAPACITY RESOURCES |  | 7619.3714 | 7586.5503 | 7733.9678 | 7738.8175 | 7713.682 | 7783.5529 | 7788.4322 | 7793.3179 | 7798.2354 | 7803.1549 | 7808.1338
2011 | US | MRO | - | MAPP | 14 | PROSPECTIVE CAPACITY RESOURCES |  | 7619.3714 | 7586.5503 | 7733.9678 | 7738.8175 | 7713.682 | 7783.5529 | 7788.4322 | 7793.3179 | 7798.2354 | 7803.1549 | 7808.1338
2011 | US | MRO | - | MAPP | 15 | TOTAL POTENTIAL CAPACITY RESOURCES |  | 7619.3714 | 7586.5503 | 7733.9678 | 7738.8175 | 7713.682 | 7783.5529 | 7788.4322 | 7793.3179 | 7798.2354 | 7803.1549 | 7808.1338
2011 | US | MRO | - | MAPP | 15a | ADJUSTED POTENTIAL CAPACITY RESOURCES |  | 7619.3714 | 7586.5503 | 7733.9678 | 7738.8175 | 7713.682 | 7783.5529 | 7788.4322 | 7793.3179 | 7798.2354 | 7803.1549 | 7808.1338
2011 | US | MRO | - | MAPP | 16a | Confidence of Future, Other (7b), using reasonable judgement |  | 0 | 0 | 0 | 0 | 0 | 0 | 0 | 0 | 0 | 0 | 0
2011 | US | MRO | - | MAPP | 16b | Net Future, Other Resources After Confidence Percentage Is Applied |  | 0 | 0 | 0 | 0 | 0 | 0 | 0 | 0 | 0 | 0 | 0
2011 | US | MRO | - | MAPP | 16c | Confidence of Conceptual (8), using reasonable judgement |  | 0 | 0 | 0 | 0 | 0 | 0 | 0 | 0 | 0 | 0 | 0
2011 | US | MRO | - | MAPP | 16d | Net Conceptual Resources After Confidence Percentage Is Applied |  | 0 | 0 | 0 | 0 | 0 | 0 | 0 | 0 | 0 | 0 | 0
2011 | US | MRO | - | MAPP | 17 | Region/Subregion Target Reserve Margin |  | 15% | 15% | 15% | 15% | 15% | 15% | 15% | 15% | 15% | 15% | 15%
2011 | US | MRO | - | MAPP | 18 | Existing Certain and Net Firm Transactions Reserve Margin |  | 47% | 47.87% | 42.54% | 41.25% | 38.45% | 37.38% | 35.43% | 33.25% | 31.33% | 29.36% | 27.61%
2011 | US | MRO | - | MAPP | 19 | Anticipated Capacity Resources Reserve Margin |  | 48.87% | 49.76% | 45.48% | 44.15% | 41.31% | 40.19% | 38.19% | 35.97% | 34.01% | 32% | 30.21%
2011 | US | MRO | - | MAPP | 20 | Prospective Capacity Resources Reserve Margin |  | 48.87% | 49.76% | 45.48% | 44.15% | 41.31% | 40.19% | 38.19% | 35.97% | 34.01% | 32% | 30.21%
2011 | US | MRO | - | MAPP | 21 | Total Potential Resources Reserve Margin |  | 48.87% | 49.76% | 45.48% | 44.15% | 41.31% | 40.19% | 38.19% | 35.97% | 34.01% | 32% | 30.21%
2011 | US | MRO | - | MAPP | 22 | Adjusted Potential Resources Reserve Margin |  | 48.87% | 49.76% | 45.48% | 44.15% | 41.31% | 40.19% | 38.19% | 35.97% | 34.01% | 32% | 30.21%
2011 | US | MRO | - | MAPP | 23 | Total Baseline Installed Capacity | 0: 8016.803
2011 | US | MRO | - | MAPP | 24 | Distributed or Other Capacity (Behind the Meter) < 1 MW
2011 | US | MRO | - | MAPP | 25 | Distributed or Other Capacity (Behind the Meter) ≥ 1 MW
2011 | US | MRO | - | MAPP | 26 | Capacity Total from EIA-860
2011 | CAN | MRO | - | SaskPower | 1 | Unrestricted Non-coincident Peak Demand | 3133 | 3407.117 | 3537 | 3676 | 3805 | 3924 | 4023 | 4062 | 4102 | 4149 | 4204 | 4294
2011 | CAN | MRO | - | SaskPower | 1a | New Conservation (Energy Efficiency) |  | 0 | 0 | 0 | 0 | 0 | 0 | 0 | 0 | 0 | 0 | 0
2011 | CAN | MRO | - | SaskPower | 1b | Estimated Diversity |  | 0 | 0 | 0 | 0 | 0 | 0 | 0 | 0 | 0 | 0 | 0
2011 | CAN | MRO | - | SaskPower | 1c | Additions for non-member load (load served by non-registered LSE's in a region) |  | 0 | 0 | 0 | 0 | 0 | 0 | 0 | 0 | 0 | 0 | 0
2011 | CAN | MRO | - | SaskPower | 1d | Stand-by Load Under Contract (Normally served by behind the meter generation) |  | 0 | 0 | 0 | 0 | 0 | 0 | 0 | 0 | 0 | 0 | 0
2011 | CAN | MRO | - | SaskPower | 1e | Non-Controllable Demand-Side Demand Response |  | 0 | 0 | 0 | 0 | 0 | 0 | 0 | 0 | 0 | 0 | 0
2011 | CAN | MRO | - | SaskPower | 2 | Total Internal Demand | 3133 | 3407.117 | 3537 | 3676 | 3805 | 3924 | 4023 | 4062 | 4102 | 4149 | 4204 | 4294
2011 | CAN | MRO | - | SaskPower | 2H1 | Load Forecast Uncertainty (Extreme Demand Factor) |  | 1.05 | 1.05 | 1.05 | 1.05 | 1.05 | 1.05 | 1.05 | 1.05 | 1.05 | 1.05 | 1.05
2011 | CAN | MRO | - | SaskPower | 2H | Total Internal Demand | 1.05 | 3577.4729 | 3713.85 | 3859.8 | 3995.25 | 4120.2 | 4224.15 | 4265.1 | 4307.1 | 4356.45 | 4414.2 | 4508.7
2011 | CAN | MRO | - | SaskPower | 2a | Supply-Side Direct Control Load Management | 91 | 91 | 91 | 91 | 91 | 91 | 91 | 91 | 91 | 91 | 91 | 91
2011 | CAN | MRO | - | SaskPower | 2b | Supply-Side Contractually Interruptible (Curtailable) | 0 | 0 | 0 | 0 | 0 | 0 | 0 | 0 | 0 | 0 | 0 | 0
2011 | CAN | MRO | - | SaskPower | 2c | Supply-Side Critical Peak-Pricing (CPP) with Control | 0 | 0 | 0 | 0 | 0 | 0 | 0 | 0 | 0 | 0 | 0 | 0
2011 | CAN | MRO | - | SaskPower | 2d | Supply-Side Load as a Capacity Resource | 0 | 0 | 0 | 0 | 0 | 0 | 0 | 0 | 0 | 0 | 0 | 0
2011 | CAN | MRO | - | SaskPower | 3 | Net Internal Demand | 3042 | 3316.117 | 3446 | 3585 | 3714 | 3833 | 3932 | 3971 | 4011 | 4058 | 4113 | 4203
2011 | CAN | MRO | - | SaskPower | 4a | Demand Response used for Ancillary Services - Spinning Reserves | 0 | 0 | 0 | 0 | 0 | 0 | 0 | 0 | 0 | 0 | 0 | 0
2011 | CAN | MRO | - | SaskPower | 4b | Demand Response used for Ancillary Services - Non-Spinning Reserves | 0 | 0 | 0 | 0 | 0 | 0 | 0 | 0 | 0 | 0 | 0 | 0
2011 | CAN | MRO | - | SaskPower | 4c | Demand Response used for Regulation | 0 | 0 | 0 | 0 | 0 | 0 | 0 | 0 | 0 | 0 | 0 | 0
2011 | CAN | MRO | - | SaskPower | 4d | Demand Response used for Energy, Voluntary Services - Emergency | 0 | 0 | 0 | 0 | 0 | 0 | 0 | 0 | 0 | 0 | 0 | 0
2011 | CAN | MRO | - | SaskPower | 5 | TOTAL INTERNAL CAPACITY | 0 | 4091.2 | 3983.92 | 4182.92 | 4176.92 | 4598.92 | 4625.92 | 4609.92 | 4859.92 | 4859.92 | 5139.92 | 5139.92
2011 | CAN | MRO | - | SaskPower | 6 | EXISTING CAPACITY | 0 | 4091.2 | 4091.2 | 4091.2 | 4091.2 | 4091.2 | 4091.2 | 4091.2 | 4091.2 | 4091.2 | 4091.2 | 4091.2
2011 | CAN | MRO | - | SaskPower | 6a | Existing, Certain | 3829 | 3832.12 | 3832.12 | 3832.12 | 3832.12 | 3832.12 | 3832.12 | 3832.12 | 3832.12 | 3832.12 | 3832.12 | 3832.12
2011 | CAN | MRO | - | SaskPower | 6a1 | Wind Expected On-Peak | 37 | 39.52 | 39.52 | 39.52 | 39.52 | 39.52 | 39.52 | 39.52 | 39.52 | 39.52 | 39.52 | 39.52
2011 | CAN | MRO | - | SaskPower | 6a2 | Solar Expected On-Peak | 0 | 0 | 0 | 0 | 0 | 0 | 0 | 0 | 0 | 0 | 0 | 0
2011 | CAN | MRO | - | SaskPower | 6a3 | Hydro Expected On-Peak | 850.4 | 850.4 | 850.4 | 850.4 | 850.4 | 850.4 | 850.4 | 850.4 | 850.4 | 850.4 | 850.4 | 850.4
2011 | CAN | MRO | - | SaskPower | 6a4 | Biomass Expected On-Peak | 0 | 0 | 0 | 0 | 0 | 0 | 0 | 0 | 0 | 0 | 0 | 0
2011 | CAN | MRO | - | SaskPower | 6b | Existing, Other (Note: Enter the net expected value only) | 0 | 0 | 0 | 0 | 0 | 0 | 0 | 0 | 0 | 0 | 0 | 0
2011 | CAN | MRO | - | SaskPower | 6b1 | Wind Derate On-Peak | 134 | 158.08 | 158.08 | 158.08 | 158.08 | 158.08 | 158.08 | 158.08 | 158.08 | 158.08 | 158.08 | 158.08
2011 | CAN | MRO | - | SaskPower | 6b2 | Solar Derate On-Peak | 0 | 0 | 0 | 0 | 0 | 0 | 0 | 0 | 0 | 0 | 0 | 0
2011 | CAN | MRO | - | SaskPower | 6b3 | Hydro Derate On-Peak | 2 | 2.4 | 2.4 | 2.4 | 2.4 | 2.4 | 2.4 | 2.4 | 2.4 | 2.4 | 2.4 | 2.4
2011 | CAN | MRO | - | SaskPower | 6b4 | Biomass Derate On-Peak | 0 | 0 | 0 | 0 | 0 | 0 | 0 | 0 | 0 | 0 | 0 | 0
2011 | CAN | MRO | - | SaskPower | 6b5 | Transmission-Limited Resources | 0 | 0 | 0 | 0 | 0 | 0 | 0 | 0 | 0 | 0 | 0 | 0
2011 | CAN | MRO | - | SaskPower | 6b6 | All Other Derates | 8 | 7.6 | 7.6 | 7.6 | 7.6 | 7.6 | 7.6 | 7.6 | 7.6 | 7.6 | 7.6 | 7.6
2011 | CAN | MRO | - | SaskPower | 6b7 | Energy Only (Existing-Other) | 0 | 0 | 0 | 0 | 0 | 0 | 0 | 0 | 0 | 0 | 0 | 0
2011 | CAN | MRO | - | SaskPower | 6c | Existing, Inoperable (Note: Capacity reported on this line is not included in margin calculations) | 0 | 0 | 0 | 0 | 0 | 0 | 0 | 0 | 0 | 0 | 0 | 0
2011 | CAN | MRO | - | SaskPower | 6d | Total Supply-Side Demand Response | 91 | 91 | 91 | 91 | 91 | 91 | 91 | 91 | 91 | 91 | 91 | 91
2011 | CAN | MRO | - | SaskPower | 7 | FUTURE CAPACITY ADDITIONS |  | -31 | 55.8 | 248.8 | 250.8 | 519.8 | 545.8 | 545.8 | 795.8 | 795.8 | 1075.8 | 1075.8
2011 | CAN | MRO | - | SaskPower | 7a | Future, Planned (Note: Enter the net expected value only) |  | -31 | 55.8 | 248.8 | 250.8 | 519.8 | 545.8 | 545.8 | 795.8 | 795.8 | 1075.8 | 1075.8
2011 | CAN | MRO | - | SaskPower | 7a1 | Wind Expected On-Peak |  | 0 | 0 | 0 | 0 | 35 | 35 | 35 | 35 | 35 | 35 | 35
2011 | CAN | MRO | - | SaskPower | 7a2 | Wind Derate On-Peak |  | 0 | 0 | 0 | 0 | 140 | 140 | 140 | 140 | 140 | 140 | 140
2011 | CAN | MRO | - | SaskPower | 7a3 | Solar Expected On-Peak |  | 0 | 0 | 0 | 0 | 0 | 0 | 0 | 0 | 0 | 0 | 0
2011 | CAN | MRO | - | SaskPower | 7a4 | Solar Derate On-Peak |  | 0 | 0 | 0 | 0 | 0 | 0 | 0 | 0 | 0 | 0 | 0
2011 | CAN | MRO | - | SaskPower | 7a5 | Hydro Expected On-Peak |  | 0 | 0 | 0 | 0 | 0 | 42 | 42 | 292 | 292 | 292 | 292
2011 | CAN | MRO | - | SaskPower | 7a6 | Hydro Derate On-Peak |  | 0 | 0 | 0 | 0 | 0 | 0 | 0 | 0 | 0 | 0 | 0
2011 | CAN | MRO | - | SaskPower | 7a7 | Biomass Expected On-Peak |  | 0 | 0 | 0 | 0 | 0 | 0 | 0 | 0 | 0 | 0 | 0
2011 | CAN | MRO | - | SaskPower | 7a8 | Biomass Derate On-Peak |  | 0 | 0 | 0 | 0 | 0 | 0 | 0 | 0 | 0 | 0 | 0
2011 | CAN | MRO | - | SaskPower | 7a9 | Transmission-Limited Resources |  | 0 | 0 | 0 | 0 | 0 | 0 | 0 | 0 | 0 | 0 | 0
2011 | CAN | MRO | - | SaskPower | 7a10 | Scheduled Outage - Maintenance |  | -31 | -5 | 10 | 2 | 15 | -16 | 0 | 0 | 0 | 0 | 0
2011 | CAN | MRO | - | SaskPower | 7a11 | All Other Derates |  | 0 | 0 | 1 | 1 | 1 | 1 | 1 | 1 | 1 | 1 | 1
2011 | CAN | MRO | - | SaskPower | 7a12 | Energy Only |  | 0 | 0 | 0 | 0 | 0 | 0 | 0 | 0 | 0 | 0 | 0
2011 | CAN | MRO | - | SaskPower | 7b | Future, Other (Note: Enter the net expected value only) |  | 0 | 0 | 0 | 0 | 0 | 0 | 0 | 0 | 0 | 0 | 0
2011 | CAN | MRO | - | SaskPower | 7b1 | Wind Expected On-Peak |  | 0 | 0 | 0 | 0 | 0 | 0 | 0 | 0 | 0 | 0 | 0
2011 | CAN | MRO | - | SaskPower | 7b2 | Wind Derate On-Peak |  | 0 | 0 | 0 | 0 | 0 | 0 | 0 | 0 | 0 | 0 | 0
2011 | CAN | MRO | - | SaskPower | 7b3 | Solar Expected On-Peak |  | 0 | 0 | 0 | 0 | 0 | 0 | 0 | 0 | 0 | 0 | 0
2011 | CAN | MRO | - | SaskPower | 7b4 | Solar Derate On-Peak |  | 0 | 0 | 0 | 0 | 0 | 0 | 0 | 0 | 0 | 0 | 0
2011 | CAN | MRO | - | SaskPower | 7b5 | Hydro Expected On-Peak |  | 0 | 0 | 0 | 0 | 0 | 0 | 0 | 0 | 0 | 0 | 0
2011 | CAN | MRO | - | SaskPower | 7b6 | Hydro Derate On-Peak |  | 0 | 0 | 0 | 0 | 0 | 0 | 0 | 0 | 0 | 0 | 0
2011 | CAN | MRO | - | SaskPower | 7b7 | Biomass Expected On-Peak |  | 0 | 0 | 0 | 0 | 0 | 0 | 0 | 0 | 0 | 0 | 0
2011 | CAN | MRO | - | SaskPower | 7b8 | Biomass Derate On-Peak |  | 0 | 0 | 0 | 0 | 0 | 0 | 0 | 0 | 0 | 0 | 0
2011 | CAN | MRO | - | SaskPower | 7b9 | Transmission-Limited Resources |  | 0 | 0 | 0 | 0 | 0 | 0 | 0 | 0 | 0 | 0 | 0
2011 | CAN | MRO | - | SaskPower | 7b10 | Scheduled Outage - Maintenance |  | 0 | 0 | 0 | 0 | 0 | 0 | 0 | 0 | 0 | 0 | 0
2011 | CAN | MRO | - | SaskPower | 7b11 | All Other Derates |  | 0 | 0 | 0 | 0 | 0 | 0 | 0 | 0 | 0 | 0 | 0
2011 | CAN | MRO | - | SaskPower | 7b12 | Energy Only |  | 0 | 0 | 0 | 0 | 0 | 0 | 0 | 0 | 0 | 0 | 0
2011 | CAN | MRO | - | SaskPower | 8 | Conceptual (Note: Enter the net expected value only) |  | 0 | 0 | 0 | 0 | 0 | 0 | 0 | 0 | 0 | 0 | 0
2011 | CAN | MRO | - | SaskPower | 8a1 | Wind Expected On-Peak |  | 0 | 0 | 0 | 0 | 0 | 0 | 0 | 0 | 0 | 0 | 0
2011 | CAN | MRO | - | SaskPower | 8a2 | Wind Derate On-Peak |  | 0 | 0 | 0 | 0 | 0 | 0 | 0 | 0 | 0 | 0 | 0
2011 | CAN | MRO | - | SaskPower | 8a3 | Solar Expected On-Peak |  | 0 | 0 | 0 | 0 | 0 | 0 | 0 | 0 | 0 | 0 | 0
2011 | CAN | MRO | - | SaskPower | 8a4 | Solar Derate On-Peak |  | 0 | 0 | 0 | 0 | 0 | 0 | 0 | 0 | 0 | 0 | 0
2011 | CAN | MRO | - | SaskPower | 8a5 | Hydro Expected On-Peak |  | 0 | 0 | 0 | 0 | 0 | 0 | 0 | 0 | 0 | 0 | 0
2011 | CAN | MRO | - | SaskPower | 8a6 | Hydro Derate On-Peak |  | 0 | 0 | 0 | 0 | 0 | 0 | 0 | 0 | 0 | 0 | 0
2011 | CAN | MRO | - | SaskPower | 8a7 | Biomass Expected On-Peak |  | 0 | 0 | 0 | 0 | 0 | 0 | 0 | 0 | 0 | 0 | 0
2011 | CAN | MRO | - | SaskPower | 8a8 | Biomass Derate On-Peak |  | 0 | 0 | 0 | 0 | 0 | 0 | 0 | 0 | 0 | 0 | 0
2011 | CAN | MRO | - | SaskPower | 8a9 | All Other Derates |  | 0 | 0 | 0 | 0 | 0 | 0 | 0 | 0 | 0 | 0 | 0
2011 | CAN | MRO | - | SaskPower | 8a10 | Energy Only |  | 0 | 0 | 0 | 0 | 0 | 0 | 0 | 0 | 0 | 0 | 0
2011 | CAN | MRO | - | SaskPower | 9 | ANTICIPATED INTERNAL CAPACITY | 3920 | 3892.12 | 3978.92 | 4171.92 | 4173.92 | 4442.92 | 4468.92 | 4468.92 | 4718.92 | 4718.92 | 4998.92 | 4998.92
2011 | CAN | MRO | - | SaskPower | 10 | CAPACITY TRANSACTIONS - IMPORTS | 0 | 0 | 0 | 0 | 0 | 0 | 0 | 0 | 0 | 0 | 0 | 0
2011 | CAN | MRO | - | SaskPower | 10a | Firm (Note: The sum of 10a1 and 10a2 must be ≤ 10a) | 0 | 0 | 0 | 0 | 0 | 0 | 0 | 0 | 0 | 0 | 0 | 0
2011 | CAN | MRO | - | SaskPower | 10a1 | Full-Responsibility Purchases | 0 | 0 | 0 | 0 | 0 | 0 | 0 | 0 | 0 | 0 | 0 | 0
2011 | CAN | MRO | - | SaskPower | 10a2 | Owned Capacity/Entitlement Located Outside the Region/Subregion | 0 | 0 | 0 | 0 | 0 | 0 | 0 | 0 | 0 | 0 | 0 | 0
2011 | CAN | MRO | - | SaskPower | 10b | Non-firm | 0 |  | 0 | 0 | 0 | 0 | 0 | 0 | 0 | 0 | 0 | 0
2011 | CAN | MRO | - | SaskPower | 10c | Expected (Note: The sum of 10c1 and 10c2 must be ≤ 10c) |  | 0 | 0 | 0 | 0 | 0 | 0 | 0 | 0 | 0 | 0 | 0
2011 | CAN | MRO | - | SaskPower | 10c1 | Full-Responsibility Purchases |  | 0 | 0 | 0 | 0 | 0 | 0 | 0 | 0 | 0 | 0 | 0
2011 | CAN | MRO | - | SaskPower | 10c2 | Owned Capacity/Entitlement Located Outside the Region/Subregion |  | 0 | 0 | 0 | 0 | 0 | 0 | 0 | 0 | 0 | 0 | 0
2011 | CAN | MRO | - | SaskPower | 10d | Provisional – transactions under study, but negotiations have not begun. |  | 0 | 0 | 0 | 0 | 0 | 0 | 0 | 0 | 0 | 0 | 0
2011 | CAN | MRO | - | SaskPower | 11 | CAPACITY TRANSACTIONS - EXPORTS | 0 | 0 | 0 | 0 | 0 | 0 | 0 | 0 | 0 | 0 | 0 | 0
2011 | CAN | MRO | - | SaskPower | 11a | Firm (Note: The sum of 11a1 and 11a2 must be ≤ 11a) | 0 | 0 | 0 | 0 | 0 | 0 | 0 | 0 | 0 | 0 | 0 | 0
2011 | CAN | MRO | - | SaskPower | 11a1 | Full-Responsibility Purchases | 0 | 0 | 0 | 0 | 0 | 0 | 0 | 0 | 0 | 0 | 0 | 0
2011 | CAN | MRO | - | SaskPower | 11a2 | Owned Capacity/Entitlement Located Outside the Region/Subregion | 0 | 0 | 0 | 0 | 0 | 0 | 0 | 0 | 0 | 0 | 0 | 0
2011 | CAN | MRO | - | SaskPower | 11b | Non-firm | 0 |  | 0 | 0 | 0 | 0 | 0 | 0 | 0 | 0 | 0 | 0
2011 | CAN | MRO | - | SaskPower | 11c | Expected (Note: The sum of 11c1 and 11c2 must be ≤ 11c) |  | 0 | 0 | 0 | 0 | 0 | 0 | 0 | 0 | 0 | 0 | 0
2011 | CAN | MRO | - | SaskPower | 11c1 | Full-Responsibility Purchases |  | 0 | 0 | 0 | 0 | 0 | 0 | 0 | 0 | 0 | 0 | 0
2011 | CAN | MRO | - | SaskPower | 11c2 | Owned Capacity/Entitlement Located Outside the Region/Subregion |  | 0 | 0 | 0 | 0 | 0 | 0 | 0 | 0 | 0 | 0 | 0
2011 | CAN | MRO | - | SaskPower | 11d | Provisional – transactions under study, but negotiations have not begun. |  | 0 | 0 | 0 | 0 | 0 | 0 | 0 | 0 | 0 | 0 | 0
2011 | CAN | MRO | - | SaskPower | 12 | EXISTING, CERTAIN CAPACITY & NET FIRM TRANSACTIONS | 3920 | 3923.12 | 3923.12 | 3923.12 | 3923.12 | 3923.12 | 3923.12 | 3923.12 | 3923.12 | 3923.12 | 3923.12 | 3923.12
2011 | CAN | MRO | - | SaskPower | 13 | ANTICIPATED CAPACITY RESOURCES |  | 3892.12 | 3978.92 | 4171.92 | 4173.92 | 4442.92 | 4468.92 | 4468.92 | 4718.92 | 4718.92 | 4998.92 | 4998.92
2011 | CAN | MRO | - | SaskPower | 14 | PROSPECTIVE CAPACITY RESOURCES |  | 3892.12 | 3978.92 | 4171.92 | 4173.92 | 4442.92 | 4468.92 | 4468.92 | 4718.92 | 4718.92 | 4998.92 | 4998.92
2011 | CAN | MRO | - | SaskPower | 15 | TOTAL POTENTIAL CAPACITY RESOURCES |  | 3892.12 | 3978.92 | 4171.92 | 4173.92 | 4442.92 | 4468.92 | 4468.92 | 4718.92 | 4718.92 | 4998.92 | 4998.92
2011 | CAN | MRO | - | SaskPower | 15a | ADJUSTED POTENTIAL CAPACITY RESOURCES |  | 3892.12 | 3978.92 | 4171.92 | 4173.92 | 4442.92 | 4468.92 | 4468.92 | 4718.92 | 4718.92 | 4998.92 | 4998.92
2011 | CAN | MRO | - | SaskPower | 16a | Confidence of Future, Other (7b), using reasonable judgement |  | 0 | 0 | 0 | 0 | 0 | 0 | 0 | 0 | 0 | 0 | 0
2011 | CAN | MRO | - | SaskPower | 16b | Net Future, Other Resources After Confidence Percentage Is Applied |  | 0 | 0 | 0 | 0 | 0 | 0 | 0 | 0 | 0 | 0 | 0
2011 | CAN | MRO | - | SaskPower | 16c | Confidence of Conceptual (8), using reasonable judgement |  | 0 | 0 | 0 | 0 | 0 | 0 | 0 | 0 | 0 | 0 | 0
2011 | CAN | MRO | - | SaskPower | 16d | Net Conceptual Resources After Confidence Percentage Is Applied |  | 0 | 0 | 0 | 0 | 0 | 0 | 0 | 0 | 0 | 0 | 0
2011 | CAN | MRO | - | SaskPower | 17 | Region/Subregion Target Reserve Margin |  | 13% | 13% | 13% | 13% | 13% | 13% | 13% | 13% | 13% | 13% | 13%
2011 | CAN | MRO | - | SaskPower | 18 | Existing Certain and Net Firm Transactions Reserve Margin |  | 15.14% | 10.92% | 6.723% | 3.104% | -0.02243% | -2.483% | -3.419% | -4.361% | -5.444% | -6.681% | -8.637%
2011 | CAN | MRO | - | SaskPower | 19 | Anticipated Capacity Resources Reserve Margin |  | 14.23% | 12.49% | 13.49% | 9.696% | 13.22% | 11.08% | 10.02% | 15.04% | 13.74% | 18.91% | 16.42%
2011 | CAN | MRO | - | SaskPower | 20 | Prospective Capacity Resources Reserve Margin |  | 14.23% | 12.49% | 13.49% | 9.696% | 13.22% | 11.08% | 10.02% | 15.04% | 13.74% | 18.91% | 16.42%
2011 | CAN | MRO | - | SaskPower | 21 | Total Potential Resources Reserve Margin |  | 14.23% | 12.49% | 13.49% | 9.696% | 13.22% | 11.08% | 10.02% | 15.04% | 13.74% | 18.91% | 16.42%
2011 | CAN | MRO | - | SaskPower | 22 | Adjusted Potential Resources Reserve Margin |  | 14.23% | 12.49% | 13.49% | 9.696% | 13.22% | 11.08% | 10.02% | 15.04% | 13.74% | 18.91% | 16.42%
2011 | CAN | MRO | - | SaskPower | 23 | Total Baseline Installed Capacity | 0: 3973
2011 | CAN | MRO | - | SaskPower | 24 | Distributed or Other Capacity (Behind the Meter) < 1 MW
2011 | CAN | MRO | - | SaskPower | 25 | Distributed or Other Capacity (Behind the Meter) ≥ 1 MW
2011 | CAN | MRO | - | SaskPower | 26 | Capacity Total from EIA-860
2011 | CAN | NPCC | - | Maritimes | 1 | Unrestricted Non-coincident Peak Demand | 5516 | 5668 | 5650 | 5591 | 5602 | 5612 | 5589 | 5586 | 5587 | 5587 | 5578 | 5579
2011 | CAN | NPCC | - | Maritimes | 1a | New Conservation (Energy Efficiency) |  | 0 | 0 | 0 | 0 | 0 | 0 | 0 | 0 | 0 | 0 | 0
2011 | CAN | NPCC | - | Maritimes | 1b | Estimated Diversity |  | 0 | 0 | 0 | 0 | 0 | 0 | 0 | 0 | 0 | 0 | 0
2011 | CAN | NPCC | - | Maritimes | 1c | Additions for non-member load (load served by non-registered LSE's in a region) |  | 0 | 0 | 0 | 0 | 0 | 0 | 0 | 0 | 0 | 0 | 0
2011 | CAN | NPCC | - | Maritimes | 1d | Stand-by Load Under Contract (Normally served by behind the meter generation) |  | 0 | 0 | 0 | 0 | 0 | 0 | 0 | 0 | 0 | 0 | 0
2011 | CAN | NPCC | - | Maritimes | 1e | Non-Controllable Demand-Side Demand Response |  | 0 | 0 | 0 | 0 | 0 | 0 | 0 | 0 | 0 | 0 | 0
2011 | CAN | NPCC | - | Maritimes | 2 | Total Internal Demand | 5516 | 5668 | 5650 | 5591 | 5602 | 5612 | 5589 | 5586 | 5587 | 5587 | 5578 | 5579
2011 | CAN | NPCC | - | Maritimes | 2H1 | Load Forecast Uncertainty (Extreme Demand Factor)
2011 | CAN | NPCC | - | Maritimes | 2H | Total Internal Demand (High Case - 5%) |  | 5951.4 | 5932.5 | 5870.55 | 5882.1 | 5892.6 | 5868.45 | 5865.3 | 5866.35 | 5866.35 | 5856.9 | 5857.95
2011 | CAN | NPCC | - | Maritimes | 2a | Supply-Side Direct Control Load Management | 0 | 0 | 0 | 0 | 0 | 0 | 0 | 0 | 0 | 0 | 0 | 0
2011 | CAN | NPCC | - | Maritimes | 2b | Supply-Side Contractually Interruptible (Curtailable) | 316.6 | 370.5 | 369.6 | 365.7 | 360.1 | 354.4 | 348.5 | 343 | 337.8 | 333.1 | 328.5 | 324.4
2011 | CAN | NPCC | - | Maritimes | 2c | Supply-Side Critical Peak-Pricing (CPP) with Control | 0 | 0 | 0 | 0 | 0 | 0 | 0 | 0 | 0 | 0 | 0 | 0
2011 | CAN | NPCC | - | Maritimes | 2d | Supply-Side Load as a Capacity Resource | 0 | 0 | 0 | 0 | 0 | 0 | 0 | 0 | 0 | 0 | 0 | 0
2011 | CAN | NPCC | - | Maritimes | 3 | Net Internal Demand | 5199.4 | 5297.5 | 5280.4 | 5225.3 | 5241.9 | 5257.6 | 5240.5 | 5243 | 5249.2 | 5253.9 | 5249.5 | 5254.6
2011 | CAN | NPCC | - | Maritimes | 4a | Demand Response used for Ancillary Services - Spinning Reserves | 0 | 0 | 0 | 0 | 0 | 0 | 0 | 0 | 0 | 0 | 0 | 0
2011 | CAN | NPCC | - | Maritimes | 4b | Demand Response used for Ancillary Services - Non-Spinning Reserves | 0 | 0 | 0 | 0 | 0 | 0 | 0 | 0 | 0 | 0 | 0 | 0
2011 | CAN | NPCC | - | Maritimes | 4c | Demand Response used for Regulation | 0 | 0 | 0 | 0 | 0 | 0 | 0 | 0 | 0 | 0 | 0 | 0
2011 | CAN | NPCC | - | Maritimes | 4d | Demand Response used for Energy, Voluntary Services - Emergency | 0 | 0 | 0 | 0 | 0 | 0 | 0 | 0 | 0 | 0 | 0 | 0
2011 | CAN | NPCC | - | Maritimes | 5 | TOTAL INTERNAL CAPACITY | 7890.9266 | 7985.1266 | 7714.2766 | 7710.3766 | 7718.9766 | 7801.2766 | 7825.3766 | 7849.8766 | 7864.6766 | 7859.9766 | 7855.3766 | 7851.2766
2011 | CAN | NPCC | - | Maritimes | 6 | EXISTING CAPACITY | 7890.9266 | 7936.1266 | 7935.2266 | 7931.3266 | 7925.7266 | 7920.0266 | 7914.1266 | 7908.6266 | 7903.4266 | 7898.7266 | 7894.1266 | 7890.0266
2011 | CAN | NPCC | - | Maritimes | 6a | Existing, Certain | 6433.3362 | 6401.7862 | 6401.7862 | 6401.7862 | 6401.7862 | 6401.7862 | 6401.7862 | 6401.7862 | 6401.7862 | 6401.7862 | 6401.7862 | 6401.7862
2011 | CAN | NPCC | - | Maritimes | 6a1 | Wind Expected On-Peak | 295.5262 | 313.5262 | 313.5262 | 313.5262 | 313.5262 | 313.5262 | 313.5262 | 313.5262 | 313.5262 | 313.5262 | 313.5262 | 313.5262
2011 | CAN | NPCC | - | Maritimes | 6a2 | Solar Expected On-Peak | 0 | 0 | 0 | 0 | 0 | 0 | 0 | 0 | 0 | 0 | 0 | 0
2011 | CAN | NPCC | - | Maritimes | 6a3 | Hydro Expected On-Peak | 1328.67 | 1328.67 | 1328.67 | 1328.67 | 1328.67 | 1328.67 | 1328.67 | 1328.67 | 1328.67 | 1328.67 | 1328.67 | 1328.67
2011 | CAN | NPCC | - | Maritimes | 6a4 | Biomass Expected On-Peak | 150.17 | 96.4 | 96.4 | 96.4 | 96.4 | 96.4 | 96.4 | 96.4 | 96.4 | 96.4 | 96.4 | 96.4
2011 | CAN | NPCC | - | Maritimes | 6b | Existing, Other (Note: Enter the net expected value only) | 0 | 0 | 0 | 0 | 0 | 0 | 0 | 0 | 0 | 0 | 0 | 0
2011 | CAN | NPCC | - | Maritimes | 6b1 | Wind Derate On-Peak | 439.5804 | 466.5804 | 466.5804 | 466.5804 | 466.5804 | 466.5804 | 466.5804 | 466.5804 | 466.5804 | 466.5804 | 466.5804 | 466.5804
2011 | CAN | NPCC | - | Maritimes | 6b2 | Solar Derate On-Peak | 0 | 0 | 0 | 0 | 0 | 0 | 0 | 0 | 0 | 0 | 0 | 0
2011 | CAN | NPCC | - | Maritimes | 6b3 | Hydro Derate On-Peak | 1.9 | 1.9 | 1.9 | 1.9 | 1.9 | 1.9 | 1.9 | 1.9 | 1.9 | 1.9 | 1.9 | 1.9
2011 | CAN | NPCC | - | Maritimes | 6b4 | Biomass Derate On-Peak | 4.48 | 1.65 | 1.65 | 1.65 | 1.65 | 1.65 | 1.65 | 1.65 | 1.65 | 1.65 | 1.65 | 1.65
2011 | CAN | NPCC | - | Maritimes | 6b5 | Transmission-Limited Resources | 0 | 0 | 0 | 0 | 0 | 0 | 0 | 0 | 0 | 0 | 0 | 0
2011 | CAN | NPCC | - | Maritimes | 6b6 | All Other Derates | 695.03 | 693.71 | 693.71 | 693.71 | 693.71 | 693.71 | 693.71 | 693.71 | 693.71 | 693.71 | 693.71 | 693.71
2011 | CAN | NPCC | - | Maritimes | 6b7 | Energy Only (Existing-Other) | 0 | 0 | 0 | 0 | 0 | 0 | 0 | 0 | 0 | 0 | 0 | 0
2011 | CAN | NPCC | - | Maritimes | 6c | Existing, Inoperable (Note: Capacity reported on this line is not included in margin calculations) | 0 | 0 | 0 | 0 | 0 | 0 | 0 | 0 | 0 | 0 | 0 | 0
2011 | CAN | NPCC | - | Maritimes | 6d | Total Supply-Side Demand Response | 316.6 | 370.5 | 369.6 | 365.7 | 360.1 | 354.4 | 348.5 | 343 | 337.8 | 333.1 | 328.5 | 324.4
2011 | CAN | NPCC | - | Maritimes | 7 | FUTURE CAPACITY ADDITIONS |  | 49 | 425.706 | 458.706 | 464.906 | 507.506 | 513.506 | 519.506 | 523.506 | 523.506 | 523.506 | 523.506
2011 | CAN | NPCC | - | Maritimes | 7a | Future, Planned (Note: Enter the net expected value only) |  | 49 | 425.706 | 458.706 | 464.906 | 507.506 | 513.506 | 519.506 | 523.506 | 523.506 | 523.506 | 523.506
2011 | CAN | NPCC | - | Maritimes | 7a1 | Wind Expected On-Peak |  | 0 | 5.706 | 5.706 | 7.706 | 25.806 | 31.806 | 37.806 | 41.806 | 41.806 | 41.806 | 41.806
2011 | CAN | NPCC | - | Maritimes | 7a2 | Wind Derate On-Peak |  | 0 | 13.344 | 13.344 | 21.344 | 66.744 | 90.744 | 114.744 | 130.744 | 130.744 | 130.744 | 130.744
2011 | CAN | NPCC | - | Maritimes | 7a3 | Solar Expected On-Peak |  | 0 | 0 | 0 | 0 | 0 | 0 | 0 | 0 | 0 | 0 | 0
2011 | CAN | NPCC | - | Maritimes | 7a4 | Solar Derate On-Peak |  | 0 | 0 | 0 | 0 | 0 | 0 | 0 | 0 | 0 | 0 | 0
2011 | CAN | NPCC | - | Maritimes | 7a5 | Hydro Expected On-Peak |  | 0 | 0 | 0 | 4.2 | 4.2 | 4.2 | 4.2 | 4.2 | 4.2 | 4.2 | 4.2
2011 | CAN | NPCC | - | Maritimes | 7a6 | Hydro Derate On-Peak |  | 0 | 0 | 0 | 0 | 0 | 0 | 0 | 0 | 0 | 0 | 0
2011 | CAN | NPCC | - | Maritimes | 7a7 | Biomass Expected On-Peak |  | 0 | 10 | 10 | 10 | 34.5 | 34.5 | 34.5 | 34.5 | 34.5 | 34.5 | 34.5
2011 | CAN | NPCC | - | Maritimes | 7a8 | Biomass Derate On-Peak |  | 0 | 0 | 0 | 0 | 0 | 0 | 0 | 0 | 0 | 0 | 0
2011 | CAN | NPCC | - | Maritimes | 7a9 | Transmission-Limited Resources |  | 0 | 0 | 0 | 0 | 0 | 0 | 0 | 0 | 0 | 0 | 0
2011 | CAN | NPCC | - | Maritimes | 7a10 | Scheduled Outage - Maintenance |  | 0 | 0 | 0 | 0 | 0 | 0 | 0 | 0 | 0 | 0 | 0
2011 | CAN | NPCC | - | Maritimes | 7a11 | All Other Derates |  | 0 | 0 | 0 | 0 | 0 | 0 | 0 | 0 | 0 | 0 | 0
2011 | CAN | NPCC | - | Maritimes | 7a12 | Energy Only |  | 0 | 0 | 0 | 0 | 0 | 0 | 0 | 0 | 0 | 0 | 0
2011 | CAN | NPCC | - | Maritimes | 7b | Future, Other (Note: Enter the net expected value only) |  | 0 | 0 | 0 | 0 | 0 | 0 | 0 | 0 | 0 | 0 | 0
2011 | CAN | NPCC | - | Maritimes | 7b1 | Wind Expected On-Peak |  | 0 | 0 | 0 | 0 | 0 | 0 | 0 | 0 | 0 | 0 | 0
2011 | CAN | NPCC | - | Maritimes | 7b2 | Wind Derate On-Peak |  | 0 | 0 | 0 | 0 | 0 | 0 | 0 | 0 | 0 | 0 | 0
2011 | CAN | NPCC | - | Maritimes | 7b3 | Solar Expected On-Peak |  | 0 | 0 | 0 | 0 | 0 | 0 | 0 | 0 | 0 | 0 | 0
2011 | CAN | NPCC | - | Maritimes | 7b4 | Solar Derate On-Peak |  | 0 | 0 | 0 | 0 | 0 | 0 | 0 | 0 | 0 | 0 | 0
2011 | CAN | NPCC | - | Maritimes | 7b5 | Hydro Expected On-Peak |  | 0 | 0 | 0 | 0 | 0 | 0 | 0 | 0 | 0 | 0 | 0
2011 | CAN | NPCC | - | Maritimes | 7b6 | Hydro Derate On-Peak |  | 0 | 0 | 0 | 0 | 0 | 0 | 0 | 0 | 0 | 0 | 0
2011 | CAN | NPCC | - | Maritimes | 7b7 | Biomass Expected On-Peak |  | 0 | 0 | 0 | 0 | 0 | 0 | 0 | 0 | 0 | 0 | 0
2011 | CAN | NPCC | - | Maritimes | 7b8 | Biomass Derate On-Peak |  | 0 | 0 | 0 | 0 | 0 | 0 | 0 | 0 | 0 | 0 | 0
2011 | CAN | NPCC | - | Maritimes | 7b9 | Transmission-Limited Resources |  | 0 | 0 | 0 | 0 | 0 | 0 | 0 | 0 | 0 | 0 | 0
2011 | CAN | NPCC | - | Maritimes | 7b10 | Scheduled Outage - Maintenance |  | 0 | 0 | 0 | 0 | 0 | 0 | 0 | 0 | 0 | 0 | 0
2011 | CAN | NPCC | - | Maritimes | 7b11 | All Other Derates |  | 0 | -660 | -693 | -693 | -693 | -693 | -693 | -693 | -693 | -693 | -693
2011 | CAN | NPCC | - | Maritimes | 7b12 | Energy Only |  | 0 | 0 | 0 | 0 | 0 | 0 | 0 | 0 | 0 | 0 | 0
2011 | CAN | NPCC | - | Maritimes | 8 | Conceptual (Note: Enter the net expected value only) |  | 0 | 19.4 | 19.4 | 19.4 | 19.4 | 19.4 | 19.4 | 19.4 | 19.4 | 19.4 | 19.4
2011 | CAN | NPCC | - | Maritimes | 8a1 | Wind Expected On-Peak |  | 0 | 4.85 | 19.4 | 19.4 | 19.4 | 19.4 | 19.4 | 19.4 | 19.4 | 19.4 | 19.4
2011 | CAN | NPCC | - | Maritimes | 8a2 | Wind Derate On-Peak |  | 0 | 5.15 | 20.6 | 20.6 | 20.6 | 20.6 | 20.6 | 20.6 | 20.6 | 20.6 | 20.6
2011 | CAN | NPCC | - | Maritimes | 8a3 | Solar Expected On-Peak |  | 0 | 0 | 0 | 0 | 0 | 0 | 0 | 0 | 0 | 0 | 0
2011 | CAN | NPCC | - | Maritimes | 8a4 | Solar Derate On-Peak |  | 0 | 0 | 0 | 0 | 0 | 0 | 0 | 0 | 0 | 0 | 0
2011 | CAN | NPCC | - | Maritimes | 8a5 | Hydro Expected On-Peak |  | 0 | 0 | 0 | 0 | 0 | 0 | 0 | 0 | 0 | 0 | 0
2011 | CAN | NPCC | - | Maritimes | 8a6 | Hydro Derate On-Peak |  | 0 | 0 | 0 | 0 | 0 | 0 | 0 | 0 | 0 | 0 | 0
2011 | CAN | NPCC | - | Maritimes | 8a7 | Biomass Expected On-Peak |  | 0 | 0 | 0 | 0 | 0 | 0 | 0 | 0 | 0 | 0 | 0
2011 | CAN | NPCC | - | Maritimes | 8a8 | Biomass Derate On-Peak |  | 0 | 0 | 0 | 0 | 0 | 0 | 0 | 0 | 0 | 0 | 0
2011 | CAN | NPCC | - | Maritimes | 8a9 | All Other Derates |  | 0 | 0 | -1.7764e-15 | -1.7764e-15 | -1.7764e-15 | -1.7764e-15 | -1.7764e-15 | -1.7764e-15 | -1.7764e-15 | -1.7764e-15 | -1.7764e-15
2011 | CAN | NPCC | - | Maritimes | 8a10 | Energy Only |  | 0 | 0 | 0 | 0 | 0 | 0 | 0 | 0 | 0 | 0 | 0
2011 | CAN | NPCC | - | Maritimes | 9 | ANTICIPATED INTERNAL CAPACITY | 6749.9362 | 6821.2862 | 7197.0922 | 7226.1922 | 7226.7922 | 7263.6922 | 7263.7922 | 7264.2922 | 7263.0922 | 7258.3922 | 7253.7922 | 7249.6922
2011 | CAN | NPCC | - | Maritimes | 10 | CAPACITY TRANSACTIONS - IMPORTS | 0 | 0 | 0 | 0 | 0 | 0 | 0 | 0 | 0 | 0 | 0 | 0
2011 | CAN | NPCC | - | Maritimes | 10a | Firm (Note: The sum of 10a1 and 10a2 must be ≤ 10a) | 0 | 0 | 0 | 0 | 0 | 0 | 0 | 0 | 0 | 0 | 0 | 0
2011 | CAN | NPCC | - | Maritimes | 10a1 | Full-Responsibility Purchases | 67 | 366 | 0 | 0 | 0 | 0 | 0 | 0 | 0 | 0 | 0 | 0
2011 | CAN | NPCC | - | Maritimes | 10a2 | Owned Capacity/Entitlement Located Outside the Region/Subregion | 0 | 0 | 0 | 0 | 0 | 0 | 0 | 0 | 0 | 0 | 0 | 0
2011 | CAN | NPCC | - | Maritimes | 10b | Non-firm | 0 |  | 0 | 0 | 0 | 0 | 0 | 0 | 0 | 0 | 0 | 0
2011 | CAN | NPCC | - | Maritimes | 10c | Expected (Note: The sum of 10c1 and 10c2 must be ≤ 10c) |  | 0 | 0 | 0 | 0 | 0 | 0 | 0 | 0 | 0 | 0 | 0
2011 | CAN | NPCC | - | Maritimes | 10c1 | Full-Responsibility Purchases |  | 0 | 0 | 0 | 0 | 0 | 0 | 0 | 0 | 0 | 0 | 0
2011 | CAN | NPCC | - | Maritimes | 10c2 | Owned Capacity/Entitlement Located Outside the Region/Subregion |  | 0 | 0 | 0 | 0 | 0 | 0 | 0 | 0 | 0 | 0 | 0
2011 | CAN | NPCC | - | Maritimes | 10d | Provisional – transactions under study, but negotiations have not begun. |  | 0 | 0 | 0 | 0 | 0 | 0 | 0 | 0 | 0 | 0 | 0
2011 | CAN | NPCC | - | Maritimes | 11 | CAPACITY TRANSACTIONS - EXPORTS | 0 | 0 | 0 | 0 | 0 | 0 | 0 | 0 | 0 | 0 | 0 | 0
2011 | CAN | NPCC | - | Maritimes | 11a | Firm (Note: The sum of 11a1 and 11a2 must be ≤ 11a) | 0 | 0 | 0 | 0 | 0 | 0 | 0 | 0 | 0 | 0 | 0 | 0
2011 | CAN | NPCC | - | Maritimes | 11a1 | Full-Responsibility Purchases | 0 | 0 | 0 | 0 | 0 | 0 | 0 | 0 | 0 | 0 | 0 | 0
2011 | CAN | NPCC | - | Maritimes | 11a2 | Owned Capacity/Entitlement Located Outside the Region/Subregion | 0 | 0 | 0 | 0 | 0 | 0 | 0 | 0 | 0 | 0 | 0 | 0
2011 | CAN | NPCC | - | Maritimes | 11b | Non-firm | 0 |  | 0 | 0 | 0 | 0 | 0 | 0 | 0 | 0 | 0 | 0
2011 | CAN | NPCC | - | Maritimes | 11c | Expected (Note: The sum of 11c1 and 11c2 must be ≤ 11c) |  | 0 | 0 | 0 | 0 | 0 | 0 | 0 | 0 | 0 | 0 | 0
2011 | CAN | NPCC | - | Maritimes | 11c1 | Full-Responsibility Purchases |  | 0 | 0 | 0 | 0 | 0 | 0 | 0 | 0 | 0 | 0 | 0
2011 | CAN | NPCC | - | Maritimes | 11c2 | Owned Capacity/Entitlement Located Outside the Region/Subregion |  | 0 | 0 | 0 | 0 | 0 | 0 | 0 | 0 | 0 | 0 | 0
2011 | CAN | NPCC | - | Maritimes | 11d | Provisional – transactions under study, but negotiations have not begun. |  | 0 | 0 | 0 | 0 | 0 | 0 | 0 | 0 | 0 | 0 | 0
2011 | CAN | NPCC | - | Maritimes | 12 | EXISTING, CERTAIN CAPACITY & NET FIRM TRANSACTIONS | 6803.8362 | 6772.2862 | 6771.3862 | 6767.4862 | 6761.8862 | 6756.1862 | 6750.2862 | 6744.7862 | 6739.5862 | 6734.8862 | 6730.2862 | 6726.1862
2011 | CAN | NPCC | - | Maritimes | 13 | ANTICIPATED CAPACITY RESOURCES |  | 6821.2862 | 7197.0922 | 7226.1922 | 7226.7922 | 7263.6922 | 7263.7922 | 7264.2922 | 7263.0922 | 7258.3922 | 7253.7922 | 7249.6922
2011 | CAN | NPCC | - | Maritimes | 14 | PROSPECTIVE CAPACITY RESOURCES |  | 6821.2862 | 7197.0922 | 7226.1922 | 7226.7922 | 7263.6922 | 7263.7922 | 7264.2922 | 7263.0922 | 7258.3922 | 7253.7922 | 7249.6922
2011 | CAN | NPCC | - | Maritimes | 15 | TOTAL POTENTIAL CAPACITY RESOURCES |  | 6821.2862 | 7216.4922 | 7245.5922 | 7246.1922 | 7283.0922 | 7283.1922 | 7283.6922 | 7282.4922 | 7277.7922 | 7273.1922 | 7269.0922
2011 | CAN | NPCC | - | Maritimes | 15a | ADJUSTED POTENTIAL CAPACITY RESOURCES |  | 6821.2862 | 7197.0922 | 7226.1922 | 7226.7922 | 7263.6922 | 7263.7922 | 7264.2922 | 7263.0922 | 7258.3922 | 7253.7922 | 7249.6922
2011 | CAN | NPCC | - | Maritimes | 16a | Confidence of Future, Other (7b), using reasonable judgement |  | 0 | 0 | 0 | 0 | 0 | 0 | 0 | 0 | 0 | 0 | 0
2011 | CAN | NPCC | - | Maritimes | 16b | Net Future, Other Resources After Confidence Percentage Is Applied |  | 0 | 0 | 0 | 0 | 0 | 0 | 0 | 0 | 0 | 0 | 0
2011 | CAN | NPCC | - | Maritimes | 16c | Confidence of Conceptual (8), using reasonable judgement |  | 0 | 0 | 0 | 0 | 0 | 0 | 0 | 0 | 0 | 0 | 0
2011 | CAN | NPCC | - | Maritimes | 16d | Net Conceptual Resources After Confidence Percentage Is Applied |  | 0 | 0 | 0 | 0 | 0 | 0 | 0 | 0 | 0 | 0 | 0
2011 | CAN | NPCC | - | Maritimes | 17 | Region/Subregion Target Reserve Margin |  | 20% | 20% | 20% | 20% | 20% | 20% | 20% | 20% | 20% | 20% | 20%
2011 | CAN | NPCC | - | Maritimes | 18 | Existing Certain and Net Firm Transactions Reserve Margin |  | 19.48% | 19.85% | 21.04% | 20.7% | 20.39% | 20.78% | 20.74% | 20.63% | 20.55% | 20.66% | 20.56%
2011 | CAN | NPCC | - | Maritimes | 19 | Anticipated Capacity Resources Reserve Margin |  | 20.35% | 27.38% | 29.25% | 29% | 29.43% | 29.97% | 30.04% | 30% | 29.92% | 30.04% | 29.95%
2011 | CAN | NPCC | - | Maritimes | 20 | Prospective Capacity Resources Reserve Margin |  | 20.35% | 27.38% | 29.25% | 29% | 29.43% | 29.97% | 30.04% | 30% | 29.92% | 30.04% | 29.95%
2011 | CAN | NPCC | - | Maritimes | 21 | Total Potential Resources Reserve Margin |  | 20.35% | 27.73% | 29.59% | 29.35% | 29.78% | 30.31% | 30.39% | 30.35% | 30.26% | 30.39% | 30.29%
2011 | CAN | NPCC | - | Maritimes | 22 | Adjusted Potential Resources Reserve Margin |  | 20.35% | 27.38% | 29.25% | 29% | 29.43% | 29.97% | 30.04% | 30% | 29.92% | 30.04% | 29.95%
2011 | CAN | NPCC | - | Maritimes | 23 | Total Baseline Installed Capacity | 0: 7574.3266
2011 | CAN | NPCC | - | Maritimes | 24 | Distributed or Other Capacity (Behind the Meter) < 1 MW
2011 | CAN | NPCC | - | Maritimes | 25 | Distributed or Other Capacity (Behind the Meter) ≥ 1 MW
2011 | CAN | NPCC | - | Maritimes | 26 | Capacity Total from EIA-860
2011 | US | NPCC | - | New England | 1 | Unrestricted Non-coincident Peak Demand | 21060 | 22255 | 22365 | 22510 | 22630 | 22750 | 22875 | 23000 | 23120 | 23240 | 23365 | 23490.6723
2011 | US | NPCC | - | New England | 1a | New Conservation (Energy Efficiency) |  | 0 | 0 | 0 | 0 | 0 | 0 | 0 | 0 | 0 | 0 | 0
2011 | US | NPCC | - | New England | 1b | Estimated Diversity |  | 0 | 0 | 0 | 0 | 0 | 0 | 0 | 0 | 0 | 0 | 0
2011 | US | NPCC | - | New England | 1c | Additions for non-member load (load served by non-registered LSE's in a region) |  | 0 | 0 | 0 | 0 | 0 | 0 | 0 | 0 | 0 | 0 | 0
2011 | US | NPCC | - | New England | 1d | Stand-by Load Under Contract (Normally served by behind the meter generation) |  | 0 | 0 | 0 | 0 | 0 | 0 | 0 | 0 | 0 | 0 | 0
2011 | US | NPCC | - | New England | 1e | Non-Controllable Demand-Side Demand Response |  | 0 | 0 | 0 | 0 | 0 | 0 | 0 | 0 | 0 | 0 | 0
2011 | US | NPCC | - | New England | 2 | Total Internal Demand | 21060 | 22255 | 22365 | 22510 | 22630 | 22750 | 22875 | 23000 | 23120 | 23240 | 23365 | 23490.6723
2011 | US | NPCC | - | New England | 2H1 | Load Forecast Uncertainty (Extreme Demand Factor)
2011 | US | NPCC | - | New England | 2H | Total Internal Demand | 1.05 | 0 | 0 | 0 | 0 | 0 | 0 | 0 | 0 | 0 | 0 | 0
2011 | US | NPCC | - | New England | 2a | Supply-Side Direct Control Load Management | 0 | 0 | 0 | 0 | 0 | 0 | 0 | 0 | 0 | 0 | 0 | 0
2011 | US | NPCC | - | New England | 2b | Supply-Side Contractually Interruptible (Curtailable) | 0 | 0 | 0 | 0 | 0 | 0 | 0 | 0 | 0 | 0 | 0 | 0
2011 | US | NPCC | - | New England | 2c | Supply-Side Critical Peak-Pricing (CPP) with Control | 0 | 0 | 0 | 0 | 0 | 0 | 0 | 0 | 0 | 0 | 0 | 0
2011 | US | NPCC | - | New England | 2d | Supply-Side Load as a Capacity Resource | 1540 | 1864 | 2421 | 2849 | 3224.443 | 3224.443 | 3224.443 | 3224.443 | 3224.443 | 3224.443 | 3224.443 | 3224.443
2011 | US | NPCC | - | New England | 3 | Net Internal Demand | 19520 | 20391 | 19944 | 19661 | 19405.557 | 19525.557 | 19650.557 | 19775.557 | 19895.557 | 20015.557 | 20140.557 | 20266.2293
2011 | US | NPCC | - | New England | 4a | Demand Response used for Ancillary Services - Spinning Reserves | 0 | 0 | 0 | 0 | 0 | 0 | 0 | 0 | 0 | 0 | 0 | 0
2011 | US | NPCC | - | New England | 4b | Demand Response used for Ancillary Services - Non-Spinning Reserves | 0 | 0 | 0 | 0 | 0 | 0 | 0 | 0 | 0 | 0 | 0 | 0
2011 | US | NPCC | - | New England | 4c | Demand Response used for Regulation | 0 | 0 | 0 | 0 | 0 | 0 | 0 | 0 | 0 | 0 | 0 | 0
2011 | US | NPCC | - | New England | 4d | Demand Response used for Energy, Voluntary Services - Emergency | 0 | 0 | 0 | 0 | 0 | 0 | 0 | 0 | 0 | 0 | 0 | 0
2011 | US | NPCC | - | New England | 5 | TOTAL INTERNAL CAPACITY | 0 | 37123.509 | 37841.027 | 38441.902 | 38442.97 | 38449.866 | 38456.762 | 38463.658 | 38470.554 | 38477.45 | 38484.346 | 38491.242
2011 | US | NPCC | - | New England | 6 | EXISTING CAPACITY | 0: 0; 109: 37123.509
2011 | US | NPCC | - | New England | 6a | Existing, Certain | 0: 30830; 109: 30927.304
2011 | US | NPCC | - | New England | 6a1 | Wind Expected On-Peak | 0: 54.007; 109: 55.428
2011 | US | NPCC | - | New England | 6a2 | Solar Expected On-Peak | 0: 0; 109: 0
2011 | US | NPCC | - | New England | 6a3 | Hydro Expected On-Peak | 0: 1648.907; 109: 1489.969
2011 | US | NPCC | - | New England | 6a4 | Biomass Expected On-Peak | 0: 911.883; 109: 911.233
2011 | US | NPCC | - | New England | 6b | Existing, Other (Note: Enter the net expected value only) | 0: 0; 109: 3983.704
2011 | US | NPCC | - | New England | 6b1 | Wind Derate On-Peak | 0: 48.053; 109: 53.366
2011 | US | NPCC | - | New England | 6b2 | Solar Derate On-Peak | 0: 0; 109: 0.428
2011 | US | NPCC | - | New England | 6b3 | Hydro Derate On-Peak | 0: 237.891; 109: 226.907
2011 | US | NPCC | - | New England | 6b4 | Biomass Derate On-Peak | 0: 54.97; 109: 0
2011 | US | NPCC | - | New England | 6b5 | Transmission-Limited Resources | 0: 0; 109: 0
2011 | US | NPCC | - | New England | 6b6 | All Other Derates | 0: 0; 109: 67.8
2011 | US | NPCC | - | New England | 6b7 | Energy Only (Existing-Other) | 0: 305.095; 109: 37.052
2011 | US | NPCC | - | New England | 6c | Existing, Inoperable (Note: Capacity reported on this line is not included in margin calculations) | 0: 0; 109: 0
2011 | US | NPCC | - | New England | 6d | Total Supply-Side Demand Response | 1540 | 1864 | 2421 | 2849 | 3224.443 | 3224.443 | 3224.443 | 3224.443 | 3224.443 | 3224.443 | 3224.443 | 3224.443
2011 | US | NPCC | - | New England | 7 | FUTURE CAPACITY ADDITIONS |  | 0 | 302.619 | 393.219 | -29.93 | -29.93 | -29.93 | -29.93 | -29.93 | -29.93 | -29.93 | -29.93
2011 | US | NPCC | - | New England | 7a | Future, Planned (Note: Enter the net expected value only) |  | 0 | -1633.538 | -1869.276 | -813.404 | -813.404 | -813.404 | -813.404 | -813.404 | -813.404 | -813.404 | -813.404
2011 | US | NPCC | - | New England | 7a1 | Wind Expected On-Peak |  | 0 | 100.956 | 144.551 | 177.565 | 177.565 | 177.565 | 177.565 | 177.565 | 177.565 | 177.565 | 177.565
2011 | US | NPCC | - | New England | 7a2 | Wind Derate On-Peak |  | 0 | 206.4 | 276.626 | 317.586 | 317.586 | 317.586 | 317.586 | 317.586 | 317.586 | 317.586 | 317.586
2011 | US | NPCC | - | New England | 7a3 | Solar Expected On-Peak |  | 0 | 0.003 | 0.003 | 0 | 0 | 0 | 0 | 0 | 0 | 0 | 0
2011 | US | NPCC | - | New England | 7a4 | Solar Derate On-Peak |  | 0 | 0 | 3.424 | 3.424 | 3.424 | 3.424 | 3.424 | 3.424 | 3.424 | 3.424 | 3.424
2011 | US | NPCC | - | New England | 7a5 | Hydro Expected On-Peak |  | 0 | -9.721 | -89.146 | 36.541 | 36.541 | 36.541 | 36.541 | 36.541 | 36.541 | 36.541 | 36.541
2011 | US | NPCC | - | New England | 7a6 | Hydro Derate On-Peak |  | 0 | 0 | 0.024 | 0.024 | 0.024 | 0.024 | 0.024 | 0.024 | 0.024 | 0.024 | 0.024
2011 | US | NPCC | - | New England | 7a7 | Biomass Expected On-Peak |  | 0 | 46.181 | 108.142 | 121.136 | 121.136 | 121.136 | 121.136 | 121.136 | 121.136 | 121.136 | 121.136
2011 | US | NPCC | - | New England | 7a8 | Biomass Derate On-Peak |  | 0 | 0 | 0 | 0 | 0 | 0 | 0 | 0 | 0 | 0 | 0
2011 | US | NPCC | - | New England | 7a9 | Transmission-Limited Resources |  | 0 | 0 | 0 | 0 | 0 | 0 | 0 | 0 | 0 | 0 | 0
2011 | US | NPCC | - | New England | 7a10 | Scheduled Outage - Maintenance |  | 0 | 0 | 0 | 0 | 0 | 0 | 0 | 0 | 0 | 0 | 0
2011 | US | NPCC | - | New England | 7a11 | All Other Derates |  | 0 | 0 | 8.601 | 16.415 | 23.311 | 30.207 | 37.103 | 43.999 | 50.895 | 57.791 | 64.687
2011 | US | NPCC | - | New England | 7a12 | Energy Only |  | 0 | 0 | 0 | 0 | 0 | 0 | 0 | 0 | 0 | 0 | 0
2011 | US | NPCC | - | New England | 7b | Future, Other (Note: Enter the net expected value only) |  | 0 | 1936.157 | 2262.495 | 783.474 | 783.474 | 783.474 | 783.474 | 783.474 | 783.474 | 783.474 | 783.474
2011 | US | NPCC | - | New England | 7b1 | Wind Expected On-Peak |  | 0 | 3.077 | 41.945 | 51.884 | 51.884 | 51.884 | 51.884 | 51.884 | 51.884 | 51.884 | 51.884
2011 | US | NPCC | - | New England | 7b2 | Wind Derate On-Peak |  | 0 | 56.64 | 56.64 | 56.64 | 56.64 | 56.64 | 56.64 | 56.64 | 56.64 | 56.64 | 56.64
2011 | US | NPCC | - | New England | 7b3 | Solar Expected On-Peak |  | 0 | 0 | 2.767 | 5.534 | 5.534 | 5.534 | 5.534 | 5.534 | 5.534 | 5.534 | 5.534
2011 | US | NPCC | - | New England | 7b4 | Solar Derate On-Peak |  | 0 | 0 | 0 | 0 | 0 | 0 | 0 | 0 | 0 | 0 | 0
2011 | US | NPCC | - | New England | 7b5 | Hydro Expected On-Peak |  | 0 | 447.546 | 207.683 | 142.8 | 142.8 | 142.8 | 142.8 | 142.8 | 142.8 | 142.8 | 142.8
2011 | US | NPCC | - | New England | 7b6 | Hydro Derate On-Peak |  | 0 | 0 | 0 | 0 | 0 | 0 | 0 | 0 | 0 | 0 | 0
2011 | US | NPCC | - | New England | 7b7 | Biomass Expected On-Peak |  | 0 | 106.912 | 96.809 | 87.25 | 87.25 | 87.25 | 87.25 | 87.25 | 87.25 | 87.25 | 87.25
2011 | US | NPCC | - | New England | 7b8 | Biomass Derate On-Peak |  | 0 | 0 | 0 | 0 | 0 | 0 | 0 | 0 | 0 | 0 | 0
2011 | US | NPCC | - | New England | 7b9 | Transmission-Limited Resources |  | 0 | 0 | 0 | 0 | 0 | 0 | 0 | 0 | 0 | 0 | 0
2011 | US | NPCC | - | New England | 7b10 | Scheduled Outage - Maintenance |  | 0 | 0 | 0 | 0 | 0 | 0 | 0 | 0 | 0 | 0 | 0
2011 | US | NPCC | - | New England | 7b11 | All Other Derates |  | 0 | 0 | 0 | 0 | 0 | 0 | 0 | 0 | 0 | 0 | 0
2011 | US | NPCC | - | New England | 7b12 | Energy Only |  | 0 | 33.36 | 33.36 | 33.36 | 33.36 | 33.36 | 33.36 | 33.36 | 33.36 | 33.36 | 33.36
2011 | US | NPCC | - | New England | 8 | Conceptual (Note: Enter the net expected value only) |  | 147 | 506 | 1818 | 4467 | 5207 | 6428 | 6428 | 6428 | 6428 | 6428 | 6428
2011 | US | NPCC | - | New England | 8a1 | Wind Expected On-Peak |  | 0 | 54 | 1181 | 1759 | 1989 | 2525 | 2525 | 2525 | 2525 | 2525 | 2525
2011 | US | NPCC | - | New England | 8a2 | Wind Derate On-Peak |  | 0 | 0 | 0 | 0 | 0 | 0 | 0 | 0 | 0 | 0 | 0
2011 | US | NPCC | - | New England | 8a3 | Solar Expected On-Peak |  | 0 | 0 | 0 | 0 | 0 | 0 | 0 | 0 | 0 | 0 | 0
2011 | US | NPCC | - | New England | 8a4 | Solar Derate On-Peak |  | 0 | 0 | 0 | 0 | 0 | 0 | 0 | 0 | 0 | 0 | 0
2011 | US | NPCC | - | New England | 8a5 | Hydro Expected On-Peak |  | 7 | 33 | 33 | 33 | 33 | 33 | 33 | 33 | 33 | 33 | 33
2011 | US | NPCC | - | New England | 8a6 | Hydro Derate On-Peak |  | 0 | 0 | 0 | 0 | 0 | 0 | 0 | 0 | 0 | 0 | 0
2011 | US | NPCC | - | New England | 8a7 | Biomass Expected On-Peak |  | 0 | 53 | 202 | 302 | 302 | 357 | 357 | 357 | 357 | 357 | 357
2011 | US | NPCC | - | New England | 8a8 | Biomass Derate On-Peak |  | 0 | 0 | 0 | 0 | 0 | 0 | 0 | 0 | 0 | 0 | 0
2011 | US | NPCC | - | New England | 8a9 | All Other Derates |  | 0 | 0 | 0 | 0 | 0 | 0 | 0 | 0 | 0 | 0 | 0
2011 | US | NPCC | - | New England | 8a10 | Energy Only |  | 0 | 0 | 0 | 0 | 0 | 0 | 0 | 0 | 0 | 0 | 0
2011 | US | NPCC | - | New England | 9 | ANTICIPATED INTERNAL CAPACITY | 32370 | 32791.304 | 31714.766 | 31907.028 | 33338.343 | 33338.343 | 33338.343 | 33338.343 | 33338.343 | 33338.343 | 33338.343 | 33338.343
2011 | US | NPCC | - | New England | 10 | CAPACITY TRANSACTIONS - IMPORTS | 382 | 505 | 1431 | 1746 | 1380.946 | 122 | 97 | 97 | 97 | 97 | 97 | 97
2011 | US | NPCC | - | New England | 10a | Firm (Note: The sum of 10a1 and 10a2 must be ≤ 10a) | 382 | 505 | 1431 | 1746 | 1380.946 | 122 | 97 | 97 | 97 | 97 | 97 | 97
2011 | US | NPCC | - | New England | 10a1 | Full-Responsibility Purchases | 0 | 0 | 0 | 0 | 0 | 0 | 0 | 0 | 0 | 0 | 0 | 0
2011 | US | NPCC | - | New England | 10a2 | Owned Capacity/Entitlement Located Outside the Region/Subregion | 0 | 0 | 0 | 0 | 0 | 0 | 0 | 0 | 0 | 0 | 0 | 0
2011 | US | NPCC | - | New England | 10b | Non-firm | 0 |  | 0 | 0 | 0 | 0 | 0 | 0 | 0 | 0 | 0 | 0
2011 | US | NPCC | - | New England | 10c | Expected (Note: The sum of 10c1 and 10c2 must be ≤ 10c) |  | 0 | 0 | 0 | 0 | 0 | 0 | 0 | 0 | 0 | 0 | 0
2011 | US | NPCC | - | New England | 10c1 | Full-Responsibility Purchases |  | 0 | 0 | 0 | 0 | 0 | 0 | 0 | 0 | 0 | 0 | 0
2011 | US | NPCC | - | New England | 10c2 | Owned Capacity/Entitlement Located Outside the Region/Subregion |  | 0 | 0 | 0 | 0 | 0 | 0 | 0 | 0 | 0 | 0 | 0
2011 | US | NPCC | - | New England | 10d | Provisional – transactions under study, but negotiations have not begun. |  | 0 | 0 | 0 | 0 | 0 | 0 | 0 | 0 | 0 | 0 | 0
2011 | US | NPCC | - | New England | 11 | CAPACITY TRANSACTIONS - EXPORTS | 100 | 100 | 100 | 100 | 100 | 100 | 100 | 100 | 100 | 100 | 100 | 100
2011 | US | NPCC | - | New England | 11a | Firm (Note: The sum of 11a1 and 11a2 must be ≤ 11a) | 100 | 100 | 100 | 100 | 100 | 100 | 100 | 100 | 100 | 100 | 100 | 100
2011 | US | NPCC | - | New England | 11a1 | Full-Responsibility Purchases | 0 | 0 | 0 | 0 | 0 | 0 | 0 | 0 | 0 | 0 | 0 | 0
2011 | US | NPCC | - | New England | 11a2 | Owned Capacity/Entitlement Located Outside the Region/Subregion | 0 | 0 | 0 | 0 | 0 | 0 | 0 | 0 | 0 | 0 | 0 | 0
2011 | US | NPCC | - | New England | 11b | Non-firm | 0 |  | 0 | 0 | 0 | 0 | 0 | 0 | 0 | 0 | 0 | 0
2011 | US | NPCC | - | New England | 11c | Expected (Note: The sum of 11c1 and 11c2 must be ≤ 11c) |  | 0 | 0 | 0 | 0 | 0 | 0 | 0 | 0 | 0 | 0 | 0
2011 | US | NPCC | - | New England | 11c1 | Full-Responsibility Purchases |  | 0 | 0 | 0 | 0 | 0 | 0 | 0 | 0 | 0 | 0 | 0
2011 | US | NPCC | - | New England | 11c2 | Owned Capacity/Entitlement Located Outside the Region/Subregion |  | 0 | 0 | 0 | 0 | 0 | 0 | 0 | 0 | 0 | 0 | 0
2011 | US | NPCC | - | New England | 11d | Provisional – transactions under study, but negotiations have not begun. |  | 0 | 0 | 0 | 0 | 0 | 0 | 0 | 0 | 0 | 0 | 0
2011 | US | NPCC | - | New England | 12 | EXISTING, CERTAIN CAPACITY & NET FIRM TRANSACTIONS | 32652 | 33196.304 | 34679.304 | 35422.304 | 35432.693 | 34173.747 | 34148.747 | 34148.747 | 34148.747 | 34148.747 | 34148.747 | 34148.747
2011 | US | NPCC | - | New England | 13 | ANTICIPATED CAPACITY RESOURCES |  | 33196.304 | 33045.766 | 33553.028 | 34619.289 | 33360.343 | 33335.343 | 33335.343 | 33335.343 | 33335.343 | 33335.343 | 33335.343
2011 | US | NPCC | - | New England | 14 | PROSPECTIVE CAPACITY RESOURCES |  | 37180.008 | 38965.627 | 39799.227 | 39386.467 | 38127.521 | 38102.521 | 38102.521 | 38102.521 | 38102.521 | 38102.521 | 38102.521
2011 | US | NPCC | - | New England | 15 | TOTAL POTENTIAL CAPACITY RESOURCES |  | 37327.008 | 39471.627 | 41617.227 | 43853.467 | 43334.521 | 44530.521 | 44530.521 | 44530.521 | 44530.521 | 44530.521 | 44530.521
2011 | US | NPCC | - | New England | 15a | ADJUSTED POTENTIAL CAPACITY RESOURCES |  | 37209.408 | 39066.827 | 40162.827 | 40279.867 | 39168.921 | 39388.121 | 39388.121 | 39388.121 | 39388.121 | 39388.121 | 39388.121
2011 | US | NPCC | - | New England | 16a | Confidence of Future, Other (7b), using reasonable judgement |  | 0 | 0 | 0 | 0 | 0 | 0 | 0 | 0 | 0 | 0 | 0
2011 | US | NPCC | - | New England | 16b | Net Future, Other Resources After Confidence Percentage Is Applied |  | 0 | 1936.157 | 2262.495 | 783.474 | 783.474 | 783.474 | 783.474 | 783.474 | 783.474 | 783.474 | 783.474
2011 | US | NPCC | - | New England | 16c | Confidence of Conceptual (8), using reasonable judgement |  | 0.2 | 0.2 | 0.2 | 0.2 | 0.2 | 0.2 | 0.2 | 0.2 | 0.2 | 0.2 | 0.2
2011 | US | NPCC | - | New England | 16d | Net Conceptual Resources After Confidence Percentage Is Applied |  | 29.4 | 101.2 | 363.6 | 893.4 | 1041.4 | 1285.6 | 1285.6 | 1285.6 | 1285.6 | 1285.6 | 1285.6
2011 | US | NPCC | - | New England | 17 | Region/Subregion Target Reserve Margin |  | 15% | 15% | 15% | 15% | 15% | 15% | 15% | 15% | 15% | 15% | 15%
2011 | US | NPCC | - | New England | 18 | Existing Certain and Net Firm Transactions Reserve Margin |  | 49.16% | 55.06% | 57.36% | 56.57% | 50.21% | 49.28% | 48.47% | 47.7% | 46.94% | 46.15% | 45.37%
2011 | US | NPCC | - | New England | 19 | Anticipated Capacity Resources Reserve Margin |  | 49.16% | 47.76% | 49.06% | 52.98% | 46.64% | 45.73% | 44.94% | 44.18% | 43.44% | 42.67% | 41.91%
2011 | US | NPCC | - | New England | 20 | Prospective Capacity Resources Reserve Margin |  | 67.06% | 74.23% | 76.81% | 74.05% | 67.59% | 66.57% | 65.66% | 64.8% | 63.95% | 63.08% | 62.2%
2011 | US | NPCC | - | New England | 21 | Total Potential Resources Reserve Margin |  | 67.72% | 76.49% | 84.88% | 93.78% | 90.48% | 94.67% | 93.61% | 92.61% | 91.61% | 90.59% | 89.57%
2011 | US | NPCC | - | New England | 22 | Adjusted Potential Resources Reserve Margin |  | 67.2% | 74.68% | 78.42% | 77.99% | 72.17% | 72.19% | 71.25% | 70.36% | 69.48% | 68.58% | 67.68%
2011 | US | NPCC | - | New England | 23 | Total Baseline Installed Capacity | 0: 31170.914
2011 | US | NPCC | - | New England | 24 | Distributed or Other Capacity (Behind the Meter) < 1 MW
2011 | US | NPCC | - | New England | 25 | Distributed or Other Capacity (Behind the Meter) ≥ 1 MW
2011 | US | NPCC | - | New England | 26 | Capacity Total from EIA-860
2011 | US | NPCC | - | New York | 1 | Unrestricted Non-coincident Peak Demand | 24652 | 24945 | 25390 | 25727 | 25995 | 26223 | 26461 | 26646 | 26857 | 27073 | 27330 | 27525
2011 | US | NPCC | - | New York | 1a | New Conservation (Energy Efficiency) |  | 412 | 709 | 997 | 1268 | 1506 | 1732 | 1920 | 2057 | 2151 | 2247 | 2329
2011 | US | NPCC | - | New York | 1b | Estimated Diversity |  | 0 | 0 | 0 | 0 | 0 | 0 | 0 | 0 | 0 | 0 | 0
2011 | US | NPCC | - | New York | 1c | Additions for non-member load (load served by non-registered LSE's in a region) |  | 0 | 12 | 31 | 83 | 111 | 179 | 288 | 432 | 578 | 826 | 1014
2011 | US | NPCC | - | New York | 1d | Stand-by Load Under Contract (Normally served by behind the meter generation) |  | 0 | 0 | 0 | 0 | 0 | 0 | 0 | 0 | 0 | 0 | 0
2011 | US | NPCC | - | New York | 1e | Non-Controllable Demand-Side Demand Response |  | 0 | 0 | 0 | 0 | 0 | 0 | 0 | 0 | 0 | 0 | 0
2011 | US | NPCC | - | New York | 2 | Total Internal Demand | 24652 | 24533 | 24693 | 24761 | 24810 | 24828 | 24908 | 25014 | 25232 | 25500 | 25909 | 26210
2011 | US | NPCC | - | New York | 2H1 | Load Forecast Uncertainty (Extreme Demand Factor) |  | 1.05 | 1.05 | 1.05 | 1.05 | 1.05 | 1.05 | 1.05 | 1.05 | 1.05 | 1.05 | 1.05
2011 | US | NPCC | - | New York | 2H | Total Internal Demand |  | 25759.65 | 25927.65 | 25999.05 | 26050.5 | 26069.4 | 26153.4 | 26264.7 | 26493.6 | 26775 | 27204.45 | 27520.5
2011 | US | NPCC | - | New York | 2a | Supply-Side Direct Control Load Management | 0 | 0 | 0 | 0 | 0 | 0 | 0 | 0 | 0 | 0 | 0 | 0
2011 | US | NPCC | - | New York | 2b | Supply-Side Contractually Interruptible (Curtailable) | 0 | 0 | 0 | 0 | 0 | 0 | 0 | 0 | 0 | 0 | 0 | 0
2011 | US | NPCC | - | New York | 2c | Supply-Side Critical Peak-Pricing (CPP) with Control | 0 | 0 | 0 | 0 | 0 | 0 | 0 | 0 | 0 | 0 | 0 | 0
2011 | US | NPCC | - | New York | 2d | Supply-Side Load as a Capacity Resource | 0 | 0 | 0 | 0 | 0 | 0 | 0 | 0 | 0 | 0 | 0 | 0
2011 | US | NPCC | - | New York | 3 | Net Internal Demand | 24652 | 24533 | 24693 | 24761 | 24810 | 24828 | 24908 | 25014 | 25232 | 25500 | 25909 | 26210
2011 | US | NPCC | - | New York | 4a | Demand Response used for Ancillary Services - Spinning Reserves | 0 | 0 | 0 | 0 | 0 | 0 | 0 | 0 | 0 | 0 | 0 | 0
2011 | US | NPCC | - | New York | 4b | Demand Response used for Ancillary Services - Non-Spinning Reserves | 0 | 0 | 0 | 0 | 0 | 0 | 0 | 0 | 0 | 0 | 0 | 0
2011 | US | NPCC | - | New York | 4c | Demand Response used for Regulation | 0 | 0 | 0 | 0 | 0 | 0 | 0 | 0 | 0 | 0 | 0 | 0
2011 | US | NPCC | - | New York | 4d | Demand Response used for Energy, Voluntary Services - Emergency | 0 | 0 | 0 | 0 | 0 | 0 | 0 | 0 | 0 | 0 | 0 | 0
2011 | US | NPCC | - | New York | 5 | TOTAL INTERNAL CAPACITY | 41082 | 42015.7922 | 43755.3922 | 45005.4922 | 45064.4922 | 46179.4922 | 46179.4922 | 46179.4922 | 46179.4922 | 46179.4922 | 46179.4922 | 46179.4922
2011 | US | NPCC | - | New York | 6 | EXISTING CAPACITY | 41082 | 41324.9822 | 41324.9822 | 41324.9822 | 41324.9822 | 41324.9822 | 41324.9822 | 41324.9822 | 41324.9822 | 41324.9822 | 41324.9822 | 41324.9822
2011 | US | NPCC | - | New York | 6a | Existing, Certain | 39445 | 39958.9785 | 39958.9785 | 39958.9785 | 39958.9785 | 39958.9785 | 39958.9785 | 39958.9785 | 39958.9785 | 39958.9785 | 39958.9785 | 39958.9785
2011 | US | NPCC | - | New York | 6a1 | Wind Expected On-Peak | 133 | 393.405 | 393.405 | 393.405 | 393.405 | 393.405 | 393.405 | 393.405 | 393.405 | 393.405 | 393.405 | 393.405
2011 | US | NPCC | - | New York | 6a2 | Solar Expected On-Peak | 0 | 0 | 0 | 0 | 0 | 0 | 0 | 0 | 0 | 0 | 0 | 0
2011 | US | NPCC | - | New York | 6a3 | Hydro Expected On-Peak | 3199 | 3834.2677 | 3834.2677 | 3834.2677 | 3834.2677 | 3834.2677 | 3834.2677 | 3834.2677 | 3834.2677 | 3834.2677 | 3834.2677 | 3834.2677
2011 | US | NPCC | - | New York | 6a4 | Biomass Expected On-Peak | 416 | 366.4058 | 366.4058 | 366.4058 | 366.4058 | 366.4058 | 366.4058 | 366.4058 | 366.4058 | 366.4058 | 366.4058 | 366.4058
2011 | US | NPCC | - | New York | 6b | Existing, Other (Note: Enter the net expected value only) | 0 | 0 | 0 | 0 | 0 | 0 | 0 | 0 | 0 | 0 | 0 | 0
2011 | US | NPCC | - | New York | 6b1 | Wind Derate On-Peak | 1199 | 917.945 | 917.945 | 917.945 | 917.945 | 917.945 | 917.945 | 917.945 | 917.945 | 917.945 | 917.945 | 917.945
2011 | US | NPCC | - | New York | 6b2 | Solar Derate On-Peak | 0 | 0 | 0 | 0 | 0 | 0 | 0 | 0 | 0 | 0 | 0 | 0
2011 | US | NPCC | - | New York | 6b3 | Hydro Derate On-Peak | 430 | 439.6645 | 439.6645 | 439.6645 | 439.6645 | 439.6645 | 439.6645 | 439.6645 | 439.6645 | 439.6645 | 439.6645 | 439.6645
2011 | US | NPCC | - | New York | 6b4 | Biomass Derate On-Peak | 8 | 8.3942 | 8.3942 | 8.3942 | 8.3942 | 8.3942 | 8.3942 | 8.3942 | 8.3942 | 8.3942 | 8.3942 | 8.3942
2011 | US | NPCC | - | New York | 6b5 | Transmission-Limited Resources | 0 | 0 | 0 | 0 | 0 | 0 | 0 | 0 | 0 | 0 | 0 | 0
2011 | US | NPCC | - | New York | 6b6 | All Other Derates | 0 | 0 | 0 | 0 | 0 | 0 | 0 | 0 | 0 | 0 | 0 | 0
2011 | US | NPCC | - | New York | 6b7 | Energy Only (Existing-Other) | 0 | 0 | 0 | 0 | 0 | 0 | 0 | 0 | 0 | 0 | 0 | 0
2011 | US | NPCC | - | New York | 6c | Existing, Inoperable (Note: Capacity reported on this line is not included in margin calculations) | 0 | 0 | 0 | 0 | 0 | 0 | 0 | 0 | 0 | 0 | 0 | 0
2011 | US | NPCC | - | New York | 6d | Total Supply-Side Demand Response | 0 | 0 | 0 | 0 | 0 | 0 | 0 | 0 | 0 | 0 | 0 | 0
2011 | US | NPCC | - | New York | 7 | FUTURE CAPACITY ADDITIONS |  | 648.399 | 2208.359 | 3354.509 | 3409.309 | 4524.309 | 4524.309 | 4524.309 | 4524.309 | 4524.309 | 4524.309 | 4524.309
2011 | US | NPCC | - | New York | 7a | Future, Planned (Note: Enter the net expected value only) |  | 648.399 | 2208.359 | 3354.509 | 3409.309 | 4524.309 | 4524.309 | 4524.309 | 4524.309 | 4524.309 | 4524.309 | 4524.309
2011 | US | NPCC | - | New York | 7a1 | Wind Expected On-Peak |  | 16.947 | 93.627 | 138.177 | 139.977 | 139.977 | 139.977 | 139.977 | 139.977 | 139.977 | 139.977 | 139.977
2011 | US | NPCC | - | New York | 7a2 | Wind Derate On-Peak |  | 39.543 | 218.463 | 322.413 | 326.613 | 326.613 | 326.613 | 326.613 | 326.613 | 326.613 | 326.613 | 326.613
2011 | US | NPCC | - | New York | 7a3 | Solar Expected On-Peak |  | 3.328 | 3.328 | 3.328 | 3.328 | 3.328 | 3.328 | 3.328 | 3.328 | 3.328 | 3.328 | 3.328
2011 | US | NPCC | - | New York | 7a4 | Solar Derate On-Peak |  | 1.792 | 1.792 | 1.792 | 1.792 | 1.792 | 1.792 | 1.792 | 1.792 | 1.792 | 1.792 | 1.792
2011 | US | NPCC | - | New York | 7a5 | Hydro Expected On-Peak |  | 0 | 0 | 0 | 0 | 0 | 0 | 0 | 0 | 0 | 0 | 0
2011 | US | NPCC | - | New York | 7a6 | Hydro Derate On-Peak |  | 0 | 0 | 0 | 0 | 0 | 0 | 0 | 0 | 0 | 0 | 0
2011 | US | NPCC | - | New York | 7a7 | Biomass Expected On-Peak |  | 10.924 | 18.204 | 40.804 | 40.804 | 40.804 | 40.804 | 40.804 | 40.804 | 40.804 | 40.804 | 40.804
2011 | US | NPCC | - | New York | 7a8 | Biomass Derate On-Peak |  | 1.076 | 1.796 | 1.796 | 1.796 | 1.796 | 1.796 | 1.796 | 1.796 | 1.796 | 1.796 | 1.796
2011 | US | NPCC | - | New York | 7a9 | Transmission-Limited Resources |  | 0 | 0 | 0 | 0 | 0 | 0 | 0 | 0 | 0 | 0 | 0
2011 | US | NPCC | - | New York | 7a10 | Scheduled Outage - Maintenance |  | 0 | 0 | 0 | 0 | 0 | 0 | 0 | 0 | 0 | 0 | 0
2011 | US | NPCC | - | New York | 7a11 | All Other Derates |  | 0 | 2.8422e-14 | 5.6843e-14 | 6.839e-14 | 6.839e-14 | 6.839e-14 | 6.839e-14 | 6.839e-14 | 6.839e-14 | 6.839e-14 | 6.839e-14
2011 | US | NPCC | - | New York | 7a12 | Energy Only |  | 0 | 0 | 0 | 0 | 0 | 0 | 0 | 0 | 0 | 0 | 0
2011 | US | NPCC | - | New York | 7b | Future, Other (Note: Enter the net expected value only) |  | 0 | 0 | 0 | 0 | 0 | 0 | 0 | 0 | 0 | 0 | 0
2011 | US | NPCC | - | New York | 7b1 | Wind Expected On-Peak |  | 0 | 0 | 0 | 0 | 0 | 0 | 0 | 0 | 0 | 0 | 0
2011 | US | NPCC | - | New York | 7b2 | Wind Derate On-Peak |  | 0 | 0 | 0 | 0 | 0 | 0 | 0 | 0 | 0 | 0 | 0
2011 | US | NPCC | - | New York | 7b3 | Solar Expected On-Peak |  | 0 | 0 | 0 | 0 | 0 | 0 | 0 | 0 | 0 | 0 | 0
2011 | US | NPCC | - | New York | 7b4 | Solar Derate On-Peak |  | 0 | 0 | 0 | 0 | 0 | 0 | 0 | 0 | 0 | 0 | 0
2011 | US | NPCC | - | New York | 7b5 | Hydro Expected On-Peak |  | 0 | 0 | 0 | 0 | 0 | 0 | 0 | 0 | 0 | 0 | 0
2011 | US | NPCC | - | New York | 7b6 | Hydro Derate On-Peak |  | 0 | 0 | 0 | 0 | 0 | 0 | 0 | 0 | 0 | 0 | 0
2011 | US | NPCC | - | New York | 7b7 | Biomass Expected On-Peak |  | 0 | 0 | 0 | 0 | 0 | 0 | 0 | 0 | 0 | 0 | 0
2011 | US | NPCC | - | New York | 7b8 | Biomass Derate On-Peak |  | 0 | 0 | 0 | 0 | 0 | 0 | 0 | 0 | 0 | 0 | 0
2011 | US | NPCC | - | New York | 7b9 | Transmission-Limited Resources |  | 0 | 0 | 0 | 0 | 0 | 0 | 0 | 0 | 0 | 0 | 0
2011 | US | NPCC | - | New York | 7b10 | Scheduled Outage - Maintenance |  | 0 | 0 | 0 | 0 | 0 | 0 | 0 | 0 | 0 | 0 | 0
2011 | US | NPCC | - | New York | 7b11 | All Other Derates |  | 0 | 0 | 0 | 0 | 0 | 0 | 0 | 0 | 0 | 0 | 0
2011 | US | NPCC | - | New York | 7b12 | Energy Only |  | 0 | 0 | 0 | 0 | 0 | 0 | 0 | 0 | 0 | 0 | 0
2011 | US | NPCC | - | New York | 8 | Conceptual (Note: Enter the net expected value only) |  | 73.65 | 1203.41 | 2146.48 | 2692.03 | 2949.85 | 3390.85 | 3571.15 | 3571.15 | 3571.15 | 3571.15 | 3571.15
2011 | US | NPCC | - | New York | 8a1 | Wind Expected On-Peak |  | 73.65 | 103.41 | 471.48 | 573.03 | 830.85 | 1271.85 | 1452.15 | 1452.15 | 1452.15 | 1452.15 | 1452.15
2011 | US | NPCC | - | New York | 8a2 | Wind Derate On-Peak |  | 171.85 | 241.29 | 1100.12 | 1337.07 | 1938.65 | 2967.65 | 3388.35 | 3388.35 | 3388.35 | 3388.35 | 3388.35
2011 | US | NPCC | - | New York | 8a3 | Solar Expected On-Peak |  | 0 | 0 | 0 | 0 | 0 | 0 | 0 | 0 | 0 | 0 | 0
2011 | US | NPCC | - | New York | 8a4 | Solar Derate On-Peak |  | 0 | 0 | 0 | 0 | 0 | 0 | 0 | 0 | 0 | 0 | 0
2011 | US | NPCC | - | New York | 8a5 | Hydro Expected On-Peak |  | 0 | 0 | 0 | 0 | 0 | 0 | 0 | 0 | 0 | 0 | 0
2011 | US | NPCC | - | New York | 8a6 | Hydro Derate On-Peak |  | 0 | 0 | 0 | 0 | 0 | 0 | 0 | 0 | 0 | 0 | 0
2011 | US | NPCC | - | New York | 8a7 | Biomass Expected On-Peak |  | 0 | 0 | 0 | 0 | 0 | 0 | 0 | 0 | 0 | 0 | 0
2011 | US | NPCC | - | New York | 8a8 | Biomass Derate On-Peak |  | 0 | 0 | 0 | 0 | 0 | 0 | 0 | 0 | 0 | 0 | 0
2011 | US | NPCC | - | New York | 8a9 | All Other Derates |  | 0 | 0 | 0 | -5.6843e-14 | -5.6843e-14 | 1.7053e-13 | 3.4106e-13 | 3.4106e-13 | 3.4106e-13 | 3.4106e-13 | 3.4106e-13
2011 | US | NPCC | - | New York | 8a10 | Energy Only |  | 0 | 0 | 0 | 0 | 0 | 0 | 0 | 0 | 0 | 0 | 0
2011 | US | NPCC | - | New York | 9 | ANTICIPATED INTERNAL CAPACITY | 39445 | 40607.3775 | 42167.3375 | 43313.4875 | 43368.2875 | 44483.2875 | 44483.2875 | 44483.2875 | 44483.2875 | 44483.2875 | 44483.2875 | 44483.2875
2011 | US | NPCC | - | New York | 10 | CAPACITY TRANSACTIONS - IMPORTS | 0 | 3006.2 | 3144.8 | 3137.7 | 3087.7 | 3087.7 | 3087.7 | 3087.7 | 3087.7 | 3087.7 | 3087.7 | 3087.7
2011 | US | NPCC | - | New York | 10a | Firm (Note: The sum of 10a1 and 10a2 must be ≤ 10a) | 0 | 965.2 | 1103.8 | 1096.7 | 1046.7 | 1046.7 | 1046.7 | 1046.7 | 1046.7 | 1046.7 | 1046.7 | 1046.7
2011 | US | NPCC | - | New York | 10a1 | Full-Responsibility Purchases | 0 | 965.2 | 1103.8 | 1096.7 | 1046.7 | 1046.7 | 1046.7 | 1046.7 | 1046.7 | 1046.7 | 1046.7 | 1046.7
2011 | US | NPCC | - | New York | 10a2 | Owned Capacity/Entitlement Located Outside the Region/Subregion | 0 | 0 | 0 | 0 | 0 | 0 | 0 | 0 | 0 | 0 | 0 | 0
2011 | US | NPCC | - | New York | 10b | Non-firm | 0 |  | 0 | 0 | 0 | 0 | 0 | 0 | 0 | 0 | 0 | 0
2011 | US | NPCC | - | New York | 10c | Expected (Note: The sum of 10c1 and 10c2 must be ≤ 10c) |  | 2041 | 2041 | 2041 | 2041 | 2041 | 2041 | 2041 | 2041 | 2041 | 2041 | 2041
2011 | US | NPCC | - | New York | 10c1 | Full-Responsibility Purchases |  | 2041 | 2041 | 2041 | 2041 | 2041 | 2041 | 2041 | 2041 | 2041 | 2041 | 2041
2011 | US | NPCC | - | New York | 10c2 | Owned Capacity/Entitlement Located Outside the Region/Subregion |  | 0 | 0 | 0 | 0 | 0 | 0 | 0 | 0 | 0 | 0 | 0
2011 | US | NPCC | - | New York | 10d | Provisional – transactions under study, but negotiations have not begun. |  | 0 | 0 | 0 | 0 | 0 | 0 | 0 | 0 | 0 | 0 | 0
2011 | US | NPCC | - | New York | 11 | CAPACITY TRANSACTIONS - EXPORTS | 0 | 0 | 0 | 0 | 0 | 0 | 0 | 0 | 0 | 0 | 0 | 0
2011 | US | NPCC | - | New York | 11a | Firm (Note: The sum of 11a1 and 11a2 must be ≤ 11a) | 0 | 0 | 0 | 0 | 0 | 0 | 0 | 0 | 0 | 0 | 0 | 0
2011 | US | NPCC | - | New York | 11a1 | Full-Responsibility Purchases | 0 | 0 | 0 | 0 | 0 | 0 | 0 | 0 | 0 | 0 | 0 | 0
2011 | US | NPCC | - | New York | 11a2 | Owned Capacity/Entitlement Located Outside the Region/Subregion | 0 | 0 | 0 | 0 | 0 | 0 | 0 | 0 | 0 | 0 | 0 | 0
2011 | US | NPCC | - | New York | 11b | Non-firm | 0 |  | 0 | 0 | 0 | 0 | 0 | 0 | 0 | 0 | 0 | 0
2011 | US | NPCC | - | New York | 11c | Expected (Note: The sum of 11c1 and 11c2 must be ≤ 11c) |  | 0 | 0 | 0 | 0 | 0 | 0 | 0 | 0 | 0 | 0 | 0
2011 | US | NPCC | - | New York | 11c1 | Full-Responsibility Purchases |  | 0 | 0 | 0 | 0 | 0 | 0 | 0 | 0 | 0 | 0 | 0
2011 | US | NPCC | - | New York | 11c2 | Owned Capacity/Entitlement Located Outside the Region/Subregion |  | 0 | 0 | 0 | 0 | 0 | 0 | 0 | 0 | 0 | 0 | 0
2011 | US | NPCC | - | New York | 11d | Provisional – transactions under study, but negotiations have not begun. |  | 0 | 0 | 0 | 0 | 0 | 0 | 0 | 0 | 0 | 0 | 0
2011 | US | NPCC | - | New York | 12 | EXISTING, CERTAIN CAPACITY & NET FIRM TRANSACTIONS | 39445 | 40924.1785 | 41062.7785 | 41055.6785 | 41005.6785 | 41005.6785 | 41005.6785 | 41005.6785 | 41005.6785 | 41005.6785 | 41005.6785 | 41005.6785
2011 | US | NPCC | - | New York | 13 | ANTICIPATED CAPACITY RESOURCES |  | 43613.5775 | 45312.1375 | 46451.1875 | 46455.9875 | 47570.9875 | 47570.9875 | 47570.9875 | 47570.9875 | 47570.9875 | 47570.9875 | 47570.9875
2011 | US | NPCC | - | New York | 14 | PROSPECTIVE CAPACITY RESOURCES |  | 43613.5775 | 45312.1375 | 46451.1875 | 46455.9875 | 47570.9875 | 47570.9875 | 47570.9875 | 47570.9875 | 47570.9875 | 47570.9875 | 47570.9875
2011 | US | NPCC | - | New York | 15 | TOTAL POTENTIAL CAPACITY RESOURCES |  | 43687.2275 | 46515.5475 | 48597.6675 | 49148.0175 | 50520.8375 | 50961.8375 | 51142.1375 | 51142.1375 | 51142.1375 | 51142.1375 | 51142.1375
2011 | US | NPCC | - | New York | 15a | ADJUSTED POTENTIAL CAPACITY RESOURCES |  | 43620.9425 | 45432.4785 | 46665.8355 | 46725.1905 | 47865.9725 | 47910.0725 | 47928.1025 | 47928.1025 | 47928.1025 | 47928.1025 | 47928.1025
2011 | US | NPCC | - | New York | 16a | Confidence of Future, Other (7b), using reasonable judgement |  | 0.1 | 0.1 | 0.1 | 0.1 | 0.1 | 0.1 | 0.1 | 0.1 | 0.1 | 0.1 | 0.1
2011 | US | NPCC | - | New York | 16b | Net Future, Other Resources After Confidence Percentage Is Applied |  | 0 | 0 | 0 | 0 | 0 | 0 | 0 | 0 | 0 | 0 | 0
2011 | US | NPCC | - | New York | 16c | Confidence of Conceptual (8), using reasonable judgement |  | 0.1 | 0.1 | 0.1 | 0.1 | 0.1 | 0.1 | 0.1 | 0.1 | 0.1 | 0.1 | 0.1
2011 | US | NPCC | - | New York | 16d | Net Conceptual Resources After Confidence Percentage Is Applied |  | 7.365 | 120.341 | 214.648 | 269.203 | 294.985 | 339.085 | 357.115 | 357.115 | 357.115 | 357.115 | 357.115
2011 | US | NPCC | - | New York | 17 | Region/Subregion Target Reserve Margin |  | 15.5% | 15.5% | 15.5% | 15.5% | 15.5% | 15.5% | 15.5% | 15.5% | 15.5% | 15.5% | 15.5%
2011 | US | NPCC | - | New York | 18 | Existing Certain and Net Firm Transactions Reserve Margin |  | 66.81% | 66.29% | 65.81% | 65.28% | 65.16% | 64.63% | 63.93% | 62.51% | 60.81% | 58.27% | 56.45%
2011 | US | NPCC | - | New York | 19 | Anticipated Capacity Resources Reserve Margin |  | 77.78% | 83.5% | 87.6% | 87.25% | 91.6% | 90.99% | 90.18% | 88.53% | 86.55% | 83.61% | 81.5%
2011 | US | NPCC | - | New York | 20 | Prospective Capacity Resources Reserve Margin |  | 77.78% | 83.5% | 87.6% | 87.25% | 91.6% | 90.99% | 90.18% | 88.53% | 86.55% | 83.61% | 81.5%
2011 | US | NPCC | - | New York | 21 | Total Potential Resources Reserve Margin |  | 78.08% | 88.38% | 96.27% | 98.1% | 103.5% | 104.6% | 104.5% | 102.7% | 100.6% | 97.39% | 95.12%
2011 | US | NPCC | - | New York | 22 | Adjusted Potential Resources Reserve Margin |  | 77.81% | 83.99% | 88.47% | 88.33% | 92.79% | 92.35% | 91.61% | 89.95% | 87.95% | 84.99% | 82.86%
2011 | US | NPCC | - | New York | 23 | Total Baseline Installed Capacity | 0: 41082
2011 | US | NPCC | - | New York | 24 | Distributed or Other Capacity (Behind the Meter) < 1 MW
2011 | US | NPCC | - | New York | 25 | Distributed or Other Capacity (Behind the Meter) ≥ 1 MW
2011 | US | NPCC | - | New York | 26 | Capacity Total from EIA-860
2011 | CAN | NPCC | - | Ontario | 1 | Unrestricted Non-coincident Peak Demand | 22733 | 22494.6715 | 22241.8891 | 22085.137 | 21928.3848 | 21771.6326 | 21658.1435 | 21658.8039 | 21807.0685 | 22005.4972 | 22280.1673 | 22616.4745
2011 | CAN | NPCC | - | Ontario | 1a | New Conservation (Energy Efficiency) |  | 0 | 0 | 0 | 0 | 0 | 0 | 0 | 0 | 0 | 0 | 0
2011 | CAN | NPCC | - | Ontario | 1b | Estimated Diversity |  | 0 | 0 | 0 | 0 | 0 | 0 | 0 | 0 | 0 | 0 | 0
2011 | CAN | NPCC | - | Ontario | 1c | Additions for non-member load (load served by non-registered LSE's in a region) |  | 0 | 0 | 0 | 0 | 0 | 0 | 0 | 0 | 0 | 0 | 0
2011 | CAN | NPCC | - | Ontario | 1d | Stand-by Load Under Contract (Normally served by behind the meter generation) |  | 0 | 0 | 0 | 0 | 0 | 0 | 0 | 0 | 0 | 0 | 0
2011 | CAN | NPCC | - | Ontario | 1e | Non-Controllable Demand-Side Demand Response |  | 0 | 0 | 0 | 0 | 0 | 0 | 0 | 0 | 0 | 0 | 0
2011 | CAN | NPCC | - | Ontario | 2 | Total Internal Demand | 22733 | 22494.6715 | 22241.8891 | 22085.137 | 21928.3848 | 21771.6326 | 21658.1435 | 21658.8039 | 21807.0685 | 22005.4972 | 22280.1673 | 22616.4745
2011 | CAN | NPCC | - | Ontario | 2H1 | Load Forecast Uncertainty (Extreme Demand Factor)
2011 | CAN | NPCC | - | Ontario | 2H | Total Internal Demand | 1.05 | 0 | 0 | 0 | 0 | 0 | 0 | 0 | 0 | 0 | 0 | 0
2011 | CAN | NPCC | - | Ontario | 2a | Supply-Side Direct Control Load Management | 0 | 0 | 0 | 0 | 0 | 0 | 0 | 0 | 0 | 0 | 0 | 0
2011 | CAN | NPCC | - | Ontario | 2b | Supply-Side Contractually Interruptible (Curtailable) | 0 | 0 | 0 | 0 | 0 | 0 | 0 | 0 | 0 | 0 | 0 | 0
2011 | CAN | NPCC | - | Ontario | 2c | Supply-Side Critical Peak-Pricing (CPP) with Control | 0 | 0 | 0 | 0 | 0 | 0 | 0 | 0 | 0 | 0 | 0 | 0
2011 | CAN | NPCC | - | Ontario | 2d | Supply-Side Load as a Capacity Resource | 0 | 1195 | 1348.7225 | 1509.4112 | 1613.6006 | 1615.6495 | 1618.2744 | 1620.8993 | 1623.5243 | 1626.1587 | 1628.6162 | 1631.2542
2011 | CAN | NPCC | - | Ontario | 3 | Net Internal Demand | 22733 | 21299.6715 | 20893.1666 | 20575.7258 | 20314.7842 | 20155.9831 | 20039.8691 | 20037.9045 | 20183.5443 | 20379.3385 | 20651.5511 | 20985.2203
2011 | CAN | NPCC | - | Ontario | 4a | Demand Response used for Ancillary Services - Spinning Reserves | 0 | 0 | 0 | 0 | 0 | 0 | 0 | 0 | 0 | 0 | 0 | 0
2011 | CAN | NPCC | - | Ontario | 4b | Demand Response used for Ancillary Services - Non-Spinning Reserves | 0 | 0 | 0 | 0 | 0 | 0 | 0 | 0 | 0 | 0 | 0 | 0
2011 | CAN | NPCC | - | Ontario | 4c | Demand Response used for Regulation | 0 | 0 | 0 | 0 | 0 | 0 | 0 | 0 | 0 | 0 | 0 | 0
2011 | CAN | NPCC | - | Ontario | 4d | Demand Response used for Energy, Voluntary Services - Emergency | 0 | 0 | 0 | 0 | 0 | 0 | 0 | 0 | 0 | 0 | 0 | 0
2011 | CAN | NPCC | - | Ontario | 5 | TOTAL INTERNAL CAPACITY | 35320 | 38113.9748 | 41351.6719 | 42273.7982 | 41210.7282 | 42217.3139 | 42589.112 | 42908.5101 | 42520.9416 | 44207.8926 | 42138.9695 | 44672.4275
2011 | CAN | NPCC | - | Ontario | 6 | EXISTING CAPACITY | 35320 | 36736.6664 | 36736.6664 | 36736.6664 | 36736.6664 | 36736.6664 | 36736.6664 | 36736.6664 | 36736.6664 | 36736.6664 | 36736.6664 | 36736.6664
2011 | CAN | NPCC | - | Ontario | 6a | Existing, Certain | 30373 | 32318.6521 | 32318.6521 | 32318.6521 | 32318.6521 | 32318.6521 | 32318.6521 | 32318.6521 | 32318.6521 | 32318.6521 | 32318.6521 | 32318.6521
2011 | CAN | NPCC | - | Ontario | 6a1 | Wind Expected On-Peak | 0 | 426.976 | 426.976 | 426.976 | 426.976 | 426.976 | 426.976 | 426.976 | 426.976 | 426.976 | 426.976 | 426.976
2011 | CAN | NPCC | - | Ontario | 6a2 | Solar Expected On-Peak | 0 | 0 | 0 | 0 | 0 | 0 | 0 | 0 | 0 | 0 | 0 | 0
2011 | CAN | NPCC | - | Ontario | 6a3 | Hydro Expected On-Peak | 0 | 6067.5895 | 6067.5895 | 6067.5895 | 6067.5895 | 6067.5895 | 6067.5895 | 6067.5895 | 6067.5895 | 6067.5895 | 6067.5895 | 6067.5895
2011 | CAN | NPCC | - | Ontario | 6a4 | Biomass Expected On-Peak | 0 | 46.6 | 46.6 | 46.6 | 46.6 | 46.6 | 46.6 | 46.6 | 46.6 | 46.6 | 46.6 | 46.6
2011 | CAN | NPCC | - | Ontario | 6b | Existing, Other (Note: Enter the net expected value only) | 0 | 0 | 0 | 0 | 0 | 0 | 0 | 0 | 0 | 0 | 0 | 0
2011 | CAN | NPCC | - | Ontario | 6b1 | Wind Derate On-Peak | 0 | 907.324 | 907.324 | 907.324 | 907.324 | 907.324 | 907.324 | 907.324 | 907.324 | 907.324 | 907.324 | 907.324
2011 | CAN | NPCC | - | Ontario | 6b2 | Solar Derate On-Peak | 0 | 0 | 0 | 0 | 0 | 0 | 0 | 0 | 0 | 0 | 0 | 0
2011 | CAN | NPCC | - | Ontario | 6b3 | Hydro Derate On-Peak | 0 | 1756.5104 | 1756.5104 | 1756.5104 | 1756.5104 | 1756.5104 | 1756.5104 | 1756.5104 | 1756.5104 | 1756.5104 | 1756.5104 | 1756.5104
2011 | CAN | NPCC | - | Ontario | 6b4 | Biomass Derate On-Peak | 0 | 0.5 | 0.5 | 0.5 | 0.5 | 0.5 | 0.5 | 0.5 | 0.5 | 0.5 | 0.5 | 0.5
2011 | CAN | NPCC | - | Ontario | 6b5 | Transmission-Limited Resources | 0 | 0 | 0 | 0 | 0 | 0 | 0 | 0 | 0 | 0 | 0 | 0
2011 | CAN | NPCC | - | Ontario | 6b6 | All Other Derates | 0 | 1726.1799 | 1726.1799 | 1726.1799 | 1726.1799 | 1726.1799 | 1726.1799 | 1726.1799 | 1726.1799 | 1726.1799 | 1726.1799 | 1726.1799
2011 | CAN | NPCC | - | Ontario | 6b7 | Energy Only (Existing-Other) | 0 | 0 | 0 | 0 | 0 | 0 | 0 | 0 | 0 | 0 | 0 | 0
2011 | CAN | NPCC | - | Ontario | 6c | Existing, Inoperable (Note: Capacity reported on this line is not included in margin calculations) | 0 | 27.5 | 27.5 | 27.5 | 27.5 | 27.5 | 27.5 | 27.5 | 27.5 | 27.5 | 27.5 | 27.5
2011 | CAN | NPCC | - | Ontario | 6d | Total Supply-Side Demand Response | 0 | 0 | 0 | 0 | 0 | 0 | 0 | 0 | 0 | 0 | 0 | 0
2011 | CAN | NPCC | - | Ontario | 7 | FUTURE CAPACITY ADDITIONS |  | -2429.7684 | 1189.7409 | -464.8735 | -2350.1994 | -1640.3643 | -4235.4532 | -5104.8421 | -6313.2172 | -6348.0828 | -9300.6253 | -8293.9873
2011 | CAN | NPCC | - | Ontario | 7a | Future, Planned (Note: Enter the net expected value only) |  | -2429.7684 | 1189.7409 | -464.8735 | -2350.1994 | -1640.3643 | -4235.4532 | -5104.8421 | -6313.2172 | -6348.0828 | -9300.6253 | -8293.9873
2011 | CAN | NPCC | - | Ontario | 7a1 | Wind Expected On-Peak |  | 315.7316 | 523.5184 | 705.2153 | 810.1015 | 914.9877 | 1019.8739 | 1124.7601 | 1124.7601 | 1124.7601 | 1124.7601 | 1124.7601
2011 | CAN | NPCC | - | Ontario | 7a2 | Wind Derate On-Peak |  | 702.027 | 1155.1962 | 1559.1557 | 1803.8902 | 2048.6246 | 2293.3591 | 2538.0935 | 2538.0935 | 2538.0935 | 2538.0935 | 2538.0935
2011 | CAN | NPCC | - | Ontario | 7a3 | Solar Expected On-Peak |  | 0 | 0 | 0 | 0 | 0 | 0 | 0 | 0 | 0 | 0 | 0
2011 | CAN | NPCC | - | Ontario | 7a4 | Solar Derate On-Peak |  | 7.8498 | 64.4991 | 79.3199 | 85.6708 | 92.0216 | 98.3725 | 104.7234 | 104.7234 | 104.7234 | 104.7234 | 104.7234
2011 | CAN | NPCC | - | Ontario | 7a5 | Hydro Expected On-Peak |  | 14.8 | 14.8 | 14.8 | -26.3015 | 336.2985 | 336.2985 | 336.2985 | 336.2985 | 336.2985 | 336.2985 | 336.2985
2011 | CAN | NPCC | - | Ontario | 7a6 | Hydro Derate On-Peak |  | 5.2 | 5.2 | 5.2 | -6.6985 | 120.7015 | 120.7015 | 120.7015 | 120.7015 | 120.7015 | 120.7015 | 120.7015
2011 | CAN | NPCC | - | Ontario | 7a7 | Biomass Expected On-Peak |  | 15 | 15 | 55 | 85 | 296 | 296 | 296 | 296 | 258.5 | 243.5 | 243.5
2011 | CAN | NPCC | - | Ontario | 7a8 | Biomass Derate On-Peak |  | 0 | 0 | 0 | 0 | 0 | 0 | 0 | 0 | -0.5 | -0.5 | -0.5
2011 | CAN | NPCC | - | Ontario | 7a9 | Transmission-Limited Resources |  | -638 | 0 | -300 | -300 | -300 | -300 | -300 | -300 | -300 | -300 | -300
2011 | CAN | NPCC | - | Ontario | 7a10 | Scheduled Outage - Maintenance |  | -1259 | -516 | -2060 | -2424 | -2424 | -4938 | -5816 | -6634 | -8330 | -9208 | -10718
2011 | CAN | NPCC | - | Ontario | 7a11 | All Other Derates |  | -203.831 | 335.6468 | 488.9185 | 590.4011 | 520.0144 | 719.1912 | 776.2681 | 776.4497 | 799.1319 | 802.2938 | 816.4758
2011 | CAN | NPCC | - | Ontario | 7a12 | Energy Only |  | 0 | 0 | 0 | 0 | 0 | 0 | 0 | 0 | 0 | 0 | 0
2011 | CAN | NPCC | - | Ontario | 7b | Future, Other (Note: Enter the net expected value only) |  | 0 | 0 | 0 | 0 | 0 | 0 | 0 | 0 | 0 | 0 | 0
2011 | CAN | NPCC | - | Ontario | 7b1 | Wind Expected On-Peak |  | 0 | 0 | 0 | 0 | 0 | 0 | 0 | 0 | 0 | 0 | 0
2011 | CAN | NPCC | - | Ontario | 7b2 | Wind Derate On-Peak |  | 0 | 0 | 0 | 0 | 0 | 0 | 0 | 0 | 0 | 0 | 0
2011 | CAN | NPCC | - | Ontario | 7b3 | Solar Expected On-Peak |  | 0 | 0 | 0 | 0 | 0 | 0 | 0 | 0 | 0 | 0 | 0
2011 | CAN | NPCC | - | Ontario | 7b4 | Solar Derate On-Peak |  | 0 | 0 | 0 | 0 | 0 | 0 | 0 | 0 | 0 | 0 | 0
2011 | CAN | NPCC | - | Ontario | 7b5 | Hydro Expected On-Peak |  | 0 | 0 | 0 | 0 | 0 | 0 | 0 | 0 | 0 | 0 | 0
2011 | CAN | NPCC | - | Ontario | 7b6 | Hydro Derate On-Peak |  | 0 | 0 | 0 | 0 | 0 | 0 | 0 | 0 | 0 | 0 | 0
2011 | CAN | NPCC | - | Ontario | 7b7 | Biomass Expected On-Peak |  | 0 | 0 | 0 | 0 | 0 | 0 | 0 | 0 | 0 | 0 | 0
2011 | CAN | NPCC | - | Ontario | 7b8 | Biomass Derate On-Peak |  | 0 | 0 | 0 | 0 | 0 | 0 | 0 | 0 | 0 | 0 | 0
2011 | CAN | NPCC | - | Ontario | 7b9 | Transmission-Limited Resources |  | 0 | 0 | 0 | 0 | 0 | 0 | 0 | 0 | 0 | 0 | 0
2011 | CAN | NPCC | - | Ontario | 7b10 | Scheduled Outage - Maintenance |  | 0 | 0 | 0 | 0 | 0 | 0 | 0 | 0 | 0 | 0 | 0
2011 | CAN | NPCC | - | Ontario | 7b11 | All Other Derates |  | 0 | 0 | 0 | 0 | 0 | 0 | 0 | 0 | 0 | 0 | 0
2011 | CAN | NPCC | - | Ontario | 7b12 | Energy Only |  | 0 | 0 | 0 | 0 | 0 | 0 | 0 | 0 | 0 | 0 | 0
2011 | CAN | NPCC | - | Ontario | 8 | Conceptual (Note: Enter the net expected value only) |  | 5.2657 | 10.3816 | 53.4111 | 86.2143 | 295.6458 | 1087.4212 | 1494.8943 | 2619.8228 | 2819.8228 | 4519.8228 | 3519.8228
2011 | CAN | NPCC | - | Ontario | 8a1 | Wind Expected On-Peak |  | 5.2657 | 10.3816 | 53.4111 | 86.2143 | 295.6458 | 387.4212 | 394.8943 | 619.8228 | 619.8228 | 619.8228 | 619.8228
2011 | CAN | NPCC | - | Ontario | 8a2 | Wind Derate On-Peak |  | 12.2867 | 24.2236 | 124.6259 | 201.1666 | 689.8401 | 903.9828 | 921.4201 | 1446.2532 | 1446.2532 | 1446.2532 | 1446.2532
2011 | CAN | NPCC | - | Ontario | 8a3 | Solar Expected On-Peak |  | 0 | 0 | 0 | 0 | 0 | 0 | 0 | 0 | 0 | 0 | 0
2011 | CAN | NPCC | - | Ontario | 8a4 | Solar Derate On-Peak |  | 11.1068 | 12.2256 | 16.1406 | 39.8244 | 39.8244 | 39.8244 | 39.8244 | 39.8244 | 39.8244 | 39.8244 | 39.8244
2011 | CAN | NPCC | - | Ontario | 8a5 | Hydro Expected On-Peak |  | 0 | 0 | 0 | 0 | 0 | 0 | 0 | 0 | 0 | 0 | 0
2011 | CAN | NPCC | - | Ontario | 8a6 | Hydro Derate On-Peak |  | 0 | 0 | 0 | 0 | 0 | 0 | 0 | 0 | 0 | 0 | 0
2011 | CAN | NPCC | - | Ontario | 8a7 | Biomass Expected On-Peak |  | 0 | 0 | 0 | 0 | 0 | 0 | 0 | 0 | 0 | 0 | 0
2011 | CAN | NPCC | - | Ontario | 8a8 | Biomass Derate On-Peak |  | 0 | 0 | 0 | 0 | 0 | 0 | 0 | 0 | 0 | 0 | 0
2011 | CAN | NPCC | - | Ontario | 8a9 | All Other Derates |  | 22.2136 | 46.6649 | 78.9461 | 158.595 | 238.2439 | 317.8928 | 397.5416 | 477.1905 | 556.8394 | 636.4883 | 716.1372
2011 | CAN | NPCC | - | Ontario | 8a10 | Energy Only |  | 0 | 0 | 0 | 0 | 0 | 0 | 0 | 0 | 0 | 0 | 0
2011 | CAN | NPCC | - | Ontario | 9 | ANTICIPATED INTERNAL CAPACITY | 30373 | 29888.8836 | 33508.393 | 31853.7786 | 29968.4527 | 30678.2878 | 28083.1989 | 27213.81 | 26005.4349 | 25970.5693 | 23018.0268 | 24024.6648
2011 | CAN | NPCC | - | Ontario | 10 | CAPACITY TRANSACTIONS - IMPORTS | 0 | 0 | 0 | 0 | 0 | 0 | 0 | 0 | 0 | 0 | 0 | 0
2011 | CAN | NPCC | - | Ontario | 10a | Firm (Note: The sum of 10a1 and 10a2 must be ≤ 10a) | 0 | 0 | 0 | 0 | 0 | 0 | 0 | 0 | 0 | 0 | 0 | 0
2011 | CAN | NPCC | - | Ontario | 10a1 | Full-Responsibility Purchases | 0 | 0 | 0 | 0 | 0 | 0 | 0 | 0 | 0 | 0 | 0 | 0
2011 | CAN | NPCC | - | Ontario | 10a2 | Owned Capacity/Entitlement Located Outside the Region/Subregion | 0 | 0 | 0 | 0 | 0 | 0 | 0 | 0 | 0 | 0 | 0 | 0
2011 | CAN | NPCC | - | Ontario | 10b | Non-firm | 0 |  | 0 | 0 | 0 | 0 | 0 | 0 | 0 | 0 | 0 | 0
2011 | CAN | NPCC | - | Ontario | 10c | Expected (Note: The sum of 10c1 and 10c2 must be ≤ 10c) |  | 0 | 0 | 0 | 0 | 0 | 0 | 0 | 0 | 0 | 0 | 0
2011 | CAN | NPCC | - | Ontario | 10c1 | Full-Responsibility Purchases |  | 0 | 0 | 0 | 0 | 0 | 0 | 0 | 0 | 0 | 0 | 0
2011 | CAN | NPCC | - | Ontario | 10c2 | Owned Capacity/Entitlement Located Outside the Region/Subregion |  | 0 | 0 | 0 | 0 | 0 | 0 | 0 | 0 | 0 | 0 | 0
2011 | CAN | NPCC | - | Ontario | 10d | Provisional – transactions under study, but negotiations have not begun. |  | 0 | 0 | 0 | 0 | 0 | 0 | 0 | 0 | 0 | 0 | 0
2011 | CAN | NPCC | - | Ontario | 11 | CAPACITY TRANSACTIONS - EXPORTS | 0 | 0 | 0 | 0 | 0 | 0 | 0 | 0 | 0 | 0 | 0 | 0
2011 | CAN | NPCC | - | Ontario | 11a | Firm (Note: The sum of 11a1 and 11a2 must be ≤ 11a) | 0 | 0 | 0 | 0 | 0 | 0 | 0 | 0 | 0 | 0 | 0 | 0
2011 | CAN | NPCC | - | Ontario | 11a1 | Full-Responsibility Purchases | 0 | 0 | 0 | 0 | 0 | 0 | 0 | 0 | 0 | 0 | 0 | 0
2011 | CAN | NPCC | - | Ontario | 11a2 | Owned Capacity/Entitlement Located Outside the Region/Subregion | 0 | 0 | 0 | 0 | 0 | 0 | 0 | 0 | 0 | 0 | 0 | 0
2011 | CAN | NPCC | - | Ontario | 11b | Non-firm | 0 |  | 0 | 0 | 0 | 0 | 0 | 0 | 0 | 0 | 0 | 0
2011 | CAN | NPCC | - | Ontario | 11c | Expected (Note: The sum of 11c1 and 11c2 must be ≤ 11c) |  | 0 | 0 | 0 | 0 | 0 | 0 | 0 | 0 | 0 | 0 | 0
2011 | CAN | NPCC | - | Ontario | 11c1 | Full-Responsibility Purchases |  | 0 | 0 | 0 | 0 | 0 | 0 | 0 | 0 | 0 | 0 | 0
2011 | CAN | NPCC | - | Ontario | 11c2 | Owned Capacity/Entitlement Located Outside the Region/Subregion |  | 0 | 0 | 0 | 0 | 0 | 0 | 0 | 0 | 0 | 0 | 0
2011 | CAN | NPCC | - | Ontario | 11d | Provisional – transactions under study, but negotiations have not begun. |  | 0 | 0 | 0 | 0 | 0 | 0 | 0 | 0 | 0 | 0 | 0
2011 | CAN | NPCC | - | Ontario | 12 | EXISTING, CERTAIN CAPACITY & NET FIRM TRANSACTIONS | 30373 | 32318.6521 | 32318.6521 | 32318.6521 | 32318.6521 | 32318.6521 | 32318.6521 | 32318.6521 | 32318.6521 | 32318.6521 | 32318.6521 | 32318.6521
2011 | CAN | NPCC | - | Ontario | 13 | ANTICIPATED CAPACITY RESOURCES |  | 29888.8836 | 33508.393 | 31853.7786 | 29968.4527 | 30678.2878 | 28083.1989 | 27213.81 | 26005.4349 | 25970.5693 | 23018.0268 | 24024.6648
2011 | CAN | NPCC | - | Ontario | 14 | PROSPECTIVE CAPACITY RESOURCES |  | 29888.8836 | 33508.393 | 31853.7786 | 29968.4527 | 30678.2878 | 28083.1989 | 27213.81 | 26005.4349 | 25970.5693 | 23018.0268 | 24024.6648
2011 | CAN | NPCC | - | Ontario | 15 | TOTAL POTENTIAL CAPACITY RESOURCES |  | 29894.1494 | 33518.7745 | 31907.1897 | 30054.667 | 30973.9336 | 29170.6201 | 28708.7043 | 28625.2577 | 28790.3921 | 27537.8496 | 27544.4876
2011 | CAN | NPCC | - | Ontario | 15a | ADJUSTED POTENTIAL CAPACITY RESOURCES |  | 29894.1494 | 33518.7745 | 31907.1897 | 30054.667 | 30973.9336 | 29170.6201 | 28708.7043 | 28625.2577 | 28790.3921 | 27537.8496 | 27544.4876
2011 | CAN | NPCC | - | Ontario | 16a | Confidence of Future, Other (7b), using reasonable judgement |  | 0 | 0 | 0 | 0 | 0 | 0 | 0 | 0 | 0 | 0 | 0
2011 | CAN | NPCC | - | Ontario | 16b | Net Future, Other Resources After Confidence Percentage Is Applied |  | 0 | 0 | 0 | 0 | 0 | 0 | 0 | 0 | 0 | 0 | 0
2011 | CAN | NPCC | - | Ontario | 16c | Confidence of Conceptual (8), using reasonable judgement | [11 empty] | 1 | bar: 109 to 125
2011 | CAN | NPCC | - | Ontario | 16d | Net Conceptual Resources After Confidence Percentage Is Applied |  | 5.2657 | 10.3816 | 53.4111 | 86.2143 | 295.6458 | 1087.4212 | 1494.8943 | 2619.8228 | 2819.8228 | 4519.8228 | 3519.8228
2011 | CAN | NPCC | - | Ontario | 17 | Region/Subregion Target Reserve Margin |  | 21.8% | 18.7% | 18.7% | 19.8% | 20% | 20% | 20% | 20% | 20% | 20% | 20%
2011 | CAN | NPCC | - | Ontario | 18 | Existing Certain and Net Firm Transactions Reserve Margin |  | 43.67% | 45.31% | 46.34% | 47.38% | 48.44% | 49.22% | 49.22% | 48.2% | 46.87% | 45.06% | 42.9%
2011 | CAN | NPCC | - | Ontario | 19 | Anticipated Capacity Resources Reserve Margin |  | 32.87% | 50.65% | 44.23% | 36.67% | 40.91% | 29.67% | 25.65% | 19.25% | 18.02% | 3.312% | 6.226%
2011 | CAN | NPCC | - | Ontario | 20 | Prospective Capacity Resources Reserve Margin |  | 32.87% | 50.65% | 44.23% | 36.67% | 40.91% | 29.67% | 25.65% | 19.25% | 18.02% | 3.312% | 6.226%
2011 | CAN | NPCC | - | Ontario | 21 | Total Potential Resources Reserve Margin |  | 32.89% | 50.7% | 44.47% | 37.06% | 42.27% | 34.69% | 32.55% | 31.27% | 30.83% | 23.6% | 21.79%
2011 | CAN | NPCC | - | Ontario | 22 | Adjusted Potential Resources Reserve Margin |  | 32.89% | 50.7% | 44.47% | 37.06% | 42.27% | 34.69% | 32.55% | 31.27% | 30.83% | 23.6% | 21.79%
2011 | CAN | NPCC | - | Ontario | 23 | Total Baseline Installed Capacity | 0: 30373
2011 | CAN | NPCC | - | Ontario | 24 | Distributed or Other Capacity (Behind the Meter) < 1 MW
2011 | CAN | NPCC | - | Ontario | 25 | Distributed or Other Capacity (Behind the Meter) ≥ 1 MW
2011 | CAN | NPCC | - | Ontario | 26 | Capacity Total from EIA-860
2011 | CAN | NPCC | - | Quebec | 1 | Unrestricted Non-coincident Peak Demand | 37717 | 37153 | 37923.3927 | 38340.7298 | 38796.7858 | 39192.9733 | 39500.136 | 39786.1657 | 40372.015 | 40585.7848 | 40671.33 | 40967.9343
2011 | CAN | NPCC | - | Quebec | 1a | New Conservation (Energy Efficiency) |  | 0 | 0 | 0 | 0 | 0 | 0 | 0 | 0 | 0 | 0 | 0
2011 | CAN | NPCC | - | Quebec | 1b | Estimated Diversity |  | 0 | 0 | 0 | 0 | 0 | 0 | 0 | 0 | 0 | 0 | 0
2011 | CAN | NPCC | - | Quebec | 1c | Additions for non-member load (load served by non-registered LSE's in a region) |  | 0 | 0 | 0 | 0 | 0 | 0 | 0 | 0 | 0 | 0 | 0
2011 | CAN | NPCC | - | Quebec | 1d | Stand-by Load Under Contract (Normally served by behind the meter generation) |  | 0 | 0 | 0 | 0 | 0 | 0 | 0 | 0 | 0 | 0 | 0
2011 | CAN | NPCC | - | Quebec | 1e | Non-Controllable Demand-Side Demand Response |  | 0 | 0 | 0 | 0 | 0 | 0 | 0 | 0 | 0 | 0 | 0
2011 | CAN | NPCC | - | Quebec | 2 | Total Internal Demand | 37717 | 37153 | 37923.3927 | 38340.7298 | 38796.7858 | 39192.9733 | 39500.136 | 39786.1657 | 40372.015 | 40585.7848 | 40671.33 | 40967.9343
2011 | CAN | NPCC | - | Quebec | 2H1 | Load Forecast Uncertainty (Extreme Demand Factor) |  | 1.05 | 1.05 | 1.05 | 1.05 | 1.05 | 1.05 | 1.05 | 1.05 | 1.05 | 1.05 | 1.05
2011 | CAN | NPCC | - | Quebec | 2H | Total Internal Demand | 1.05 | 39010.65 | 39819.5623 | 40257.7663 | 40736.6251 | 41152.622 | 41475.1428 | 41775.474 | 42390.6158 | 42615.074 | 42704.8965 | 43016.331
2011 | CAN | NPCC | - | Quebec | 2a | Supply-Side Direct Control Load Management | 250 | 250 | 250 | 250 | 250 | 250 | 250 | 250 | 250 | 250 | 250 | 250
2011 | CAN | NPCC | - | Quebec | 2b | Supply-Side Contractually Interruptible (Curtailable) | 1260 | 1350 | 1350 | 1350 | 1100 | 1100 | 1100 | 1020 | 850 | 850 | 850 | 850
2011 | CAN | NPCC | - | Quebec | 2c | Supply-Side Critical Peak-Pricing (CPP) with Control | 0 | 0 | 0 | 0 | 0 | 0 | 0 | 0 | 0 | 0 | 0 | 0
2011 | CAN | NPCC | - | Quebec | 2d | Supply-Side Load as a Capacity Resource | 0 | 0 | 0 | 0 | 0 | 0 | 0 | 0 | 0 | 0 | 0 | 0
2011 | CAN | NPCC | - | Quebec | 3 | Net Internal Demand | 36207 | 35553 | 36323.3927 | 36740.7298 | 37446.7858 | 37842.9733 | 38150.136 | 38516.1657 | 39272.015 | 39485.7848 | 39571.33 | 39867.9343
2011 | CAN | NPCC | - | Quebec | 4a | Demand Response used for Ancillary Services - Spinning Reserves | 0 | 0 | 0 | 0 | 0 | 0 | 0 | 0 | 0 | 0 | 0 | 0
2011 | CAN | NPCC | - | Quebec | 4b | Demand Response used for Ancillary Services - Non-Spinning Reserves | 0 | 0 | 0 | 0 | 0 | 0 | 0 | 0 | 0 | 0 | 0 | 0
2011 | CAN | NPCC | - | Quebec | 4c | Demand Response used for Regulation | 0 | 0 | 0 | 0 | 0 | 0 | 0 | 0 | 0 | 0 | 0 | 0
2011 | CAN | NPCC | - | Quebec | 4d | Demand Response used for Energy, Voluntary Services - Emergency | 0 | 0 | 0 | 0 | 0 | 0 | 0 | 0 | 0 | 0 | 0 | 0
2011 | CAN | NPCC | - | Quebec | 5 | TOTAL INTERNAL CAPACITY | 0 | 45140.13 | 46722.83 | 47422.73 | 47777.63 | 48613.23 | 48857.23 | 49665.73 | 49495.73 | 49495.73 | 49785.73 | 49785.73
2011 | CAN | NPCC | - | Quebec | 6 | EXISTING CAPACITY | 0: 43129; 109: 43851.03
2011 | CAN | NPCC | - | Quebec | 6a | Existing, Certain | 0: 39582; 109: 39190.53
2011 | CAN | NPCC | - | Quebec | 6a1 | Wind Expected On-Peak | 0: 0; 109: 140.85
2011 | CAN | NPCC | - | Quebec | 6a2 | Solar Expected On-Peak | 0: 0; 109: 0
2011 | CAN | NPCC | - | Quebec | 6a3 | Hydro Expected On-Peak | 0: 37550.3; 109: 37542.8
2011 | CAN | NPCC | - | Quebec | 6a4 | Biomass Expected On-Peak | 0: 139.8; 109: 163.88
2011 | CAN | NPCC | - | Quebec | 6b | Existing, Other (Note: Enter the net expected value only) | 109: 0
2011 | CAN | NPCC | - | Quebec | 6b1 | Wind Derate On-Peak | 0: 195; 109: 540.5
2011 | CAN | NPCC | - | Quebec | 6b2 | Solar Derate On-Peak | 0: 0; 109: 0
2011 | CAN | NPCC | - | Quebec | 6b3 | Hydro Derate On-Peak | 0: 1295; 109: 1475
2011 | CAN | NPCC | - | Quebec | 6b4 | Biomass Derate On-Peak | 0: 0; 109: 0
2011 | CAN | NPCC | - | Quebec | 6b5 | Transmission-Limited Resources | 0: 0; 109: 0
2011 | CAN | NPCC | - | Quebec | 6b6 | All Other Derates | 0: 0; 109: 498
2011 | CAN | NPCC | - | Quebec | 6b7 | Energy Only (Existing-Other) | 0: 0; 109: 0
2011 | CAN | NPCC | - | Quebec | 6c | Existing, Inoperable (Note: Capacity reported on this line is not included in margin calculations) | 0: 547; 109: 547
2011 | CAN | NPCC | - | Quebec | 6d | Total Supply-Side Demand Response | 1510 | 1600 | 1600 | 1600 | 1350 | 1350 | 1350 | 1270 | 1100 | 1100 | 1100 | 1100
2011 | CAN | NPCC | - | Quebec | 7 | FUTURE CAPACITY ADDITIONS |  | 1010.43 | 1401.23 | 1646.48 | 3134.04 | 3692.72 | 3936.72 | 4825.22 | 4825.22 | 4825.22 | 5115.22 | 5115.22
2011 | CAN | NPCC | - | Quebec | 7a | Future, Planned (Note: Enter the net expected value only) |  | 1010.43 | 1401.23 | 1646.48 | 3134.04 | 3692.72 | 3936.72 | 4825.22 | 4825.22 | 4825.22 | 5115.22 | 5115.22
2011 | CAN | NPCC | - | Quebec | 7a1 | Wind Expected On-Peak |  | 119.43 | 361.53 | 556.38 | 681.24 | 799.92 | 799.92 | 799.92 | 799.92 | 799.92 | 799.92 | 799.92
2011 | CAN | NPCC | - | Quebec | 7a2 | Wind Derate On-Peak |  | 278.67 | 843.57 | 1298.22 | 1589.56 | 1866.48 | 1866.48 | 1866.48 | 1866.48 | 1866.48 | 1866.48 | 1866.48
2011 | CAN | NPCC | - | Quebec | 7a3 | Solar Expected On-Peak |  | 0 | 0 | 0 | 0 | 0 | 0 | 0 | 0 | 0 | 0 | 0
2011 | CAN | NPCC | - | Quebec | 7a4 | Solar Derate On-Peak |  | 0 | 0 | 0 | 0 | 0 | 0 | 0 | 0 | 0 | 0 | 0
2011 | CAN | NPCC | - | Quebec | 7a5 | Hydro Expected On-Peak |  | 891 | 1001.8 | 1052.2 | 1714.9 | 2154.9 | 2410.9 | 2752.4 | 2752.4 | 2752.4 | 3042.4 | 3042.4
2011 | CAN | NPCC | - | Quebec | 7a6 | Hydro Derate On-Peak |  | 0 | 0 | 0 | 0 | 0 | 0 | 0 | 0 | 0 | 0 | 0
2011 | CAN | NPCC | - | Quebec | 7a7 | Biomass Expected On-Peak |  | 0 | 52 | 52 | 52 | 52 | 52 | 52 | 52 | 52 | 52 | 52
2011 | CAN | NPCC | - | Quebec | 7a8 | Biomass Derate On-Peak |  | 0 | 0 | 0 | 0 | 0 | 0 | 0 | 0 | 0 | 0 | 0
2011 | CAN | NPCC | - | Quebec | 7a9 | Transmission-Limited Resources |  | 0 | 0 | 0 | 0 | 0 | 0 | 0 | 0 | 0 | 0 | 0
2011 | CAN | NPCC | - | Quebec | 7a10 | Scheduled Outage - Maintenance |  | 0 | 0 | 0 | 0 | 0 | 0 | 0 | 0 | 0 | 0 | 0
2011 | CAN | NPCC | - | Quebec | 7a11 | All Other Derates |  | 0 | 627 | 627 | -48 | -48 | -48 | -48 | -48 | -48 | -48 | -48
2011 | CAN | NPCC | - | Quebec | 7a12 | Energy Only |  | 0 | 0 | 0 | 0 | 0 | 0 | 0 | 0 | 0 | 0 | 0
2011 | CAN | NPCC | - | Quebec | 7b | Future, Other (Note: Enter the net expected value only) |  | 0 | 0 | 0 | 0 | 0 | 0 | 0 | 0 | 0 | 0 | 0
2011 | CAN | NPCC | - | Quebec | 7b1 | Wind Expected On-Peak |  | 0 | 0 | 0 | 0 | 0 | 0 | 0 | 0 | 0 | 0 | 0
2011 | CAN | NPCC | - | Quebec | 7b2 | Wind Derate On-Peak |  | 0 | 0 | 0 | 0 | 0 | 0 | 0 | 0 | 0 | 0 | 0
2011 | CAN | NPCC | - | Quebec | 7b3 | Solar Expected On-Peak |  | 0 | 0 | 0 | 0 | 0 | 0 | 0 | 0 | 0 | 0 | 0
2011 | CAN | NPCC | - | Quebec | 7b4 | Solar Derate On-Peak |  | 0 | 0 | 0 | 0 | 0 | 0 | 0 | 0 | 0 | 0 | 0
2011 | CAN | NPCC | - | Quebec | 7b5 | Hydro Expected On-Peak |  | 0 | 0 | 0 | 0 | 0 | 0 | 0 | 0 | 0 | 0 | 0
2011 | CAN | NPCC | - | Quebec | 7b6 | Hydro Derate On-Peak |  | 0 | 0 | 0 | 0 | 0 | 0 | 0 | 0 | 0 | 0 | 0
2011 | CAN | NPCC | - | Quebec | 7b7 | Biomass Expected On-Peak |  | 0 | 0 | 0 | 0 | 0 | 0 | 0 | 0 | 0 | 0 | 0
2011 | CAN | NPCC | - | Quebec | 7b8 | Biomass Derate On-Peak |  | 0 | 0 | 0 | 0 | 0 | 0 | 0 | 0 | 0 | 0 | 0
2011 | CAN | NPCC | - | Quebec | 7b9 | Transmission-Limited Resources |  | 0 | 0 | 0 | 0 | 0 | 0 | 0 | 0 | 0 | 0 | 0
2011 | CAN | NPCC | - | Quebec | 7b10 | Scheduled Outage - Maintenance |  | 0 | 0 | 0 | 0 | 0 | 0 | 0 | 0 | 0 | 0 | 0
2011 | CAN | NPCC | - | Quebec | 7b11 | All Other Derates |  | 0 | 0 | 0 | 0 | 0 | 0 | 0 | 0 | 0 | 0 | 0
2011 | CAN | NPCC | - | Quebec | 7b12 | Energy Only |  | 0 | 0 | 0 | 0 | 0 | 0 | 0 | 0 | 0 | 0 | 0
2011 | CAN | NPCC | - | Quebec | 8 | Conceptual (Note: Enter the net expected value only) |  | 0 | 0 | 0 | 0 | 0 | 0 | 0 | 0 | 0 | 0 | 0
2011 | CAN | NPCC | - | Quebec | 8a1 | Wind Expected On-Peak |  | 0 | 0 | 0 | 0 | 0 | 0 | 0 | 0 | 0 | 0 | 0
2011 | CAN | NPCC | - | Quebec | 8a2 | Wind Derate On-Peak |  | 0 | 0 | 0 | 0 | 0 | 0 | 0 | 0 | 0 | 0 | 0
2011 | CAN | NPCC | - | Quebec | 8a3 | Solar Expected On-Peak |  | 0 | 0 | 0 | 0 | 0 | 0 | 0 | 0 | 0 | 0 | 0
2011 | CAN | NPCC | - | Quebec | 8a4 | Solar Derate On-Peak |  | 0 | 0 | 0 | 0 | 0 | 0 | 0 | 0 | 0 | 0 | 0
2011 | CAN | NPCC | - | Quebec | 8a5 | Hydro Expected On-Peak |  | 0 | 0 | 0 | 0 | 0 | 0 | 0 | 0 | 0 | 0 | 0
2011 | CAN | NPCC | - | Quebec | 8a6 | Hydro Derate On-Peak |  | 0 | 0 | 0 | 0 | 0 | 0 | 0 | 0 | 0 | 0 | 0
2011 | CAN | NPCC | - | Quebec | 8a7 | Biomass Expected On-Peak |  | 0 | 0 | 0 | 0 | 0 | 0 | 0 | 0 | 0 | 0 | 0
2011 | CAN | NPCC | - | Quebec | 8a8 | Biomass Derate On-Peak |  | 0 | 0 | 0 | 0 | 0 | 0 | 0 | 0 | 0 | 0 | 0
2011 | CAN | NPCC | - | Quebec | 8a9 | All Other Derates |  | 0 | 0 | 0 | 0 | 0 | 0 | 0 | 0 | 0 | 0 | 0
2011 | CAN | NPCC | - | Quebec | 8a10 | Energy Only |  | 0 | 0 | 0 | 0 | 0 | 0 | 0 | 0 | 0 | 0 | 0
2011 | CAN | NPCC | - | Quebec | 9 | ANTICIPATED INTERNAL CAPACITY | 41092 | 41800.96 | 42191.76 | 42437.01 | 43674.57 | 44233.25 | 44477.25 | 45285.75 | 45115.75 | 45115.75 | 45405.75 | 45405.75
2011 | CAN | NPCC | - | Quebec | 10 | CAPACITY TRANSACTIONS - IMPORTS | 200 | 90 | 1100 | 1100 | 1100 | 1100 | 1100 | 1100 | 1100 | 1100 | 1100 | 1100
2011 | CAN | NPCC | - | Quebec | 10a | Firm (Note: The sum of 10a1 and 10a2 must be ≤ 10a) | 200 | 0 | 0 | 0 | 0 | 0 | 0 | 0 | 0 | 0 | 0 | 0
2011 | CAN | NPCC | - | Quebec | 10a1 | Full-Responsibility Purchases | 200 | 0 | 0 | 0 | 0 | 0 | 0 | 0 | 0 | 0 | 0 | 0
2011 | CAN | NPCC | - | Quebec | 10a2 | Owned Capacity/Entitlement Located Outside the Region/Subregion | 0 | 0 | 0 | 0 | 0 | 0 | 0 | 0 | 0 | 0 | 0 | 0
2011 | CAN | NPCC | - | Quebec | 10b | Non-firm | 0 |  | 0 | 0 | 0 | 0 | 0 | 0 | 0 | 0 | 0 | 0
2011 | CAN | NPCC | - | Quebec | 10c | Expected (Note: The sum of 10c1 and 10c2 must be ≤ 10c) |  | 90 | 1100 | 1100 | 1100 | 1100 | 1100 | 1100 | 1100 | 1100 | 1100 | 1100
2011 | CAN | NPCC | - | Quebec | 10c1 | Full-Responsibility Purchases |  | 90 | 1100 | 1100 | 1100 | 1100 | 1100 | 1100 | 1100 | 1100 | 1100 | 1100
2011 | CAN | NPCC | - | Quebec | 10c2 | Owned Capacity/Entitlement Located Outside the Region/Subregion |  | 0 | 0 | 0 | 0 | 0 | 0 | 0 | 0 | 0 | 0 | 0
2011 | CAN | NPCC | - | Quebec | 10d | Provisional – transactions under study, but negotiations have not begun. |  | 0 | 0 | 0 | 0 | 0 | 0 | 0 | 0 | 0 | 0 | 0
2011 | CAN | NPCC | - | Quebec | 11 | CAPACITY TRANSACTIONS - EXPORTS | 705 | 455 | 455 | 398 | 398 | 398 | 176 | 151 | 151 | 151 | 151 | 151
2011 | CAN | NPCC | - | Quebec | 11a | Firm (Note: The sum of 11a1 and 11a2 must be ≤ 11a) | 705 | 455 | 455 | 398 | 398 | 398 | 176 | 151 | 151 | 151 | 151 | 151
2011 | CAN | NPCC | - | Quebec | 11a1 | Full-Responsibility Purchases | 705 | 455 | 455 | 398 | 398 | 398 | 176 | 151 | 151 | 151 | 151 | 151
2011 | CAN | NPCC | - | Quebec | 11a2 | Owned Capacity/Entitlement Located Outside the Region/Subregion | 0 | 0 | 0 | 0 | 0 | 0 | 0 | 0 | 0 | 0 | 0 | 0
2011 | CAN | NPCC | - | Quebec | 11b | Non-firm | 0 |  | 0 | 0 | 0 | 0 | 0 | 0 | 0 | 0 | 0 | 0
2011 | CAN | NPCC | - | Quebec | 11c | Expected (Note: The sum of 11c1 and 11c2 must be ≤ 11c) |  | 0 | 0 | 0 | 0 | 0 | 0 | 0 | 0 | 0 | 0 | 0
2011 | CAN | NPCC | - | Quebec | 11c1 | Full-Responsibility Purchases
2011 | CAN | NPCC | - | Quebec | 11c2 | Owned Capacity/Entitlement Located Outside the Region/Subregion |  | 0 | 0 | 0 | 0 | 0 | 0 | 0 | 0 | 0 | 0 | 0
2011 | CAN | NPCC | - | Quebec | 11d | Provisional – transactions under study, but negotiations have not begun. |  | 0 | 0 | 0 | 0 | 0 | 0 | 0 | 0 | 0 | 0 | 0
2011 | CAN | NPCC | - | Quebec | 12 | EXISTING, CERTAIN CAPACITY & NET FIRM TRANSACTIONS | 40587 | 40335.53 | 40335.53 | 40392.53 | 40142.53 | 40142.53 | 40364.53 | 40309.53 | 40139.53 | 40139.53 | 40139.53 | 40139.53
2011 | CAN | NPCC | - | Quebec | 13 | ANTICIPATED CAPACITY RESOURCES |  | 41435.96 | 42836.76 | 43139.01 | 44376.57 | 44935.25 | 45401.25 | 46234.75 | 46064.75 | 46064.75 | 46354.75 | 46354.75
2011 | CAN | NPCC | - | Quebec | 14 | PROSPECTIVE CAPACITY RESOURCES |  | 41435.96 | 42836.76 | 43139.01 | 44376.57 | 44935.25 | 45401.25 | 46234.75 | 46064.75 | 46064.75 | 46354.75 | 46354.75
2011 | CAN | NPCC | - | Quebec | 15 | TOTAL POTENTIAL CAPACITY RESOURCES |  | 41435.96 | 42836.76 | 43139.01 | 44376.57 | 44935.25 | 45401.25 | 46234.75 | 46064.75 | 46064.75 | 46354.75 | 46354.75
2011 | CAN | NPCC | - | Quebec | 15a | ADJUSTED POTENTIAL CAPACITY RESOURCES |  | 41435.96 | 42836.76 | 43139.01 | 44376.57 | 44935.25 | 45401.25 | 46234.75 | 46064.75 | 46064.75 | 46354.75 | 46354.75
2011 | CAN | NPCC | - | Quebec | 16a | Confidence of Future, Other (7b), using reasonable judgement |  | 0 | 0 | 0 | 0 | 0 | 0 | 0 | 0 | 0 | 0 | 0
2011 | CAN | NPCC | - | Quebec | 16b | Net Future, Other Resources After Confidence Percentage Is Applied |  | 0 | 0 | 0 | 0 | 0 | 0 | 0 | 0 | 0 | 0 | 0
2011 | CAN | NPCC | - | Quebec | 16c | Confidence of Conceptual (8), using reasonable judgement |  | 0 | 0 | 0 | 0 | 0 | 0 | 0 | 0 | 0 | 0 | 0
2011 | CAN | NPCC | - | Quebec | 16d | Net Conceptual Resources After Confidence Percentage Is Applied |  | 0 | 0 | 0 | 0 | 0 | 0 | 0 | 0 | 0 | 0 | 0
2011 | CAN | NPCC | - | Quebec | 17 | Region/Subregion Target Reserve Margin |  | 9.7% | 9.8% | 11.6% | 11.6% | 11.6% | 11.6% | 11.6% | 11.6% | 11.6% | 11.6% | 11.6%
2011 | CAN | NPCC | - | Quebec | 18 | Existing Certain and Net Firm Transactions Reserve Margin |  | 8.566% | 6.361% | 5.351% | 3.469% | 2.423% | 2.188% | 1.315% | -0.5759% | -1.1% | -1.308% | -2.022%
2011 | CAN | NPCC | - | Quebec | 19 | Anticipated Capacity Resources Reserve Margin |  | 11.53% | 12.96% | 12.51% | 14.38% | 14.65% | 14.94% | 16.21% | 14.1% | 13.5% | 13.97% | 13.15%
2011 | CAN | NPCC | - | Quebec | 20 | Prospective Capacity Resources Reserve Margin |  | 11.53% | 12.96% | 12.51% | 14.38% | 14.65% | 14.94% | 16.21% | 14.1% | 13.5% | 13.97% | 13.15%
2011 | CAN | NPCC | - | Quebec | 21 | Total Potential Resources Reserve Margin |  | 11.53% | 12.96% | 12.51% | 14.38% | 14.65% | 14.94% | 16.21% | 14.1% | 13.5% | 13.97% | 13.15%
2011 | CAN | NPCC | - | Quebec | 22 | Adjusted Potential Resources Reserve Margin |  | 11.53% | 12.96% | 12.51% | 14.38% | 14.65% | 14.94% | 16.21% | 14.1% | 13.5% | 13.97% | 13.15%
2011 | CAN | NPCC | - | Quebec | 23 | Total Baseline Installed Capacity | 0: 41619
2011 | CAN | NPCC | - | Quebec | 24 | Distributed or Other Capacity (Behind the Meter) < 1 MW
2011 | CAN | NPCC | - | Quebec | 25 | Distributed or Other Capacity (Behind the Meter) ≥ 1 MW
2011 | CAN | NPCC | - | Quebec | 26 | Capacity Total from EIA-860
2011 | US | RF | - | PJM | 1 | Unrestricted Non-coincident Peak Demand | 115535 | 130711 | 133594 | 135529 | 136948 | 137985 | 139073 | 140040 | 141170 | 142268 | 143485 | 144621
2011 | US | RF | - | PJM | 1a | New Conservation (Energy Efficiency) |  | 170 | 386 | 563 | 563 | 563 | 563 | 563 | 563 | 563 | 563 | 563
2011 | US | RF | - | PJM | 1b | Estimated Diversity |  | 0 | 0 | 0 | 0 | 0 | 0 | 0 | 0 | 0 | 0 | 0
2011 | US | RF | - | PJM | 1c | Additions for non-member load (load served by non-registered LSE's in a region) |  | 0 | 0 | 0 | 0 | 0 | 0 | 0 | 0 | 0 | 0 | 0
2011 | US | RF | - | PJM | 1d | Stand-by Load Under Contract (Normally served by behind the meter generation) |  | 0 | 0 | 0 | 0 | 0 | 0 | 0 | 0 | 0 | 0 | 0
2011 | US | RF | - | PJM | 1e | Non-Controllable Demand-Side Demand Response |  | 0 | 0 | 0 | 0 | 0 | 0 | 0 | 0 | 0 | 0 | 0
2011 | US | RF | - | PJM | 2 | Total Internal Demand | 115535 | 130711 | 133594 | 135529 | 136948 | 137985 | 139073 | 140040 | 141170 | 142268 | 143485 | 144621
2011 | US | RF | - | PJM | 2H1 | Load Forecast Uncertainty (Extreme Demand Factor) |  | 1.06 | 1.06 | 1.06 | 1.06 | 1.06 | 1.06 | 1.06 | 1.06 | 1.06 | 1.06 | 1.06
2011 | US | RF | - | PJM | 2H | Total Internal Demand | 1.05 | 138553.66 | 141609.64 | 143660.74 | 145164.88 | 146264.1 | 147417.38 | 148442.4 | 149640.2 | 150804.08 | 152094.1 | 153298.26
2011 | US | RF | - | PJM | 2a | Supply-Side Direct Control Load Management | 0 | 0 | 0 | 0 | 0 | 0 | 0 | 0 | 0 | 0 | 0 | 0
2011 | US | RF | - | PJM | 2b | Supply-Side Contractually Interruptible (Curtailable) | 0 | 0 | 0 | 0 | 0 | 0 | 0 | 0 | 0 | 0 | 0 | 0
2011 | US | RF | - | PJM | 2c | Supply-Side Critical Peak-Pricing (CPP) with Control | 0 | 0 | 0 | 0 | 0 | 0 | 0 | 0 | 0 | 0 | 0 | 0
2011 | US | RF | - | PJM | 2d | Supply-Side Load as a Capacity Resource | 0 | 11826 | 11826 | 11826 | 11826 | 11826 | 11826 | 11826 | 11826 | 11826 | 11826 | 11826
2011 | US | RF | - | PJM | 3 | Net Internal Demand | 115535 | 119806 | 127464 | 127243 | 128662 | 129699 | 130787 | 131754 | 132884 | 133982 | 135199 | 136335
2011 | US | RF | - | PJM | 4a | Demand Response used for Ancillary Services - Spinning Reserves | 0 | 0 | 0 | 0 | 0 | 0 | 0 | 0 | 0 | 0 | 0 | 0
2011 | US | RF | - | PJM | 4b | Demand Response used for Ancillary Services - Non-Spinning Reserves | 0 | 0 | 0 | 0 | 0 | 0 | 0 | 0 | 0 | 0 | 0 | 0
2011 | US | RF | - | PJM | 4c | Demand Response used for Regulation | 0 | 0 | 0 | 0 | 0 | 0 | 0 | 0 | 0 | 0 | 0 | 0
2011 | US | RF | - | PJM | 4d | Demand Response used for Energy, Voluntary Services - Emergency | 0 | 0 | 0 | 0 | 0 | 0 | 0 | 0 | 0 | 0 | 0 | 0
2011 | US | RF | - | PJM | 5 | TOTAL INTERNAL CAPACITY | 184547 | 198817.769 | 202861.439 | 206540.599 | 207510.359 | 207940.219 | 208320.079 | 208699.939 | 209079.799 | 209459.659 | 209839.519 | 210219.379
2011 | US | RF | - | PJM | 6 | EXISTING CAPACITY | 0: 184547; 109: 197067.8
2011 | US | RF | - | PJM | 6a | Existing, Certain | 0: 165747; 109: 180416.6
2011 | US | RF | - | PJM | 6a1 | Wind Expected On-Peak | 0: 511; 109: 669.5
2011 | US | RF | - | PJM | 6a2 | Solar Expected On-Peak | 0: 0; 109: 12.2
2011 | US | RF | - | PJM | 6a3 | Hydro Expected On-Peak | 0: 2226; 109: 2631.5
2011 | US | RF | - | PJM | 6a4 | Biomass Expected On-Peak | 0: 727; 109: 873.6
2011 | US | RF | - | PJM | 6b | Existing, Other (Note: Enter the net expected value only) | 0: 9400; 109: 0
2011 | US | RF | - | PJM | 6b1 | Wind Derate On-Peak | 0: 3582; 109: 4272.7
2011 | US | RF | - | PJM | 6b2 | Solar Derate On-Peak | 0: 0; 109: 20
2011 | US | RF | - | PJM | 6b3 | Hydro Derate On-Peak | 0: 0; 109: 0
2011 | US | RF | - | PJM | 6b4 | Biomass Derate On-Peak | 0: 0; 109: 3.7
2011 | US | RF | - | PJM | 6b5 | Transmission-Limited Resources | 0: 0; 109: 0
2011 | US | RF | - | PJM | 6b6 | All Other Derates | 0: 5818; 109: 1449.8
2011 | US | RF | - | PJM | 6b7 | Energy Only (Existing-Other) | 0: 0; 109: 0
2011 | US | RF | - | PJM | 6c | Existing, Inoperable (Note: Capacity reported on this line is not included in margin calculations) | 0: 0; 109: 0
2011 | US | RF | - | PJM | 6d | Total Supply-Side Demand Response | 0 | 10905 | 6130 | 8286 | 8286 | 8286 | 8286 | 8286 | 8286 | 8286 | 8286 | 8286
2011 | US | RF | - | PJM | 7 | FUTURE CAPACITY ADDITIONS |  | 966.349 | 7991.749 | 8873.449 | 9463.349 | 9469.849 | 9469.849 | 9469.849 | 9469.849 | 9469.849 | 9469.849 | 9469.849
2011 | US | RF | - | PJM | 7a | Future, Planned (Note: Enter the net expected value only) |  | 966.349 | 7991.749 | 8873.449 | 9463.349 | 9469.849 | 9469.849 | 9469.849 | 9469.849 | 9469.849 | 9469.849 | 9469.849
2011 | US | RF | - | PJM | 7a1 | Wind Expected On-Peak |  | 111.4 | 404.58 | 462.28 | 462.28 | 468.78 | 468.78 | 468.78 | 468.78 | 468.78 | 468.78 | 468.78
2011 | US | RF | - | PJM | 7a2 | Wind Derate On-Peak |  | 446.8 | 1794.42 | 2025.02 | 2025.02 | 2068.52 | 2068.52 | 2068.52 | 2068.52 | 2068.52 | 2068.52 | 2068.52
2011 | US | RF | - | PJM | 7a3 | Solar Expected On-Peak |  | 66.649 | 95.969 | 114.969 | 114.969 | 114.969 | 114.969 | 114.969 | 114.969 | 114.969 | 114.969 | 114.969
2011 | US | RF | - | PJM | 7a4 | Solar Derate On-Peak |  | 112.14 | 159.93 | 190.93 | 190.93 | 190.93 | 190.93 | 190.93 | 190.93 | 190.93 | 190.93 | 190.93
2011 | US | RF | - | PJM | 7a5 | Hydro Expected On-Peak |  | 26.6 | 26.6 | 166.6 | 176.5 | 176.5 | 176.5 | 176.5 | 176.5 | 176.5 | 176.5 | 176.5
2011 | US | RF | - | PJM | 7a6 | Hydro Derate On-Peak |  | 0 | 0 | 0 | 0 | 0 | 0 | 0 | 0 | 0 | 0 | 0
2011 | US | RF | - | PJM | 7a7 | Biomass Expected On-Peak |  | 63.1 | 67.9 | 67.9 | 67.9 | 67.9 | 67.9 | 67.9 | 67.9 | 67.9 | 67.9 | 67.9
2011 | US | RF | - | PJM | 7a8 | Biomass Derate On-Peak | [11 empty] | 1 | bar: 109 to 125
2011 | US | RF | - | PJM | 7a9 | Transmission-Limited Resources |  | 0 | 0 | 0 | 0 | 0 | 0 | 0 | 0 | 0 | 0 | 0
2011 | US | RF | - | PJM | 7a10 | Scheduled Outage - Maintenance |  | 0 | 0 | 0 | 0 | 0 | 0 | 0 | 0 | 0 | 0 | 0
2011 | US | RF | - | PJM | 7a11 | All Other Derates |  | 223.68 | 621.54 | 1001.4 | 1381.26 | 1761.12 | 2140.98 | 2520.84 | 2900.7 | 3280.56 | 3660.42 | 4040.28
2011 | US | RF | - | PJM | 7a12 | Energy Only |  | 0 | 0 | 0 | 0 | 0 | 0 | 0 | 0 | 0 | 0 | 0
2011 | US | RF | - | PJM | 7b | Future, Other (Note: Enter the net expected value only) |  | 0 | 0 | 0 | 0 | 0 | 0 | 0 | 0 | 0 | 0 | 0
2011 | US | RF | - | PJM | 7b1 | Wind Expected On-Peak |  | 0 | 0 | 0 | 0 | 0 | 0 | 0 | 0 | 0 | 0 | 0
2011 | US | RF | - | PJM | 7b2 | Wind Derate On-Peak |  | 0 | 0 | 0 | 0 | 0 | 0 | 0 | 0 | 0 | 0 | 0
2011 | US | RF | - | PJM | 7b3 | Solar Expected On-Peak |  | 0 | 0 | 0 | 0 | 0 | 0 | 0 | 0 | 0 | 0 | 0
2011 | US | RF | - | PJM | 7b4 | Solar Derate On-Peak |  | 0 | 0 | 0 | 0 | 0 | 0 | 0 | 0 | 0 | 0 | 0
2011 | US | RF | - | PJM | 7b5 | Hydro Expected On-Peak |  | 0 | 0 | 0 | 0 | 0 | 0 | 0 | 0 | 0 | 0 | 0
2011 | US | RF | - | PJM | 7b6 | Hydro Derate On-Peak |  | 0 | 0 | 0 | 0 | 0 | 0 | 0 | 0 | 0 | 0 | 0
2011 | US | RF | - | PJM | 7b7 | Biomass Expected On-Peak |  | 0 | 0 | 0 | 0 | 0 | 0 | 0 | 0 | 0 | 0 | 0
2011 | US | RF | - | PJM | 7b8 | Biomass Derate On-Peak |  | 0 | 0 | 0 | 0 | 0 | 0 | 0 | 0 | 0 | 0 | 0
2011 | US | RF | - | PJM | 7b9 | Transmission-Limited Resources |  | 0 | 0 | 0 | 0 | 0 | 0 | 0 | 0 | 0 | 0 | 0
2011 | US | RF | - | PJM | 7b10 | Scheduled Outage - Maintenance |  | 0 | 0 | 0 | 0 | 0 | 0 | 0 | 0 | 0 | 0 | 0
2011 | US | RF | - | PJM | 7b11 | All Other Derates |  | 0 | 0 | 0 | 0 | 0 | 0 | 0 | 0 | 0 | 0 | 0
2011 | US | RF | - | PJM | 7b12 | Energy Only |  | 0 | 0 | 0 | 0 | 0 | 0 | 0 | 0 | 0 | 0 | 0
2011 | US | RF | - | PJM | 8 | Conceptual (Note: Enter the net expected value only) |  | 3129.68 | 9011.44 | 11649.87 | 20841.57 | 24102.57 | 24452.57 | 26092.57 | 26092.57 | 27692.57 | 27692.57 | 27692.57
2011 | US | RF | - | PJM | 8a1 | Wind Expected On-Peak |  | 165.85 | 846.14 | 1707.72 | 4576.52 | 4711.52 | 4711.52 | 4711.52 | 4711.52 | 4711.52 | 4711.52 | 4711.52
2011 | US | RF | - | PJM | 8a2 | Wind Derate On-Peak |  | 854.35 | 4694.31 | 9345.03 | 18750.33 | 19413.33 | 19413.33 | 19413.33 | 19413.33 | 19413.33 | 19413.33 | 19413.33
2011 | US | RF | - | PJM | 8a3 | Solar Expected On-Peak |  | 268.73 | 1033.6 | 1139.25 | 1192.45 | 1192.45 | 1192.45 | 1192.45 | 1192.45 | 1192.45 | 1192.45 | 1192.45
2011 | US | RF | - | PJM | 8a4 | Solar Derate On-Peak |  | 430.242 | 1660.937 | 1833.787 | 1920.587 | 1920.587 | 1920.587 | 1920.587 | 1920.587 | 1920.587 | 1920.587 | 1920.587
2011 | US | RF | - | PJM | 8a5 | Hydro Expected On-Peak |  | 13.4 | 49.8 | 72.5 | 184.5 | 196.5 | 196.5 | 196.5 | 196.5 | 196.5 | 196.5 | 196.5
2011 | US | RF | - | PJM | 8a6 | Hydro Derate On-Peak |  | 0.6 | 0.6 | 0.6 | 0.6 | 0.6 | 0.6 | 0.6 | 0.6 | 0.6 | 0.6 | 0.6
2011 | US | RF | - | PJM | 8a7 | Biomass Expected On-Peak |  | 4.8 | 103 | 181 | 243.5 | 243.5 | 243.5 | 243.5 | 243.5 | 243.5 | 243.5 | 243.5
2011 | US | RF | - | PJM | 8a8 | Biomass Derate On-Peak |  | 0 | 0 | 2 | 2 | 2 | 2 | 2 | 2 | 2 | 2 | 2
2011 | US | RF | - | PJM | 8a9 | All Other Derates |  | 891.684 | 4219.758 | 7903.532 | 11749.906 | 15596.28 | 19442.654 | 23289.028 | 27135.402 | 30981.776 | 34828.15 | 38674.524
2011 | US | RF | - | PJM | 8a10 | Energy Only |  | 0 | 0 | 0 | 0 | 0 | 0 | 0 | 0 | 0 | 0 | 0
2011 | US | RF | - | PJM | 9 | ANTICIPATED INTERNAL CAPACITY | 165747 | 192287.949 | 194538.349 | 197576.049 | 198165.949 | 198172.449 | 198172.449 | 198172.449 | 198172.449 | 198172.449 | 198172.449 | 198172.449
2011 | US | RF | - | PJM | 10 | CAPACITY TRANSACTIONS - IMPORTS | 2500 | 3858 | 4012 | 4768 | 4768 | 4768 | 4768 | 4768 | 4768 | 4768 | 4768 | 4768
2011 | US | RF | - | PJM | 10a | Firm (Note: The sum of 10a1 and 10a2 must be ≤ 10a) | 2500 | 3858 | 4012 | 4768 | 4768 | 4768 | 4768 | 4768 | 4768 | 4768 | 4768 | 4768
2011 | US | RF | - | PJM | 10a1 | Full-Responsibility Purchases | 2400 | 0 | 0 | 0 | 0 | 0 | 0 | 0 | 0 | 0 | 0 | 0
2011 | US | RF | - | PJM | 10a2 | Owned Capacity/Entitlement Located Outside the Region/Subregion | 100 | 0 | 0 | 0 | 0 | 0 | 0 | 0 | 0 | 0 | 0 | 0
2011 | US | RF | - | PJM | 10b | Non-firm | 0 |  | 0 | 0 | 0 | 0 | 0 | 0 | 0 | 0 | 0 | 0
2011 | US | RF | - | PJM | 10c | Expected (Note: The sum of 10c1 and 10c2 must be ≤ 10c) |  | 0 | 0 | 0 | 0 | 0 | 0 | 0 | 0 | 0 | 0 | 0
2011 | US | RF | - | PJM | 10c1 | Full-Responsibility Purchases |  | 0 | 0 | 0 | 0 | 0 | 0 | 0 | 0 | 0 | 0 | 0
2011 | US | RF | - | PJM | 10c2 | Owned Capacity/Entitlement Located Outside the Region/Subregion |  | 0 | 0 | 0 | 0 | 0 | 0 | 0 | 0 | 0 | 0 | 0
2011 | US | RF | - | PJM | 10d | Provisional – transactions under study, but negotiations have not begun. |  | 0 | 0 | 0 | 0 | 0 | 0 | 0 | 0 | 0 | 0 | 0
2011 | US | RF | - | PJM | 11 | CAPACITY TRANSACTIONS - EXPORTS | 600 | 2598 | 2643 | 2632 | 2632 | 2632 | 2632 | 2632 | 2632 | 2632 | 2632 | 2632
2011 | US | RF | - | PJM | 11a | Firm (Note: The sum of 11a1 and 11a2 must be ≤ 11a) | 600 | 2598 | 2643 | 2632 | 2632 | 2632 | 2632 | 2632 | 2632 | 2632 | 2632 | 2632
2011 | US | RF | - | PJM | 11a1 | Full-Responsibility Purchases | 600 | 0 | 0 | 0 | 0 | 0 | 0 | 0 | 0 | 0 | 0 | 0
2011 | US | RF | - | PJM | 11a2 | Owned Capacity/Entitlement Located Outside the Region/Subregion | 0 | 0 | 0 | 0 | 0 | 0 | 0 | 0 | 0 | 0 | 0 | 0
2011 | US | RF | - | PJM | 11b | Non-firm | 0 |  | 0 | 0 | 0 | 0 | 0 | 0 | 0 | 0 | 0 | 0
2011 | US | RF | - | PJM | 11c | Expected (Note: The sum of 11c1 and 11c2 must be ≤ 11c) |  | 0 | 0 | 0 | 0 | 0 | 0 | 0 | 0 | 0 | 0 | 0
2011 | US | RF | - | PJM | 11c1 | Full-Responsibility Purchases |  | 0 | 0 | 0 | 0 | 0 | 0 | 0 | 0 | 0 | 0 | 0
2011 | US | RF | - | PJM | 11c2 | Owned Capacity/Entitlement Located Outside the Region/Subregion |  | 0 | 0 | 0 | 0 | 0 | 0 | 0 | 0 | 0 | 0 | 0
2011 | US | RF | - | PJM | 11d | Provisional – transactions under study, but negotiations have not begun. |  | 0 | 0 | 0 | 0 | 0 | 0 | 0 | 0 | 0 | 0 | 0
2011 | US | RF | - | PJM | 12 | EXISTING, CERTAIN CAPACITY & NET FIRM TRANSACTIONS | 167647 | 192581.6 | 187915.6 | 190838.6 | 190838.6 | 190838.6 | 190838.6 | 190838.6 | 190838.6 | 190838.6 | 190838.6 | 190838.6
2011 | US | RF | - | PJM | 13 | ANTICIPATED CAPACITY RESOURCES |  | 193547.949 | 195907.349 | 199712.049 | 200301.949 | 200308.449 | 200308.449 | 200308.449 | 200308.449 | 200308.449 | 200308.449 | 200308.449
2011 | US | RF | - | PJM | 14 | PROSPECTIVE CAPACITY RESOURCES |  | 193547.949 | 195907.349 | 199712.049 | 200301.949 | 200308.449 | 200308.449 | 200308.449 | 200308.449 | 200308.449 | 200308.449 | 200308.449
2011 | US | RF | - | PJM | 15 | TOTAL POTENTIAL CAPACITY RESOURCES |  | 196677.629 | 204918.789 | 211361.919 | 221143.519 | 224411.019 | 224761.019 | 226401.019 | 226401.019 | 228001.019 | 228001.019 | 228001.019
2011 | US | RF | - | PJM | 15a | ADJUSTED POTENTIAL CAPACITY RESOURCES |  | 193547.949 | 195907.349 | 199712.049 | 200301.949 | 200308.449 | 200308.449 | 200308.449 | 200308.449 | 200308.449 | 200308.449 | 200308.449
2011 | US | RF | - | PJM | 16a | Confidence of Future, Other (7b), using reasonable judgement |  | 0 | 0 | 0 | 0 | 0 | 0 | 0 | 0 | 0 | 0 | 0
2011 | US | RF | - | PJM | 16b | Net Future, Other Resources After Confidence Percentage Is Applied |  | 0 | 0 | 0 | 0 | 0 | 0 | 0 | 0 | 0 | 0 | 0
2011 | US | RF | - | PJM | 16c | Confidence of Conceptual (8), using reasonable judgement |  | 0 | 0 | 0 | 0 | 0 | 0 | 0 | 0 | 0 | 0 | 0
2011 | US | RF | - | PJM | 16d | Net Conceptual Resources After Confidence Percentage Is Applied |  | 0 | 0 | 0 | 0 | 0 | 0 | 0 | 0 | 0 | 0 | 0
2011 | US | RF | - | PJM | 17 | Region/Subregion Target Reserve Margin |  | 15% | 15% | 15% | 15% | 15% | 15% | 15% | 15% | 15% | 15% | 15%
2011 | US | RF | - | PJM | 18 | Existing Certain and Net Firm Transactions Reserve Margin |  | 47.33% | 40.66% | 40.81% | 39.35% | 38.3% | 37.22% | 36.27% | 35.18% | 34.14% | 33% | 31.96%
2011 | US | RF | - | PJM | 19 | Anticipated Capacity Resources Reserve Margin |  | 48.07% | 46.64% | 47.36% | 46.26% | 45.17% | 44.03% | 43.04% | 41.89% | 40.8% | 39.6% | 38.51%
2011 | US | RF | - | PJM | 20 | Prospective Capacity Resources Reserve Margin |  | 48.07% | 46.64% | 47.36% | 46.26% | 45.17% | 44.03% | 43.04% | 41.89% | 40.8% | 39.6% | 38.51%
2011 | US | RF | - | PJM | 21 | Total Potential Resources Reserve Margin |  | 50.47% | 53.39% | 55.95% | 61.48% | 62.63% | 61.61% | 61.67% | 60.37% | 60.26% | 58.9% | 57.65%
2011 | US | RF | - | PJM | 22 | Adjusted Potential Resources Reserve Margin |  | 48.07% | 46.64% | 47.36% | 46.26% | 45.17% | 44.03% | 43.04% | 41.89% | 40.8% | 39.6% | 38.51%
2011 | US | RF | - | PJM | 23 | Total Baseline Installed Capacity | 0: 184547
2011 | US | RF | - | PJM | 24 | Distributed or Other Capacity (Behind the Meter) < 1 MW
2011 | US | RF | - | PJM | 25 | Distributed or Other Capacity (Behind the Meter) ≥ 1 MW
2011 | US | RF | - | PJM | 26 | Capacity Total from EIA-860
2011 | US | SERC | - | SERC-E | 1 | Unrestricted Non-coincident Peak Demand | 41646 | 42403 | 42761 | 43475 | 44020 | 44638 | 45195 | 45750 | 46331 | 46974 | 47717 | 48123
2011 | US | SERC | - | SERC-E | 1a | New Conservation (Energy Efficiency) |  | 434 | 502 | 581 | 656 | 735 | 799 | 868 | 943 | 1021 | 1099 | 853
2011 | US | SERC | - | SERC-E | 1b | Estimated Diversity |  | 0 | 0 | 0 | 0 | 0 | 0 | 0 | 0 | 0 | 0 | 0
2011 | US | SERC | - | SERC-E | 1c | Additions for non-member load (load served by non-registered LSE's in a region) |  | 229 | 230 | 233 | 235 | 239 | 243 | 249 | 253 | 257 | 263 | 268
2011 | US | SERC | - | SERC-E | 1d | Stand-by Load Under Contract (Normally served by behind the meter generation) |  | 100 | 100 | 100 | 100 | 100 | 100 | 100 | 100 | 100 | 100 | 100
2011 | US | SERC | - | SERC-E | 1e | Non-Controllable Demand-Side Demand Response |  | 0 | 0 | 0 | 0 | 0 | 0 | 0 | 0 | 0 | 0 | 0
2011 | US | SERC | - | SERC-E | 2 | Total Internal Demand | 41646 | 42298 | 42589 | 43227 | 43699 | 44242 | 44739 | 45231 | 45741 | 46310 | 46981 | 47638
2011 | US | SERC | - | SERC-E | 2H1 | Load Forecast Uncertainty (Extreme Demand Factor) |  | 1.06 | 1.06 | 1.06 | 1.06 | 1.06 | 1.06 | 1.06 | 1.06 | 1.06 | 1.06 | 1.06
2011 | US | SERC | - | SERC-E | 2H | Total Internal Demand | 1.05 | 44835.88 | 45144.34 | 45820.62 | 46320.94 | 46896.52 | 47423.34 | 47944.86 | 48485.46 | 49088.6 | 49799.86 | 50496.28
2011 | US | SERC | - | SERC-E | 2a | Supply-Side Direct Control Load Management | 227 | 377 | 393 | 405 | 419 | 426 | 434 | 443 | 450 | 458 | 465 | 473
2011 | US | SERC | - | SERC-E | 2b | Supply-Side Contractually Interruptible (Curtailable) | 501 | 814 | 974 | 974 | 974 | 974 | 974 | 974 | 974 | 974 | 974 | 974
2011 | US | SERC | - | SERC-E | 2c | Supply-Side Critical Peak-Pricing (CPP) with Control | 0 | 0 | 0 | 0 | 0 | 0 | 0 | 0 | 0 | 0 | 0 | 0
2011 | US | SERC | - | SERC-E | 2d | Supply-Side Load as a Capacity Resource | 89 | 89 | 89 | 89 | 89 | 89 | 89 | 89 | 89 | 89 | 89 | 89
2011 | US | SERC | - | SERC-E | 3 | Net Internal Demand | 40829 | 41018 | 41133 | 41759 | 42217 | 42753 | 43242 | 43725 | 44228 | 44789 | 45453 | 46102
2011 | US | SERC | - | SERC-E | 4a | Demand Response used for Ancillary Services - Spinning Reserves | 601 | 601 | 601 | 601 | 601 | 601 | 601 | 601 | 601 | 601 | 601 | 601
2011 | US | SERC | - | SERC-E | 4b | Demand Response used for Ancillary Services - Non-Spinning Reserves | 237 | 237 | 237 | 237 | 237 | 237 | 237 | 237 | 237 | 237 | 237 | 237
2011 | US | SERC | - | SERC-E | 4c | Demand Response used for Regulation | 0 | 0 | 0 | 0 | 0 | 0 | 0 | 0 | 0 | 0 | 0 | 0
2011 | US | SERC | - | SERC-E | 4d | Demand Response used for Energy, Voluntary Services - Emergency | 265 | 535 | 581 | 608 | 608 | 608 | 608 | 608 | 608 | 608 | 608 | 608
2011 | US | SERC | - | SERC-E | 5 | TOTAL INTERNAL CAPACITY | 53077.725 | 54906.775 | 57282.775 | 57430.275 | 56749.275 | 56048.275 | 57173.275 | 57192.275 | 57199.275 | 58324.775 | 58331.275 | 58213.775
2011 | US | SERC | - | SERC-E | 6 | EXISTING CAPACITY | 53077.725 | 54086.775 | 54380.775 | 54401.775 | 54415.775 | 54440.775 | 54448.775 | 54467.775 | 54474.775 | 54483.275 | 54489.775 | 54372.275
2011 | US | SERC | - | SERC-E | 6a | Existing, Certain | 52148.625 | 52697.875 | 52815.875 | 52824.875 | 52824.875 | 52842.875 | 52842.875 | 52852.875 | 52852.875 | 52853.375 | 52852.875 | 52727.375
2011 | US | SERC | - | SERC-E | 6a1 | Wind Expected On-Peak | 0 | 0 | 0 | 0 | 0 | 0 | 0 | 0 | 0 | 0 | 0 | 0
2011 | US | SERC | - | SERC-E | 6a2 | Solar Expected On-Peak | 15.5 | 15.5 | 15.5 | 15.5 | 15.5 | 15.5 | 15.5 | 15.5 | 15.5 | 15.5 | 15.5 | 15.5
2011 | US | SERC | - | SERC-E | 6a3 | Hydro Expected On-Peak | 3019.25 | 3023.55 | 3023.55 | 3023.55 | 3023.55 | 3023.55 | 3023.55 | 3023.55 | 3023.55 | 3023.55 | 3023.55 | 3023.55
2011 | US | SERC | - | SERC-E | 6a4 | Biomass Expected On-Peak | 25.85 | 26.8 | 26.8 | 26.8 | 26.8 | 26.8 | 26.8 | 26.8 | 26.8 | 26.8 | 26.8 | 26.8
2011 | US | SERC | - | SERC-E | 6b | Existing, Other (Note: Enter the net expected value only) | 0 | 0 | 0 | 0 | 0 | 0 | 0 | 0 | 0 | 0 | 0 | 0
2011 | US | SERC | - | SERC-E | 6b1 | Wind Derate On-Peak | 0 | 0 | 0 | 0 | 0 | 0 | 0 | 0 | 0 | 0 | 0 | 0
2011 | US | SERC | - | SERC-E | 6b2 | Solar Derate On-Peak | 0 | 0 | 0 | 0 | 0 | 0 | 0 | 0 | 0 | 0 | 0 | 0
2011 | US | SERC | - | SERC-E | 6b3 | Hydro Derate On-Peak | 0 | 0 | 0 | 0 | 0 | 0 | 0 | 0 | 0 | 0 | 0 | 0
2011 | US | SERC | - | SERC-E | 6b4 | Biomass Derate On-Peak | 0 | 0 | 0 | 0 | 0 | 0 | 0 | 0 | 0 | 0 | 0 | 0
2011 | US | SERC | - | SERC-E | 6b5 | Transmission-Limited Resources | 0 | 0 | 0 | 0 | 0 | 0 | 0 | 0 | 0 | 0 | 0 | 0
2011 | US | SERC | - | SERC-E | 6b6 | All Other Derates | 0 | 0 | 0 | 0 | 0 | 0 | 0 | 0 | 0 | 0 | 0 | 0
2011 | US | SERC | - | SERC-E | 6b7 | Energy Only (Existing-Other) | 0 | 0 | 0 | 0 | 0 | 0 | 0 | 0 | 0 | 0 | 0 | 0
2011 | US | SERC | - | SERC-E | 6c | Existing, Inoperable (Note: Capacity reported on this line is not included in margin calculations) | 112.1 | 108.9 | 108.9 | 108.9 | 108.9 | 108.9 | 108.9 | 108.9 | 108.9 | 108.9 | 108.9 | 108.9
2011 | US | SERC | - | SERC-E | 6d | Total Supply-Side Demand Response | 817 | 1280 | 1456 | 1468 | 1482 | 1489 | 1497 | 1506 | 1513 | 1521 | 1528 | 1536
2011 | US | SERC | - | SERC-E | 7 | FUTURE CAPACITY ADDITIONS | 0 | 820 | 2902 | 3028.5 | 2333.5 | 1607.5 | 2724.5 | 2724.5 | 2724.5 | 3841.5 | 3841.5 | 3841.5
2011 | US | SERC | - | SERC-E | 7a | Future, Planned (Note: Enter the net expected value only) | 0 | 820 | 2902 | 3028.5 | 2333.5 | 1607.5 | 2724.5 | 2724.5 | 2724.5 | 3841.5 | 3841.5 | 3841.5
2011 | US | SERC | - | SERC-E | 7a1 | Wind Expected On-Peak | 0 | 0 | 0 | 0 | 0 | 0 | 0 | 0 | 0 | 0 | 0 | 0
2011 | US | SERC | - | SERC-E | 7a2 | Wind Derate On-Peak | 0 | 0 | 0 | 0 | 0 | 0 | 0 | 0 | 0 | 0 | 0 | 0
2011 | US | SERC | - | SERC-E | 7a3 | Solar Expected On-Peak | 0 | 0 | 0 | 0 | 0 | 0 | 0 | 0 | 0 | 0 | 0 | 0
2011 | US | SERC | - | SERC-E | 7a4 | Solar Derate On-Peak | 0 | 0 | 0 | 0 | 0 | 0 | 0 | 0 | 0 | 0 | 0 | 0
2011 | US | SERC | - | SERC-E | 7a5 | Hydro Expected On-Peak | 0 | 0 | 0 | 0 | 0 | 0 | 0 | 0 | 0 | 0 | 0 | 0
2011 | US | SERC | - | SERC-E | 7a6 | Hydro Derate On-Peak | 0 | 0 | 0 | 0 | 0 | 0 | 0 | 0 | 0 | 0 | 0 | 0
2011 | US | SERC | - | SERC-E | 7a7 | Biomass Expected On-Peak | 0 | 0 | 0 | 0 | 0 | 0 | 0 | 0 | 0 | 0 | 0 | 0
2011 | US | SERC | - | SERC-E | 7a8 | Biomass Derate On-Peak | 0 | 0 | 0 | 0 | 0 | 0 | 0 | 0 | 0 | 0 | 0 | 0
2011 | US | SERC | - | SERC-E | 7a9 | Transmission-Limited Resources | 0 | 0 | 0 | 0 | 0 | 0 | 0 | 0 | 0 | 0 | 0 | 0
2011 | US | SERC | - | SERC-E | 7a10 | Scheduled Outage - Maintenance | 0 | 0 | 0 | 0 | 0 | 0 | 0 | 0 | 0 | 0 | 0 | 0
2011 | US | SERC | - | SERC-E | 7a11 | All Other Derates | 0 | 0 | 0 | 0 | 0 | 0 | 0 | 0 | 0 | 0 | 0 | 0
2011 | US | SERC | - | SERC-E | 7a12 | Energy Only | 0 | 0 | 0 | 0 | 0 | 0 | 0 | 0 | 0 | 0 | 0 | 0
2011 | US | SERC | - | SERC-E | 7b | Future, Other (Note: Enter the net expected value only) | 0 | 0 | 0 | 0 | 0 | 0 | 0 | 0 | 0 | 0 | 0 | 0
2011 | US | SERC | - | SERC-E | 7b1 | Wind Expected On-Peak | 0 | 0 | 0 | 0 | 0 | 0 | 0 | 0 | 0 | 0 | 0 | 0
2011 | US | SERC | - | SERC-E | 7b2 | Wind Derate On-Peak | 0 | 0 | 0 | 0 | 0 | 0 | 0 | 0 | 0 | 0 | 0 | 0
2011 | US | SERC | - | SERC-E | 7b3 | Solar Expected On-Peak | 0 | 0 | 0 | 0 | 0 | 0 | 0 | 0 | 0 | 0 | 0 | 0
2011 | US | SERC | - | SERC-E | 7b4 | Solar Derate On-Peak | 0 | 0 | 0 | 0 | 0 | 0 | 0 | 0 | 0 | 0 | 0 | 0
2011 | US | SERC | - | SERC-E | 7b5 | Hydro Expected On-Peak | 0 | 0 | 0 | 0 | 0 | 0 | 0 | 0 | 0 | 0 | 0 | 0
2011 | US | SERC | - | SERC-E | 7b6 | Hydro Derate On-Peak | 0 | 0 | 0 | 0 | 0 | 0 | 0 | 0 | 0 | 0 | 0 | 0
2011 | US | SERC | - | SERC-E | 7b7 | Biomass Expected On-Peak | 0 | 0 | 0 | 0 | 0 | 0 | 0 | 0 | 0 | 0 | 0 | 0
2011 | US | SERC | - | SERC-E | 7b8 | Biomass Derate On-Peak | 0 | 0 | 0 | 0 | 0 | 0 | 0 | 0 | 0 | 0 | 0 | 0
2011 | US | SERC | - | SERC-E | 7b9 | Transmission-Limited Resources | 0 | 0 | 0 | 0 | 0 | 0 | 0 | 0 | 0 | 0 | 0 | 0
2011 | US | SERC | - | SERC-E | 7b10 | Scheduled Outage - Maintenance | 0 | 0 | 0 | 0 | 0 | 0 | 0 | 0 | 0 | 0 | 0 | 0
2011 | US | SERC | - | SERC-E | 7b11 | All Other Derates | 0 | 0 | 0 | 0 | 0 | 0 | 0 | 0 | 0 | 0 | 0 | 0
2011 | US | SERC | - | SERC-E | 7b12 | Energy Only | 0 | 0 | 0 | 0 | 0 | 0 | 0 | 0 | 0 | 0 | 0 | 0
2011 | US | SERC | - | SERC-E | 8 | Conceptual (Note: Enter the net expected value only) | 0 | 0 | 20 | 20 | 20 | 20 | 20 | 623 | 824 | 824 | 824 | 824
2011 | US | SERC | - | SERC-E | 8a1 | Wind Expected On-Peak | 0 | 0 | 0 | 0 | 0 | 0 | 0 | 0 | 0 | 0 | 0 | 0
2011 | US | SERC | - | SERC-E | 8a2 | Wind Derate On-Peak | 0 | 0 | 0 | 0 | 0 | 0 | 0 | 0 | 0 | 0 | 0 | 0
2011 | US | SERC | - | SERC-E | 8a3 | Solar Expected On-Peak | 0 | 0 | 0 | 0 | 0 | 0 | 0 | 0 | 0 | 0 | 0 | 0
2011 | US | SERC | - | SERC-E | 8a4 | Solar Derate On-Peak | 0 | 0 | 0 | 0 | 0 | 0 | 0 | 0 | 0 | 0 | 0 | 0
2011 | US | SERC | - | SERC-E | 8a5 | Hydro Expected On-Peak | 0 | 0 | 0 | 0 | 0 | 0 | 0 | 0 | 0 | 0 | 0 | 0
2011 | US | SERC | - | SERC-E | 8a6 | Hydro Derate On-Peak | 0 | 0 | 0 | 0 | 0 | 0 | 0 | 0 | 0 | 0 | 0 | 0
2011 | US | SERC | - | SERC-E | 8a7 | Biomass Expected On-Peak | 0 | 0 | 20 | 20 | 20 | 20 | 20 | 20 | 20 | 20 | 20 | 20
2011 | US | SERC | - | SERC-E | 8a8 | Biomass Derate On-Peak | 0 | 0 | 0 | 0 | 0 | 0 | 0 | 0 | 0 | 0 | 0 | 0
2011 | US | SERC | - | SERC-E | 8a9 | All Other Derates | 0 | 0 | 0 | 0 | 0 | 0 | 0 | 0 | 0 | 0 | 0 | 0
2011 | US | SERC | - | SERC-E | 8a10 | Energy Only | 0 | 0 | 0 | 0 | 0 | 0 | 0 | 0 | 0 | 0 | 0 | 0
2011 | US | SERC | - | SERC-E | 9 | ANTICIPATED INTERNAL CAPACITY | 52965.625 | 54797.875 | 57173.875 | 57321.375 | 56640.375 | 55939.375 | 57064.375 | 57083.375 | 57090.375 | 58215.875 | 58222.375 | 58104.875
2011 | US | SERC | - | SERC-E | 10 | CAPACITY TRANSACTIONS - IMPORTS | 1426.3 | 1582 | 1472 | 1386 | 1358 | 1330 | 1333 | 1335 | 1435 | 1441 | 1305 | 1305
2011 | US | SERC | - | SERC-E | 10a | Firm (Note: The sum of 10a1 and 10a2 must be ≤ 10a) | 1426.3 | 1582 | 1472 | 1386 | 1358 | 1330 | 1333 | 1335 | 1435 | 1441 | 1305 | 1305
2011 | US | SERC | - | SERC-E | 10a1 | Full-Responsibility Purchases | 119.3 | 130 | 138 | 0 | 0 | 0 | 0 | 0 | 0 | 0 | 0 | 0
2011 | US | SERC | - | SERC-E | 10a2 | Owned Capacity/Entitlement Located Outside the Region/Subregion | 0 | 0 | 0 | 0 | 0 | 0 | 0 | 0 | 0 | 0 | 0 | 0
2011 | US | SERC | - | SERC-E | 10b | Non-firm | 0 | 0 | 0 | 0 | 0 | 0 | 0 | 0 | 0 | 0 | 0 | 0
2011 | US | SERC | - | SERC-E | 10c | Expected (Note: The sum of 10c1 and 10c2 must be ≤ 10c) | 0 | 0 | 0 | 0 | 0 | 0 | 0 | 0 | 0 | 0 | 0 | 0
2011 | US | SERC | - | SERC-E | 10c1 | Full-Responsibility Purchases | 0 | 0 | 0 | 0 | 0 | 0 | 0 | 0 | 0 | 0 | 0 | 0
2011 | US | SERC | - | SERC-E | 10c2 | Owned Capacity/Entitlement Located Outside the Region/Subregion | 0 | 0 | 0 | 0 | 0 | 0 | 0 | 0 | 0 | 0 | 0 | 0
2011 | US | SERC | - | SERC-E | 10d | Provisional – transactions under study, but negotiations have not begun. | 0 | 0 | 0 | 0 | 0 | 0 | 0 | 0 | 0 | 0 | 0 | 0
2011 | US | SERC | - | SERC-E | 11 | CAPACITY TRANSACTIONS - EXPORTS | 50 | 150 | 100 | 100 | 150 | 150 | 150 | 150 | 150 | 150 | 150 | 150
2011 | US | SERC | - | SERC-E | 11a | Firm (Note: The sum of 11a1 and 11a2 must be ≤ 11a) | 0 | 100 | 100 | 100 | 150 | 150 | 150 | 150 | 150 | 150 | 150 | 150
2011 | US | SERC | - | SERC-E | 11a1 | Full-Responsibility Purchases | 0 | 0 | 0 | 0 | 0 | 0 | 0 | 0 | 0 | 0 | 0 | 0
2011 | US | SERC | - | SERC-E | 11a2 | Owned Capacity/Entitlement Located Outside the Region/Subregion | 0 | 0 | 0 | 0 | 0 | 0 | 0 | 0 | 0 | 0 | 0 | 0
2011 | US | SERC | - | SERC-E | 11b | Non-firm | 50 | 50 | 0 | 0 | 0 | 0 | 0 | 0 | 0 | 0 | 0 | 0
2011 | US | SERC | - | SERC-E | 11c | Expected (Note: The sum of 11c1 and 11c2 must be ≤ 11c) | 0 | 0 | 0 | 0 | 0 | 0 | 0 | 0 | 0 | 0 | 0 | 0
2011 | US | SERC | - | SERC-E | 11c1 | Full-Responsibility Purchases | 0 | 0 | 0 | 0 | 0 | 0 | 0 | 0 | 0 | 0 | 0 | 0
2011 | US | SERC | - | SERC-E | 11c2 | Owned Capacity/Entitlement Located Outside the Region/Subregion | 0 | 0 | 0 | 0 | 0 | 0 | 0 | 0 | 0 | 0 | 0 | 0
2011 | US | SERC | - | SERC-E | 11d | Provisional – transactions under study, but negotiations have not begun. | 0 | 0 | 0 | 0 | 0 | 0 | 0 | 0 | 0 | 0 | 0 | 0
2011 | US | SERC | - | SERC-E | 12 | EXISTING, CERTAIN CAPACITY & NET FIRM TRANSACTIONS | 54391.925 | 55459.875 | 55643.875 | 55578.875 | 55514.875 | 55511.875 | 55522.875 | 55543.875 | 55650.875 | 55665.375 | 55535.875 | 55418.375
2011 | US | SERC | - | SERC-E | 13 | ANTICIPATED CAPACITY RESOURCES |  | 56279.875 | 58545.875 | 58607.375 | 57848.375 | 57119.375 | 58247.375 | 58268.375 | 58375.375 | 59506.875 | 59377.375 | 59259.875
2011 | US | SERC | - | SERC-E | 14 | PROSPECTIVE CAPACITY RESOURCES |  | 56279.875 | 58545.875 | 58607.375 | 57848.375 | 57119.375 | 58247.375 | 58268.375 | 58375.375 | 59506.875 | 59377.375 | 59259.875
2011 | US | SERC | - | SERC-E | 15 | TOTAL POTENTIAL CAPACITY RESOURCES |  | 56279.875 | 58565.875 | 58627.375 | 57868.375 | 57139.375 | 58267.375 | 58891.375 | 59199.375 | 60330.875 | 60201.375 | 60083.875
2011 | US | SERC | - | SERC-E | 15a | ADJUSTED POTENTIAL CAPACITY RESOURCES |  | 56279.875 | 58545.875 | 58607.375 | 57848.375 | 57119.375 | 58247.375 | 58268.375 | 58375.375 | 59506.875 | 59377.375 | 59259.875
2011 | US | SERC | - | SERC-E | 16a | Confidence of Future, Other (7b), using reasonable judgement |  | 0 | 0 | 0 | 0 | 0 | 0 | 0 | 0 | 0 | 0 | 0
2011 | US | SERC | - | SERC-E | 16b | Net Future, Other Resources After Confidence Percentage Is Applied |  | 0 | 0 | 0 | 0 | 0 | 0 | 0 | 0 | 0 | 0 | 0
2011 | US | SERC | - | SERC-E | 16c | Confidence of Conceptual (8), using reasonable judgement |  | 0 | 0 | 0 | 0 | 0 | 0 | 0 | 0 | 0 | 0 | 0
2011 | US | SERC | - | SERC-E | 16d | Net Conceptual Resources After Confidence Percentage Is Applied |  | 0 | 0 | 0 | 0 | 0 | 0 | 0 | 0 | 0 | 0 | 0
2011 | US | SERC | - | SERC-E | 17 | Region/Subregion Target Reserve Margin |  | 15% | 15% | 15% | 15% | 15% | 15% | 15% | 15% | 15% | 15% | 15%
2011 | US | SERC | - | SERC-E | 18 | Existing Certain and Net Firm Transactions Reserve Margin |  | 31.12% | 30.65% | 28.57% | 27.04% | 25.47% | 24.1% | 22.8% | 21.67% | 20.2% | 18.21% | 16.33%
2011 | US | SERC | - | SERC-E | 19 | Anticipated Capacity Resources Reserve Margin |  | 33.06% | 37.47% | 35.58% | 32.38% | 29.11% | 30.19% | 28.82% | 27.62% | 28.5% | 26.39% | 24.4%
2011 | US | SERC | - | SERC-E | 20 | Prospective Capacity Resources Reserve Margin |  | 33.06% | 37.47% | 35.58% | 32.38% | 29.11% | 30.19% | 28.82% | 27.62% | 28.5% | 26.39% | 24.4%
2011 | US | SERC | - | SERC-E | 21 | Total Potential Resources Reserve Margin |  | 33.06% | 37.51% | 35.63% | 32.42% | 29.15% | 30.24% | 30.2% | 29.42% | 30.28% | 28.14% | 26.13%
2011 | US | SERC | - | SERC-E | 22 | Adjusted Potential Resources Reserve Margin |  | 33.06% | 37.47% | 35.58% | 32.38% | 29.11% | 30.19% | 28.82% | 27.62% | 28.5% | 26.39% | 24.4%
2011 | US | SERC | - | SERC-E | 23 | Total Baseline Installed Capacity | 0: 52260.725
2011 | US | SERC | - | SERC-E | 24 | Distributed or Other Capacity (Behind the Meter) < 1 MW
2011 | US | SERC | - | SERC-E | 25 | Distributed or Other Capacity (Behind the Meter) ≥ 1 MW
2011 | US | SERC | - | SERC-E | 26 | Capacity Total from EIA-860
2011 | US | SERC | - | SERC-N | 1 | Unrestricted Non-coincident Peak Demand | 46716 | 47692 | 47607 | 47625 | 46767 | 47206 | 47331 | 47513 | 48201 | 48979 | 49599 | 50299
2011 | US | SERC | - | SERC-N | 1a | New Conservation (Energy Efficiency) | 0 | 86 | 93 | 116 | 155 | 182 | 207 | 229 | 244 | 252 | 252 | 256
2011 | US | SERC | - | SERC-N | 1b | Estimated Diversity | 0 | 0 | 0 | 0 | 0 | 0 | 0 | 0 | 0 | 0 | 0 | 0
2011 | US | SERC | - | SERC-N | 1c | Additions for non-member load (load served by non-registered LSE's in a region) | 0 | 0 | 0 | 0 | 0 | 0 | 0 | 0 | 0 | 0 | 0 | 0
2011 | US | SERC | - | SERC-N | 1d | Stand-by Load Under Contract (Normally served by behind the meter generation) | 0 | 0 | 0 | 0 | 0 | 0 | 0 | 0 | 0 | 0 | 0 | 0
2011 | US | SERC | - | SERC-N | 1e | Non-Controllable Demand-Side Demand Response | 0 | 0 | 0 | 0 | 0 | 0 | 0 | 0 | 0 | 0 | 0 | 0
2011 | US | SERC | - | SERC-N | 2 | Total Internal Demand | 46716 | 47606 | 47514 | 47509 | 46612 | 47024 | 47124 | 47284 | 47957 | 48727 | 49347 | 50043
2011 | US | SERC | - | SERC-N | 2H1 | Load Forecast Uncertainty (Extreme Demand Factor) | 1 | 1.06 | 1.06 | 1.06 | 1.06 | 1.06 | 1.06 | 1.06 | 1.06 | 1.06 | 1.06 | 1.06
2011 | US | SERC | - | SERC-N | 2H | Total Internal Demand | 1.05 | 50462.36 | 50364.84 | 50359.54 | 49408.72 | 49845.44 | 49951.44 | 50121.04 | 50834.42 | 51650.62 | 52307.82 | 53045.58
2011 | US | SERC | - | SERC-N | 2a | Supply-Side Direct Control Load Management | 5 | 3 | 4 | 5 | 6 | 9 | 12 | 15 | 15 | 15 | 15 | 15
2011 | US | SERC | - | SERC-N | 2b | Supply-Side Contractually Interruptible (Curtailable) | 930 | 1066 | 1068 | 1072 | 1048 | 1050 | 1050 | 1051 | 1050 | 1051 | 1051 | 1051
2011 | US | SERC | - | SERC-N | 2c | Supply-Side Critical Peak-Pricing (CPP) with Control | 0 | 0 | 0 | 0 | 0 | 0 | 0 | 0 | 0 | 0 | 0 | 0
2011 | US | SERC | - | SERC-N | 2d | Supply-Side Load as a Capacity Resource | 229 | 383 | 501 | 729 | 1201 | 1305 | 1410 | 1404 | 1376 | 1499 | 1659 | 1919
2011 | US | SERC | - | SERC-N | 3 | Net Internal Demand | 45552 | 46154 | 45941 | 45703 | 44357 | 44660 | 44652 | 44814 | 45516 | 46162 | 46622 | 47058
2011 | US | SERC | - | SERC-N | 4a | Demand Response used for Ancillary Services - Spinning Reserves | 0 | 0 | 0 | 0 | 0 | 0 | 0 | 0 | 0 | 0 | 0 | 0
2011 | US | SERC | - | SERC-N | 4b | Demand Response used for Ancillary Services - Non-Spinning Reserves | 0 | 0 | 0 | 0 | 0 | 0 | 0 | 0 | 0 | 0 | 0 | 0
2011 | US | SERC | - | SERC-N | 4c | Demand Response used for Regulation | 0 | 0 | 0 | 0 | 0 | 0 | 0 | 0 | 0 | 0 | 0 | 0
2011 | US | SERC | - | SERC-N | 4d | Demand Response used for Energy, Voluntary Services - Emergency | 0 | 0 | 0 | 0 | 1 | 1 | 1 | 1 | 1 | 1 | 1 | 1
2011 | US | SERC | - | SERC-N | 5 | TOTAL INTERNAL CAPACITY | 59402.24 | 60572.24 | 64063.24 | 63558.24 | 61841.24 | 60900.24 | 61092.24 | 59848.24 | 59819.24 | 59941.24 | 61363.24 | 61621.24
2011 | US | SERC | - | SERC-N | 6 | EXISTING CAPACITY | 59402.24 | 60572.24 | 62300.24 | 62533.24 | 62991.24 | 63083.24 | 63275.24 | 63273.24 | 63244.24 | 63366.24 | 63528.24 | 63786.24
2011 | US | SERC | - | SERC-N | 6a | Existing, Certain | 56946.24 | 57602.24 | 58752.24 | 58760.24 | 58769.24 | 58779.24 | 58779.24 | 58779.24 | 58779.24 | 58777.24 | 58779.24 | 58777.24
2011 | US | SERC | - | SERC-N | 6a1 | Wind Expected On-Peak | 152.1 | 152.1 | 152.1 | 152.1 | 152.1 | 152.1 | 152.1 | 152.1 | 152.1 | 152.1 | 152.1 | 152.1
2011 | US | SERC | - | SERC-N | 6a2 | Solar Expected On-Peak | 0 | 0 | 0 | 0 | 0 | 0 | 0 | 0 | 0 | 0 | 0 | 0
2011 | US | SERC | - | SERC-N | 6a3 | Hydro Expected On-Peak | 4733.2 | 4743.2 | 4792.2 | 4800.2 | 4809.2 | 4819.2 | 4819.2 | 4819.2 | 4819.2 | 4819.2 | 4819.2 | 4819.2
2011 | US | SERC | - | SERC-N | 6a4 | Biomass Expected On-Peak | 16.8 | 16.8 | 16.8 | 16.8 | 16.8 | 16.8 | 16.8 | 16.8 | 16.8 | 16.8 | 16.8 | 16.8
2011 | US | SERC | - | SERC-N | 6b | Existing, Other (Note: Enter the net expected value only) | 581 | 581 | 589 | 591 | 591 | 970 | 1012 | 1012 | 1012 | 1012 | 1012 | 1012
2011 | US | SERC | - | SERC-N | 6b1 | Wind Derate On-Peak | 132 | 132 | 132 | 132 | 132 | 132 | 132 | 132 | 132 | 132 | 132 | 132
2011 | US | SERC | - | SERC-N | 6b2 | Solar Derate On-Peak | 0 | 0 | 0 | 0 | 0 | 0 | 0 | 0 | 0 | 0 | 0 | 0
2011 | US | SERC | - | SERC-N | 6b3 | Hydro Derate On-Peak | 0 | 0 | 0 | 0 | 0 | 0 | 0 | 0 | 0 | 0 | 0 | 0
2011 | US | SERC | - | SERC-N | 6b4 | Biomass Derate On-Peak | 0 | 0 | 0 | 0 | 0 | 0 | 0 | 0 | 0 | 0 | 0 | 0
2011 | US | SERC | - | SERC-N | 6b5 | Transmission-Limited Resources | 0 | 0 | 0 | 0 | 0 | 0 | 0 | 0 | 0 | 0 | 0 | 0
2011 | US | SERC | - | SERC-N | 6b6 | All Other Derates | 0 | 0 | 8 | 10 | 10 | 33 | 75 | 75 | 75 | 75 | 75 | 75
2011 | US | SERC | - | SERC-N | 6b7 | Energy Only (Existing-Other) | 567 | 567 | 567 | 567 | 567 | 567 | 567 | 567 | 567 | 567 | 567 | 567
2011 | US | SERC | - | SERC-N | 6c | Existing, Inoperable (Note: Capacity reported on this line is not included in margin calculations) | 579 | 805 | 1246 | 1234 | 1234 | 805 | 805 | 805 | 805 | 805 | 805 | 805
2011 | US | SERC | - | SERC-N | 6d | Total Supply-Side Demand Response | 1164 | 1452 | 1573 | 1806 | 2255 | 2364 | 2472 | 2470 | 2441 | 2565 | 2725 | 2985
2011 | US | SERC | - | SERC-N | 7 | FUTURE CAPACITY ADDITIONS | 0 | 0 | 1763 | 1025 | -1150 | -2183 | -2183 | -3425 | -3425 | -3425 | -2165 | -2165
2011 | US | SERC | - | SERC-N | 7a | Future, Planned (Note: Enter the net expected value only) | 0 | 0 | 1763 | 1025 | -1150 | -2183 | -2183 | -3425 | -3425 | -3425 | -2165 | -2165
2011 | US | SERC | - | SERC-N | 7a1 | Wind Expected On-Peak | 0 | 0 | 0 | 0 | 0 | 0 | 0 | 0 | 0 | 0 | 0 | 0
2011 | US | SERC | - | SERC-N | 7a2 | Wind Derate On-Peak | 0 | 0 | 0 | 0 | 0 | 0 | 0 | 0 | 0 | 0 | 0 | 0
2011 | US | SERC | - | SERC-N | 7a3 | Solar Expected On-Peak | 0 | 0 | 0 | 0 | 0 | 0 | 0 | 0 | 0 | 0 | 0 | 0
2011 | US | SERC | - | SERC-N | 7a4 | Solar Derate On-Peak | 0 | 0 | 0 | 0 | 0 | 0 | 0 | 0 | 0 | 0 | 0 | 0
2011 | US | SERC | - | SERC-N | 7a5 | Hydro Expected On-Peak | 0 | 0 | 0 | 2 | 2 | 2 | 2 | 2 | 2 | 2 | 2 | 2
2011 | US | SERC | - | SERC-N | 7a6 | Hydro Derate On-Peak | 0 | 0 | 0 | 0 | 0 | 0 | 0 | 0 | 0 | 0 | 0 | 0
2011 | US | SERC | - | SERC-N | 7a7 | Biomass Expected On-Peak | 0 | 0 | 0 | 0 | 0 | 0 | 0 | 0 | 0 | 0 | 0 | 0
2011 | US | SERC | - | SERC-N | 7a8 | Biomass Derate On-Peak | 0 | 0 | 0 | 0 | 0 | 0 | 0 | 0 | 0 | 0 | 0 | 0
2011 | US | SERC | - | SERC-N | 7a9 | Transmission-Limited Resources | 0 | 0 | 0 | 0 | 0 | 0 | 0 | 0 | 0 | 0 | 0 | 0
2011 | US | SERC | - | SERC-N | 7a10 | Scheduled Outage - Maintenance | 0 | 0 | 0 | 0 | 0 | 0 | 0 | 0 | 0 | 0 | 0 | 0
2011 | US | SERC | - | SERC-N | 7a11 | All Other Derates | 0 | 0 | 0 | 0 | 0 | 0 | 0 | 0 | 0 | 0 | 0 | 0
2011 | US | SERC | - | SERC-N | 7a12 | Energy Only | 0 | 0 | 0 | 0 | 0 | 0 | 0 | 0 | 0 | 0 | 0 | 0
2011 | US | SERC | - | SERC-N | 7b | Future, Other (Note: Enter the net expected value only) | 0 | 0 | 0 | 0 | 0 | 0 | 0 | 0 | 0 | 0 | 0 | 0
2011 | US | SERC | - | SERC-N | 7b1 | Wind Expected On-Peak | 0 | 0 | 0 | 0 | 0 | 0 | 0 | 0 | 0 | 0 | 0 | 0
2011 | US | SERC | - | SERC-N | 7b2 | Wind Derate On-Peak | 0 | 0 | 0 | 0 | 0 | 0 | 0 | 0 | 0 | 0 | 0 | 0
2011 | US | SERC | - | SERC-N | 7b3 | Solar Expected On-Peak | 0 | 0 | 0 | 0 | 0 | 0 | 0 | 0 | 0 | 0 | 0 | 0
2011 | US | SERC | - | SERC-N | 7b4 | Solar Derate On-Peak | 0 | 0 | 0 | 0 | 0 | 0 | 0 | 0 | 0 | 0 | 0 | 0
2011 | US | SERC | - | SERC-N | 7b5 | Hydro Expected On-Peak | 0 | 0 | 0 | 0 | 0 | 0 | 0 | 0 | 0 | 0 | 0 | 0
2011 | US | SERC | - | SERC-N | 7b6 | Hydro Derate On-Peak | 0 | 0 | 0 | 0 | 0 | 0 | 0 | 0 | 0 | 0 | 0 | 0
2011 | US | SERC | - | SERC-N | 7b7 | Biomass Expected On-Peak | 0 | 0 | 0 | 0 | 0 | 0 | 0 | 0 | 0 | 0 | 0 | 0
2011 | US | SERC | - | SERC-N | 7b8 | Biomass Derate On-Peak | 0 | 0 | 0 | 0 | 0 | 0 | 0 | 0 | 0 | 0 | 0 | 0
2011 | US | SERC | - | SERC-N | 7b9 | Transmission-Limited Resources | 0 | 0 | 0 | 0 | 0 | 0 | 0 | 0 | 0 | 0 | 0 | 0
2011 | US | SERC | - | SERC-N | 7b10 | Scheduled Outage - Maintenance | 0 | 0 | 0 | 0 | 0 | 0 | 0 | 0 | 0 | 0 | 0 | 0
2011 | US | SERC | - | SERC-N | 7b11 | All Other Derates | 0 | 0 | 0 | 0 | 0 | 0 | 0 | 0 | 0 | 0 | 0 | 0
2011 | US | SERC | - | SERC-N | 7b12 | Energy Only | 0 | 0 | 0 | 0 | 0 | 0 | 0 | 0 | 0 | 0 | 0 | 0
2011 | US | SERC | - | SERC-N | 8 | Conceptual (Note: Enter the net expected value only) | 0 | 0 | 0 | 0 | 0 | 0 | 0 | 268 | 268 | 958 | 958 | 958
2011 | US | SERC | - | SERC-N | 8a1 | Wind Expected On-Peak | 0 | 0 | 0 | 0 | 0 | 0 | 0 | 0 | 0 | 0 | 0 | 0
2011 | US | SERC | - | SERC-N | 8a2 | Wind Derate On-Peak | 0 | 0 | 0 | 0 | 0 | 0 | 0 | 0 | 0 | 0 | 0 | 0
2011 | US | SERC | - | SERC-N | 8a3 | Solar Expected On-Peak | 0 | 0 | 0 | 0 | 0 | 0 | 0 | 0 | 0 | 0 | 0 | 0
2011 | US | SERC | - | SERC-N | 8a4 | Solar Derate On-Peak | 0 | 0 | 0 | 0 | 0 | 0 | 0 | 0 | 0 | 0 | 0 | 0
2011 | US | SERC | - | SERC-N | 8a5 | Hydro Expected On-Peak | 0 | 0 | 0 | 0 | 0 | 0 | 0 | 0 | 0 | 0 | 0 | 0
2011 | US | SERC | - | SERC-N | 8a6 | Hydro Derate On-Peak | 0 | 0 | 0 | 0 | 0 | 0 | 0 | 0 | 0 | 0 | 0 | 0
2011 | US | SERC | - | SERC-N | 8a7 | Biomass Expected On-Peak | 0 | 0 | 0 | 0 | 0 | 0 | 0 | 0 | 0 | 0 | 0 | 0
2011 | US | SERC | - | SERC-N | 8a8 | Biomass Derate On-Peak | 0 | 0 | 0 | 0 | 0 | 0 | 0 | 0 | 0 | 0 | 0 | 0
2011 | US | SERC | - | SERC-N | 8a9 | All Other Derates | 0 | 0 | 0 | 0 | 0 | 0 | 0 | 0 | 0 | 0 | 0 | 0
2011 | US | SERC | - | SERC-N | 8a10 | Energy Only | 0 | 0 | 0 | 0 | 0 | 0 | 0 | 0 | 0 | 0 | 0 | 0
2011 | US | SERC | - | SERC-N | 9 | ANTICIPATED INTERNAL CAPACITY | 58110.24 | 59054.24 | 62088.24 | 61591.24 | 59874.24 | 58960.24 | 59068.24 | 57824.24 | 57795.24 | 57917.24 | 59339.24 | 59597.24
2011 | US | SERC | - | SERC-N | 10 | CAPACITY TRANSACTIONS - IMPORTS | 2004 | 2854.95 | 2286.95 | 2286.95 | 2324.95 | 2324.95 | 2324.95 | 2324.95 | 2324.95 | 2324.95 | 2324.95 | 2324.8
2011 | US | SERC | - | SERC-N | 10a | Firm (Note: The sum of 10a1 and 10a2 must be ≤ 10a) | 1615 | 1611.15 | 931.15 | 931.15 | 935.15 | 935.15 | 935.15 | 935.15 | 935.15 | 935.15 | 935.15 | 935
2011 | US | SERC | - | SERC-N | 10a1 | Full-Responsibility Purchases | 0 | 0 | 0 | 0 | 0 | 0 | 0 | 0 | 0 | 0 | 0 | 0
2011 | US | SERC | - | SERC-N | 10a2 | Owned Capacity/Entitlement Located Outside the Region/Subregion | 0 | 64 | 128 | 128 | 128 | 128 | 128 | 128 | 128 | 128 | 128 | 128
2011 | US | SERC | - | SERC-N | 10b | Non-firm | 389 | 1243.8 | 1355.8 | 1355.8 | 1389.8 | 1389.8 | 1389.8 | 1389.8 | 1389.8 | 1389.8 | 1389.8 | 1389.8
2011 | US | SERC | - | SERC-N | 10c | Expected (Note: The sum of 10c1 and 10c2 must be ≤ 10c) | 0 | 0 | 0 | 0 | 0 | 0 | 0 | 0 | 0 | 0 | 0 | 0
2011 | US | SERC | - | SERC-N | 10c1 | Full-Responsibility Purchases | 0 | 0 | 0 | 0 | 0 | 0 | 0 | 0 | 0 | 0 | 0 | 0
2011 | US | SERC | - | SERC-N | 10c2 | Owned Capacity/Entitlement Located Outside the Region/Subregion | 0 | 0 | 0 | 0 | 0 | 0 | 0 | 0 | 0 | 0 | 0 | 0
2011 | US | SERC | - | SERC-N | 10d | Provisional – transactions under study, but negotiations have not begun. | 0 | 0 | 0 | 0 | 0 | 0 | 0 | 0 | 0 | 0 | 0 | 0
2011 | US | SERC | - | SERC-N | 11 | CAPACITY TRANSACTIONS - EXPORTS | 1006 | 1194 | 470 | 470 | 470 | 470 | 470 | 470 | 470 | 470 | 470 | 470
2011 | US | SERC | - | SERC-N | 11a | Firm (Note: The sum of 11a1 and 11a2 must be ≤ 11a) | 953 | 1141 | 417 | 417 | 417 | 417 | 417 | 417 | 417 | 417 | 417 | 417
2011 | US | SERC | - | SERC-N | 11a1 | Full-Responsibility Purchases | 0 | 0 | 0 | 0 | 0 | 0 | 0 | 0 | 0 | 0 | 0 | 0
2011 | US | SERC | - | SERC-N | 11a2 | Owned Capacity/Entitlement Located Outside the Region/Subregion | 128 | 324 | 324 | 324 | 324 | 324 | 324 | 324 | 324 | 324 | 324 | 324
2011 | US | SERC | - | SERC-N | 11b | Non-firm | 53 | 53 | 53 | 53 | 53 | 53 | 53 | 53 | 53 | 53 | 53 | 53
2011 | US | SERC | - | SERC-N | 11c | Expected (Note: The sum of 11c1 and 11c2 must be ≤ 11c) | 0 | 0 | 0 | 0 | 0 | 0 | 0 | 0 | 0 | 0 | 0 | 0
2011 | US | SERC | - | SERC-N | 11c1 | Full-Responsibility Purchases | 0 | 0 | 0 | 0 | 0 | 0 | 0 | 0 | 0 | 0 | 0 | 0
2011 | US | SERC | - | SERC-N | 11c2 | Owned Capacity/Entitlement Located Outside the Region/Subregion | 0 | 0 | 0 | 0 | 0 | 0 | 0 | 0 | 0 | 0 | 0 | 0
2011 | US | SERC | - | SERC-N | 11d | Provisional – transactions under study, but negotiations have not begun. | 0 | 0 | 0 | 0 | 0 | 0 | 0 | 0 | 0 | 0 | 0 | 0
2011 | US | SERC | - | SERC-N | 12 | EXISTING, CERTAIN CAPACITY & NET FIRM TRANSACTIONS | 58772.24 | 59524.39 | 60839.39 | 61080.39 | 61542.39 | 61661.39 | 61769.39 | 61767.39 | 61738.39 | 61860.39 | 62022.39 | 62280.24
2011 | US | SERC | - | SERC-N | 13 | ANTICIPATED CAPACITY RESOURCES |  | 59524.39 | 62602.39 | 62105.39 | 60392.39 | 59478.39 | 59586.39 | 58342.39 | 58313.39 | 58435.39 | 59857.39 | 60115.24
2011 | US | SERC | - | SERC-N | 14 | PROSPECTIVE CAPACITY RESOURCES |  | 60105.39 | 63191.39 | 62696.39 | 60983.39 | 60448.39 | 60598.39 | 59354.39 | 59325.39 | 59447.39 | 60869.39 | 61127.24
2011 | US | SERC | - | SERC-N | 15 | TOTAL POTENTIAL CAPACITY RESOURCES |  | 60105.39 | 63191.39 | 62696.39 | 60983.39 | 60448.39 | 60598.39 | 59622.39 | 59593.39 | 60405.39 | 61827.39 | 62085.24
2011 | US | SERC | - | SERC-N | 15a | ADJUSTED POTENTIAL CAPACITY RESOURCES |  | 60105.39 | 63191.39 | 62696.39 | 60983.39 | 60448.39 | 60598.39 | 59354.39 | 59325.39 | 59447.39 | 60869.39 | 61127.24
2011 | US | SERC | - | SERC-N | 16a | Confidence of Future, Other (7b), using reasonable judgement |  | 0 | 0 | 0 | 0 | 0 | 0 | 0 | 0 | 0 | 0 | 0
2011 | US | SERC | - | SERC-N | 16b | Net Future, Other Resources After Confidence Percentage Is Applied |  | 0 | 0 | 0 | 0 | 0 | 0 | 0 | 0 | 0 | 0 | 0
2011 | US | SERC | - | SERC-N | 16c | Confidence of Conceptual (8), using reasonable judgement |  | 0 | 0 | 0 | 0 | 0 | 0 | 0 | 0 | 0 | 0 | 0
2011 | US | SERC | - | SERC-N | 16d | Net Conceptual Resources After Confidence Percentage Is Applied |  | 0 | 0 | 0 | 0 | 0 | 0 | 0 | 0 | 0 | 0 | 0
2011 | US | SERC | - | SERC-N | 17 | Region/Subregion Target Reserve Margin |  | 15% | 15% | 15% | 15% | 15% | 15% | 15% | 15% | 15% | 15% | 15%
2011 | US | SERC | - | SERC-N | 18 | Existing Certain and Net Firm Transactions Reserve Margin |  | 25.04% | 28.05% | 28.57% | 32.03% | 31.13% | 31.08% | 30.63% | 28.74% | 26.95% | 25.69% | 24.45%
2011 | US | SERC | - | SERC-N | 19 | Anticipated Capacity Resources Reserve Margin |  | 25.04% | 31.76% | 30.72% | 29.56% | 26.49% | 26.45% | 23.39% | 21.6% | 19.92% | 21.3% | 20.13%
2011 | US | SERC | - | SERC-N | 20 | Prospective Capacity Resources Reserve Margin |  | 26.26% | 33% | 31.97% | 30.83% | 28.55% | 28.59% | 25.53% | 23.71% | 22% | 23.35% | 22.15%
2011 | US | SERC | - | SERC-N | 21 | Total Potential Resources Reserve Margin |  | 26.26% | 33% | 31.97% | 30.83% | 28.55% | 28.59% | 26.09% | 24.26% | 23.97% | 25.29% | 24.06%
2011 | US | SERC | - | SERC-N | 22 | Adjusted Potential Resources Reserve Margin |  | 26.26% | 33% | 31.97% | 30.83% | 28.55% | 28.59% | 25.53% | 23.71% | 22% | 23.35% | 22.15%
2011 | US | SERC | - | SERC-N | 23 | Total Baseline Installed Capacity | 0: 58238.24
2011 | US | SERC | - | SERC-N | 24 | Distributed or Other Capacity (Behind the Meter) < 1 MW
2011 | US | SERC | - | SERC-N | 25 | Distributed or Other Capacity (Behind the Meter) ≥ 1 MW
2011 | US | SERC | - | SERC-N | 26 | Capacity Total from EIA-860
2011 | US | SERC | - | SERC-SE | 1 | Unrestricted Non-coincident Peak Demand | 43504 | 44346 | 45459 | 46384 | 47149 | 47834 | 48546 | 49117 | 49890 | 50620 | 51497 | 52416
2011 | US | SERC | - | SERC-SE | 1a | New Conservation (Energy Efficiency) | 0 | 106 | 108 | 109 | 111 | 113 | 114 | 116 | 117 | 119 | 120 | 121
2011 | US | SERC | - | SERC-SE | 1b | Estimated Diversity | 0 | 0 | 0 | 0 | 0 | 0 | 0 | 0 | 0 | 0 | 0 | 0
2011 | US | SERC | - | SERC-SE | 1c | Additions for non-member load (load served by non-registered LSE's in a region) | 0 | 0 | 0 | 0 | 0 | 0 | 0 | 0 | 0 | 0 | 0 | 0
2011 | US | SERC | - | SERC-SE | 1d | Stand-by Load Under Contract (Normally served by behind the meter generation) | 0 | 0 | 0 | 0 | 0 | 0 | 0 | 0 | 0 | 0 | 0 | 0
2011 | US | SERC | - | SERC-SE | 1e | Non-Controllable Demand-Side Demand Response | 0 | 0 | 0 | 0 | 0 | 0 | 0 | 0 | 0 | 0 | 0 | 0
2011 | US | SERC | - | SERC-SE | 2 | Total Internal Demand | 43504 | 44240 | 45351 | 46275 | 47038 | 47721 | 48432 | 49001 | 49773 | 50501 | 51377 | 52295
2011 | US | SERC | - | SERC-SE | 2H1 | Load Forecast Uncertainty (Extreme Demand Factor) | 1 | 1.06 | 1.06 | 1.06 | 1.06 | 1.06 | 1.06 | 1.06 | 1.06 | 1.06 | 1.06 | 1.06
2011 | US | SERC | - | SERC-SE | 2H | Total Internal Demand | 43504 | 46894.4 | 48072.06 | 49051.5 | 49860.28 | 50584.26 | 51337.92 | 51941.06 | 52759.38 | 53531.06 | 54459.62 | 55432.7
2011 | US | SERC | - | SERC-SE | 2a | Supply-Side Direct Control Load Management | 347 | 379 | 499 | 591 | 686 | 781 | 876 | 886 | 896 | 904 | 913 | 919
2011 | US | SERC | - | SERC-SE | 2b | Supply-Side Contractually Interruptible (Curtailable) | 1229 | 1234 | 1235 | 1235 | 1235 | 1314 | 1314 | 1314 | 1299 | 1299 | 1299 | 1299
2011 | US | SERC | - | SERC-SE | 2c | Supply-Side Critical Peak-Pricing (CPP) with Control | 0 | 0 | 0 | 0 | 0 | 0 | 0 | 0 | 0 | 0 | 0 | 0
2011 | US | SERC | - | SERC-SE | 2d | Supply-Side Load as a Capacity Resource | 92 | 92 | 96 | 100 | 103 | 105 | 107 | 109 | 111 | 112 | 113 | 114
2011 | US | SERC | - | SERC-SE | 3 | Net Internal Demand | 41836 | 42535 | 43521 | 44349 | 45014 | 45521 | 46135 | 46692 | 47467 | 48186 | 49052 | 49963
2011 | US | SERC | - | SERC-SE | 4a | Demand Response used for Ancillary Services - Spinning Reserves | 0 | 0 | 0 | 0 | 0 | 0 | 0 | 0 | 0 | 0 | 0 | 0
2011 | US | SERC | - | SERC-SE | 4b | Demand Response used for Ancillary Services - Non-Spinning Reserves | 0 | 0 | 0 | 0 | 0 | 0 | 0 | 0 | 0 | 0 | 0 | 0
2011 | US | SERC | - | SERC-SE | 4c | Demand Response used for Regulation | 0 | 75 | 75 | 75 | 75 | 75 | 75 | 75 | 75 | 75 | 75 | 75
2011 | US | SERC | - | SERC-SE | 4d | Demand Response used for Energy, Voluntary Services - Emergency | 0 | 0 | 0 | 0 | 0 | 0 | 0 | 0 | 0 | 0 | 0 | 0
2011 | US | SERC | - | SERC-SE | 5 | TOTAL INTERNAL CAPACITY | 68163.14 | 68019.54 | 69889.24 | 70697.74 | 71105.74 | 71911.7 | 73596.74 | 75028.74 | 75017.74 | 74995.74 | 75005.74 | 75012.74
2011 | US | SERC | - | SERC-SE | 6 | EXISTING CAPACITY | 68163.14 | 68270.54 | 68469.54 | 68548.04 | 68646.04 | 68822 | 68599.04 | 68931.04 | 68920.04 | 68914.04 | 68924.04 | 68931.04
2011 | US | SERC | - | SERC-SE | 6a | Existing, Certain | 62772.14 | 62803.54 | 62569.54 | 63447.04 | 63252.04 | 63252 | 62932.04 | 63252.04 | 63244.04 | 63229.04 | 63229.04 | 63229.04
2011 | US | SERC | - | SERC-SE | 6a1 | Wind Expected On-Peak | 0 | 0 | 0 | 0 | 0 | 0 | 0 | 0 | 0 | 0 | 0 | 0
2011 | US | SERC | - | SERC-SE | 6a2 | Solar Expected On-Peak | 1 | 2 | 2 | 2 | 2 | 2 | 2 | 2 | 2 | 2 | 2 | 2
2011 | US | SERC | - | SERC-SE | 6a3 | Hydro Expected On-Peak | 3299.54 | 3300.58 | 3300.58 | 3300.58 | 3300.58 | 3300.54 | 3300.58 | 3300.58 | 3300.58 | 3300.58 | 3300.58 | 3300.58
2011 | US | SERC | - | SERC-SE | 6a4 | Biomass Expected On-Peak | 0 | 0 | 0 | 0 | 0 | 0 | 0 | 0 | 0 | 0 | 0 | 0
2011 | US | SERC | - | SERC-SE | 6b | Existing, Other (Note: Enter the net expected value only) | 3408 | 3447 | 4070 | 3175 | 3370 | 3370 | 3370 | 3370 | 3370 | 3370 | 3370 | 3370
2011 | US | SERC | - | SERC-SE | 6b1 | Wind Derate On-Peak | 0 | 0 | 0 | 0 | 0 | 0 | 0 | 0 | 0 | 0 | 0 | 0
2011 | US | SERC | - | SERC-SE | 6b2 | Solar Derate On-Peak | 0 | 0 | 0 | 0 | 0 | 0 | 0 | 0 | 0 | 0 | 0 | 0
2011 | US | SERC | - | SERC-SE | 6b3 | Hydro Derate On-Peak | 0 | 0 | 0 | 0 | 0 | 0 | 0 | 0 | 0 | 0 | 0 | 0
2011 | US | SERC | - | SERC-SE | 6b4 | Biomass Derate On-Peak | 0 | 0 | 0 | 0 | 0 | 0 | 0 | 0 | 0 | 0 | 0 | 0
2011 | US | SERC | - | SERC-SE | 6b5 | Transmission-Limited Resources | 0 | 0 | 0 | 0 | 0 | 0 | 0 | 0 | 0 | 0 | 0 | 0
2011 | US | SERC | - | SERC-SE | 6b6 | All Other Derates | 0 | 0 | 0 | 0 | 0 | 0 | 0 | 0 | 0 | 0 | 0 | 0
2011 | US | SERC | - | SERC-SE | 6b7 | Energy Only (Existing-Other) | 0 | 0 | 0 | 0 | 0 | 0 | 0 | 0 | 0 | 0 | 0 | 0
2011 | US | SERC | - | SERC-SE | 6c | Existing, Inoperable (Note: Capacity reported on this line is not included in margin calculations) | 315 | 315 | 0 | 0 | 0 | 0 | 0 | 0 | 0 | 0 | 0 | 0
2011 | US | SERC | - | SERC-SE | 6d | Total Supply-Side Demand Response | 1668 | 1705 | 1830 | 1926 | 2024 | 2200 | 2297 | 2309 | 2306 | 2315 | 2325 | 2332
2011 | US | SERC | - | SERC-SE | 7 | FUTURE CAPACITY ADDITIONS | 0 | -251 | 1419.7 | 2149.7 | 2459.7 | 3089.7 | 4997.7 | 6097.7 | 6097.7 | 6081.7 | 6081.7 | 6081.7
2011 | US | SERC | - | SERC-SE | 7a | Future, Planned (Note: Enter the net expected value only) | 0 | -251 | 1419.7 | 2251.7 | 2598.7 | 3228.7 | 5136.7 | 6236.7 | 6236.7 | 6236.7 | 6236.7 | 6236.7
2011 | US | SERC | - | SERC-SE | 7a1 | Wind Expected On-Peak | 0 | 0 | 0 | 0 | 0 | 0 | 0 | 0 | 0 | 0 | 0 | 0
2011 | US | SERC | - | SERC-SE | 7a2 | Wind Derate On-Peak | 0 | 0 | 0 | 0 | 0 | 0 | 0 | 0 | 0 | 0 | 0 | 0
2011 | US | SERC | - | SERC-SE | 7a3 | Solar Expected On-Peak | 0 | 0 | 0 | 0 | 0 | 0 | 0 | 0 | 0 | 0 | 0 | 0
2011 | US | SERC | - | SERC-SE | 7a4 | Solar Derate On-Peak | 0 | 0 | 0 | 0 | 0 | 0 | 0 | 0 | 0 | 0 | 0 | 0
2011 | US | SERC | - | SERC-SE | 7a5 | Hydro Expected On-Peak | 0 | 0 | 0 | 0 | 0 | 0 | 0 | 0 | 0 | 0 | 0 | 0
2011 | US | SERC | - | SERC-SE | 7a6 | Hydro Derate On-Peak | 0 | 0 | 0 | 0 | 0 | 0 | 0 | 0 | 0 | 0 | 0 | 0
2011 | US | SERC | - | SERC-SE | 7a7 | Biomass Expected On-Peak | 0 | 0 | 50 | 146 | 146 | 146 | 146 | 146 | 146 | 146 | 146 | 146
2011 | US | SERC | - | SERC-SE | 7a8 | Biomass Derate On-Peak | 0 | 0 | 0 | 0 | 0 | 0 | 0 | 0 | 0 | 0 | 0 | 0
2011 | US | SERC | - | SERC-SE | 7a9 | Transmission-Limited Resources | 0 | 0 | 0 | 0 | 0 | 0 | 0 | 0 | 0 | 0 | 0 | 0
2011 | US | SERC | - | SERC-SE | 7a10 | Scheduled Outage - Maintenance | 0 | 0 | 0 | 0 | 0 | 0 | 0 | 0 | 0 | 0 | 0 | 0
2011 | US | SERC | - | SERC-SE | 7a11 | All Other Derates | 0 | 0 | 0 | 0 | 0 | 0 | 0 | 0 | 0 | 0 | 0 | 0
2011 | US | SERC | - | SERC-SE | 7a12 | Energy Only | 0 | 0 | 0 | 0 | 0 | 0 | 0 | 0 | 0 | 0 | 0 | 0
2011 | US | SERC | - | SERC-SE | 7b | Future, Other (Note: Enter the net expected value only) | 0 | 0 | 0 | -102 | -139 | -139 | -139 | -139 | -139 | -155 | -155 | -155
2011 | US | SERC | - | SERC-SE | 7b1 | Wind Expected On-Peak | 0 | 0 | 0 | 0 | 0 | 0 | 0 | 0 | 0 | 0 | 0 | 0
2011 | US | SERC | - | SERC-SE | 7b2 | Wind Derate On-Peak | 0 | 0 | 0 | 0 | 0 | 0 | 0 | 0 | 0 | 0 | 0 | 0
2011 | US | SERC | - | SERC-SE | 7b3 | Solar Expected On-Peak | 0 | 0 | 0 | 0 | 0 | 0 | 0 | 0 | 0 | 0 | 0 | 0
2011 | US | SERC | - | SERC-SE | 7b4 | Solar Derate On-Peak | 0 | 0 | 0 | 0 | 0 | 0 | 0 | 0 | 0 | 0 | 0 | 0
2011 | US | SERC | - | SERC-SE | 7b5 | Hydro Expected On-Peak | 0 | 0 | 0 | 0 | 0 | 0 | 0 | 0 | 0 | 0 | 0 | 0
2011 | US | SERC | - | SERC-SE | 7b6 | Hydro Derate On-Peak | 0 | 0 | 0 | 0 | 0 | 0 | 0 | 0 | 0 | 0 | 0 | 0
2011 | US | SERC | - | SERC-SE | 7b7 | Biomass Expected On-Peak | 0 | 0 | 0 | 0 | 0 | 0 | 0 | 0 | 0 | 0 | 0 | 0
2011 | US | SERC | - | SERC-SE | 7b8 | Biomass Derate On-Peak | 0 | 0 | 0 | 0 | 0 | 0 | 0 | 0 | 0 | 0 | 0 | 0
2011 | US | SERC | - | SERC-SE | 7b9 | Transmission-Limited Resources | 0 | 0 | 0 | 0 | 0 | 0 | 0 | 0 | 0 | 0 | 0 | 0
2011 | US | SERC | - | SERC-SE | 7b10 | Scheduled Outage - Maintenance | 0 | 0 | 0 | 0 | 0 | 0 | 0 | 0 | 0 | 0 | 0 | 0
2011 | US | SERC | - | SERC-SE | 7b11 | All Other Derates | 0 | 0 | 0 | -102 | -139 | -139 | -139 | -139 | -139 | -155 | -155 | -155
2011 | US | SERC | - | SERC-SE | 7b12 | Energy Only | 0 | 0 | 0 | 0 | 0 | 0 | 0 | 0 | 0 | 0 | 0 | 0
2011 | US | SERC | - | SERC-SE | 8 | Conceptual (Note: Enter the net expected value only) | 0 | 40.5 | 90.5 | 758.5 | 858.5 | 858.5 | 2258.5 | 2258.5 | 2352 | 2445.5 | 2445.5 | 2445.5
2011 | US | SERC | - | SERC-SE | 8a1 | Wind Expected On-Peak | 0 | 0 | 0 | 0 | 0 | 0 | 0 | 0 | 0 | 0 | 0 | 0
2011 | US | SERC | - | SERC-SE | 8a2 | Wind Derate On-Peak | 0 | 0 | 0 | 0 | 0 | 0 | 0 | 0 | 0 | 0 | 0 | 0
2011 | US | SERC | - | SERC-SE | 8a3 | Solar Expected On-Peak | 0 | 0 | 0 | 0 | 0 | 0 | 0 | 0 | 0 | 0 | 0 | 0
2011 | US | SERC | - | SERC-SE | 8a4 | Solar Derate On-Peak | 0 | 0 | 0 | 0 | 0 | 0 | 0 | 0 | 0 | 0 | 0 | 0
2011 | US | SERC | - | SERC-SE | 8a5 | Hydro Expected On-Peak | 0 | 0 | 0 | 0 | 0 | 0 | 0 | 0 | 0 | 0 | 0 | 0
2011 | US | SERC | - | SERC-SE | 8a6 | Hydro Derate On-Peak | 0 | 0 | 0 | 0 | 0 | 0 | 0 | 0 | 0 | 0 | 0 | 0
2011 | US | SERC | - | SERC-SE | 8a7 | Biomass Expected On-Peak | 0 | 2.3 | 52.3 | 107.3 | 207.3 | 207.3 | 207.3 | 207.3 | 207.3 | 207.3 | 207.3 | 207.3
2011 | US | SERC | - | SERC-SE | 8a8 | Biomass Derate On-Peak | 0 | 0 | 0 | 0 | 0 | 0 | 0 | 0 | 0 | 0 | 0 | 0
2011 | US | SERC | - | SERC-SE | 8a9 | All Other Derates | 0 | 0 | 0 | 0 | 0 | 0 | 0 | 0 | 0 | 0 | 0 | 0
2011 | US | SERC | - | SERC-SE | 8a10 | Energy Only | 0 | 0 | 0 | 0 | 0 | 0 | 0 | 0 | 0 | 0 | 0 | 0
2011 | US | SERC | - | SERC-SE | 9 | ANTICIPATED INTERNAL CAPACITY | 64440.14 | 64257.54 | 65819.24 | 67624.74 | 67874.74 | 68680.7 | 70365.74 | 71797.74 | 71786.74 | 71780.74 | 71790.74 | 71797.74
2011 | US | SERC | - | SERC-SE | 10 | CAPACITY TRANSACTIONS - IMPORTS | 732 | 834 | 850 | 850 | 900 | 900 | 825 | 825 | 825 | 825 | 825 | 825
2011 | US | SERC | - | SERC-SE | 10a | Firm (Note: The sum of 10a1 and 10a2 must be ≤ 10a) | 732 | 834 | 850 | 850 | 900 | 900 | 825 | 825 | 825 | 825 | 825 | 825
2011 | US | SERC | - | SERC-SE | 10a1 | Full-Responsibility Purchases | 0 | 0 | 0 | 0 | 0 | 0 | 0 | 0 | 0 | 0 | 0 | 0
2011 | US | SERC | - | SERC-SE | 10a2 | Owned Capacity/Entitlement Located Outside the Region/Subregion | 127 | 127 | 143 | 143 | 143 | 143 | 143 | 143 | 143 | 143 | 143 | 143
2011 | US | SERC | - | SERC-SE | 10b | Non-firm | 0 | 0 | 0 | 0 | 0 | 0 | 0 | 0 | 0 | 0 | 0 | 0
2011 | US | SERC | - | SERC-SE | 10c | Expected (Note: The sum of 10c1 and 10c2 must be ≤ 10c) | 0 | 0 | 0 | 0 | 0 | 0 | 0 | 0 | 0 | 0 | 0 | 0
2011 | US | SERC | - | SERC-SE | 10c1 | Full-Responsibility Purchases | 0 | 0 | 0 | 0 | 0 | 0 | 0 | 0 | 0 | 0 | 0 | 0
2011 | US | SERC | - | SERC-SE | 10c2 | Owned Capacity/Entitlement Located Outside the Region/Subregion | 0 | 0 | 0 | 0 | 0 | 0 | 0 | 0 | 0 | 0 | 0 | 0
2011 | US | SERC | - | SERC-SE | 10d | Provisional – transactions under study, but negotiations have not begun. | 0 | 0 | 0 | 0 | 0 | 0 | 0 | 0 | 0 | 0 | 0 | 0
2011 | US | SERC | - | SERC-SE | 11 | CAPACITY TRANSACTIONS - EXPORTS | 2203 | 2472 | 2498 | 2412 | 2384 | 2559 | 2665 | 2667 | 1627 | 1633 | 1497 | 1497
2011 | US | SERC | - | SERC-SE | 11a | Firm (Note: The sum of 11a1 and 11a2 must be ≤ 11a) | 2203 | 2472 | 2498 | 2412 | 2384 | 2559 | 2665 | 2667 | 1627 | 1633 | 1497 | 1497
2011 | US | SERC | - | SERC-SE | 11a1 | Full-Responsibility Purchases | 119 | 130 | 138 | 0 | 0 | 0 | 0 | 0 | 0 | 0 | 0 | 0
2011 | US | SERC | - | SERC-SE | 11a2 | Owned Capacity/Entitlement Located Outside the Region/Subregion | 0 | 0 | 0 | 0 | 0 | 0 | 0 | 0 | 0 | 0 | 0 | 0
2011 | US | SERC | - | SERC-SE | 11b | Non-firm | 0 | 0 | 0 | 0 | 0 | 0 | 0 | 0 | 0 | 0 | 0 | 0
2011 | US | SERC | - | SERC-SE | 11c | Expected (Note: The sum of 11c1 and 11c2 must be ≤ 11c) | 0 | 0 | 0 | 0 | 0 | 0 | 0 | 0 | 0 | 0 | 0 | 0
2011 | US | SERC | - | SERC-SE | 11c1 | Full-Responsibility Purchases | 0 | 0 | 0 | 0 | 0 | 0 | 0 | 0 | 0 | 0 | 0 | 0
2011 | US | SERC | - | SERC-SE | 11c2 | Owned Capacity/Entitlement Located Outside the Region/Subregion | 0 | 0 | 0 | 0 | 0 | 0 | 0 | 0 | 0 | 0 | 0 | 0
2011 | US | SERC | - | SERC-SE | 11d | Provisional – transactions under study, but negotiations have not begun. | 0 | 0 | 0 | 0 | 0 | 0 | 0 | 0 | 0 | 0 | 0 | 0
2011 | US | SERC | - | SERC-SE | 12 | EXISTING, CERTAIN CAPACITY & NET FIRM TRANSACTIONS | 62969.14 | 62870.54 | 62751.54 | 63811.04 | 63792.04 | 63793 | 63389.04 | 63719.04 | 64748.04 | 64736.04 | 64882.04 | 64889.04
2011 | US | SERC | - | SERC-SE | 13 | ANTICIPATED CAPACITY RESOURCES |  | 62619.54 | 64171.24 | 66062.74 | 66390.74 | 67021.7 | 68525.74 | 69955.74 | 70984.74 | 70972.74 | 71118.74 | 71125.74
2011 | US | SERC | - | SERC-SE | 14 | PROSPECTIVE CAPACITY RESOURCES |  | 66066.54 | 68241.24 | 69135.74 | 69621.74 | 70252.7 | 71756.74 | 73186.74 | 74215.74 | 74187.74 | 74333.74 | 74340.74
2011 | US | SERC | - | SERC-SE | 15 | TOTAL POTENTIAL CAPACITY RESOURCES |  | 66107.04 | 68331.74 | 69894.24 | 70480.24 | 71111.2 | 74015.24 | 75445.24 | 76567.74 | 76633.24 | 76779.24 | 76786.24
2011 | US | SERC | - | SERC-SE | 15a | ADJUSTED POTENTIAL CAPACITY RESOURCES |  | 66066.54 | 68241.24 | 69135.74 | 69621.74 | 70252.7 | 71756.74 | 73186.74 | 74215.74 | 74187.74 | 74333.74 | 74340.74
2011 | US | SERC | - | SERC-SE | 16a | Confidence of Future, Other (7b), using reasonable judgement |  | 0 | 0 | 0 | 0 | 0 | 0 | 0 | 0 | 0 | 0 | 0
2011 | US | SERC | - | SERC-SE | 16b | Net Future, Other Resources After Confidence Percentage Is Applied |  | 0 | 0 | -102 | -139 | -139 | -139 | -139 | -139 | -155 | -155 | -155
2011 | US | SERC | - | SERC-SE | 16c | Confidence of Conceptual (8), using reasonable judgement |  | 0 | 0 | 0 | 0 | 0 | 0 | 0 | 0 | 0 | 0 | 0
2011 | US | SERC | - | SERC-SE | 16d | Net Conceptual Resources After Confidence Percentage Is Applied |  | 0 | 0 | 0 | 0 | 0 | 0 | 0 | 0 | 0 | 0 | 0
2011 | US | SERC | - | SERC-SE | 17 | Region/Subregion Target Reserve Margin |  | 15% | 15% | 15% | 15% | 15% | 15% | 15% | 15% | 15% | 15% | 15%
2011 | US | SERC | - | SERC-SE | 18 | Existing Certain and Net Firm Transactions Reserve Margin |  | 42.11% | 38.37% | 37.9% | 35.62% | 33.68% | 30.88% | 30.04% | 30.09% | 28.19% | 26.29% | 24.08%
2011 | US | SERC | - | SERC-SE | 19 | Anticipated Capacity Resources Reserve Margin |  | 41.55% | 41.5% | 42.76% | 41.14% | 40.44% | 41.49% | 42.76% | 42.62% | 40.54% | 38.43% | 36.01%
2011 | US | SERC | - | SERC-SE | 20 | Prospective Capacity Resources Reserve Margin |  | 49.34% | 50.47% | 49.4% | 48.01% | 47.22% | 48.16% | 49.36% | 49.11% | 46.9% | 44.68% | 42.16%
2011 | US | SERC | - | SERC-SE | 21 | Total Potential Resources Reserve Margin |  | 49.43% | 50.67% | 51.04% | 49.84% | 49.01% | 52.82% | 53.97% | 53.83% | 51.75% | 49.44% | 46.83%
2011 | US | SERC | - | SERC-SE | 22 | Adjusted Potential Resources Reserve Margin |  | 49.34% | 50.47% | 49.4% | 48.01% | 47.22% | 48.16% | 49.36% | 49.11% | 46.9% | 44.68% | 42.16%
2011 | US | SERC | - | SERC-SE | 23 | Total Baseline Installed Capacity | 0: 66495.14
2011 | US | SERC | - | SERC-SE | 24 | Distributed or Other Capacity (Behind the Meter) < 1 MW
2011 | US | SERC | - | SERC-SE | 25 | Distributed or Other Capacity (Behind the Meter) ≥ 1 MW
2011 | US | SERC | - | SERC-SE | 26 | Capacity Total from EIA-860
2011 | US | SERC | - | SERC-W | 1 | Unrestricted Non-coincident Peak Demand | 20164 | 20330 | 21064 | 21004 | 21547 | 22025 | 22173 | 22434 | 22983 | 23987 | 23424 | 23810
2011 | US | SERC | - | SERC-W | 1a | New Conservation (Energy Efficiency) | 0 | 0 | 0 | 0 | 0 | 0 | 0 | 0 | 0 | 0 | 0 | 0
2011 | US | SERC | - | SERC-W | 1b | Estimated Diversity | 0 | 963 | 971 | 740 | 1002 | 1014 | 978 | 942 | 1200 | 1063 | 1081 | 1069
2011 | US | SERC | - | SERC-W | 1c | Additions for non-member load (load served by non-registered LSE's in a region) | 0 | 639 | 571 | 703 | 872 | 723 | 875 | 902 | 685 | 0 | 850 | 749
2011 | US | SERC | - | SERC-W | 1d | Stand-by Load Under Contract (Normally served by behind the meter generation) | 0 | 0 | 0 | 0 | 0 | 0 | 0 | 0 | 0 | 0 | 0 | 0
2011 | US | SERC | - | SERC-W | 1e | Non-Controllable Demand-Side Demand Response | 0 | 0 | 0 | 0 | 0 | 0 | 0 | 0 | 0 | 0 | 0 | 0
2011 | US | SERC | - | SERC-W | 2 | Total Internal Demand | 20164 | 20006 | 20664 | 20967 | 21417 | 21734 | 22070 | 22394 | 22468 | 22924 | 23193 | 23490
2011 | US | SERC | - | SERC-W | 2H1 | Load Forecast Uncertainty (Extreme Demand Factor) | 1 | 1.06 | 1.06 | 1.06 | 1.06 | 1.06 | 1.06 | 1.06 | 1.06 | 1.06 | 1.06 | 1.06
2011 | US | SERC | - | SERC-W | 2H | Total Internal Demand | 20164 | 21206.36 | 21903.84 | 22225.02 | 22702.02 | 23038.04 | 23394.2 | 23737.64 | 23816.08 | 24299.44 | 24584.58 | 24899.4
2011 | US | SERC | - | SERC-W | 2a | Supply-Side Direct Control Load Management | 0 | 0 | 0 | 0 | 0 | 0 | 0 | 0 | 0 | 0 | 0 | 0
2011 | US | SERC | - | SERC-W | 2b | Supply-Side Contractually Interruptible (Curtailable) | 319 | 723 | 755 | 857 | 761 | 789 | 803 | 807 | 810 | 806 | 808 | 820
2011 | US | SERC | - | SERC-W | 2c | Supply-Side Critical Peak-Pricing (CPP) with Control | 0 | 0 | 0 | 0 | 0 | 0 | 0 | 0 | 0 | 0 | 0 | 0
2011 | US | SERC | - | SERC-W | 2d | Supply-Side Load as a Capacity Resource | 0 | 0 | 0 | 0 | 0 | 0 | 0 | 0 | 0 | 0 | 0 | 0
2011 | US | SERC | - | SERC-W | 3 | Net Internal Demand | 19845 | 19283 | 19909 | 20110 | 20656 | 20945 | 21267 | 21587 | 21658 | 22118 | 22385 | 22670
2011 | US | SERC | - | SERC-W | 4a | Demand Response used for Ancillary Services - Spinning Reserves | 0 | 0 | 0 | 0 | 0 | 0 | 0 | 0 | 0 | 0 | 0 | 0
2011 | US | SERC | - | SERC-W | 4b | Demand Response used for Ancillary Services - Non-Spinning Reserves | 0 | 0 | 0 | 0 | 0 | 0 | 0 | 0 | 0 | 0 | 0 | 0
2011 | US | SERC | - | SERC-W | 4c | Demand Response used for Regulation | 0 | 0 | 0 | 0 | 0 | 0 | 0 | 0 | 0 | 0 | 0 | 0
2011 | US | SERC | - | SERC-W | 4d | Demand Response used for Energy, Voluntary Services - Emergency | 0 | 0 | 0 | 0 | 0 | 0 | 0 | 0 | 0 | 0 | 0 | 0
2011 | US | SERC | - | SERC-W | 5 | TOTAL INTERNAL CAPACITY | 0 | 41415.7 | 43784.7 | 43910.7 | 43864.7 | 44050.7 | 44064.7 | 44068.7 | 44591.7 | 44656.7 | 44658.7 | 44670.7
2011 | US | SERC | - | SERC-W | 6 | EXISTING CAPACITY | 0 | 41523.7 | 43732.7 | 43834.7 | 43738.7 | 43924.7 | 43938.7 | 43942.7 | 44465.7 | 44530.7 | 44532.7 | 44544.7
2011 | US | SERC | - | SERC-W | 6a | Existing, Certain | 35667.2 | 35889.7 | 35417.7 | 35227.7 | 34894.7 | 34370.7 | 34279.7 | 33454.7 | 32868.7 | 32411.7 | 32347.7 | 31923.7
2011 | US | SERC | - | SERC-W | 6a1 | Wind Expected On-Peak | 0 | 0 | 0 | 0 | 0 | 0 | 0 | 0 | 0 | 0 | 0 | 0
2011 | US | SERC | - | SERC-W | 6a2 | Solar Expected On-Peak | 0 | 0 | 0 | 0 | 0 | 0 | 0 | 0 | 0 | 0 | 0 | 0
2011 | US | SERC | - | SERC-W | 6a3 | Hydro Expected On-Peak | 259 | 259 | 259 | 259 | 259 | 259 | 259 | 259 | 259 | 259 | 259 | 259
2011 | US | SERC | - | SERC-W | 6a4 | Biomass Expected On-Peak | 0 | 0 | 0 | 0 | 0 | 0 | 0 | 0 | 0 | 0 | 0 | 0
2011 | US | SERC | - | SERC-W | 6b | Existing, Other (Note: Enter the net expected value only) | 3402.7 | 3631 | 6280 | 6470 | 6803 | 7485 | 7576 | 8401 | 9507 | 10033 | 10097 | 10521
2011 | US | SERC | - | SERC-W | 6b1 | Wind Derate On-Peak | 0 | 0 | 0 | 0 | 0 | 0 | 0 | 0 | 0 | 0 | 0 | 0
2011 | US | SERC | - | SERC-W | 6b2 | Solar Derate On-Peak | 0 | 0 | 0 | 0 | 0 | 0 | 0 | 0 | 0 | 0 | 0 | 0
2011 | US | SERC | - | SERC-W | 6b3 | Hydro Derate On-Peak | 0 | 0 | 0 | 0 | 0 | 0 | 0 | 0 | 0 | 0 | 0 | 0
2011 | US | SERC | - | SERC-W | 6b4 | Biomass Derate On-Peak | 0 | 0 | 0 | 0 | 0 | 0 | 0 | 0 | 0 | 0 | 0 | 0
2011 | US | SERC | - | SERC-W | 6b5 | Transmission-Limited Resources | 0 | 0 | 0 | 0 | 0 | 0 | 0 | 0 | 0 | 0 | 0 | 0
2011 | US | SERC | - | SERC-W | 6b6 | All Other Derates | 0 | 0 | 0 | 0 | 0 | 0 | 0 | 0 | 0 | 0 | 0 | 0
2011 | US | SERC | - | SERC-W | 6b7 | Energy Only (Existing-Other) | 1342 | 1299 | 1191 | 1191 | 1291 | 1291 | 1291 | 1291 | 1291 | 1291 | 1291 | 1291
2011 | US | SERC | - | SERC-W | 6c | Existing, Inoperable (Note: Capacity reported on this line is not included in margin calculations) | 1280 | 1280 | 1280 | 1280 | 1280 | 1280 | 1280 | 1280 | 1280 | 1280 | 1280 | 1280
2011 | US | SERC | - | SERC-W | 6d | Total Supply-Side Demand Response | 319 | 723 | 755 | 857 | 761 | 789 | 803 | 807 | 810 | 806 | 808 | 820
2011 | US | SERC | - | SERC-W | 7 | FUTURE CAPACITY ADDITIONS | 0 | -108 | 52 | 76 | 126 | 126 | 126 | 126 | 126 | 126 | 126 | 126
2011 | US | SERC | - | SERC-W | 7a | Future, Planned (Note: Enter the net expected value only) | 0 | -108 | 52 | 76 | 126 | 126 | 126 | 126 | 126 | 126 | 126 | 126
2011 | US | SERC | - | SERC-W | 7a1 | Wind Expected On-Peak | 0 | 0 | 0 | 0 | 0 | 0 | 0 | 0 | 0 | 0 | 0 | 0
2011 | US | SERC | - | SERC-W | 7a2 | Wind Derate On-Peak | 0 | 0 | 0 | 0 | 0 | 0 | 0 | 0 | 0 | 0 | 0 | 0
2011 | US | SERC | - | SERC-W | 7a3 | Solar Expected On-Peak | 0 | 0 | 0 | 0 | 0 | 0 | 0 | 0 | 0 | 0 | 0 | 0
2011 | US | SERC | - | SERC-W | 7a4 | Solar Derate On-Peak | 0 | 0 | 0 | 0 | 0 | 0 | 0 | 0 | 0 | 0 | 0 | 0
2011 | US | SERC | - | SERC-W | 7a5 | Hydro Expected On-Peak | 0 | 0 | 0 | 24 | 24 | 24 | 24 | 24 | 24 | 24 | 24 | 24
2011 | US | SERC | - | SERC-W | 7a6 | Hydro Derate On-Peak | 0 | 0 | 0 | 0 | 0 | 0 | 0 | 0 | 0 | 0 | 0 | 0
2011 | US | SERC | - | SERC-W | 7a7 | Biomass Expected On-Peak | 0 | 0 | 0 | 0 | 50 | 50 | 50 | 50 | 50 | 50 | 50 | 50
2011 | US | SERC | - | SERC-W | 7a8 | Biomass Derate On-Peak | 0 | 0 | 0 | 0 | 0 | 0 | 0 | 0 | 0 | 0 | 0 | 0
2011 | US | SERC | - | SERC-W | 7a9 | Transmission-Limited Resources | 0 | 0 | 0 | 0 | 0 | 0 | 0 | 0 | 0 | 0 | 0 | 0
2011 | US | SERC | - | SERC-W | 7a10 | Scheduled Outage - Maintenance | 0 | 0 | 0 | 0 | 0 | 0 | 0 | 0 | 0 | 0 | 0 | 0
2011 | US | SERC | - | SERC-W | 7a11 | All Other Derates | 0 | 0 | 0 | 0 | 0 | 0 | 0 | 0 | 0 | 0 | 0 | 0
2011 | US | SERC | - | SERC-W | 7a12 | Energy Only | 0 | 0 | 0 | 0 | 0 | 0 | 0 | 0 | 0 | 0 | 0 | 0
2011 | US | SERC | - | SERC-W | 7b | Future, Other (Note: Enter the net expected value only) | 0 | 0 | 0 | 0 | 0 | 0 | 0 | 0 | 0 | 0 | 0 | 0
2011 | US | SERC | - | SERC-W | 7b1 | Wind Expected On-Peak | 0 | 0 | 0 | 0 | 0 | 0 | 0 | 0 | 0 | 0 | 0 | 0
2011 | US | SERC | - | SERC-W | 7b2 | Wind Derate On-Peak | 0 | 0 | 0 | 0 | 0 | 0 | 0 | 0 | 0 | 0 | 0 | 0
2011 | US | SERC | - | SERC-W | 7b3 | Solar Expected On-Peak | 0 | 0 | 0 | 0 | 0 | 0 | 0 | 0 | 0 | 0 | 0 | 0
2011 | US | SERC | - | SERC-W | 7b4 | Solar Derate On-Peak | 0 | 0 | 0 | 0 | 0 | 0 | 0 | 0 | 0 | 0 | 0 | 0
2011 | US | SERC | - | SERC-W | 7b5 | Hydro Expected On-Peak | 0 | 0 | 0 | 0 | 0 | 0 | 0 | 0 | 0 | 0 | 0 | 0
2011 | US | SERC | - | SERC-W | 7b6 | Hydro Derate On-Peak | 0 | 0 | 0 | 0 | 0 | 0 | 0 | 0 | 0 | 0 | 0 | 0
2011 | US | SERC | - | SERC-W | 7b7 | Biomass Expected On-Peak | 0 | 0 | 0 | 0 | 0 | 0 | 0 | 0 | 0 | 0 | 0 | 0
2011 | US | SERC | - | SERC-W | 7b8 | Biomass Derate On-Peak | 0 | 0 | 0 | 0 | 0 | 0 | 0 | 0 | 0 | 0 | 0 | 0
2011 | US | SERC | - | SERC-W | 7b9 | Transmission-Limited Resources | 0 | 0 | 0 | 0 | 0 | 0 | 0 | 0 | 0 | 0 | 0 | 0
2011 | US | SERC | - | SERC-W | 7b10 | Scheduled Outage - Maintenance | 0 | 0 | 0 | 0 | 0 | 0 | 0 | 0 | 0 | 0 | 0 | 0
2011 | US | SERC | - | SERC-W | 7b11 | All Other Derates | 0 | 0 | 0 | 0 | 0 | 0 | 0 | 0 | 0 | 0 | 0 | 0
2011 | US | SERC | - | SERC-W | 7b12 | Energy Only | 0 | 0 | 0 | 0 | 0 | 0 | 0 | 0 | 0 | 0 | 0 | 0
2011 | US | SERC | - | SERC-W | 8 | Conceptual (Note: Enter the net expected value only) | 0 | 0 | 0 | 10 | 710 | 1637 | 1692 | 1747 | 2402 | 3152 | 3302 | 4052
2011 | US | SERC | - | SERC-W | 8a1 | Wind Expected On-Peak | 0 | 0 | 0 | 0 | 0 | 2.5 | 5 | 7.5 | 10 | 10 | 10 | 10
2011 | US | SERC | - | SERC-W | 8a2 | Wind Derate On-Peak | 0 | 0 | 0 | 0 | 0 | -47.5 | -95 | -142.5 | -190 | -190 | -190 | -190
2011 | US | SERC | - | SERC-W | 8a3 | Solar Expected On-Peak | 0 | 0 | 0 | 0 | 0 | 0 | 0 | 0 | 0 | 0 | 0 | 0
2011 | US | SERC | - | SERC-W | 8a4 | Solar Derate On-Peak | 0 | 0 | 0 | 0 | 0 | 0 | 0 | 0 | 0 | 0 | 0 | 0
2011 | US | SERC | - | SERC-W | 8a5 | Hydro Expected On-Peak | 0 | 0 | 0 | 0 | 0 | 0 | 0 | 0 | 0 | 50 | 100 | 150
2011 | US | SERC | - | SERC-W | 8a6 | Hydro Derate On-Peak | 0 | 0 | 0 | 0 | 0 | 0 | 0 | 0 | 0 | 0 | 0 | 0
2011 | US | SERC | - | SERC-W | 8a7 | Biomass Expected On-Peak | 0 | 0 | 0 | 10 | 110 | 210 | 310 | 410 | 510 | 610 | 710 | 810
2011 | US | SERC | - | SERC-W | 8a8 | Biomass Derate On-Peak | 0 | 0 | 0 | 0 | 0 | 0 | 0 | 0 | 0 | 0 | 0 | 0
2011 | US | SERC | - | SERC-W | 8a9 | All Other Derates | 0 | 0 | 0 | 0 | 0 | 0 | 0 | 0 | 0 | 0 | 0 | 0
2011 | US | SERC | - | SERC-W | 8a10 | Energy Only | 0 | 0 | 0 | 0 | 0 | 0 | 0 | 0 | 0 | 0 | 0 | 0
2011 | US | SERC | - | SERC-W | 9 | ANTICIPATED INTERNAL CAPACITY | 35986.2 | 36504.7 | 36224.7 | 36160.7 | 35781.7 | 35285.7 | 35208.7 | 34387.7 | 33804.7 | 33343.7 | 33281.7 | 32869.7
2011 | US | SERC | - | SERC-W | 10 | CAPACITY TRANSACTIONS - IMPORTS | 1384 | 1526 | 1220 | 1170 | 1170 | 1170 | 300 | 300 | 300 | 300 | 0 | 0
2011 | US | SERC | - | SERC-W | 10a | Firm (Note: The sum of 10a1 and 10a2 must be ≤ 10a) | 1187 | 1370 | 1220 | 1170 | 1170 | 1170 | 300 | 300 | 300 | 300 | 0 | 0
2011 | US | SERC | - | SERC-W | 10a1 | Full-Responsibility Purchases | 0 | 0 | 0 | 0 | 0 | 0 | 0 | 0 | 0 | 0 | 0 | 0
2011 | US | SERC | - | SERC-W | 10a2 | Owned Capacity/Entitlement Located Outside the Region/Subregion | 0 | 0 | 0 | 0 | 0 | 0 | 0 | 0 | 0 | 0 | 0 | 0
2011 | US | SERC | - | SERC-W | 10b | Non-firm | 97 | 6 | 0 | 0 | 0 | 0 | 0 | 0 | 0 | 0 | 0 | 0
2011 | US | SERC | - | SERC-W | 10c | Expected (Note: The sum of 10c1 and 10c2 must be ≤ 10c) | 100 | 150 | 0 | 0 | 0 | 0 | 0 | 0 | 0 | 0 | 0 | 0
2011 | US | SERC | - | SERC-W | 10c1 | Full-Responsibility Purchases | 0 | 0 | 0 | 0 | 0 | 0 | 0 | 0 | 0 | 0 | 0 | 0
2011 | US | SERC | - | SERC-W | 10c2 | Owned Capacity/Entitlement Located Outside the Region/Subregion | 0 | 0 | 0 | 0 | 0 | 0 | 0 | 0 | 0 | 0 | 0 | 0
2011 | US | SERC | - | SERC-W | 10d | Provisional – transactions under study, but negotiations have not begun. | 0 | 0 | 0 | 0 | 0 | 0 | 0 | 0 | 0 | 0 | 0 | 0
2011 | US | SERC | - | SERC-W | 11 | CAPACITY TRANSACTIONS - EXPORTS | 2301 | 2204 | 2057 | 2057 | 2057 | 2057 | 2057 | 2057 | 2057 | 2057 | 2057 | 2507
2011 | US | SERC | - | SERC-W | 11a | Firm (Note: The sum of 11a1 and 11a2 must be ≤ 11a) | 2104 | 2048 | 2057 | 2057 | 2057 | 2057 | 2057 | 2057 | 2057 | 2057 | 2057 | 2507
2011 | US | SERC | - | SERC-W | 11a1 | Full-Responsibility Purchases | 1022 | 1022 | 1022 | 1022 | 1022 | 1022 | 1022 | 1022 | 1022 | 1022 | 1022 | 1472
2011 | US | SERC | - | SERC-W | 11a2 | Owned Capacity/Entitlement Located Outside the Region/Subregion | 200 | 200 | 216 | 216 | 216 | 216 | 216 | 216 | 216 | 216 | 216 | 216
2011 | US | SERC | - | SERC-W | 11b | Non-firm | 97 | 6 | 0 | 0 | 0 | 0 | 0 | 0 | 0 | 0 | 0 | 0
2011 | US | SERC | - | SERC-W | 11c | Expected (Note: The sum of 11c1 and 11c2 must be ≤ 11c) | 100 | 150 | 0 | 0 | 0 | 0 | 0 | 0 | 0 | 0 | 0 | 0
2011 | US | SERC | - | SERC-W | 11c1 | Full-Responsibility Purchases | 0 | 0 | 0 | 0 | 0 | 0 | 0 | 0 | 0 | 0 | 0 | 0
2011 | US | SERC | - | SERC-W | 11c2 | Owned Capacity/Entitlement Located Outside the Region/Subregion | 0 | 0 | 0 | 0 | 0 | 0 | 0 | 0 | 0 | 0 | 0 | 0
2011 | US | SERC | - | SERC-W | 11d | Provisional – transactions under study, but negotiations have not begun. | 0 | 0 | 0 | 0 | 0 | 0 | 0 | 0 | 0 | 0 | 0 | 0
2011 | US | SERC | - | SERC-W | 12 | EXISTING, CERTAIN CAPACITY & NET FIRM TRANSACTIONS | 35069.2 | 35934.7 | 35335.7 | 35197.7 | 34768.7 | 34272.7 | 33325.7 | 32504.7 | 31921.7 | 31460.7 | 31098.7 | 30236.7
2011 | US | SERC | - | SERC-W | 13 | ANTICIPATED CAPACITY RESOURCES |  | 35826.7 | 35387.7 | 35273.7 | 34894.7 | 34398.7 | 33451.7 | 32630.7 | 32047.7 | 31586.7 | 31224.7 | 30362.7
2011 | US | SERC | - | SERC-W | 14 | PROSPECTIVE CAPACITY RESOURCES |  | 39457.7 | 41667.7 | 41743.7 | 41697.7 | 41883.7 | 41027.7 | 41031.7 | 41554.7 | 41619.7 | 41321.7 | 40883.7
2011 | US | SERC | - | SERC-W | 15 | TOTAL POTENTIAL CAPACITY RESOURCES |  | 39457.7 | 41667.7 | 41753.7 | 42407.7 | 43520.7 | 42719.7 | 42778.7 | 43956.7 | 44771.7 | 44623.7 | 44935.7
2011 | US | SERC | - | SERC-W | 15a | ADJUSTED POTENTIAL CAPACITY RESOURCES |  | 39457.7 | 41667.7 | 41743.7 | 41697.7 | 41883.7 | 41027.7 | 41031.7 | 41554.7 | 41619.7 | 41321.7 | 40883.7
2011 | US | SERC | - | SERC-W | 16a | Confidence of Future, Other (7b), using reasonable judgement |  | 0 | 0 | 0 | 0 | 0 | 0 | 0 | 0 | 0 | 0 | 0
2011 | US | SERC | - | SERC-W | 16b | Net Future, Other Resources After Confidence Percentage Is Applied |  | 0 | 0 | 0 | 0 | 0 | 0 | 0 | 0 | 0 | 0 | 0
2011 | US | SERC | - | SERC-W | 16c | Confidence of Conceptual (8), using reasonable judgement |  | 0 | 0 | 0 | 0 | 0 | 0 | 0 | 0 | 0 | 0 | 0
2011 | US | SERC | - | SERC-W | 16d | Net Conceptual Resources After Confidence Percentage Is Applied |  | 0 | 0 | 0 | 0 | 0 | 0 | 0 | 0 | 0 | 0 | 0
2011 | US | SERC | - | SERC-W | 17 | Region/Subregion Target Reserve Margin |  | 15% | 15% | 15% | 15% | 15% | 15% | 15% | 15% | 15% | 15% | 15%
2011 | US | SERC | - | SERC-W | 18 | Existing Certain and Net Firm Transactions Reserve Margin |  | 79.62% | 71% | 67.87% | 62.34% | 57.69% | 51% | 45.15% | 42.08% | 37.24% | 34.09% | 28.72%
2011 | US | SERC | - | SERC-W | 19 | Anticipated Capacity Resources Reserve Margin |  | 79.08% | 71.25% | 68.23% | 62.93% | 58.27% | 51.57% | 45.71% | 42.64% | 37.79% | 34.63% | 29.26%
2011 | US | SERC | - | SERC-W | 20 | Prospective Capacity Resources Reserve Margin |  | 97.23% | 101.6% | 99.09% | 94.69% | 92.71% | 85.9% | 83.23% | 84.95% | 81.56% | 78.16% | 74.05%
2011 | US | SERC | - | SERC-W | 21 | Total Potential Resources Reserve Margin |  | 97.23% | 101.6% | 99.14% | 98.01% | 100.2% | 93.56% | 91.03% | 95.64% | 95.3% | 92.4% | 91.3%
2011 | US | SERC | - | SERC-W | 22 | Adjusted Potential Resources Reserve Margin |  | 97.23% | 101.6% | 99.09% | 94.69% | 92.71% | 85.9% | 83.23% | 84.95% | 81.56% | 78.16% | 74.05%
2011 | US | SERC | - | SERC-W | 23 | Total Baseline Installed Capacity | 0: 40349.9
2011 | US | SERC | - | SERC-W | 24 | Distributed or Other Capacity (Behind the Meter) < 1 MW
2011 | US | SERC | - | SERC-W | 25 | Distributed or Other Capacity (Behind the Meter) ≥ 1 MW
2011 | US | SERC | - | SERC-W | 26 | Capacity Total from EIA-860
2011 | US | SPP | - | SPP | 1 | Unrestricted Non-coincident Peak Demand | 41226.4467 | 41544.7622 | 42215.9006 | 42804.776 | 42859.5671 | 43370.2647 | 43951.5911 | 44616.8463 | 45156.8188 | 45123.1049 | 45746.2181 | 46194.4333
2011 | US | SPP | - | SPP | 1a | New Conservation (Energy Efficiency) |  | 130.4017 | 164.8415 | 187.1711 | 195.531 | 225.5644 | 249.1105 | 268.8806 | 287.0859 | 299.6822 | 303.4534 | 287.2372
2011 | US | SPP | - | SPP | 1b | Estimated Diversity |  | 264.5609 | 270.1981 | 275.7348 | 297.9681 | 173.8601 | 178.2141 | 181.8516 | 184.6894 | 186.4026 | 188.7674 | 191.0012
2011 | US | SPP | - | SPP | 1c | Additions for non-member load (load served by non-registered LSE's in a region) |  | 0 | 0 | 0 | 0 | 0 | 0 | 0 | 0 | 0 | 0 | 0
2011 | US | SPP | - | SPP | 1d | Stand-by Load Under Contract (Normally served by behind the meter generation) |  | 0 | 0 | 0 | 0 | 0 | 0 | 0 | 0 | 0 | 0 | 0
2011 | US | SPP | - | SPP | 1e | Non-Controllable Demand-Side Demand Response |  | 12.1 | 88.1 | 169.1 | 274.1 | 311.1 | 346.1 | 361.1 | 379.1 | 381.1 | 384.1 | 385.1
2011 | US | SPP | - | SPP | 2 | Total Internal Demand | 41226.4467 | 41137.6997 | 41692.7611 | 42172.7702 | 42091.968 | 42659.7402 | 43178.1666 | 43805.0142 | 44305.9435 | 44255.9201 | 44869.8973 | 45331.0949
2011 | US | SPP | - | SPP | 2H1 | Load Forecast Uncertainty (Extreme Demand Factor)
2011 | US | SPP | - | SPP | 2H | Total Internal Demand |  | 0 | 0 | 0 | 0 | 0 | 0 | 0 | 0 | 0 | 0 | 0
2011 | US | SPP | - | SPP | 2a | Supply-Side Direct Control Load Management | 8 | 102.465 | 127.265 | 137.265 | 145.265 | 156.265 | 165.265 | 175.265 | 184.265 | 192.265 | 200.265 | 208.265
2011 | US | SPP | - | SPP | 2b | Supply-Side Contractually Interruptible (Curtailable) | 652 | 816.892 | 872.892 | 870.892 | 873.892 | 812.892 | 819.892 | 960.892 | 921.892 | 884.892 | 843.892 | 802.892
2011 | US | SPP | - | SPP | 2c | Supply-Side Critical Peak-Pricing (CPP) with Control | 0 | 0 | 0 | 0 | 0 | 0 | 0 | 0 | 0 | 0 | 0 | 0
2011 | US | SPP | - | SPP | 2d | Supply-Side Load as a Capacity Resource | 0 | 0 | 0 | 0 | 0 | 0 | 0 | 0 | 0 | 0 | 0 | 0
2011 | US | SPP | - | SPP | 3 | Net Internal Demand | 40566.4467 | 40218.3427 | 40692.6041 | 41164.6132 | 41072.811 | 41690.5832 | 42193.0096 | 42668.8572 | 43199.7866 | 43178.7632 | 43825.7403 | 44319.938
2011 | US | SPP | - | SPP | 4a | Demand Response used for Ancillary Services - Spinning Reserves | 0 | 0 | 0 | 0 | 0 | 0 | 0 | 0 | 0 | 0 | 0 | 0
2011 | US | SPP | - | SPP | 4b | Demand Response used for Ancillary Services - Non-Spinning Reserves | 0 | 0 | 0 | 0 | 0 | 0 | 0 | 0 | 0 | 0 | 0 | 0
2011 | US | SPP | - | SPP | 4c | Demand Response used for Regulation | 0 | 0 | 0 | 0 | 0 | 0 | 0 | 0 | 0 | 0 | 0 | 0
2011 | US | SPP | - | SPP | 4d | Demand Response used for Energy, Voluntary Services - Emergency | 0 | 0 | 0 | 0 | 0 | 0 | 0 | 0 | 0 | 0 | 0 | 0
2011 | US | SPP | - | SPP | 5 | TOTAL INTERNAL CAPACITY | 71097.3781 | 74199.456 | 71317.274 | 71958.974 | 72255.274 | 72990.854 | 73318.544 | 74578.52 | 74937.118 | 75113.576 | 75411.576 | 75754.576
2011 | US | SPP | - | SPP | 6 | EXISTING CAPACITY | 71097.3781 | 74140.756 | 69803.874 | 69811.874 | 69822.874 | 69772.874 | 69788.874 | 69939.874 | 69909.874 | 69880.874 | 69847.874 | 69814.874
2011 | US | SPP | - | SPP | 6a | Existing, Certain | 61485.9981 | 63818.7871 | 63818.7871 | 63818.7871 | 63818.7871 | 63818.7871 | 63818.7871 | 63818.7871 | 63818.7871 | 63818.7871 | 63818.7871 | 63818.7871
2011 | US | SPP | - | SPP | 6a1 | Wind Expected On-Peak | 0: 292; 109: 243.862
2011 | US | SPP | - | SPP | 6a2 | Solar Expected On-Peak | 0: 0; 109: 0
2011 | US | SPP | - | SPP | 6a3 | Hydro Expected On-Peak | 0: 2901.058; 109: 2621.058
2011 | US | SPP | - | SPP | 6a4 | Biomass Expected On-Peak | 0: 8.2; 109: 11.24
2011 | US | SPP | - | SPP | 6b | Existing, Other (Note: Enter the net expected value only) | 4929 | 4652.73 | 4652.73 | 4652.73 | 4652.73 | 4652.73 | 4652.73 | 4652.73 | 4652.73 | 4652.73 | 4652.73 | 4652.73
2011 | US | SPP | - | SPP | 6b1 | Wind Derate On-Peak | 0: 3173.4; 109: 3173.4
2011 | US | SPP | - | SPP | 6b2 | Solar Derate On-Peak | 0: 0; 109: 0
2011 | US | SPP | - | SPP | 6b3 | Hydro Derate On-Peak | 0: 136; 109: 134.5
2011 | US | SPP | - | SPP | 6b4 | Biomass Derate On-Peak | 0: 0; 109: 0
2011 | US | SPP | - | SPP | 6b5 | Transmission-Limited Resources | 0: 0; 109: 0
2011 | US | SPP | - | SPP | 6b6 | All Other Derates | 0: 395.98; 109: 1109.782
2011 | US | SPP | - | SPP | 6b7 | Energy Only (Existing-Other) | 0: 34; 109: 337.802
2011 | US | SPP | - | SPP | 6c | Existing, Inoperable (Note: Capacity reported on this line is not included in margin calculations) | 317 | 332.2 | 332.2 | 332.2 | 332.2 | 332.2 | 332.2 | 332.2 | 332.2 | 332.2 | 332.2 | 332.2
2011 | US | SPP | - | SPP | 6d | Total Supply-Side Demand Response | 660 | 919.357 | 1000.157 | 1008.157 | 1019.157 | 969.157 | 985.157 | 1136.157 | 1106.157 | 1077.157 | 1044.157 | 1011.157
2011 | US | SPP | - | SPP | 7 | FUTURE CAPACITY ADDITIONS |  | 43.2 | 865.9 | 1419.6 | 1699.5 | 2456.04 | 2787.895 | 3911.146 | 4291.702 | 4505.202 | 4836.202 | 5212.202
2011 | US | SPP | - | SPP | 7a | Future, Planned (Note: Enter the net expected value only) |  | 43.2 | 865.9 | 1419.6 | 1699.5 | 2456.04 | 2787.895 | 3911.146 | 4291.702 | 4505.202 | 4836.202 | 5212.202
2011 | US | SPP | - | SPP | 7a1 | Wind Expected On-Peak |  | 0 | 31.7 | 39.4 | 39.4 | 39.4 | 39.4 | 39.4 | 39.4 | 39.4 | 39.4 | 39.4
2011 | US | SPP | - | SPP | 7a2 | Wind Derate On-Peak |  | 3 | 607 | 687 | 687 | 687 | 687 | 687 | 687 | 687 | 687 | 687
2011 | US | SPP | - | SPP | 7a3 | Solar Expected On-Peak |  | 0 | 5 | 5 | 5 | 7.5 | 7.5 | 7.5 | 7.5 | 7.5 | 7.5 | 7.5
2011 | US | SPP | - | SPP | 7a4 | Solar Derate On-Peak |  | 0 | 0 | 0 | 0 | 0 | 0 | 0 | 0 | 0 | 0 | 0
2011 | US | SPP | - | SPP | 7a5 | Hydro Expected On-Peak |  | 0 | 6 | 12 | 14 | 14 | 14 | 14 | 14 | 14 | 14 | 14
2011 | US | SPP | - | SPP | 7a6 | Hydro Derate On-Peak |  | 0 | 0 | 0 | 0 | 0 | 0 | 0 | 0 | 0 | 0 | 0
2011 | US | SPP | - | SPP | 7a7 | Biomass Expected On-Peak |  | 0 | 6 | 6 | 6 | 9 | 9 | 9 | 9 | 9 | 9 | 9
2011 | US | SPP | - | SPP | 7a8 | Biomass Derate On-Peak |  | 0 | 0 | 0 | 0 | 0 | 0 | 0 | 0 | 0 | 0 | 0
2011 | US | SPP | - | SPP | 7a9 | Transmission-Limited Resources |  | 0 | 0 | 0 | 0 | 0 | 0 | 0 | 0 | 0 | 0 | 0
2011 | US | SPP | - | SPP | 7a10 | Scheduled Outage - Maintenance |  | 0 | 0 | 0 | 0 | 0 | 0 | 0 | 0 | 0 | 0 | 0
2011 | US | SPP | - | SPP | 7a11 | All Other Derates |  | 12.5 | -27.5 | -7.5 | 5.4 | 34.44 | 14.275 | -2.514 | 8.042 | -30.458 | -74.458 | -74.458
2011 | US | SPP | - | SPP | 7a12 | Energy Only |  | 2.5 | 2.5 | 2.5 | 5.4 | 14.44 | 20.275 | 24.486 | 35.042 | 42.542 | 42.542 | 42.542
2011 | US | SPP | - | SPP | 7b | Future, Other (Note: Enter the net expected value only) |  | 0 | 0 | 0 | 0 | 0 | 0 | 0 | 0 | 0 | 0 | 0
2011 | US | SPP | - | SPP | 7b1 | Wind Expected On-Peak |  | 0 | 0 | 0 | 0 | 0 | 0 | 0 | 0 | 0 | 0 | 0
2011 | US | SPP | - | SPP | 7b2 | Wind Derate On-Peak |  | 0 | 40.5 | 40.5 | 40.5 | 40.5 | 40.5 | 40.5 | 40.5 | 40.5 | 40.5 | 40.5
2011 | US | SPP | - | SPP | 7b3 | Solar Expected On-Peak |  | 0 | 0 | 0 | 0 | 0 | 0 | 0 | 0 | 0 | 0 | 0
2011 | US | SPP | - | SPP | 7b4 | Solar Derate On-Peak |  | 0 | 0 | 0 | 0 | 0 | 0 | 0 | 0 | 0 | 0 | 0
2011 | US | SPP | - | SPP | 7b5 | Hydro Expected On-Peak |  | 0 | 0 | 0 | 0 | 0 | 0 | 0 | 0 | 0 | 0 | 0
2011 | US | SPP | - | SPP | 7b6 | Hydro Derate On-Peak |  | 0 | 0 | 0 | 0 | 0 | 0 | 0 | 0 | 0 | 0 | 0
2011 | US | SPP | - | SPP | 7b7 | Biomass Expected On-Peak |  | 0 | 0 | 0 | 0 | 0 | 0 | 0 | 0 | 0 | 0 | 0
2011 | US | SPP | - | SPP | 7b8 | Biomass Derate On-Peak |  | 0 | 0 | 0 | 0 | 0 | 0 | 0 | 0 | 0 | 0 | 0
2011 | US | SPP | - | SPP | 7b9 | Transmission-Limited Resources |  | 0 | 0 | 0 | 0 | 0 | 0 | 0 | 0 | 0 | 0 | 0
2011 | US | SPP | - | SPP | 7b10 | Scheduled Outage - Maintenance |  | 0 | 0 | 0 | 0 | 0 | 0 | 0 | 0 | 0 | 0 | 0
2011 | US | SPP | - | SPP | 7b11 | All Other Derates |  | 0 | 0 | 0 | 0 | 0 | 0 | 0 | 0 | 0 | 0 | 0
2011 | US | SPP | - | SPP | 7b12 | Energy Only |  | 0 | 0 | 0 | 0 | 0 | 0 | 0 | 0 | 0 | 0 | 0
2011 | US | SPP | - | SPP | 8 | Conceptual (Note: Enter the net expected value only) |  | 0 | 137.6 | 137.6 | 2302.6 | 2319.6 | 4410.6 | 9499.2 | 9499.2 | 9499.2 | 9521.7 | 9731.7
2011 | US | SPP | - | SPP | 8a1 | Wind Expected On-Peak |  | 0 | 0 | 0 | 0 | 7 | 1952 | 1964.6 | 1964.6 | 1964.6 | 1987.1 | 1987.1
2011 | US | SPP | - | SPP | 8a2 | Wind Derate On-Peak |  | 0 | 0 | 0 | 0 | 248 | 19617 | 19743 | 19743 | 19743 | 19968 | 19968
2011 | US | SPP | - | SPP | 8a3 | Solar Expected On-Peak |  | 0 | 50 | 50 | 50 | 60 | 60 | 60 | 60 | 60 | 60 | 60
2011 | US | SPP | - | SPP | 8a4 | Solar Derate On-Peak |  | 0 | 0 | 0 | 0 | 0 | 0 | 0 | 0 | 0 | 0 | 0
2011 | US | SPP | - | SPP | 8a5 | Hydro Expected On-Peak |  | 0 | 20.6 | 20.6 | 20.6 | 20.6 | 20.6 | 20.6 | 20.6 | 20.6 | 20.6 | 20.6
2011 | US | SPP | - | SPP | 8a6 | Hydro Derate On-Peak |  | 0 | 0 | 0 | 0 | 0 | 0 | 0 | 0 | 0 | 0 | 0
2011 | US | SPP | - | SPP | 8a7 | Biomass Expected On-Peak |  | 0 | 0 | 0 | 0 | 0 | 0 | 0 | 0 | 0 | 0 | 0
2011 | US | SPP | - | SPP | 8a8 | Biomass Derate On-Peak |  | 0 | 0 | 0 | 0 | 0 | 0 | 0 | 0 | 0 | 0 | 0
2011 | US | SPP | - | SPP | 8a9 | All Other Derates |  | 0 | 0 | 0 | 0 | 0 | 10 | 10 | 10 | 10 | 10 | 10
2011 | US | SPP | - | SPP | 8a10 | Energy Only |  | 0 | 0 | 0 | 0 | 0 | 0 | 300 | 300 | 300 | 300 | 300
2011 | US | SPP | - | SPP | 9 | ANTICIPATED INTERNAL CAPACITY | 62145.9981 | 64781.344 | 65684.844 | 66246.544 | 66537.444 | 67243.984 | 67591.839 | 68866.09 | 69216.646 | 69401.146 | 69699.146 | 70042.146
2011 | US | SPP | - | SPP | 10 | CAPACITY TRANSACTIONS - IMPORTS | 4479 | 4524 | 4886.2 | 4930.5 | 4921.2 | 4179.8 | 4190 | 3820.7 | 3827.9 | 3836.8 | 3864.5 | 7678.1
2011 | US | SPP | - | SPP | 10a | Firm (Note: The sum of 10a1 and 10a2 must be ≤ 10a) | 4399 | 4474 | 4836.2 | 4880.5 | 4871.2 | 4129.8 | 4140 | 3770.7 | 3777.9 | 3786.8 | 3814.5 | 7628.1
2011 | US | SPP | - | SPP | 10a1 | Full-Responsibility Purchases | 2772.6 | 2786.7 | 3473.7 | 2999.6 | 2977.4 | 2259.4 | 2227.4 | 2173.4 | 2171.4 | 2171.4 | 2189.4 | 4386.8
2011 | US | SPP | - | SPP | 10a2 | Owned Capacity/Entitlement Located Outside the Region/Subregion | 823.2 | 944 | 946 | 948 | 950 | 719 | 719 | 719 | 719 | 719 | 719 | 1418
2011 | US | SPP | - | SPP | 10b | Non-firm | 80 | 0 | 0 | 0 | 0 | 0 | 0 | 0 | 0 | 0 | 0 | 0
2011 | US | SPP | - | SPP | 10c | Expected (Note: The sum of 10c1 and 10c2 must be ≤ 10c) | 0 | 25 | 25 | 25 | 25 | 25 | 25 | 25 | 25 | 25 | 25 | 25
2011 | US | SPP | - | SPP | 10c1 | Full-Responsibility Purchases |  | 25 | 25 | 25 | 25 | 25 | 25 | 25 | 25 | 25 | 25 | 25
2011 | US | SPP | - | SPP | 10c2 | Owned Capacity/Entitlement Located Outside the Region/Subregion |  | 0 | 0 | 0 | 0 | 0 | 0 | 0 | 0 | 0 | 0 | 0
2011 | US | SPP | - | SPP | 10d | Provisional – transactions under study, but negotiations have not begun. |  | 25 | 25 | 25 | 25 | 25 | 25 | 25 | 25 | 25 | 25 | 25
2011 | US | SPP | - | SPP | 11 | CAPACITY TRANSACTIONS - EXPORTS | 3997 | 3887.1 | 4080.1 | 4007.1 | 3837.1 | 4085.1 | 3749.1 | 3610.1 | 3606.1 | 3434.1 | 3435.1 | 3436.1
2011 | US | SPP | - | SPP | 11a | Firm (Note: The sum of 11a1 and 11a2 must be ≤ 11a) | 3997 | 3887.1 | 4080.1 | 4007.1 | 3837.1 | 4085.1 | 3749.1 | 3610.1 | 3606.1 | 3434.1 | 3435.1 | 3436.1
2011 | US | SPP | - | SPP | 11a1 | Full-Responsibility Purchases | 2275 | 2305 | 2500 | 2467 | 2437 | 2489 | 2230 | 2225 | 2220 | 2220 | 2220 | 2220
2011 | US | SPP | - | SPP | 11a2 | Owned Capacity/Entitlement Located Outside the Region/Subregion | 66 | 66 | 66 | 66 | 66 | 266 | 266 | 266 | 266 | 266 | 266 | 266
2011 | US | SPP | - | SPP | 11b | Non-firm | 0 |  | 0 | 0 | 0 | 0 | 0 | 0 | 0 | 0 | 0 | 0
2011 | US | SPP | - | SPP | 11c | Expected (Note: The sum of 11c1 and 11c2 must be ≤ 11c) |  | 0 | 0 | 0 | 0 | 0 | 0 | 0 | 0 | 0 | 0 | 0
2011 | US | SPP | - | SPP | 11c1 | Full-Responsibility Purchases |  | 0 | 0 | 0 | 0 | 0 | 0 | 0 | 0 | 0 | 0 | 0
2011 | US | SPP | - | SPP | 11c2 | Owned Capacity/Entitlement Located Outside the Region/Subregion |  | 0 | 0 | 0 | 0 | 0 | 0 | 0 | 0 | 0 | 0 | 0
2011 | US | SPP | - | SPP | 11d | Provisional – transactions under study, but negotiations have not begun. |  | 0 | 0 | 0 | 0 | 0 | 0 | 0 | 0 | 0 | 0 | 0
2011 | US | SPP | - | SPP | 12 | EXISTING, CERTAIN CAPACITY & NET FIRM TRANSACTIONS | 62547.9981 | 65325.044 | 65575.044 | 65700.344 | 65872.044 | 64832.644 | 65194.844 | 65115.544 | 65096.744 | 65248.644 | 65242.344 | 69021.944
2011 | US | SPP | - | SPP | 13 | ANTICIPATED CAPACITY RESOURCES |  | 65393.244 | 66465.944 | 67144.944 | 67596.544 | 67313.684 | 68007.739 | 69051.69 | 69413.446 | 69778.846 | 70103.546 | 74259.146
2011 | US | SPP | - | SPP | 14 | PROSPECTIVE CAPACITY RESOURCES |  | 70045.974 | 71118.674 | 71797.674 | 72249.274 | 71966.414 | 72660.469 | 73704.42 | 74066.176 | 74431.576 | 74756.276 | 78911.876
2011 | US | SPP | - | SPP | 15 | TOTAL POTENTIAL CAPACITY RESOURCES |  | 70070.974 | 71281.274 | 71960.274 | 74576.874 | 74311.014 | 77096.069 | 83228.62 | 83590.376 | 83955.776 | 84302.976 | 88668.576
2011 | US | SPP | - | SPP | 15a | ADJUSTED POTENTIAL CAPACITY RESOURCES |  | 70070.974 | 71164.314 | 71843.314 | 72619.664 | 72339.354 | 73347.059 | 75154.3 | 75516.056 | 75881.456 | 76209.531 | 80396.631
2011 | US | SPP | - | SPP | 16a | Confidence of Future, Other (7b), using reasonable judgement |  | 0 | 0 | 0 | 0 | 0 | 0 | 0 | 0 | 0 | 0 | 0
2011 | US | SPP | - | SPP | 16b | Net Future, Other Resources After Confidence Percentage Is Applied |  | 0 | 0 | 0 | 0 | 0 | 0 | 0 | 0 | 0 | 0 | 0
2011 | US | SPP | - | SPP | 16c | Confidence of Conceptual (8), using reasonable judgement |  | 0.15 | 0.15 | 0.15 | 0.15 | 0.15 | 0.15 | 0.15 | 0.15 | 0.15 | 0.15 | 0.15
2011 | US | SPP | - | SPP | 16d | Net Conceptual Resources After Confidence Percentage Is Applied |  | 0 | 20.64 | 20.64 | 345.39 | 347.94 | 661.59 | 1424.88 | 1424.88 | 1424.88 | 1428.255 | 1459.755
2011 | US | SPP | - | SPP | 17 | Region/Subregion Target Reserve Margin |  | 13.6% | 13.6% | 13.6% | 13.6% | 13.6% | 13.6% | 13.6% | 13.6% | 13.6% | 13.6% | 13.6%
2011 | US | SPP | - | SPP | 18 | Existing Certain and Net Firm Transactions Reserve Margin |  | 58.8% | 57.28% | 55.79% | 56.5% | 51.98% | 50.99% | 48.65% | 46.93% | 47.43% | 45.4% | 52.26%
2011 | US | SPP | - | SPP | 19 | Anticipated Capacity Resources Reserve Margin |  | 58.96% | 59.42% | 59.21% | 60.59% | 57.79% | 57.5% | 57.63% | 56.67% | 57.67% | 56.24% | 63.82%
2011 | US | SPP | - | SPP | 20 | Prospective Capacity Resources Reserve Margin |  | 70.27% | 70.58% | 70.25% | 71.65% | 68.7% | 68.28% | 68.26% | 67.17% | 68.18% | 66.61% | 74.08%
2011 | US | SPP | - | SPP | 21 | Total Potential Resources Reserve Margin |  | 70.33% | 70.97% | 70.63% | 77.18% | 74.19% | 78.55% | 90% | 88.67% | 89.71% | 87.88% | 95.6%
2011 | US | SPP | - | SPP | 22 | Adjusted Potential Resources Reserve Margin |  | 70.33% | 70.69% | 70.35% | 72.53% | 69.57% | 69.87% | 71.57% | 70.44% | 71.46% | 69.85% | 77.35%
2011 | US | SPP | - | SPP | 23 | Total Baseline Installed Capacity | 0: 70437.3781
2011 | US | SPP | - | SPP | 24 | Distributed or Other Capacity (Behind the Meter) < 1 MW
2011 | US | SPP | - | SPP | 25 | Distributed or Other Capacity (Behind the Meter) ≥ 1 MW
2011 | US | SPP | - | SPP | 26 | Capacity Total from EIA-860
2011 | US | TRE | - | ERCOT | 1 | Unrestricted Non-coincident Peak Demand | 57315 | 51770 | 51602 | 53867 | 55662 | 57079 | 59562 | 60310 | 61369 | 63351 | 64182 | 65017
2011 | US | TRE | - | ERCOT | 1a | New Conservation (Energy Efficiency) |  | 128 | 259 | 395 | 536 | 681 | 829 | 980 | 1133 | 1289 | 1448 | 1609
2011 | US | TRE | - | ERCOT | 1b | Estimated Diversity |  | 0 | 0 | 0 | 0 | 0 | 0 | 0 | 0 | 0 | 0 | 0
2011 | US | TRE | - | ERCOT | 1c | Additions for non-member load (load served by non-registered LSE's in a region) |  | 0 | 0 | 0 | 0 | 0 | 0 | 0 | 0 | 0 | 0 | 0
2011 | US | TRE | - | ERCOT | 1d | Stand-by Load Under Contract (Normally served by behind the meter generation) |  | 0 | 0 | 0 | 0 | 0 | 0 | 0 | 0 | 0 | 0 | 0
2011 | US | TRE | - | ERCOT | 1e | Non-Controllable Demand-Side Demand Response |  | 0 | 0 | 0 | 0 | 0 | 0 | 0 | 0 | 0 | 0 | 0
2011 | US | TRE | - | ERCOT | 2 | Total Internal Demand | 57315 | 51642 | 51343 | 53472 | 55126 | 56398 | 58733 | 59330 | 60236 | 62062 | 62734 | 63408
2011 | US | TRE | - | ERCOT | 2H1 | Load Forecast Uncertainty (Extreme Demand Factor) |  | 1.05 | 1.05 | 1.05 | 1.05 | 1.05 | 1.05 | 1.05 | 1.05 | 1.05 | 1.05 | 1.05
2011 | US | TRE | - | ERCOT | 2H | Total Internal Demand | 1.05 | 54224.1 | 53910.15 | 56145.6 | 57882.3 | 59217.9 | 61669.65 | 62296.5 | 63247.8 | 65165.1 | 65870.7 | 66578.4
2011 | US | TRE | - | ERCOT | 2a | Supply-Side Direct Control Load Management | 0 | 0 | 0 | 0 | 0 | 0 | 0 | 0 | 0 | 0 | 0 | 0
2011 | US | TRE | - | ERCOT | 2b | Supply-Side Contractually Interruptible (Curtailable) | 336 | 421 | 463 | 509 | 560 | 616 | 678 | 745 | 820 | 902 | 992 | 1000
2011 | US | TRE | - | ERCOT | 2c | Supply-Side Critical Peak-Pricing (CPP) with Control | 0 | 0 | 0 | 0 | 0 | 0 | 0 | 0 | 0 | 0 | 0 | 0
2011 | US | TRE | - | ERCOT | 2d | Supply-Side Load as a Capacity Resource | 1062 | 1063 | 1063 | 1063 | 1063 | 1063 | 1063 | 1063 | 1063 | 1063 | 1063 | 1063
2011 | US | TRE | - | ERCOT | 3 | Net Internal Demand | 55917 | 50158 | 49817 | 51900 | 53503 | 54719 | 56992 | 57522 | 58353 | 60097 | 60679 | 61345
2011 | US | TRE | - | ERCOT | 4a | Demand Response used for Ancillary Services - Spinning Reserves | 0 | 0 | 0 | 0 | 0 | 0 | 0 | 0 | 0 | 0 | 0 | 0
2011 | US | TRE | - | ERCOT | 4b | Demand Response used for Ancillary Services - Non-Spinning Reserves | 0 | 0 | 0 | 0 | 0 | 0 | 0 | 0 | 0 | 0 | 0 | 0
2011 | US | TRE | - | ERCOT | 4c | Demand Response used for Regulation | 0 | 0 | 0 | 0 | 0 | 0 | 0 | 0 | 0 | 0 | 0 | 0
2011 | US | TRE | - | ERCOT | 4d | Demand Response used for Energy, Voluntary Services - Emergency | 0 | 0 | 0 | 0 | 0 | 0 | 0 | 0 | 0 | 0 | 0 | 0
2011 | US | TRE | - | ERCOT | 5 | TOTAL INTERNAL CAPACITY | 88760 | 89504.571 | 82809.6817 | 83637.6817 | 85848.6817 | 87304.6817 | 88646.6817 | 88713.6817 | 88788.6817 | 88870.6817 | 88960.6817 | 88968.6817
2011 | US | TRE | - | ERCOT | 6 | EXISTING CAPACITY | 0: 88760; 109: 88679.571
2011 | US | TRE | - | ERCOT | 6a | Existing, Certain | 0: 76953; 109: 76150.4117
2011 | US | TRE | - | ERCOT | 6a1 | Wind Expected On-Peak | 0: 820; 109: 820.1527
2011 | US | TRE | - | ERCOT | 6a2 | Solar Expected On-Peak | 0: 0; 109: 14.86
2011 | US | TRE | - | ERCOT | 6a3 | Hydro Expected On-Peak | 0: 572; 109: 568.28
2011 | US | TRE | - | ERCOT | 6a4 | Biomass Expected On-Peak | 0: 88; 109: 92.47
2011 | US | TRE | - | ERCOT | 6b | Existing, Other (Note: Enter the net expected value only) | 0: 0; 109: 0
2011 | US | TRE | - | ERCOT | 6b1 | Wind Derate On-Peak | 0: 8609; 109: 8606.8893
2011 | US | TRE | - | ERCOT | 6b2 | Solar Derate On-Peak | 0: 0; 109: 0
2011 | US | TRE | - | ERCOT | 6b3 | Hydro Derate On-Peak | 0: 0; 109: 0
2011 | US | TRE | - | ERCOT | 6b4 | Biomass Derate On-Peak | 0: 0; 109: 0
2011 | US | TRE | - | ERCOT | 6b5 | Transmission-Limited Resources | 0: 0; 109: 0
2011 | US | TRE | - | ERCOT | 6b6 | All Other Derates | 0: 0; 109: 0
2011 | US | TRE | - | ERCOT | 6b7 | Energy Only (Existing-Other) | 0: 0; 109: 0
2011 | US | TRE | - | ERCOT | 6c | Existing, Inoperable (Note: Capacity reported on this line is not included in margin calculations) | 0: 4782; 109: 2438.27
2011 | US | TRE | - | ERCOT | 6d | Total Supply-Side Demand Response | 1398 | 1484 | 1526 | 1572 | 1623 | 1679 | 1741 | 1808 | 1883 | 1965 | 2055 | 2063
2011 | US | TRE | - | ERCOT | 7 | FUTURE CAPACITY ADDITIONS |  | 825 | 2008.42 | 2103.834 | 4263.834 | 5663.834 | 6943.834 | 6943.834 | 6943.834 | 6943.834 | 6943.834 | 6943.834
2011 | US | TRE | - | ERCOT | 7a | Future, Planned (Note: Enter the net expected value only) |  | 825 | 2008.42 | 2103.834 | 4263.834 | 5663.834 | 6943.834 | 6943.834 | 6943.834 | 6943.834 | 6943.834 | 6943.834
2011 | US | TRE | - | ERCOT | 7a1 | Wind Expected On-Peak |  | 0 | 65.42 | 130.834 | 130.834 | 130.834 | 130.834 | 130.834 | 130.834 | 130.834 | 130.834 | 130.834
2011 | US | TRE | - | ERCOT | 7a2 | Wind Derate On-Peak |  | 0 | 686.58 | 1373.166 | 1373.166 | 1373.166 | 1373.166 | 1373.166 | 1373.166 | 1373.166 | 1373.166 | 1373.166
2011 | US | TRE | - | ERCOT | 7a3 | Solar Expected On-Peak |  | 0 | 60 | 90 | 90 | 90 | 90 | 90 | 90 | 90 | 90 | 90
2011 | US | TRE | - | ERCOT | 7a4 | Solar Derate On-Peak |  | 0 | 0 | 0 | 0 | 0 | 0 | 0 | 0 | 0 | 0 | 0
2011 | US | TRE | - | ERCOT | 7a5 | Hydro Expected On-Peak |  | 0 | 0 | 0 | 0 | 0 | 0 | 0 | 0 | 0 | 0 | 0
2011 | US | TRE | - | ERCOT | 7a6 | Hydro Derate On-Peak |  | 0 | 0 | 0 | 0 | 0 | 0 | 0 | 0 | 0 | 0 | 0
2011 | US | TRE | - | ERCOT | 7a7 | Biomass Expected On-Peak |  | 0 | 100 | 100 | 100 | 100 | 100 | 100 | 100 | 100 | 100 | 100
2011 | US | TRE | - | ERCOT | 7a8 | Biomass Derate On-Peak |  | 0 | 0 | 0 | 0 | 0 | 0 | 0 | 0 | 0 | 0 | 0
2011 | US | TRE | - | ERCOT | 7a9 | Transmission-Limited Resources |  | 0 | 0 | 0 | 0 | 0 | 0 | 0 | 0 | 0 | 0 | 0
2011 | US | TRE | - | ERCOT | 7a10 | Scheduled Outage - Maintenance |  | 0 | 0 | 0 | 0 | 0 | 0 | 0 | 0 | 0 | 0 | 0
2011 | US | TRE | - | ERCOT | 7a11 | All Other Derates |  | 0 | 0 | 0 | 0 | 0 | 0 | 0 | 0 | 0 | 0 | 0
2011 | US | TRE | - | ERCOT | 7a12 | Energy Only |  | 0 | 0 | 0 | 0 | 0 | 0 | 0 | 0 | 0 | 0 | 0
2011 | US | TRE | - | ERCOT | 7b | Future, Other (Note: Enter the net expected value only) |  | 0 | 0 | 0 | 0 | 0 | 0 | 0 | 0 | 0 | 0 | 0
2011 | US | TRE | - | ERCOT | 7b1 | Wind Expected On-Peak |  | 0 | 0 | 0 | 0 | 0 | 0 | 0 | 0 | 0 | 0 | 0
2011 | US | TRE | - | ERCOT | 7b2 | Wind Derate On-Peak |  | 0 | 0 | 0 | 0 | 0 | 0 | 0 | 0 | 0 | 0 | 0
2011 | US | TRE | - | ERCOT | 7b3 | Solar Expected On-Peak |  | 0 | 0 | 0 | 0 | 0 | 0 | 0 | 0 | 0 | 0 | 0
2011 | US | TRE | - | ERCOT | 7b4 | Solar Derate On-Peak |  | 0 | 0 | 0 | 0 | 0 | 0 | 0 | 0 | 0 | 0 | 0
2011 | US | TRE | - | ERCOT | 7b5 | Hydro Expected On-Peak |  | 0 | 0 | 0 | 0 | 0 | 0 | 0 | 0 | 0 | 0 | 0
2011 | US | TRE | - | ERCOT | 7b6 | Hydro Derate On-Peak |  | 0 | 0 | 0 | 0 | 0 | 0 | 0 | 0 | 0 | 0 | 0
2011 | US | TRE | - | ERCOT | 7b7 | Biomass Expected On-Peak |  | 0 | 0 | 0 | 0 | 0 | 0 | 0 | 0 | 0 | 0 | 0
2011 | US | TRE | - | ERCOT | 7b8 | Biomass Derate On-Peak |  | 0 | 0 | 0 | 0 | 0 | 0 | 0 | 0 | 0 | 0 | 0
2011 | US | TRE | - | ERCOT | 7b9 | Transmission-Limited Resources |  | 0 | 0 | 0 | 0 | 0 | 0 | 0 | 0 | 0 | 0 | 0
2011 | US | TRE | - | ERCOT | 7b10 | Scheduled Outage - Maintenance |  | 0 | 0 | 0 | 0 | 0 | 0 | 0 | 0 | 0 | 0 | 0
2011 | US | TRE | - | ERCOT | 7b11 | All Other Derates |  | 0 | 0 | 0 | 0 | 0 | 0 | 0 | 0 | 0 | 0 | 0
2011 | US | TRE | - | ERCOT | 7b12 | Energy Only |  | 0 | 0 | 0 | 0 | 0 | 0 | 0 | 0 | 0 | 0 | 0
2011 | US | TRE | - | ERCOT | 8 | Conceptual (Note: Enter the net expected value only) |  | 40.455 | 6954.1262 | 10024.9222 | 12444.6722 | 13149.0722 | 15927.2662 | 16627.2662 | 16627.2662 | 19827.2662 | 19827.2662 | 19827.2662
2011 | US | TRE | - | ERCOT | 8a1 | Wind Expected On-Peak |  | 40.455 | 1018.1262 | 2275.9222 | 2645.6722 | 2750.0722 | 2790.2662 | 2790.2662 | 2790.2662 | 2790.2662 | 2790.2662 | 2790.2662
2011 | US | TRE | - | ERCOT | 8a2 | Wind Derate On-Peak |  | 424.545 | 10684.4738 | 22834.6778 | 26714.9278 | 27810.5278 | 28232.3338 | 28232.3338 | 28232.3338 | 28232.3338 | 28232.3338 | 28232.3338
2011 | US | TRE | - | ERCOT | 8a3 | Solar Expected On-Peak |  | 0 | 515 | 749 | 749 | 749 | 787 | 787 | 787 | 787 | 787 | 787
2011 | US | TRE | - | ERCOT | 8a4 | Solar Derate On-Peak |  | 0 | 0 | 0 | 0 | 0 | 0 | 0 | 0 | 0 | 0 | 0
2011 | US | TRE | - | ERCOT | 8a5 | Hydro Expected On-Peak |  | 0 | 0 | 0 | 0 | 0 | 0 | 0 | 0 | 0 | 0 | 0
2011 | US | TRE | - | ERCOT | 8a6 | Hydro Derate On-Peak |  | 0 | 0 | 0 | 0 | 0 | 0 | 0 | 0 | 0 | 0 | 0
2011 | US | TRE | - | ERCOT | 8a7 | Biomass Expected On-Peak |  | 0 | 50 | 50 | 50 | 50 | 50 | 50 | 50 | 50 | 50 | 50
2011 | US | TRE | - | ERCOT | 8a8 | Biomass Derate On-Peak |  | 0 | 0 | 0 | 0 | 0 | 0 | 0 | 0 | 0 | 0 | 0
2011 | US | TRE | - | ERCOT | 8a9 | All Other Derates |  | 0 | 0 | 1.819e-12 | 1.819e-12 | 3.1832e-12 | 2.7285e-12 | 2.7285e-12 | 2.7285e-12 | 2.7285e-12 | 2.7285e-12 | 2.7285e-12
2011 | US | TRE | - | ERCOT | 8a10 | Energy Only |  | 0 | 0 | 0 | 0 | 0 | 0 | 0 | 0 | 0 | 0 | 0
2011 | US | TRE | - | ERCOT | 9 | ANTICIPATED INTERNAL CAPACITY | 78351 | 78459.4117 | 79684.8317 | 79826.2457 | 82037.2457 | 83493.2457 | 84835.2457 | 84902.2457 | 84977.2457 | 85059.2457 | 85149.2457 | 85157.2457
2011 | US | TRE | - | ERCOT | 10 | CAPACITY TRANSACTIONS - IMPORTS | 707 | 598 | 598 | 598 | 598 | 598 | 598 | 598 | 598 | 598 | 598 | 598
2011 | US | TRE | - | ERCOT | 10a | Firm (Note: The sum of 10a1 and 10a2 must be ≤ 10a) | 707 | 598 | 598 | 598 | 598 | 598 | 598 | 598 | 598 | 598 | 598 | 598
2011 | US | TRE | - | ERCOT | 10a1 | Full-Responsibility Purchases | 48 | 48 | 48 | 48 | 48 | 48 | 48 | 48 | 48 | 48 | 48 | 48
2011 | US | TRE | - | ERCOT | 10a2 | Owned Capacity/Entitlement Located Outside the Region/Subregion | 0 | 0 | 0 | 0 | 0 | 0 | 0 | 0 | 0 | 0 | 0 | 0
2011 | US | TRE | - | ERCOT | 10b | Non-firm | 0 |  | 0 | 0 | 0 | 0 | 0 | 0 | 0 | 0 | 0 | 0
2011 | US | TRE | - | ERCOT | 10c | Expected (Note: The sum of 10c1 and 10c2 must be ≤ 10c) |  | 0 | 0 | 0 | 0 | 0 | 0 | 0 | 0 | 0 | 0 | 0
2011 | US | TRE | - | ERCOT | 10c1 | Full-Responsibility Purchases |  | 0 | 0 | 0 | 0 | 0 | 0 | 0 | 0 | 0 | 0 | 0
2011 | US | TRE | - | ERCOT | 10c2 | Owned Capacity/Entitlement Located Outside the Region/Subregion |  | 0 | 0 | 0 | 0 | 0 | 0 | 0 | 0 | 0 | 0 | 0
2011 | US | TRE | - | ERCOT | 10d | Provisional – transactions under study, but negotiations have not begun. |  | 0 | 0 | 0 | 0 | 0 | 0 | 0 | 0 | 0 | 0 | 0
2011 | US | TRE | - | ERCOT | 11 | CAPACITY TRANSACTIONS - EXPORTS | 78 | 317 | 317 | 317 | 317 | 317 | 317 | 317 | 317 | 317 | 317 | 317
2011 | US | TRE | - | ERCOT | 11a | Firm (Note: The sum of 11a1 and 11a2 must be ≤ 11a) | 0 | 317 | 317 | 317 | 317 | 317 | 317 | 317 | 317 | 317 | 317 | 317
2011 | US | TRE | - | ERCOT | 11a1 | Full-Responsibility Purchases | 0 | 0 | 0 | 0 | 0 | 0 | 0 | 0 | 0 | 0 | 0 | 0
2011 | US | TRE | - | ERCOT | 11a2 | Owned Capacity/Entitlement Located Outside the Region/Subregion | 0 | 317 | 317 | 317 | 317 | 317 | 317 | 317 | 317 | 317 | 317 | 317
2011 | US | TRE | - | ERCOT | 11b | Non-firm | 78 |  | 0 | 0 | 0 | 0 | 0 | 0 | 0 | 0 | 0 | 0
2011 | US | TRE | - | ERCOT | 11c | Expected (Note: The sum of 11c1 and 11c2 must be ≤ 11c) |  | 0 | 0 | 0 | 0 | 0 | 0 | 0 | 0 | 0 | 0 | 0
2011 | US | TRE | - | ERCOT | 11c1 | Full-Responsibility Purchases |  | 0 | 0 | 0 | 0 | 0 | 0 | 0 | 0 | 0 | 0 | 0
2011 | US | TRE | - | ERCOT | 11c2 | Owned Capacity/Entitlement Located Outside the Region/Subregion |  | 0 | 0 | 0 | 0 | 0 | 0 | 0 | 0 | 0 | 0 | 0
2011 | US | TRE | - | ERCOT | 11d | Provisional – transactions under study, but negotiations have not begun. |  | 0 | 0 | 0 | 0 | 0 | 0 | 0 | 0 | 0 | 0 | 0
2011 | US | TRE | - | ERCOT | 12 | EXISTING, CERTAIN CAPACITY & NET FIRM TRANSACTIONS | 79058 | 77915.4117 | 77957.4117 | 78003.4117 | 78054.4117 | 78110.4117 | 78172.4117 | 78239.4117 | 78314.4117 | 78396.4117 | 78486.4117 | 78494.4117
2011 | US | TRE | - | ERCOT | 13 | ANTICIPATED CAPACITY RESOURCES |  | 78740.4117 | 79965.8317 | 80107.2457 | 82318.2457 | 83774.2457 | 85116.2457 | 85183.2457 | 85258.2457 | 85340.2457 | 85430.2457 | 85438.2457
2011 | US | TRE | - | ERCOT | 14 | PROSPECTIVE CAPACITY RESOURCES |  | 78740.4117 | 79965.8317 | 80107.2457 | 82318.2457 | 83774.2457 | 85116.2457 | 85183.2457 | 85258.2457 | 85340.2457 | 85430.2457 | 85438.2457
2011 | US | TRE | - | ERCOT | 15 | TOTAL POTENTIAL CAPACITY RESOURCES |  | 78780.8667 | 86919.9579 | 90132.1679 | 94762.9179 | 96923.3179 | 101043.5119 | 101810.5119 | 101885.5119 | 105167.5119 | 105257.5119 | 105265.5119
2011 | US | TRE | - | ERCOT | 15a | ADJUSTED POTENTIAL CAPACITY RESOURCES |  | 78749.3118 | 81495.7394 | 82312.7285 | 85056.0735 | 86667.0415 | 88620.2442 | 88841.2442 | 88916.2442 | 89702.2442 | 89792.2442 | 89800.2442
2011 | US | TRE | - | ERCOT | 16a | Confidence of Future, Other (7b), using reasonable judgement |  | 0.95 | 0.95 | 0.95 | 0.95 | 0.95 | 0.95 | 0.95 | 0.95 | 0.95 | 0.95 | 0.95
2011 | US | TRE | - | ERCOT | 16b | Net Future, Other Resources After Confidence Percentage Is Applied |  | 0 | 0 | 0 | 0 | 0 | 0 | 0 | 0 | 0 | 0 | 0
2011 | US | TRE | - | ERCOT | 16c | Confidence of Conceptual (8), using reasonable judgement |  | 0.22 | 0.22 | 0.22 | 0.22 | 0.22 | 0.22 | 0.22 | 0.22 | 0.22 | 0.22 | 0.22
2011 | US | TRE | - | ERCOT | 16d | Net Conceptual Resources After Confidence Percentage Is Applied |  | 8.9001 | 1529.9078 | 2205.4829 | 2737.8279 | 2892.7959 | 3503.9986 | 3657.9986 | 3657.9986 | 4361.9986 | 4361.9986 | 4361.9986
2011 | US | TRE | - | ERCOT | 17 | Region/Subregion Target Reserve Margin |  | 13.75% | 13.75% | 13.75% | 13.75% | 13.75% | 13.75% | 13.75% | 13.75% | 13.75% | 13.75% | 13.75%
2011 | US | TRE | - | ERCOT | 18 | Existing Certain and Net Firm Transactions Reserve Margin |  | 50.88% | 51.84% | 45.88% | 41.59% | 38.5% | 33.1% | 31.87% | 30.01% | 26.32% | 25.11% | 23.79%
2011 | US | TRE | - | ERCOT | 19 | Anticipated Capacity Resources Reserve Margin |  | 52.47% | 55.75% | 49.81% | 49.33% | 48.54% | 44.92% | 43.58% | 41.54% | 37.51% | 36.18% | 34.74%
2011 | US | TRE | - | ERCOT | 20 | Prospective Capacity Resources Reserve Margin |  | 52.47% | 55.75% | 49.81% | 49.33% | 48.54% | 44.92% | 43.58% | 41.54% | 37.51% | 36.18% | 34.74%
2011 | US | TRE | - | ERCOT | 21 | Total Potential Resources Reserve Margin |  | 52.55% | 69.29% | 68.56% | 71.9% | 71.86% | 72.04% | 71.6% | 69.14% | 69.46% | 67.78% | 66.01%
2011 | US | TRE | - | ERCOT | 22 | Adjusted Potential Resources Reserve Margin |  | 52.49% | 58.73% | 53.94% | 54.29% | 53.67% | 50.89% | 49.74% | 47.61% | 44.54% | 43.13% | 41.62%
2011 | US | TRE | - | ERCOT | 23 | Total Baseline Installed Capacity | 0: 90344
2011 | US | TRE | - | ERCOT | 24 | Distributed or Other Capacity (Behind the Meter) < 1 MW
2011 | US | TRE | - | ERCOT | 25 | Distributed or Other Capacity (Behind the Meter) ≥ 1 MW
2011 | US | TRE | - | ERCOT | 26 | Capacity Total from EIA-860
2011 | TL | WECC | - | WECC | 1 | Unrestricted Coincident Peak Demand | 122743.9442 | 127905.6 | 130286.05 | 133291.68 | 136504.92 | 139284.23 | 141456.22 | 144142.21 | 146653.81 | 149778.5 | 152435.17 | 155143.54
2011 | TL | WECC | - | WECC | 1a | New Conservation (Energy Efficiency) |  | 547 | 937 | 1220 | 1566 | 1806 | 2072 | 2320 | 2563 | 2838 | 2986 | 2986
2011 | TL | WECC | - | WECC | 1b | Estimated Diversity |  | 0 | 0 | 0 | 0 | 0 | 0 | 0 | 0 | 0 | 0 | 0
2011 | TL | WECC | - | WECC | 1c | Additions for non-member load (load served by non-registered LSE's in a region) |  | 0 | 0 | 0 | 0 | 0 | 0 | 0 | 0 | 0 | 0 | 0
2011 | TL | WECC | - | WECC | 1d | Stand-by Load Under Contract (Normally served by behind the meter generation) |  | 2126 | 2165 | 2204 | 2245 | 2287 | 2330 | 2375 | 2421 | 2468 | 2516 | 2516
2011 | TL | WECC | - | WECC | 1e | Non-Controllable Demand-Side Demand Response |  | 0 | 0 | 0 | 0 | 0 | 0 | 0 | 0 | 0 | 0 | 0
2011 | TL | WECC | - | WECC | 2 | Total Internal Demand | 122743.9442 | 129484.6 | 131514.05 | 134275.68 | 137183.92 | 139765.23 | 141714.22 | 144197.21 | 146511.81 | 149408.5 | 151965.17 | 154673.54
2011 | TL | WECC | - | WECC | 2H1 | Load Forecast Uncertainty (Extreme Demand Factor)
2011 | TL | WECC | - | WECC | 2H | Total Internal Demand | 1.05 | 0 | 0 | 0 | 0 | 0 | 0 | 0 | 0 | 0 | 0 | 0
2011 | TL | WECC | - | WECC | 2a | Supply-Side Direct Control Load Management | 685 | 220 | 256 | 390 | 472 | 475 | 475 | 475 | 475 | 475 | 475 | 475
2011 | TL | WECC | - | WECC | 2b | Supply-Side Contractually Interruptible (Curtailable) | 1332 | 1537 | 1427 | 1449 | 1489 | 1495 | 1453 | 1453 | 1508 | 1558 | 1609 | 1415
2011 | TL | WECC | - | WECC | 2c | Supply-Side Critical Peak-Pricing (CPP) with Control | 0 | 2 | 5 | 10 | 12 | 14 | 15 | 16 | 17 | 17 | 18 | 18
2011 | TL | WECC | - | WECC | 2d | Supply-Side Load as a Capacity Resource | 199 | 337 | 709 | 903 | 779 | 789 | 799 | 810 | 820 | 830 | 839 | 839
2011 | TL | WECC | - | WECC | 3 | Net Internal Demand | 120527.9442 | 127388.6 | 129117.05 | 131523.68 | 134431.92 | 136992.23 | 138972.22 | 141443.21 | 143691.81 | 146528.5 | 149024.17 | 151926.54
2011 | TL | WECC | - | WECC | 4a | Demand Response used for Ancillary Services - Spinning Reserves | 0 | 531 | 534 | 549 | 559 | 568 | 578 | 583 | 593 | 598 | 608 | 416
2011 | TL | WECC | - | WECC | 4b | Demand Response used for Ancillary Services - Non-Spinning Reserves | 0 | 755 | 542 | 548 | 554 | 558 | 563 | 568 | 573 | 578 | 583 | 340
2011 | TL | WECC | - | WECC | 4c | Demand Response used for Regulation | 0 | 25 | 25 | 30 | 35 | 40 | 45 | 45 | 50 | 50 | 55 | 55
2011 | TL | WECC | - | WECC | 4d | Demand Response used for Energy, Voluntary Services - Emergency | 0 | 85 | 65 | 65 | 65 | 65 | 35 | 35 | 35 | 35 | 35 | 35
2011 | TL | WECC | - | WECC | 5 | TOTAL INTERNAL CAPACITY | 235521 | 262701 | 230320 | 249743 | 263688 | 269587 | 271021 | 270019 | 270867 | 271091 | 271151 | 271297
2011 | TL | WECC | - | WECC | 6 | EXISTING CAPACITY | 235521 | 253122 | 199599 | 199954 | 199954 | 199975 | 199944 | 199956 | 200022 | 200082 | 200143 | 199949
2011 | TL | WECC | - | WECC | 6a | Existing, Certain | 181884.5998 | 185252 | 185252 | 185252 | 185252 | 185252 | 185252 | 185252 | 185252 | 185252 | 185252 | 185252
2011 | TL | WECC | - | WECC | 6a1 | Wind Expected On-Peak | 0: 1301.4659; 109: 2334
2011 | TL | WECC | - | WECC | 6a2 | Solar Expected On-Peak | 0: 89.1034; 109: 19
2011 | TL | WECC | - | WECC | 6a3 | Hydro Expected On-Peak | 0: 37559.0265; 109: 40577
2011 | TL | WECC | - | WECC | 6a4 | Biomass Expected On-Peak | 0: 1106.004; 109: 1326
2011 | TL | WECC | - | WECC | 6b | Existing, Other (Note: Enter the net expected value only) | 0 | 0 | 0 | 0 | 0 | 0 | 0 | 0 | 0 | 0 | 0 | 0
2011 | TL | WECC | - | WECC | 6b1 | Wind Derate On-Peak | 0: 11440.5341; 109: 10465
2011 | TL | WECC | - | WECC | 6b2 | Solar Derate On-Peak | 0: 571.8966; 109: 642
2011 | TL | WECC | - | WECC | 6b3 | Hydro Derate On-Peak | 0: 30909.9735; 109: 28869
2011 | TL | WECC | - | WECC | 6b4 | Biomass Derate On-Peak | 0: 411.996; 109: 210
2011 | TL | WECC | - | WECC | 6b5 | Transmission-Limited Resources | 0: 0; 109: 0
2011 | TL | WECC | - | WECC | 6b6 | All Other Derates | 0: 8086; 109: 13638
2011 | TL | WECC | - | WECC | 6b7 | Energy Only (Existing-Other) | 0: 0; 109: 0
2011 | TL | WECC | - | WECC | 6c | Existing, Inoperable (Note: Capacity reported on this line is not included in margin calculations) | 0 | 11950 | 11950 | 11950 | 11950 | 11950 | 11950 | 11950 | 11950 | 11950 | 11950 | 11950
2011 | TL | WECC | - | WECC | 6d | Total Supply-Side Demand Response | 2216 | 2096 | 2397 | 2752 | 2752 | 2773 | 2742 | 2754 | 2820 | 2880 | 2941 | 2747
2011 | TL | WECC | - | WECC | 7 | FUTURE CAPACITY ADDITIONS |  | 7585 | 25156 | 42386 | 54905 | 63268 | 62868 | 61310 | 61853 | 61790 | 64769 | 65302
2011 | TL | WECC | - | WECC | 7a | Future, Planned (Note: Enter the net expected value only) |  | 7585 | 25156 | 42386 | 54905 | 63268 | 62868 | 61310 | 61853 | 61790 | 64769 | 65302
2011 | TL | WECC | - | WECC | 7a1 | Wind Expected On-Peak |  | 5025 | 9291 | 11952 | 14691 | 17341 | 15277 | 15304 | 15273 | 15244 | 18239 | 18438
2011 | TL | WECC | - | WECC | 7a2 | Wind Derate On-Peak |  | 1250 | 2774 | 4311 | 5682 | 3192 | 5406 | 5633 | 5864 | 6101 | 3106 | 2907
2011 | TL | WECC | - | WECC | 7a3 | Solar Expected On-Peak |  | 3576 | 11303 | 20799 | 25248 | 26188 | 26488 | 26488 | 26488 | 26488 | 26488 | 26488
2011 | TL | WECC | - | WECC | 7a4 | Solar Derate On-Peak |  | 673 | 1053 | 1493 | 1493 | 1493 | 1493 | 1493 | 1493 | 1493 | 1493 | 1493
2011 | TL | WECC | - | WECC | 7a5 | Hydro Expected On-Peak |  | 28 | 287 | 496 | 512 | 500 | 834 | 517 | 515 | 515 | 504 | 498
2011 | TL | WECC | - | WECC | 7a6 | Hydro Derate On-Peak |  | 64 | 1649 | 1569 | 1613 | 1625 | 1291 | 1608 | 1610 | 1610 | 1621 | 1627
2011 | TL | WECC | - | WECC | 7a7 | Biomass Expected On-Peak |  | 105 | 444 | 550 | 539 | 546 | 561 | 561 | 555 | 565 | 561 | 561
2011 | TL | WECC | - | WECC | 7a8 | Biomass Derate On-Peak |  | 7 | 89 | 30 | 41 | 34 | 19 | 19 | 25 | 15 | 19 | 19
2011 | TL | WECC | - | WECC | 7a9 | Transmission-Limited Resources |  | 0 | 0 | 0 | 0 | 0 | 0 | 0 | 0 | 0 | 0 | 0
2011 | TL | WECC | - | WECC | 7a10 | Scheduled Outage - Maintenance |  | 0 | 0 | 0 | 0 | 0 | 0 | 0 | 0 | 0 | 0 | 0
2011 | TL | WECC | - | WECC | 7a11 | All Other Derates |  | 0 | 0 | 0 | 0 | 0 | 0 | 0 | 0 | 0 | 0 | 0
2011 | TL | WECC | - | WECC | 7a12 | Energy Only |  | 0 | 0 | 0 | 0 | 0 | 0 | 0 | 0 | 0 | 0 | 0
2011 | TL | WECC | - | WECC | 7b | Future, Other (Note: Enter the net expected value only) |  | 0 | 0 | 0 | 0 | 0 | 0 | 0 | 0 | 0 | 0 | 0
2011 | TL | WECC | - | WECC | 7b1 | Wind Expected On-Peak |  | 0 | 0 | 0 | 0 | 0 | 0 | 0 | 0 | 0 | 0 | 0
2011 | TL | WECC | - | WECC | 7b2 | Wind Derate On-Peak |  | 0 | 0 | 0 | 0 | 0 | 0 | 0 | 0 | 0 | 0 | 0
2011 | TL | WECC | - | WECC | 7b3 | Solar Expected On-Peak |  | 0 | 0 | 0 | 0 | 0 | 0 | 0 | 0 | 0 | 0 | 0
2011 | TL | WECC | - | WECC | 7b4 | Solar Derate On-Peak |  | 0 | 0 | 0 | 0 | 0 | 0 | 0 | 0 | 0 | 0 | 0
2011 | TL | WECC | - | WECC | 7b5 | Hydro Expected On-Peak |  | 0 | 0 | 0 | 0 | 0 | 0 | 0 | 0 | 0 | 0 | 0
2011 | TL | WECC | - | WECC | 7b6 | Hydro Derate On-Peak |  | 0 | 0 | 0 | 0 | 0 | 0 | 0 | 0 | 0 | 0 | 0
2011 | TL | WECC | - | WECC | 7b7 | Biomass Expected On-Peak |  | 0 | 0 | 0 | 0 | 0 | 0 | 0 | 0 | 0 | 0 | 0
2011 | TL | WECC | - | WECC | 7b8 | Biomass Derate On-Peak |  | 0 | 0 | 0 | 0 | 0 | 0 | 0 | 0 | 0 | 0 | 0
2011 | TL | WECC | - | WECC | 7b9 | Transmission-Limited Resources |  | 0 | 0 | 0 | 0 | 0 | 0 | 0 | 0 | 0 | 0 | 0
2011 | TL | WECC | - | WECC | 7b10 | Scheduled Outage - Maintenance |  | 0 | 0 | 0 | 0 | 0 | 0 | 0 | 0 | 0 | 0 | 0
2011 | TL | WECC | - | WECC | 7b11 | All Other Derates |  | 0 | 0 | 0 | 0 | 0 | 0 | 0 | 0 | 0 | 0 | 0
2011 | TL | WECC | - | WECC | 7b12 | Energy Only |  | 0 | 0 | 0 | 0 | 0 | 0 | 0 | 0 | 0 | 0 | 0
2011 | TL | WECC | - | WECC | 8 | Conceptual (Note: Enter the net expected value only) |  | 304 | 931 | 1822 | 2814 | 3978 | 5113 | 5716 | 7858 | 8584 | 11063 | 11461
2011 | TL | WECC | - | WECC | 8a1 | Wind Expected On-Peak |  | 233 | 430 | 436 | 436 | 584 | 646 | 678 | 683 | 752 | 2213 | 2507
2011 | TL | WECC | - | WECC | 8a2 | Wind Derate On-Peak |  | 626 | 1035 | 1381 | 1432 | 2216 | 3205 | 4024 | 5750 | 6232 | 5122 | 5128
2011 | TL | WECC | - | WECC | 8a3 | Solar Expected On-Peak |  | 0 | 0 | 0 | 0 | 0 | 0 | 0 | 0 | 0 | 0 | 0
2011 | TL | WECC | - | WECC | 8a4 | Solar Derate On-Peak |  | 2 | 68 | 763 | 1514 | 1724 | 1724 | 1744 | 1781 | 1781 | 1781 | 1781
2011 | TL | WECC | - | WECC | 8a5 | Hydro Expected On-Peak |  | 0 | 0 | 100 | 100 | 163 | 163 | 163 | 1163 | 1163 | 1163 | 1163
2011 | TL | WECC | - | WECC | 8a6 | Hydro Derate On-Peak |  | 0 | 0 | 0 | 0 | 16 | 16 | 16 | 16 | 16 | 16 | 16
2011 | TL | WECC | - | WECC | 8a7 | Biomass Expected On-Peak |  | 0 | 0 | 0 | 98 | 98 | 98 | 98 | 98 | 98 | 57 | 17
2011 | TL | WECC | - | WECC | 8a8 | Biomass Derate On-Peak |  | 0 | 0 | 0 | 0 | 0 | 0 | 0 | 0 | 0 | 41 | 81
2011 | TL | WECC | - | WECC | 8a9 | All Other Derates |  | 0 | 0 | 0 | 0 | 0 | 0 | 0 | 0 | 0 | 0 | 0
2011 | TL | WECC | - | WECC | 8a10 | Energy Only |  | 0 | 0 | 0 | 0 | 0 | 0 | 0 | 0 | 0 | 0 | 0
2011 | TL | WECC | - | WECC | 9 | ANTICIPATED INTERNAL CAPACITY | 184100.5998 | 194933 | 212805 | 230390 | 242909 | 251293 | 250862 | 249316 | 249925 | 249922 | 252962 | 253301
2011 | TL | WECC | - | WECC | 10 | CAPACITY TRANSACTIONS - IMPORTS | 0 | 0 | 0 | 0 | 0 | 0 | 0 | 0 | 0 | 0 | 0 | 0
2011 | TL | WECC | - | WECC | 10a | Firm (Note: The sum of 10a1 and 10a2 must be ≤ 10a) |  | 0 | 0 | 0 | 0 | 0 | 0 | 0 | 0 | 0 | 0 | 0
2011 | TL | WECC | - | WECC | 10a1 | Full-Responsibility Purchases |  | 0 | 0 | 0 | 0 | 0 | 0 | 0 | 0 | 0 | 0 | 0
2011 | TL | WECC | - | WECC | 10a2 | Owned Capacity/Entitlement Located Outside the Region/Subregion |  | 0 | 0 | 0 | 0 | 0 | 0 | 0 | 0 | 0 | 0 | 0
2011 | TL | WECC | - | WECC | 10b | Non-firm | 0 |  | 0 | 0 | 0 | 0 | 0 | 0 | 0 | 0 | 0 | 0
2011 | TL | WECC | - | WECC | 10c | Expected (Note: The sum of 10c1 and 10c2 must be ≤ 10c) |  | 0 | 0 | 0 | 0 | 0 | 0 | 0 | 0 | 0 | 0 | 0
2011 | TL | WECC | - | WECC | 10c1 | Full-Responsibility Purchases |  | 0 | 0 | 0 | 0 | 0 | 0 | 0 | 0 | 0 | 0 | 0
2011 | TL | WECC | - | WECC | 10c2 | Owned Capacity/Entitlement Located Outside the Region/Subregion |  | 0 | 0 | 0 | 0 | 0 | 0 | 0 | 0 | 0 | 0 | 0
2011 | TL | WECC | - | WECC | 10d | Provisional – transactions under study, but negotiations have not begun. |  | 0 | 0 | 0 | 0 | 0 | 0 | 0 | 0 | 0 | 0 | 0
2011 | TL | WECC | - | WECC | 11 | CAPACITY TRANSACTIONS - EXPORTS | 0 | 0 | 0 | 0 | 0 | 0 | 0 | 0 | 0 | 0 | 0 | 0
2011 | TL | WECC | - | WECC | 11a | Firm (Note: The sum of 11a1 and 11a2 must be ≤ 11a) |  | 0 | 0 | 0 | 0 | 0 | 0 | 0 | 0 | 0 | 0 | 0
2011 | TL | WECC | - | WECC | 11a1 | Full-Responsibility Purchases |  | 0 | 0 | 0 | 0 | 0 | 0 | 0 | 0 | 0 | 0 | 0
2011 | TL | WECC | - | WECC | 11a2 | Owned Capacity/Entitlement Located Outside the Region/Subregion |  | 0 | 0 | 0 | 0 | 0 | 0 | 0 | 0 | 0 | 0 | 0
2011 | TL | WECC | - | WECC | 11b | Non-firm | 0 |  | 0 | 0 | 0 | 0 | 0 | 0 | 0 | 0 | 0 | 0
2011 | TL | WECC | - | WECC | 11c | Expected (Note: The sum of 11c1 and 11c2 must be ≤ 11c) |  | 0 | 0 | 0 | 0 | 0 | 0 | 0 | 0 | 0 | 0 | 0
2011 | TL | WECC | - | WECC | 11c1 | Full-Responsibility Purchases |  | 0 | 0 | 0 | 0 | 0 | 0 | 0 | 0 | 0 | 0 | 0
2011 | TL | WECC | - | WECC | 11c2 | Owned Capacity/Entitlement Located Outside the Region/Subregion |  | 0 | 0 | 0 | 0 | 0 | 0 | 0 | 0 | 0 | 0 | 0
2011 | TL | WECC | - | WECC | 11d | Provisional – transactions under study, but negotiations have not begun. |  | 0 | 0 | 0 | 0 | 0 | 0 | 0 | 0 | 0 | 0 | 0
2011 | TL | WECC | - | WECC | 12 | EXISTING, CERTAIN CAPACITY & NET FIRM TRANSACTIONS | 184100.5998 | 187348 | 187649 | 188004 | 188004 | 188025 | 187994 | 188006 | 188072 | 188132 | 188193 | 187999
2011 | TL | WECC | - | WECC | 13 | ANTICIPATED CAPACITY RESOURCES |  | 194933 | 212805 | 230390 | 242909 | 251293 | 250862 | 249316 | 249925 | 249922 | 252962 | 253301
2011 | TL | WECC | - | WECC | 14 | PROSPECTIVE CAPACITY RESOURCES |  | 194933 | 212805 | 230390 | 242909 | 251293 | 250862 | 249316 | 249925 | 249922 | 252962 | 253301
2011 | TL | WECC | - | WECC | 15 | TOTAL POTENTIAL CAPACITY RESOURCES |  | 195237 | 213736 | 232212 | 245723 | 255271 | 255975 | 255032 | 257783 | 258506 | 264025 | 264762
2011 | TL | WECC | - | WECC | 15a | ADJUSTED POTENTIAL CAPACITY RESOURCES |  | 195237 | 213736 | 232212 | 245723 | 255271 | 255975 | 255032 | 257783 | 258506 | 264025 | 264762
2011 | TL | WECC | - | WECC | 16a | Confidence of Future, Other (7b), using reasonable judgement |  | 0 | 0 | 0 | 0 | 0 | 0 | 0 | 0 | 0 | 0 | 0
2011 | TL | WECC | - | WECC | 16b | Net Future, Other Resources After Confidence Percentage Is Applied |  | 0 | 0 | 0 | 0 | 0 | 0 | 0 | 0 | 0 | 0 | 0
2011 | TL | WECC | - | WECC | 16c | Confidence of Conceptual (8), using reasonable judgement | [11 empty] | 1 | bar: 109 to 125
2011 | TL | WECC | - | WECC | 16d | Net Conceptual Resources After Confidence Percentage Is Applied |  | 304 | 931 | 1822 | 2814 | 3978 | 5113 | 5716 | 7858 | 8584 | 11063 | 11461
2011 | TL | WECC | - | WECC | 17 | Region/Subregion Target Reserve Margin |  | 14.5% | 14.5% | 14.5% | 14.5% | 14.5% | 14.5% | 14.5% | 14.5% | 14.5% | 14.5% | 14.5%
2011 | TL | WECC | - | WECC | 18 | Existing Certain and Net Firm Transactions Reserve Margin |  | 44.69% | 42.68% | 40.01% | 37.05% | 34.53% | 32.66% | 30.38% | 28.37% | 25.92% | 23.84% | 21.55%
2011 | TL | WECC | - | WECC | 19 | Anticipated Capacity Resources Reserve Margin |  | 50.55% | 61.81% | 71.58% | 77.07% | 79.8% | 77.02% | 72.9% | 70.58% | 67.27% | 66.46% | 63.76%
2011 | TL | WECC | - | WECC | 20 | Prospective Capacity Resources Reserve Margin |  | 50.55% | 61.81% | 71.58% | 77.07% | 79.8% | 77.02% | 72.9% | 70.58% | 67.27% | 66.46% | 63.76%
2011 | TL | WECC | - | WECC | 21 | Total Potential Resources Reserve Margin |  | 50.78% | 62.52% | 72.94% | 79.12% | 82.64% | 80.63% | 76.86% | 75.95% | 73.02% | 73.74% | 71.17%
2011 | TL | WECC | - | WECC | 22 | Adjusted Potential Resources Reserve Margin |  | 50.78% | 62.52% | 72.94% | 79.12% | 82.64% | 80.63% | 76.86% | 75.95% | 73.02% | 73.74% | 71.17%
2011 | TL | WECC | - | WECC | 23 | Total Baseline Installed Capacity | 0: 233305
2011 | TL | WECC | - | WECC | 24 | Distributed or Other Capacity (Behind the Meter) < 1 MW
2011 | TL | WECC | - | WECC | 25 | Distributed or Other Capacity (Behind the Meter) ≥ 1 MW
2011 | TL | WECC | - | WECC | 26 | Capacity Total from EIA-860
2011 | CAN | WECC | - | AB | 1 | Unrestricted Coincident Peak Demand | 10196 | 10261 | 10739 | 11336 | 12099 | 12517 | 12983 | 13485 | 13919 | 14299 | 14750 | 15315
2011 | CAN | WECC | - | AB | 1a | New Conservation (Energy Efficiency) |  | 0 | 0 | 0 | 0 | 0 | 0 | 0 | 0 | 0 | 0 | 0
2011 | CAN | WECC | - | AB | 1b | Estimated Diversity |  | 0 | 0 | 0 | 0 | 0 | 0 | 0 | 0 | 0 | 0 | 0
2011 | CAN | WECC | - | AB | 1c | Additions for non-member load (load served by non-registered LSE's in a region) |  | 0 | 0 | 0 | 0 | 0 | 0 | 0 | 0 | 0 | 0 | 0
2011 | CAN | WECC | - | AB | 1d | Stand-by Load Under Contract (Normally served by behind the meter generation) |  | 0 | 0 | 0 | 0 | 0 | 0 | 0 | 0 | 0 | 0 | 0
2011 | CAN | WECC | - | AB | 1e | Non-Controllable Demand-Side Demand Response |  | 0 | 0 | 0 | 0 | 0 | 0 | 0 | 0 | 0 | 0 | 0
2011 | CAN | WECC | - | AB | 2 | Total Internal Demand | 10196 | 10261 | 10739 | 11336 | 12099 | 12517 | 12983 | 13485 | 13919 | 14299 | 14750 | 15315
2011 | CAN | WECC | - | AB | 2H1 | Load Forecast Uncertainty (Extreme Demand Factor)
2011 | CAN | WECC | - | AB | 2H | Total Internal Demand | 1.05 | 0 | 0 | 0 | 0 | 0 | 0 | 0 | 0 | 0 | 0 | 0
2011 | CAN | WECC | - | AB | 2a | Supply-Side Direct Control Load Management | 63 | 63 | 63 | 63 | 63 | 63 | 63 | 63 | 63 | 63 | 63 | 63
2011 | CAN | WECC | - | AB | 2b | Supply-Side Contractually Interruptible (Curtailable) | 0 | 56 | 56 | 0 | 0 | 0 | 0 | 0 | 0 | 0 | 0 | 0
2011 | CAN | WECC | - | AB | 2c | Supply-Side Critical Peak-Pricing (CPP) with Control | 0 | 0 | 0 | 0 | 0 | 0 | 0 | 0 | 0 | 0 | 0 | 0
2011 | CAN | WECC | - | AB | 2d | Supply-Side Load as a Capacity Resource | 0 | 0 | 0 | 0 | 0 | 0 | 0 | 0 | 0 | 0 | 0 | 0
2011 | CAN | WECC | - | AB | 3 | Net Internal Demand | 10133 | 10142 | 10620 | 11273 | 12036 | 12454 | 12920 | 13422 | 13856 | 14236 | 14687 | 15252
2011 | CAN | WECC | - | AB | 4a | Demand Response used for Ancillary Services - Spinning Reserves | 0 | 0 | 0 | 0 | 0 | 0 | 0 | 0 | 0 | 0 | 0 | 0
2011 | CAN | WECC | - | AB | 4b | Demand Response used for Ancillary Services - Non-Spinning Reserves | 0 | 0 | 0 | 0 | 0 | 0 | 0 | 0 | 0 | 0 | 0 | 0
2011 | CAN | WECC | - | AB | 4c | Demand Response used for Regulation | 0 | 0 | 0 | 0 | 0 | 0 | 0 | 0 | 0 | 0 | 0 | 0
2011 | CAN | WECC | - | AB | 4d | Demand Response used for Energy, Voluntary Services - Emergency | 0 | 0 | 0 | 0 | 0 | 0 | 0 | 0 | 0 | 0 | 0 | 0
2011 | CAN | WECC | - | AB | 5 | TOTAL INTERNAL CAPACITY | 13269 | 14814 | 14223 | 14831 | 15421 | 16156 | 16156 | 16156 | 16156 | 16156 | 16156 | 16156
2011 | CAN | WECC | - | AB | 6 | EXISTING CAPACITY | 13269 | 13631 | 11870 | 11814 | 11814 | 11814 | 11814 | 11814 | 11814 | 11814 | 11814 | 11814
2011 | CAN | WECC | - | AB | 6a | Existing, Certain | 11248 | 11751 | 11751 | 11751 | 11751 | 11751 | 11751 | 11751 | 11751 | 11751 | 11751 | 11751
2011 | CAN | WECC | - | AB | 6a1 | Wind Expected On-Peak | 0: 96; 109: 713
2011 | CAN | WECC | - | AB | 6a2 | Solar Expected On-Peak | 0: 0; 109: 0
2011 | CAN | WECC | - | AB | 6a3 | Hydro Expected On-Peak | 0: 378; 109: 348
2011 | CAN | WECC | - | AB | 6a4 | Biomass Expected On-Peak | 0: 185; 109: 312
2011 | CAN | WECC | - | AB | 6b | Existing, Other (Note: Enter the net expected value only) | 0 | 0 | 0 | 0 | 0 | 0 | 0 | 0 | 0 | 0 | 0 | 0
2011 | CAN | WECC | - | AB | 6b1 | Wind Derate On-Peak | 0: 844; 109: 227
2011 | CAN | WECC | - | AB | 6b2 | Solar Derate On-Peak | 0: 0; 109: 0
2011 | CAN | WECC | - | AB | 6b3 | Hydro Derate On-Peak | 0: 506; 109: 536
2011 | CAN | WECC | - | AB | 6b4 | Biomass Derate On-Peak | 0: 139; 109: 12
2011 | CAN | WECC | - | AB | 6b5 | Transmission-Limited Resources | 0: 0; 109: 0
2011 | CAN | WECC | - | AB | 6b6 | All Other Derates | 0: 469; 109: 986
2011 | CAN | WECC | - | AB | 6b7 | Energy Only (Existing-Other) | 0: 0; 109: 0
2011 | CAN | WECC | - | AB | 6c | Existing, Inoperable (Note: Capacity reported on this line is not included in margin calculations) | 0 | 0 | 0 | 0 | 0 | 0 | 0 | 0 | 0 | 0 | 0 | 0
2011 | CAN | WECC | - | AB | 6d | Total Supply-Side Demand Response | 63 | 119 | 119 | 63 | 63 | 63 | 63 | 63 | 63 | 63 | 63 | 63
2011 | CAN | WECC | - | AB | 7 | FUTURE CAPACITY ADDITIONS |  | 1087 | 2066 | 2596 | 3002 | 3674 | 3709 | 3688 | 3670 | 3656 | 3674 | 3669
2011 | CAN | WECC | - | AB | 7a | Future, Planned (Note: Enter the net expected value only) |  | 1087 | 2066 | 2596 | 3002 | 3674 | 3709 | 3688 | 3670 | 3656 | 3674 | 3669
2011 | CAN | WECC | - | AB | 7a1 | Wind Expected On-Peak |  | 271 | 882 | 1246 | 1636 | 1748 | 1768 | 1747 | 1744 | 1715 | 1733 | 1728
2011 | CAN | WECC | - | AB | 7a2 | Wind Derate On-Peak |  | 89 | 256 | 385 | 584 | 632 | 612 | 633 | 636 | 665 | 647 | 652
2011 | CAN | WECC | - | AB | 7a3 | Solar Expected On-Peak |  | 0 | 0 | 0 | 0 | 0 | 0 | 0 | 0 | 0 | 0 | 0
2011 | CAN | WECC | - | AB | 7a4 | Solar Derate On-Peak |  | 0 | 0 | 0 | 0 | 0 | 0 | 0 | 0 | 0 | 0 | 0
2011 | CAN | WECC | - | AB | 7a5 | Hydro Expected On-Peak |  | 0 | 0 | 0 | 0 | 0 | 0 | 0 | 0 | 0 | 0 | 0
2011 | CAN | WECC | - | AB | 7a6 | Hydro Derate On-Peak |  | 0 | 0 | 0 | 0 | 0 | 0 | 0 | 0 | 0 | 0 | 0
2011 | CAN | WECC | - | AB | 7a7 | Biomass Expected On-Peak |  | 28 | 51 | 46 | 61 | 46 | 61 | 61 | 46 | 61 | 61 | 61
2011 | CAN | WECC | - | AB | 7a8 | Biomass Derate On-Peak |  | 7 | 31 | 36 | 21 | 36 | 21 | 21 | 36 | 21 | 21 | 21
2011 | CAN | WECC | - | AB | 7a9 | Transmission-Limited Resources |  | 0 | 0 | 0 | 0 | 0 | 0 | 0 | 0 | 0 | 0 | 0
2011 | CAN | WECC | - | AB | 7a10 | Scheduled Outage - Maintenance |  | 0 | 0 | 0 | 0 | 0 | 0 | 0 | 0 | 0 | 0 | 0
2011 | CAN | WECC | - | AB | 7a11 | All Other Derates |  | 0 | 0 | 0 | 0 | 0 | 0 | 0 | 0 | 0 | 0 | 0
2011 | CAN | WECC | - | AB | 7a12 | Energy Only |  | 0 | 0 | 0 | 0 | 0 | 0 | 0 | 0 | 0 | 0 | 0
2011 | CAN | WECC | - | AB | 7b | Future, Other (Note: Enter the net expected value only) |  | 0 | 0 | 0 | 0 | 0 | 0 | 0 | 0 | 0 | 0 | 0
2011 | CAN | WECC | - | AB | 7b1 | Wind Expected On-Peak |  | 0 | 0 | 0 | 0 | 0 | 0 | 0 | 0 | 0 | 0 | 0
2011 | CAN | WECC | - | AB | 7b2 | Wind Derate On-Peak |  | 0 | 0 | 0 | 0 | 0 | 0 | 0 | 0 | 0 | 0 | 0
2011 | CAN | WECC | - | AB | 7b3 | Solar Expected On-Peak |  | 0 | 0 | 0 | 0 | 0 | 0 | 0 | 0 | 0 | 0 | 0
2011 | CAN | WECC | - | AB | 7b4 | Solar Derate On-Peak |  | 0 | 0 | 0 | 0 | 0 | 0 | 0 | 0 | 0 | 0 | 0
2011 | CAN | WECC | - | AB | 7b5 | Hydro Expected On-Peak |  | 0 | 0 | 0 | 0 | 0 | 0 | 0 | 0 | 0 | 0 | 0
2011 | CAN | WECC | - | AB | 7b6 | Hydro Derate On-Peak |  | 0 | 0 | 0 | 0 | 0 | 0 | 0 | 0 | 0 | 0 | 0
2011 | CAN | WECC | - | AB | 7b7 | Biomass Expected On-Peak |  | 0 | 0 | 0 | 0 | 0 | 0 | 0 | 0 | 0 | 0 | 0
2011 | CAN | WECC | - | AB | 7b8 | Biomass Derate On-Peak |  | 0 | 0 | 0 | 0 | 0 | 0 | 0 | 0 | 0 | 0 | 0
2011 | CAN | WECC | - | AB | 7b9 | Transmission-Limited Resources |  | 0 | 0 | 0 | 0 | 0 | 0 | 0 | 0 | 0 | 0 | 0
2011 | CAN | WECC | - | AB | 7b10 | Scheduled Outage - Maintenance |  | 0 | 0 | 0 | 0 | 0 | 0 | 0 | 0 | 0 | 0 | 0
2011 | CAN | WECC | - | AB | 7b11 | All Other Derates |  | 0 | 0 | 0 | 0 | 0 | 0 | 0 | 0 | 0 | 0 | 0
2011 | CAN | WECC | - | AB | 7b12 | Energy Only |  | 0 | 0 | 0 | 0 | 0 | 0 | 0 | 0 | 0 | 0 | 0
2011 | CAN | WECC | - | AB | 8 | Conceptual (Note: Enter the net expected value only) |  | 15 | 135 | 315 | 315 | 354 | 354 | 354 | 1354 | 1354 | 1498 | 1642
2011 | CAN | WECC | - | AB | 8a1 | Wind Expected On-Peak |  | 0 | 0 | 0 | 0 | 0 | 0 | 0 | 0 | 0 | 0 | 0
2011 | CAN | WECC | - | AB | 8a2 | Wind Derate On-Peak |  | 0 | 0 | 0 | 0 | 0 | 0 | 0 | 0 | 0 | 0 | 0
2011 | CAN | WECC | - | AB | 8a3 | Solar Expected On-Peak |  | 0 | 0 | 0 | 0 | 0 | 0 | 0 | 0 | 0 | 0 | 0
2011 | CAN | WECC | - | AB | 8a4 | Solar Derate On-Peak |  | 0 | 0 | 0 | 0 | 0 | 0 | 0 | 0 | 0 | 0 | 0
2011 | CAN | WECC | - | AB | 8a5 | Hydro Expected On-Peak |  | 0 | 0 | 0 | 100 | 100 | 100 | 100 | 100 | 1100 | 1100 | 1100
2011 | CAN | WECC | - | AB | 8a6 | Hydro Derate On-Peak |  | 0 | 0 | 0 | 0 | 0 | 0 | 0 | 0 | 0 | 0 | 0
2011 | CAN | WECC | - | AB | 8a7 | Biomass Expected On-Peak |  | 0 | 0 | 0 | 0 | 0 | 0 | 0 | 0 | 0 | 0 | 0
2011 | CAN | WECC | - | AB | 8a8 | Biomass Derate On-Peak |  | 0 | 0 | 0 | 0 | 0 | 0 | 0 | 0 | 0 | 0 | 0
2011 | CAN | WECC | - | AB | 8a9 | All Other Derates |  | 0 | 0 | 0 | 0 | 0 | 0 | 0 | 0 | 0 | 0 | 0
2011 | CAN | WECC | - | AB | 8a10 | Energy Only |  | 0 | 0 | 0 | 0 | 0 | 0 | 0 | 0 | 0 | 0 | 0
2011 | CAN | WECC | - | AB | 9 | ANTICIPATED INTERNAL CAPACITY | 11311 | 12957 | 13936 | 14410 | 14816 | 15488 | 15523 | 15502 | 15484 | 15470 | 15488 | 15483
2011 | CAN | WECC | - | AB | 10 | CAPACITY TRANSACTIONS - IMPORTS | 464 | 600 | 600 | 600 | 600 | 600 | 600 | 600 | 600 | 600 | 600 | 600
2011 | CAN | WECC | - | AB | 10a | Firm (Note: The sum of 10a1 and 10a2 must be ≤ 10a) |  | 600 | 600 | 600 | 600 | 600 | 600 | 600 | 600 | 600 | 600 | 600
2011 | CAN | WECC | - | AB | 10a1 | Full-Responsibility Purchases |  | 0 | 0 | 0 | 0 | 0 | 0 | 0 | 0 | 0 | 0 | 0
2011 | CAN | WECC | - | AB | 10a2 | Owned Capacity/Entitlement Located Outside the Region/Subregion |  | 0 | 0 | 0 | 0 | 0 | 0 | 0 | 0 | 0 | 0 | 0
2011 | CAN | WECC | - | AB | 10b | Non-firm | 0 |  | 0 | 0 | 0 | 0 | 0 | 0 | 0 | 0 | 0 | 0
2011 | CAN | WECC | - | AB | 10c | Expected (Note: The sum of 10c1 and 10c2 must be ≤ 10c) |  | 0 | 0 | 0 | 0 | 0 | 0 | 0 | 0 | 0 | 0 | 0
2011 | CAN | WECC | - | AB | 10c1 | Full-Responsibility Purchases |  | 0 | 0 | 0 | 0 | 0 | 0 | 0 | 0 | 0 | 0 | 0
2011 | CAN | WECC | - | AB | 10c2 | Owned Capacity/Entitlement Located Outside the Region/Subregion |  | 0 | 0 | 0 | 0 | 0 | 0 | 0 | 0 | 0 | 0 | 0
2011 | CAN | WECC | - | AB | 10d | Provisional – transactions under study, but negotiations have not begun. |  | 0 | 0 | 0 | 0 | 0 | 0 | 0 | 0 | 0 | 0 | 0
2011 | CAN | WECC | - | AB | 11 | CAPACITY TRANSACTIONS - EXPORTS | 0 | 0 | 0 | 0 | 0 | 0 | 0 | 0 | 0 | 0 | 0 | 0
2011 | CAN | WECC | - | AB | 11a | Firm (Note: The sum of 11a1 and 11a2 must be ≤ 11a) |  | 0 | 0 | 0 | 0 | 0 | 0 | 0 | 0 | 0 | 0 | 0
2011 | CAN | WECC | - | AB | 11a1 | Full-Responsibility Purchases |  | 0 | 0 | 0 | 0 | 0 | 0 | 0 | 0 | 0 | 0 | 0
2011 | CAN | WECC | - | AB | 11a2 | Owned Capacity/Entitlement Located Outside the Region/Subregion |  | 0 | 0 | 0 | 0 | 0 | 0 | 0 | 0 | 0 | 0 | 0
2011 | CAN | WECC | - | AB | 11b | Non-firm | 0 |  | 0 | 0 | 0 | 0 | 0 | 0 | 0 | 0 | 0 | 0
2011 | CAN | WECC | - | AB | 11c | Expected (Note: The sum of 11c1 and 11c2 must be ≤ 11c) |  | 0 | 0 | 0 | 0 | 0 | 0 | 0 | 0 | 0 | 0 | 0
2011 | CAN | WECC | - | AB | 11c1 | Full-Responsibility Purchases |  | 0 | 0 | 0 | 0 | 0 | 0 | 0 | 0 | 0 | 0 | 0
2011 | CAN | WECC | - | AB | 11c2 | Owned Capacity/Entitlement Located Outside the Region/Subregion |  | 0 | 0 | 0 | 0 | 0 | 0 | 0 | 0 | 0 | 0 | 0
2011 | CAN | WECC | - | AB | 11d | Provisional – transactions under study, but negotiations have not begun. |  | 0 | 0 | 0 | 0 | 0 | 0 | 0 | 0 | 0 | 0 | 0
2011 | CAN | WECC | - | AB | 12 | EXISTING, CERTAIN CAPACITY & NET FIRM TRANSACTIONS | 11311 | 12470 | 12470 | 12414 | 12414 | 12414 | 12414 | 12414 | 12414 | 12414 | 12414 | 12414
2011 | CAN | WECC | - | AB | 13 | ANTICIPATED CAPACITY RESOURCES |  | 13557 | 14536 | 15010 | 15416 | 16088 | 16123 | 16102 | 16084 | 16070 | 16088 | 16083
2011 | CAN | WECC | - | AB | 14 | PROSPECTIVE CAPACITY RESOURCES |  | 13557 | 14536 | 15010 | 15416 | 16088 | 16123 | 16102 | 16084 | 16070 | 16088 | 16083
2011 | CAN | WECC | - | AB | 15 | TOTAL POTENTIAL CAPACITY RESOURCES |  | 13572 | 14671 | 15325 | 15731 | 16442 | 16477 | 16456 | 17438 | 17424 | 17586 | 17725
2011 | CAN | WECC | - | AB | 15a | ADJUSTED POTENTIAL CAPACITY RESOURCES |  | 13572 | 14671 | 15325 | 15731 | 16442 | 16477 | 16456 | 17438 | 17424 | 17586 | 17725
2011 | CAN | WECC | - | AB | 16a | Confidence of Future, Other (7b), using reasonable judgement |  | 0 | 0 | 0 | 0 | 0 | 0 | 0 | 0 | 0 | 0 | 0
2011 | CAN | WECC | - | AB | 16b | Net Future, Other Resources After Confidence Percentage Is Applied |  | 0 | 0 | 0 | 0 | 0 | 0 | 0 | 0 | 0 | 0 | 0
2011 | CAN | WECC | - | AB | 16c | Confidence of Conceptual (8), using reasonable judgement | [11 empty] | 1 | bar: 109 to 125
2011 | CAN | WECC | - | AB | 16d | Net Conceptual Resources After Confidence Percentage Is Applied |  | 15 | 135 | 315 | 315 | 354 | 354 | 354 | 1354 | 1354 | 1498 | 1642
2011 | CAN | WECC | - | AB | 17 | Region/Subregion Target Reserve Margin |  | 14.1% | 14.1% | 14.1% | 14.1% | 14.1% | 14.1% | 14.1% | 14.1% | 14.1% | 14.1% | 14.1%
2011 | CAN | WECC | - | AB | 18 | Existing Certain and Net Firm Transactions Reserve Margin |  | 21.53% | 16.12% | 9.51% | 2.604% | -0.8229% | -4.383% | -7.942% | -10.81% | -13.18% | -15.84% | -18.94%
2011 | CAN | WECC | - | AB | 19 | Anticipated Capacity Resources Reserve Margin |  | 32.12% | 35.36% | 32.41% | 27.42% | 28.53% | 24.19% | 19.41% | 15.55% | 12.39% | 9.071% | 5.015%
2011 | CAN | WECC | - | AB | 20 | Prospective Capacity Resources Reserve Margin |  | 32.12% | 35.36% | 32.41% | 27.42% | 28.53% | 24.19% | 19.41% | 15.55% | 12.39% | 9.071% | 5.015%
2011 | CAN | WECC | - | AB | 21 | Total Potential Resources Reserve Margin |  | 32.27% | 36.61% | 35.19% | 30.02% | 31.36% | 26.91% | 22.03% | 25.28% | 21.85% | 19.23% | 15.74%
2011 | CAN | WECC | - | AB | 22 | Adjusted Potential Resources Reserve Margin |  | 32.27% | 36.61% | 35.19% | 30.02% | 31.36% | 26.91% | 22.03% | 25.28% | 21.85% | 19.23% | 15.74%
2011 | CAN | WECC | - | AB | 23 | Total Baseline Installed Capacity | 0: 13206
2011 | CAN | WECC | - | AB | 24 | Distributed or Other Capacity (Behind the Meter) < 1 MW
2011 | CAN | WECC | - | AB | 25 | Distributed or Other Capacity (Behind the Meter) ≥ 1 MW
2011 | CAN | WECC | - | AB | 26 | Capacity Total from EIA-860
2011 | US | WECC | - | BASN | 1 | Unrestricted Coincident Peak Demand | 10505 | 11432 | 11763.1 | 12032.9 | 12304.5 | 12535.6 | 12735.5 | 12943.4 | 13137.8 | 13355.1 | 13537.9 | 13724.9
2011 | US | WECC | - | BASN | 1a | New Conservation (Energy Efficiency) |  | 5 | 7 | 11 | 13 | 14 | 16 | 18 | 19 | 21 | 23 | 23
2011 | US | WECC | - | BASN | 1b | Estimated Diversity |  | 0 | 0 | 0 | 0 | 0 | 0 | 0 | 0 | 0 | 0 | 0
2011 | US | WECC | - | BASN | 1c | Additions for non-member load (load served by non-registered LSE's in a region) |  | 0 | 0 | 0 | 0 | 0 | 0 | 0 | 0 | 0 | 0 | 0
2011 | US | WECC | - | BASN | 1d | Stand-by Load Under Contract (Normally served by behind the meter generation) |  | 0 | 0 | 0 | 0 | 0 | 0 | 0 | 0 | 0 | 0 | 0
2011 | US | WECC | - | BASN | 1e | Non-Controllable Demand-Side Demand Response |  | 0 | 0 | 0 | 0 | 0 | 0 | 0 | 0 | 0 | 0 | 0
2011 | US | WECC | - | BASN | 2 | Total Internal Demand | 10505 | 11427 | 11756.1 | 12021.9 | 12291.5 | 12521.6 | 12719.5 | 12925.4 | 13118.8 | 13334.1 | 13514.9 | 13701.9
2011 | US | WECC | - | BASN | 2H1 | Load Forecast Uncertainty (Extreme Demand Factor)
2011 | US | WECC | - | BASN | 2H | Total Internal Demand | 1.05 | 0 | 0 | 0 | 0 | 0 | 0 | 0 | 0 | 0 | 0 | 0
2011 | US | WECC | - | BASN | 2a | Supply-Side Direct Control Load Management | 0 | 0 | 20 | 40 | 50 | 53 | 53 | 53 | 53 | 53 | 53 | 53
2011 | US | WECC | - | BASN | 2b | Supply-Side Contractually Interruptible (Curtailable) | 0 | 252 | 252 | 252 | 252 | 252 | 252 | 252 | 252 | 252 | 252 | 252
2011 | US | WECC | - | BASN | 2c | Supply-Side Critical Peak-Pricing (CPP) with Control | 0 | 0 | 0 | 0 | 0 | 0 | 0 | 0 | 0 | 0 | 0 | 0
2011 | US | WECC | - | BASN | 2d | Supply-Side Load as a Capacity Resource | 0 | 0 | 0 | 0 | 0 | 0 | 0 | 0 | 0 | 0 | 0 | 0
2011 | US | WECC | - | BASN | 3 | Net Internal Demand | 10505 | 11175 | 11484.1 | 11729.9 | 11989.5 | 12216.6 | 12414.5 | 12620.4 | 12813.8 | 13029.1 | 13209.9 | 13396.9
2011 | US | WECC | - | BASN | 4a | Demand Response used for Ancillary Services - Spinning Reserves | 0 | 0 | 0 | 0 | 0 | 0 | 0 | 0 | 0 | 0 | 0 | 0
2011 | US | WECC | - | BASN | 4b | Demand Response used for Ancillary Services - Non-Spinning Reserves | 0 | 0 | 0 | 0 | 0 | 0 | 0 | 0 | 0 | 0 | 0 | 0
2011 | US | WECC | - | BASN | 4c | Demand Response used for Regulation | 0 | 0 | 0 | 0 | 0 | 0 | 0 | 0 | 0 | 0 | 0 | 0
2011 | US | WECC | - | BASN | 4d | Demand Response used for Energy, Voluntary Services - Emergency | 0 | 85 | 65 | 65 | 65 | 65 | 35 | 35 | 35 | 35 | 35 | 35
2011 | US | WECC | - | BASN | 5 | TOTAL INTERNAL CAPACITY | 17350 | 18437 | 16522 | 16595 | 16753 | 16774 | 16774 | 16774 | 16774 | 16774 | 16774 | 16774
2011 | US | WECC | - | BASN | 6 | EXISTING CAPACITY | 17350 | 17483 | 14490 | 14510 | 14520 | 14523 | 14523 | 14523 | 14523 | 14523 | 14523 | 14523
2011 | US | WECC | - | BASN | 6a | Existing, Certain | 13560 | 14218 | 14218 | 14218 | 14218 | 14218 | 14218 | 14218 | 14218 | 14218 | 14218 | 14218
2011 | US | WECC | - | BASN | 6a1 | Wind Expected On-Peak | 0: 6; 109: 206
2011 | US | WECC | - | BASN | 6a2 | Solar Expected On-Peak | 0: 0; 109: 0
2011 | US | WECC | - | BASN | 6a3 | Hydro Expected On-Peak | 0: 1266; 109: 1517
2011 | US | WECC | - | BASN | 6a4 | Biomass Expected On-Peak | 0: 0; 109: 43
2011 | US | WECC | - | BASN | 6b | Existing, Other (Note: Enter the net expected value only) | 0 | 0 | 0 | 0 | 0 | 0 | 0 | 0 | 0 | 0 | 0 | 0
2011 | US | WECC | - | BASN | 6b1 | Wind Derate On-Peak | 0: 1983; 109: 1803
2011 | US | WECC | - | BASN | 6b2 | Solar Derate On-Peak | 0: 0; 109: 0
2011 | US | WECC | - | BASN | 6b3 | Hydro Derate On-Peak | 0: 1056; 109: 805
2011 | US | WECC | - | BASN | 6b4 | Biomass Derate On-Peak | 0: 60; 109: 34
2011 | US | WECC | - | BASN | 6b5 | Transmission-Limited Resources | 0: 0; 109: 0
2011 | US | WECC | - | BASN | 6b6 | All Other Derates | 0: 691; 109: 371
2011 | US | WECC | - | BASN | 6b7 | Energy Only (Existing-Other) | 0: 0; 109: 0
2011 | US | WECC | - | BASN | 6c | Existing, Inoperable (Note: Capacity reported on this line is not included in margin calculations) | 0 | 0 | 0 | 0 | 0 | 0 | 0 | 0 | 0 | 0 | 0 | 0
2011 | US | WECC | - | BASN | 6d | Total Supply-Side Demand Response | 0 | 252 | 272 | 292 | 302 | 305 | 305 | 305 | 305 | 305 | 305 | 305
2011 | US | WECC | - | BASN | 7 | FUTURE CAPACITY ADDITIONS |  | 554 | 1457 | 1487 | 1486 | 1504 | 1510 | 1510 | 1506 | 1504 | 1504 | 1504
2011 | US | WECC | - | BASN | 7a | Future, Planned (Note: Enter the net expected value only) |  | 554 | 1457 | 1487 | 1486 | 1504 | 1510 | 1510 | 1506 | 1504 | 1504 | 1504
2011 | US | WECC | - | BASN | 7a1 | Wind Expected On-Peak |  | 18 | 43 | 41 | 41 | 41 | 47 | 47 | 43 | 41 | 41 | 41
2011 | US | WECC | - | BASN | 7a2 | Wind Derate On-Peak |  | 380 | 555 | 578 | 578 | 578 | 572 | 572 | 576 | 578 | 578 | 578
2011 | US | WECC | - | BASN | 7a3 | Solar Expected On-Peak |  | 0 | 0 | 0 | 0 | 0 | 0 | 0 | 0 | 0 | 0 | 0
2011 | US | WECC | - | BASN | 7a4 | Solar Derate On-Peak |  | 20 | 20 | 20 | 169 | 169 | 169 | 169 | 169 | 169 | 169 | 169
2011 | US | WECC | - | BASN | 7a5 | Hydro Expected On-Peak |  | 0 | 0 | 0 | 0 | 0 | 0 | 0 | 0 | 0 | 0 | 0
2011 | US | WECC | - | BASN | 7a6 | Hydro Derate On-Peak |  | 0 | 0 | 0 | 0 | 0 | 0 | 0 | 0 | 0 | 0 | 0
2011 | US | WECC | - | BASN | 7a7 | Biomass Expected On-Peak |  | 3 | 3 | 3 | 3 | 3 | 3 | 3 | 3 | 3 | 3 | 3
2011 | US | WECC | - | BASN | 7a8 | Biomass Derate On-Peak |  | 0 | 0 | 0 | 0 | 0 | 0 | 0 | 0 | 0 | 0 | 0
2011 | US | WECC | - | BASN | 7a9 | Transmission-Limited Resources |  | 0 | 0 | 0 | 0 | 0 | 0 | 0 | 0 | 0 | 0 | 0
2011 | US | WECC | - | BASN | 7a10 | Scheduled Outage - Maintenance |  | 0 | 0 | 0 | 0 | 0 | 0 | 0 | 0 | 0 | 0 | 0
2011 | US | WECC | - | BASN | 7a11 | All Other Derates |  | 0 | 0 | 0 | 0 | 0 | 0 | 0 | 0 | 0 | 0 | 0
2011 | US | WECC | - | BASN | 7a12 | Energy Only |  | 0 | 0 | 0 | 0 | 0 | 0 | 0 | 0 | 0 | 0 | 0
2011 | US | WECC | - | BASN | 7b | Future, Other (Note: Enter the net expected value only) |  | 0 | 0 | 0 | 0 | 0 | 0 | 0 | 0 | 0 | 0 | 0
2011 | US | WECC | - | BASN | 7b1 | Wind Expected On-Peak |  | 0 | 0 | 0 | 0 | 0 | 0 | 0 | 0 | 0 | 0 | 0
2011 | US | WECC | - | BASN | 7b2 | Wind Derate On-Peak |  | 0 | 0 | 0 | 0 | 0 | 0 | 0 | 0 | 0 | 0 | 0
2011 | US | WECC | - | BASN | 7b3 | Solar Expected On-Peak |  | 0 | 0 | 0 | 0 | 0 | 0 | 0 | 0 | 0 | 0 | 0
2011 | US | WECC | - | BASN | 7b4 | Solar Derate On-Peak |  | 0 | 0 | 0 | 0 | 0 | 0 | 0 | 0 | 0 | 0 | 0
2011 | US | WECC | - | BASN | 7b5 | Hydro Expected On-Peak |  | 0 | 0 | 0 | 0 | 0 | 0 | 0 | 0 | 0 | 0 | 0
2011 | US | WECC | - | BASN | 7b6 | Hydro Derate On-Peak |  | 0 | 0 | 0 | 0 | 0 | 0 | 0 | 0 | 0 | 0 | 0
2011 | US | WECC | - | BASN | 7b7 | Biomass Expected On-Peak |  | 0 | 0 | 0 | 0 | 0 | 0 | 0 | 0 | 0 | 0 | 0
2011 | US | WECC | - | BASN | 7b8 | Biomass Derate On-Peak |  | 0 | 0 | 0 | 0 | 0 | 0 | 0 | 0 | 0 | 0 | 0
2011 | US | WECC | - | BASN | 7b9 | Transmission-Limited Resources |  | 0 | 0 | 0 | 0 | 0 | 0 | 0 | 0 | 0 | 0 | 0
2011 | US | WECC | - | BASN | 7b10 | Scheduled Outage - Maintenance |  | 0 | 0 | 0 | 0 | 0 | 0 | 0 | 0 | 0 | 0 | 0
2011 | US | WECC | - | BASN | 7b11 | All Other Derates |  | 0 | 0 | 0 | 0 | 0 | 0 | 0 | 0 | 0 | 0 | 0
2011 | US | WECC | - | BASN | 7b12 | Energy Only |  | 0 | 0 | 0 | 0 | 0 | 0 | 0 | 0 | 0 | 0 | 0
2011 | US | WECC | - | BASN | 8 | Conceptual (Note: Enter the net expected value only) |  | 24 | 24 | 86 | 716 | 779 | 1082 | 1082 | 1098 | 1182 | 1783 | 1976
2011 | US | WECC | - | BASN | 8a1 | Wind Expected On-Peak |  | 0 | 0 | 0 | 0 | 0 | 0 | 0 | 16 | 100 | 701 | 894
2011 | US | WECC | - | BASN | 8a2 | Wind Derate On-Peak |  | 0 | 0 | 0 | 0 | 0 | 0 | 0 | 264 | 480 | 179 | 286
2011 | US | WECC | - | BASN | 8a3 | Solar Expected On-Peak |  | 0 | 0 | 0 | 0 | 0 | 0 | 0 | 0 | 0 | 0 | 0
2011 | US | WECC | - | BASN | 8a4 | Solar Derate On-Peak |  | 0 | 0 | 0 | 0 | 0 | 0 | 0 | 0 | 0 | 0 | 0
2011 | US | WECC | - | BASN | 8a5 | Hydro Expected On-Peak |  | 0 | 0 | 0 | 0 | 63 | 63 | 63 | 63 | 63 | 63 | 63
2011 | US | WECC | - | BASN | 8a6 | Hydro Derate On-Peak |  | 0 | 0 | 0 | 0 | 16 | 16 | 16 | 16 | 16 | 16 | 16
2011 | US | WECC | - | BASN | 8a7 | Biomass Expected On-Peak |  | 0 | 0 | 0 | 0 | 0 | 0 | 0 | 0 | 0 | 0 | 0
2011 | US | WECC | - | BASN | 8a8 | Biomass Derate On-Peak |  | 0 | 0 | 0 | 0 | 0 | 0 | 0 | 0 | 0 | 0 | 0
2011 | US | WECC | - | BASN | 8a9 | All Other Derates |  | 0 | 0 | 0 | 0 | 0 | 0 | 0 | 0 | 0 | 0 | 0
2011 | US | WECC | - | BASN | 8a10 | Energy Only |  | 0 | 0 | 0 | 0 | 0 | 0 | 0 | 0 | 0 | 0 | 0
2011 | US | WECC | - | BASN | 9 | ANTICIPATED INTERNAL CAPACITY | 13560 | 15024 | 15947 | 15997 | 16006 | 16027 | 16033 | 16033 | 16029 | 16027 | 16027 | 16027
2011 | US | WECC | - | BASN | 10 | CAPACITY TRANSACTIONS - IMPORTS | 2218 | 1970 | 2367 | 2863 | 3085 | 3044 | 3530 | 3470 | 3584 | 3286 | 2509 | 2509
2011 | US | WECC | - | BASN | 10a | Firm (Note: The sum of 10a1 and 10a2 must be ≤ 10a) |  | 1970 | 2367 | 2863 | 3085 | 3044 | 3530 | 3470 | 3584 | 3286 | 2509 | 2509
2011 | US | WECC | - | BASN | 10a1 | Full-Responsibility Purchases |  | 0 | 0 | 0 | 0 | 0 | 0 | 0 | 0 | 0 | 0 | 0
2011 | US | WECC | - | BASN | 10a2 | Owned Capacity/Entitlement Located Outside the Region/Subregion |  | 0 | 0 | 0 | 0 | 0 | 0 | 0 | 0 | 0 | 0 | 0
2011 | US | WECC | - | BASN | 10b | Non-firm | 0 |  | 0 | 0 | 0 | 0 | 0 | 0 | 0 | 0 | 0 | 0
2011 | US | WECC | - | BASN | 10c | Expected (Note: The sum of 10c1 and 10c2 must be ≤ 10c) |  | 0 | 0 | 0 | 0 | 0 | 0 | 0 | 0 | 0 | 0 | 0
2011 | US | WECC | - | BASN | 10c1 | Full-Responsibility Purchases |  | 0 | 0 | 0 | 0 | 0 | 0 | 0 | 0 | 0 | 0 | 0
2011 | US | WECC | - | BASN | 10c2 | Owned Capacity/Entitlement Located Outside the Region/Subregion |  | 0 | 0 | 0 | 0 | 0 | 0 | 0 | 0 | 0 | 0 | 0
2011 | US | WECC | - | BASN | 10d | Provisional – transactions under study, but negotiations have not begun. |  | 0 | 0 | 0 | 0 | 0 | 0 | 0 | 0 | 0 | 0 | 0
2011 | US | WECC | - | BASN | 11 | CAPACITY TRANSACTIONS - EXPORTS | 1336 | 3094 | 3009 | 3009 | 3009 | 3018 | 3009 | 3009 | 3161 | 3009 | 3009 | 3009
2011 | US | WECC | - | BASN | 11a | Firm (Note: The sum of 11a1 and 11a2 must be ≤ 11a) |  | 3094 | 3009 | 3009 | 3009 | 3018 | 3009 | 3009 | 3161 | 3009 | 3009 | 3009
2011 | US | WECC | - | BASN | 11a1 | Full-Responsibility Purchases |  | 0 | 0 | 0 | 0 | 0 | 0 | 0 | 0 | 0 | 0 | 0
2011 | US | WECC | - | BASN | 11a2 | Owned Capacity/Entitlement Located Outside the Region/Subregion |  | 3009 | 3009 | 3009 | 3009 | 3009 | 3009 | 3009 | 3009 | 3009 | 3009 | 3009
2011 | US | WECC | - | BASN | 11b | Non-firm | 0 |  | 0 | 0 | 0 | 0 | 0 | 0 | 0 | 0 | 0 | 0
2011 | US | WECC | - | BASN | 11c | Expected (Note: The sum of 11c1 and 11c2 must be ≤ 11c) |  | 0 | 0 | 0 | 0 | 0 | 0 | 0 | 0 | 0 | 0 | 0
2011 | US | WECC | - | BASN | 11c1 | Full-Responsibility Purchases |  | 0 | 0 | 0 | 0 | 0 | 0 | 0 | 0 | 0 | 0 | 0
2011 | US | WECC | - | BASN | 11c2 | Owned Capacity/Entitlement Located Outside the Region/Subregion |  | 0 | 0 | 0 | 0 | 0 | 0 | 0 | 0 | 0 | 0 | 0
2011 | US | WECC | - | BASN | 11d | Provisional – transactions under study, but negotiations have not begun. |  | 0 | 0 | 0 | 0 | 0 | 0 | 0 | 0 | 0 | 0 | 0
2011 | US | WECC | - | BASN | 12 | EXISTING, CERTAIN CAPACITY & NET FIRM TRANSACTIONS | 13560 | 13346 | 13848 | 14364 | 14596 | 14549 | 15044 | 14984 | 14946 | 14800 | 14023 | 14023
2011 | US | WECC | - | BASN | 13 | ANTICIPATED CAPACITY RESOURCES |  | 13900 | 15305 | 15851 | 16082 | 16053 | 16554 | 16494 | 16452 | 16304 | 15527 | 15527
2011 | US | WECC | - | BASN | 14 | PROSPECTIVE CAPACITY RESOURCES |  | 13900 | 15305 | 15851 | 16082 | 16053 | 16554 | 16494 | 16452 | 16304 | 15527 | 15527
2011 | US | WECC | - | BASN | 15 | TOTAL POTENTIAL CAPACITY RESOURCES |  | 13924 | 15329 | 15937 | 16798 | 16832 | 17636 | 17576 | 17550 | 17486 | 17310 | 17503
2011 | US | WECC | - | BASN | 15a | ADJUSTED POTENTIAL CAPACITY RESOURCES |  | 13924 | 15329 | 15937 | 16798 | 16832 | 17636 | 17576 | 17550 | 17486 | 17310 | 17503
2011 | US | WECC | - | BASN | 16a | Confidence of Future, Other (7b), using reasonable judgement |  | 0 | 0 | 0 | 0 | 0 | 0 | 0 | 0 | 0 | 0 | 0
2011 | US | WECC | - | BASN | 16b | Net Future, Other Resources After Confidence Percentage Is Applied |  | 0 | 0 | 0 | 0 | 0 | 0 | 0 | 0 | 0 | 0 | 0
2011 | US | WECC | - | BASN | 16c | Confidence of Conceptual (8), using reasonable judgement | [11 empty] | 1 | bar: 109 to 125
2011 | US | WECC | - | BASN | 16d | Net Conceptual Resources After Confidence Percentage Is Applied |  | 24 | 24 | 86 | 716 | 779 | 1082 | 1082 | 1098 | 1182 | 1783 | 1976
2011 | US | WECC | - | BASN | 17 | Region/Subregion Target Reserve Margin |  | 12.5% | 12.5% | 12.5% | 12.5% | 12.5% | 12.5% | 12.5% | 12.5% | 12.5% | 12.5% | 12.5%
2011 | US | WECC | - | BASN | 18 | Existing Certain and Net Firm Transactions Reserve Margin |  | 16.79% | 17.79% | 19.48% | 18.75% | 16.19% | 18.28% | 15.93% | 13.93% | 10.99% | 3.76% | 2.343%
2011 | US | WECC | - | BASN | 19 | Anticipated Capacity Resources Reserve Margin |  | 21.64% | 30.19% | 31.85% | 30.84% | 28.2% | 30.15% | 27.61% | 25.41% | 22.27% | 14.89% | 13.32%
2011 | US | WECC | - | BASN | 20 | Prospective Capacity Resources Reserve Margin |  | 21.64% | 30.19% | 31.85% | 30.84% | 28.2% | 30.15% | 27.61% | 25.41% | 22.27% | 14.89% | 13.32%
2011 | US | WECC | - | BASN | 21 | Total Potential Resources Reserve Margin |  | 21.85% | 30.39% | 32.57% | 36.66% | 34.42% | 38.65% | 35.98% | 33.78% | 31.14% | 28.08% | 27.74%
2011 | US | WECC | - | BASN | 22 | Adjusted Potential Resources Reserve Margin |  | 21.85% | 30.39% | 32.57% | 36.66% | 34.42% | 38.65% | 35.98% | 33.78% | 31.14% | 28.08% | 27.74%
2011 | US | WECC | - | BASN | 23 | Total Baseline Installed Capacity | 0: 17350
2011 | US | WECC | - | BASN | 24 | Distributed or Other Capacity (Behind the Meter) < 1 MW
2011 | US | WECC | - | BASN | 25 | Distributed or Other Capacity (Behind the Meter) ≥ 1 MW
2011 | US | WECC | - | BASN | 26 | Capacity Total from EIA-860
2011 | CAN | WECC | - | BC | 1 | Unrestricted Coincident Peak Demand | 10124 | 11106 | 11152 | 11142 | 11138 | 11006 | 11917 | 11946 | 11935 | 11869 | 11799 | 12077
2011 | CAN | WECC | - | BC | 1a | New Conservation (Energy Efficiency) |  | 0 | 0 | 0 | 0 | 0 | 0 | 0 | 0 | 0 | 0 | 0
2011 | CAN | WECC | - | BC | 1b | Estimated Diversity |  | 0 | 0 | 0 | 0 | 0 | 0 | 0 | 0 | 0 | 0 | 0
2011 | CAN | WECC | - | BC | 1c | Additions for non-member load (load served by non-registered LSE's in a region) |  | 0 | 0 | 0 | 0 | 0 | 0 | 0 | 0 | 0 | 0 | 0
2011 | CAN | WECC | - | BC | 1d | Stand-by Load Under Contract (Normally served by behind the meter generation) |  | 0 | 0 | 0 | 0 | 0 | 0 | 0 | 0 | 0 | 0 | 0
2011 | CAN | WECC | - | BC | 1e | Non-Controllable Demand-Side Demand Response |  | 0 | 0 | 0 | 0 | 0 | 0 | 0 | 0 | 0 | 0 | 0
2011 | CAN | WECC | - | BC | 2 | Total Internal Demand | 10124 | 11106 | 11152 | 11142 | 11138 | 11006 | 11917 | 11946 | 11935 | 11869 | 11799 | 12077
2011 | CAN | WECC | - | BC | 2H1 | Load Forecast Uncertainty (Extreme Demand Factor)
2011 | CAN | WECC | - | BC | 2H | Total Internal Demand | 1.05 | 0 | 0 | 0 | 0 | 0 | 0 | 0 | 0 | 0 | 0 | 0
2011 | CAN | WECC | - | BC | 2a | Supply-Side Direct Control Load Management | 0 | 63 | 63 | 63 | 63 | 63 | 63 | 63 | 63 | 63 | 63 | 63
2011 | CAN | WECC | - | BC | 2b | Supply-Side Contractually Interruptible (Curtailable) | 0 | 56 | 56 | 0 | 0 | 0 | 0 | 0 | 0 | 0 | 0 | 0
2011 | CAN | WECC | - | BC | 2c | Supply-Side Critical Peak-Pricing (CPP) with Control | 0 | 0 | 0 | 0 | 0 | 0 | 0 | 0 | 0 | 0 | 0 | 0
2011 | CAN | WECC | - | BC | 2d | Supply-Side Load as a Capacity Resource | 0 | 0 | 0 | 0 | 0 | 0 | 0 | 0 | 0 | 0 | 0 | 0
2011 | CAN | WECC | - | BC | 3 | Net Internal Demand | 10124 | 10987 | 11033 | 11079 | 11075 | 10943 | 11854 | 11883 | 11872 | 11806 | 11736 | 12014
2011 | CAN | WECC | - | BC | 4a | Demand Response used for Ancillary Services - Spinning Reserves | 0 | 0 | 0 | 0 | 0 | 0 | 0 | 0 | 0 | 0 | 0 | 0
2011 | CAN | WECC | - | BC | 4b | Demand Response used for Ancillary Services - Non-Spinning Reserves | 0 | 0 | 0 | 0 | 0 | 0 | 0 | 0 | 0 | 0 | 0 | 0
2011 | CAN | WECC | - | BC | 4c | Demand Response used for Regulation | 0 | 0 | 0 | 0 | 0 | 0 | 0 | 0 | 0 | 0 | 0 | 0
2011 | CAN | WECC | - | BC | 4d | Demand Response used for Energy, Voluntary Services - Emergency | 0 | 0 | 0 | 0 | 0 | 0 | 0 | 0 | 0 | 0 | 0 | 0
2011 | CAN | WECC | - | BC | 5 | TOTAL INTERNAL CAPACITY | 15299 | 16935 | 13893 | 14848 | 15298 | 15328 | 15328 | 15328 | 15828 | 15828 | 15828 | 15828
2011 | CAN | WECC | - | BC | 6 | EXISTING CAPACITY | 15299 | 16642 | 13135 | 13079 | 13079 | 13079 | 13079 | 13079 | 13079 | 13079 | 13079 | 13079
2011 | CAN | WECC | - | BC | 6a | Existing, Certain | 10409 | 13016 | 13016 | 13016 | 13016 | 13016 | 13016 | 13016 | 13016 | 13016 | 13016 | 13016
2011 | CAN | WECC | - | BC | 6a1 | Wind Expected On-Peak | 0: 16; 109: 23
2011 | CAN | WECC | - | BC | 6a2 | Solar Expected On-Peak | 0: 0; 109: 0
2011 | CAN | WECC | - | BC | 6a3 | Hydro Expected On-Peak | 0: 8974; 109: 10610
2011 | CAN | WECC | - | BC | 6a4 | Biomass Expected On-Peak | 0: 209; 109: 173
2011 | CAN | WECC | - | BC | 6b | Existing, Other (Note: Enter the net expected value only) | 0 | 0 | 0 | 0 | 0 | 0 | 0 | 0 | 0 | 0 | 0 | 0
2011 | CAN | WECC | - | BC | 6b1 | Wind Derate On-Peak | 0: 131; 109: 124
2011 | CAN | WECC | - | BC | 6b2 | Solar Derate On-Peak | 0: 0; 109: 0
2011 | CAN | WECC | - | BC | 6b3 | Hydro Derate On-Peak | 0: 4539; 109: 2903
2011 | CAN | WECC | - | BC | 6b4 | Biomass Derate On-Peak | 0: 36; 109: 0
2011 | CAN | WECC | - | BC | 6b5 | Transmission-Limited Resources | 0: 0; 109: 0
2011 | CAN | WECC | - | BC | 6b6 | All Other Derates | 0: 184; 109: 480
2011 | CAN | WECC | - | BC | 6b7 | Energy Only (Existing-Other) | 0: 0; 109: 0
2011 | CAN | WECC | - | BC | 6c | Existing, Inoperable (Note: Capacity reported on this line is not included in margin calculations) | 0 | 0 | 0 | 0 | 0 | 0 | 0 | 0 | 0 | 0 | 0 | 0
2011 | CAN | WECC | - | BC | 6d | Total Supply-Side Demand Response | 0 | 119 | 119 | 63 | 63 | 63 | 63 | 63 | 63 | 63 | 63 | 63
2011 | CAN | WECC | - | BC | 7 | FUTURE CAPACITY ADDITIONS |  | 78 | 172 | 344 | 262 | 349 | 306 | 320 | 317 | 272 | 282 | 290
2011 | CAN | WECC | - | BC | 7a | Future, Planned (Note: Enter the net expected value only) |  | 78 | 172 | 344 | 262 | 349 | 306 | 320 | 317 | 272 | 282 | 290
2011 | CAN | WECC | - | BC | 7a1 | Wind Expected On-Peak |  | 29 | 55 | 127 | 89 | 129 | 102 | 104 | 101 | 96 | 90 | 86
2011 | CAN | WECC | - | BC | 7a2 | Wind Derate On-Peak |  | 151 | 485 | 647 | 685 | 645 | 672 | 670 | 673 | 678 | 684 | 688
2011 | CAN | WECC | - | BC | 7a3 | Solar Expected On-Peak |  | 0 | 0 | 0 | 0 | 0 | 0 | 0 | 0 | 0 | 0 | 0
2011 | CAN | WECC | - | BC | 7a4 | Solar Derate On-Peak |  | 0 | 0 | 0 | 0 | 0 | 0 | 0 | 0 | 0 | 0 | 0
2011 | CAN | WECC | - | BC | 7a5 | Hydro Expected On-Peak |  | 16 | 68 | 168 | 124 | 171 | 155 | 167 | 167 | 127 | 143 | 155
2011 | CAN | WECC | - | BC | 7a6 | Hydro Derate On-Peak |  | 64 | 101 | 778 | 1272 | 1255 | 1271 | 1259 | 1759 | 1799 | 1783 | 1771
2011 | CAN | WECC | - | BC | 7a7 | Biomass Expected On-Peak |  | 8 | 24 | 24 | 24 | 24 | 24 | 24 | 24 | 24 | 24 | 24
2011 | CAN | WECC | - | BC | 7a8 | Biomass Derate On-Peak |  | 0 | 0 | 0 | 0 | 0 | 0 | 0 | 0 | 0 | 0 | 0
2011 | CAN | WECC | - | BC | 7a9 | Transmission-Limited Resources |  | 0 | 0 | 0 | 0 | 0 | 0 | 0 | 0 | 0 | 0 | 0
2011 | CAN | WECC | - | BC | 7a10 | Scheduled Outage - Maintenance |  | 0 | 0 | 0 | 0 | 0 | 0 | 0 | 0 | 0 | 0 | 0
2011 | CAN | WECC | - | BC | 7a11 | All Other Derates |  | 0 | 0 | 0 | 0 | 0 | 0 | 0 | 0 | 0 | 0 | 0
2011 | CAN | WECC | - | BC | 7a12 | Energy Only |  | 0 | 0 | 0 | 0 | 0 | 0 | 0 | 0 | 0 | 0 | 0
2011 | CAN | WECC | - | BC | 7b | Future, Other (Note: Enter the net expected value only) |  | 0 | 0 | 0 | 0 | 0 | 0 | 0 | 0 | 0 | 0 | 0
2011 | CAN | WECC | - | BC | 7b1 | Wind Expected On-Peak |  | 0 | 0 | 0 | 0 | 0 | 0 | 0 | 0 | 0 | 0 | 0
2011 | CAN | WECC | - | BC | 7b2 | Wind Derate On-Peak |  | 0 | 0 | 0 | 0 | 0 | 0 | 0 | 0 | 0 | 0 | 0
2011 | CAN | WECC | - | BC | 7b3 | Solar Expected On-Peak |  | 0 | 0 | 0 | 0 | 0 | 0 | 0 | 0 | 0 | 0 | 0
2011 | CAN | WECC | - | BC | 7b4 | Solar Derate On-Peak |  | 0 | 0 | 0 | 0 | 0 | 0 | 0 | 0 | 0 | 0 | 0
2011 | CAN | WECC | - | BC | 7b5 | Hydro Expected On-Peak |  | 0 | 0 | 0 | 0 | 0 | 0 | 0 | 0 | 0 | 0 | 0
2011 | CAN | WECC | - | BC | 7b6 | Hydro Derate On-Peak |  | 0 | 0 | 0 | 0 | 0 | 0 | 0 | 0 | 0 | 0 | 0
2011 | CAN | WECC | - | BC | 7b7 | Biomass Expected On-Peak |  | 0 | 0 | 0 | 0 | 0 | 0 | 0 | 0 | 0 | 0 | 0
2011 | CAN | WECC | - | BC | 7b8 | Biomass Derate On-Peak |  | 0 | 0 | 0 | 0 | 0 | 0 | 0 | 0 | 0 | 0 | 0
2011 | CAN | WECC | - | BC | 7b9 | Transmission-Limited Resources |  | 0 | 0 | 0 | 0 | 0 | 0 | 0 | 0 | 0 | 0 | 0
2011 | CAN | WECC | - | BC | 7b10 | Scheduled Outage - Maintenance |  | 0 | 0 | 0 | 0 | 0 | 0 | 0 | 0 | 0 | 0 | 0
2011 | CAN | WECC | - | BC | 7b11 | All Other Derates |  | 0 | 0 | 0 | 0 | 0 | 0 | 0 | 0 | 0 | 0 | 0
2011 | CAN | WECC | - | BC | 7b12 | Energy Only |  | 0 | 0 | 0 | 0 | 0 | 0 | 0 | 0 | 0 | 0 | 0
2011 | CAN | WECC | - | BC | 8 | Conceptual (Note: Enter the net expected value only) |  | 0 | 20 | 20 | 20 | 26 | 116 | 116 | 116 | 116 | 116 | 116
2011 | CAN | WECC | - | BC | 8a1 | Wind Expected On-Peak |  | 0 | 0 | 0 | 0 | 0 | 0 | 0 | 0 | 0 | 0 | 0
2011 | CAN | WECC | - | BC | 8a2 | Wind Derate On-Peak |  | 0 | 0 | 0 | 0 | 0 | 0 | 0 | 0 | 0 | 0 | 0
2011 | CAN | WECC | - | BC | 8a3 | Solar Expected On-Peak |  | 0 | 0 | 0 | 0 | 0 | 0 | 0 | 0 | 0 | 0 | 0
2011 | CAN | WECC | - | BC | 8a4 | Solar Derate On-Peak |  | 0 | 0 | 0 | 0 | 0 | 0 | 0 | 0 | 0 | 0 | 0
2011 | CAN | WECC | - | BC | 8a5 | Hydro Expected On-Peak |  | 0 | 0 | 0 | 0 | 0 | 0 | 0 | 0 | 0 | 0 | 0
2011 | CAN | WECC | - | BC | 8a6 | Hydro Derate On-Peak |  | 0 | 0 | 0 | 0 | 0 | 0 | 0 | 0 | 0 | 0 | 0
2011 | CAN | WECC | - | BC | 8a7 | Biomass Expected On-Peak |  | 0 | 0 | 0 | 0 | 0 | 90 | 90 | 90 | 90 | 90 | 90
2011 | CAN | WECC | - | BC | 8a8 | Biomass Derate On-Peak |  | 0 | 0 | 0 | 0 | 90 | 0 | 0 | 0 | 0 | 0 | 0
2011 | CAN | WECC | - | BC | 8a9 | All Other Derates |  | 0 | 0 | 0 | 0 | 0 | 0 | 0 | 0 | 0 | 0 | 0
2011 | CAN | WECC | - | BC | 8a10 | Energy Only |  | 0 | 0 | 0 | 0 | 0 | 0 | 0 | 0 | 0 | 0 | 0
2011 | CAN | WECC | - | BC | 9 | ANTICIPATED INTERNAL CAPACITY | 10409 | 13213 | 13307 | 13423 | 13341 | 13428 | 13385 | 13399 | 13396 | 13351 | 13361 | 13369
2011 | CAN | WECC | - | BC | 10 | CAPACITY TRANSACTIONS - IMPORTS | 0 | 722 | 646 | 673 | 433 | 653 | 1406 | 1334 | 1965 | 1106 | 1678 | 1978
2011 | CAN | WECC | - | BC | 10a | Firm (Note: The sum of 10a1 and 10a2 must be ≤ 10a) |  | 608 | 646 | 600 | 300 | 200 | 1129 | 1184 | 1191 | 1106 | 1031 | 1331
2011 | CAN | WECC | - | BC | 10a1 | Full-Responsibility Purchases |  | 0 | 0 | 0 | 0 | 0 | 0 | 0 | 0 | 0 | 0 | 0
2011 | CAN | WECC | - | BC | 10a2 | Owned Capacity/Entitlement Located Outside the Region/Subregion |  | 0 | 0 | 0 | 0 | 0 | 0 | 0 | 0 | 0 | 0 | 0
2011 | CAN | WECC | - | BC | 10b | Non-firm | 0 |  | 0 | 0 | 0 | 0 | 0 | 0 | 0 | 0 | 0 | 0
2011 | CAN | WECC | - | BC | 10c | Expected (Note: The sum of 10c1 and 10c2 must be ≤ 10c) |  | 0 | 0 | 0 | 0 | 209 | 183 | 100 | 423 | 0 | 243 | 243
2011 | CAN | WECC | - | BC | 10c1 | Full-Responsibility Purchases |  | 0 | 0 | 0 | 0 | 0 | 0 | 0 | 0 | 0 | 0 | 0
2011 | CAN | WECC | - | BC | 10c2 | Owned Capacity/Entitlement Located Outside the Region/Subregion |  | 0 | 0 | 0 | 0 | 0 | 0 | 0 | 0 | 0 | 0 | 0
2011 | CAN | WECC | - | BC | 10d | Provisional – transactions under study, but negotiations have not begun. |  | 114 | 0 | 73 | 133 | 244 | 94 | 50 | 351 | 0 | 404 | 404
2011 | CAN | WECC | - | BC | 11 | CAPACITY TRANSACTIONS - EXPORTS | 0 | 547 | 569 | 600 | 600 | 703 | 600 | 600 | 600 | 600 | 600 | 600
2011 | CAN | WECC | - | BC | 11a | Firm (Note: The sum of 11a1 and 11a2 must be ≤ 11a) |  | 547 | 569 | 600 | 600 | 703 | 600 | 600 | 600 | 600 | 600 | 600
2011 | CAN | WECC | - | BC | 11a1 | Full-Responsibility Purchases |  | 0 | 0 | 0 | 0 | 0 | 0 | 0 | 0 | 0 | 0 | 0
2011 | CAN | WECC | - | BC | 11a2 | Owned Capacity/Entitlement Located Outside the Region/Subregion |  | 0 | 0 | 0 | 0 | 0 | 0 | 0 | 0 | 0 | 0 | 0
2011 | CAN | WECC | - | BC | 11b | Non-firm | 0 |  | 0 | 0 | 0 | 0 | 0 | 0 | 0 | 0 | 0 | 0
2011 | CAN | WECC | - | BC | 11c | Expected (Note: The sum of 11c1 and 11c2 must be ≤ 11c) |  | 0 | 0 | 0 | 0 | 0 | 0 | 0 | 0 | 0 | 0 | 0
2011 | CAN | WECC | - | BC | 11c1 | Full-Responsibility Purchases |  | 0 | 0 | 0 | 0 | 0 | 0 | 0 | 0 | 0 | 0 | 0
2011 | CAN | WECC | - | BC | 11c2 | Owned Capacity/Entitlement Located Outside the Region/Subregion |  | 0 | 0 | 0 | 0 | 0 | 0 | 0 | 0 | 0 | 0 | 0
2011 | CAN | WECC | - | BC | 11d | Provisional – transactions under study, but negotiations have not begun. |  | 0 | 0 | 0 | 0 | 0 | 0 | 0 | 0 | 0 | 0 | 0
2011 | CAN | WECC | - | BC | 12 | EXISTING, CERTAIN CAPACITY & NET FIRM TRANSACTIONS | 10409 | 13196 | 13212 | 13079 | 12779 | 12576 | 13608 | 13663 | 13670 | 13585 | 13510 | 13810
2011 | CAN | WECC | - | BC | 13 | ANTICIPATED CAPACITY RESOURCES |  | 13274 | 13384 | 13423 | 13041 | 13134 | 14097 | 14083 | 14410 | 13857 | 14035 | 14343
2011 | CAN | WECC | - | BC | 14 | PROSPECTIVE CAPACITY RESOURCES |  | 13274 | 13384 | 13423 | 13041 | 13134 | 14097 | 14083 | 14410 | 13857 | 14035 | 14343
2011 | CAN | WECC | - | BC | 15 | TOTAL POTENTIAL CAPACITY RESOURCES |  | 13388 | 13404 | 13516 | 13194 | 13404 | 14307 | 14249 | 14877 | 13973 | 14555 | 14863
2011 | CAN | WECC | - | BC | 15a | ADJUSTED POTENTIAL CAPACITY RESOURCES |  | 13388 | 13404 | 13516 | 13194 | 13404 | 14307 | 14249 | 14877 | 13973 | 14555 | 14863
2011 | CAN | WECC | - | BC | 16a | Confidence of Future, Other (7b), using reasonable judgement |  | 0 | 0 | 0 | 0 | 0 | 0 | 0 | 0 | 0 | 0 | 0
2011 | CAN | WECC | - | BC | 16b | Net Future, Other Resources After Confidence Percentage Is Applied |  | 0 | 0 | 0 | 0 | 0 | 0 | 0 | 0 | 0 | 0 | 0
2011 | CAN | WECC | - | BC | 16c | Confidence of Conceptual (8), using reasonable judgement | [11 empty] | 1 | bar: 109 to 125
2011 | CAN | WECC | - | BC | 16d | Net Conceptual Resources After Confidence Percentage Is Applied |  | 0 | 20 | 20 | 20 | 26 | 116 | 116 | 116 | 116 | 116 | 116
2011 | CAN | WECC | - | BC | 17 | Region/Subregion Target Reserve Margin |  | 14.1% | 14.1% | 14.1% | 14.1% | 14.1% | 14.1% | 14.1% | 14.1% | 14.1% | 14.1% | 14.1%
2011 | CAN | WECC | - | BC | 18 | Existing Certain and Net Firm Transactions Reserve Margin |  | 18.82% | 18.47% | 17.38% | 14.73% | 14.26% | 14.19% | 14.37% | 14.54% | 14.46% | 14.5% | 14.35%
2011 | CAN | WECC | - | BC | 19 | Anticipated Capacity Resources Reserve Margin |  | 19.52% | 20.01% | 20.47% | 17.09% | 19.33% | 18.29% | 17.89% | 20.74% | 16.75% | 18.95% | 18.76%
2011 | CAN | WECC | - | BC | 20 | Prospective Capacity Resources Reserve Margin |  | 19.52% | 20.01% | 20.47% | 17.09% | 19.33% | 18.29% | 17.89% | 20.74% | 16.75% | 18.95% | 18.76%
2011 | CAN | WECC | - | BC | 21 | Total Potential Resources Reserve Margin |  | 20.55% | 20.19% | 21.31% | 18.46% | 21.79% | 20.06% | 19.28% | 24.65% | 17.73% | 23.36% | 23.07%
2011 | CAN | WECC | - | BC | 22 | Adjusted Potential Resources Reserve Margin |  | 20.55% | 20.19% | 21.31% | 18.46% | 21.79% | 20.06% | 19.28% | 24.65% | 17.73% | 23.36% | 23.07%
2011 | CAN | WECC | - | BC | 23 | Total Baseline Installed Capacity | 0: 15299
2011 | CAN | WECC | - | BC | 24 | Distributed or Other Capacity (Behind the Meter) < 1 MW
2011 | CAN | WECC | - | BC | 25 | Distributed or Other Capacity (Behind the Meter) ≥ 1 MW
2011 | CAN | WECC | - | BC | 26 | Capacity Total from EIA-860
2011 | US | WECC | - | CALN | 1 | Unrestricted Coincident Peak Demand | 17305.9218 | 16712 | 17040.3 | 17383.5 | 17687 | 18024.9 | 18395.5 | 18742.4 | 19090 | 19466.7 | 19750.7 | 20099.7
2011 | US | WECC | - | CALN | 1a | New Conservation (Energy Efficiency) |  | 155 | 298 | 386 | 479 | 553 | 620 | 687 | 754 | 822 | 886 | 886
2011 | US | WECC | - | CALN | 1b | Estimated Diversity |  | 0 | 0 | 0 | 0 | 0 | 0 | 0 | 0 | 0 | 0 | 0
2011 | US | WECC | - | CALN | 1c | Additions for non-member load (load served by non-registered LSE's in a region) |  | 0 | 0 | 0 | 0 | 0 | 0 | 0 | 0 | 0 | 0 | 0
2011 | US | WECC | - | CALN | 1d | Stand-by Load Under Contract (Normally served by behind the meter generation) |  | 1280 | 1319 | 1358 | 1399 | 1441 | 1484 | 1529 | 1575 | 1622 | 1670 | 1670
2011 | US | WECC | - | CALN | 1e | Non-Controllable Demand-Side Demand Response |  | 0 | 0 | 0 | 0 | 0 | 0 | 0 | 0 | 0 | 0 | 0
2011 | US | WECC | - | CALN | 2 | Total Internal Demand | 17305.9218 | 17837 | 18061.3 | 18355.5 | 18607 | 18912.9 | 19259.5 | 19584.4 | 19911 | 20266.7 | 20534.7 | 20883.7
2011 | US | WECC | - | CALN | 2H1 | Load Forecast Uncertainty (Extreme Demand Factor)
2011 | US | WECC | - | CALN | 2H | Total Internal Demand | 1.05 | 0 | 0 | 0 | 0 | 0 | 0 | 0 | 0 | 0 | 0 | 0
2011 | US | WECC | - | CALN | 2a | Supply-Side Direct Control Load Management | 0 | 8 | 8 | 8 | 8 | 8 | 8 | 8 | 8 | 8 | 8 | 8
2011 | US | WECC | - | CALN | 2b | Supply-Side Contractually Interruptible (Curtailable) | 8 | 49 | 48 | 48 | 48 | 47 | 46 | 45 | 45 | 44 | 43 | 43
2011 | US | WECC | - | CALN | 2c | Supply-Side Critical Peak-Pricing (CPP) with Control | 0 | 0 | 0 | 0 | 0 | 0 | 0 | 0 | 0 | 0 | 0 | 0
2011 | US | WECC | - | CALN | 2d | Supply-Side Load as a Capacity Resource | 0 | 173 | 181 | 191 | 199 | 207 | 215 | 223 | 231 | 240 | 248 | 248
2011 | US | WECC | - | CALN | 3 | Net Internal Demand | 17297.9218 | 17607 | 17824.3 | 18108.5 | 18352 | 18650.9 | 18990.5 | 19308.4 | 19627 | 19974.7 | 20235.7 | 20584.7
2011 | US | WECC | - | CALN | 4a | Demand Response used for Ancillary Services - Spinning Reserves | 0 | 1 | 1 | 3 | 3 | 3 | 3 | 3 | 3 | 3 | 3 | 3
2011 | US | WECC | - | CALN | 4b | Demand Response used for Ancillary Services - Non-Spinning Reserves | 0 | 108 | 0 | 0 | 1 | 1 | 1 | 1 | 1 | 1 | 1 | 1
2011 | US | WECC | - | CALN | 4c | Demand Response used for Regulation | 0 | 0 | 0 | 0 | 0 | 0 | 0 | 0 | 0 | 0 | 0 | 0
2011 | US | WECC | - | CALN | 4d | Demand Response used for Energy, Voluntary Services - Emergency | 0 | 0 | 0 | 0 | 0 | 0 | 0 | 0 | 0 | 0 | 0 | 0
2011 | US | WECC | - | CALN | 5 | TOTAL INTERNAL CAPACITY | 36720.2983 | 39927 | 33101 | 35377 | 37436 | 37863 | 37870 | 37877 | 37885 | 37893 | 37900 | 37598
2011 | US | WECC | - | CALN | 6 | EXISTING CAPACITY | 36720.2983 | 38581 | 28128 | 28138 | 28146 | 28153 | 28160 | 28167 | 28175 | 28183 | 28190 | 28190
2011 | US | WECC | - | CALN | 6a | Existing, Certain | 27242.9165 | 26650 | 26650 | 26650 | 26650 | 26650 | 26650 | 26650 | 26650 | 26650 | 26650 | 26650
2011 | US | WECC | - | CALN | 6a1 | Wind Expected On-Peak | 0: 73.9295; 109: 112
2011 | US | WECC | - | CALN | 6a2 | Solar Expected On-Peak | 0: 0.925; 109: 0
2011 | US | WECC | - | CALN | 6a3 | Hydro Expected On-Peak | 0: 4239.9129; 109: 3668
2011 | US | WECC | - | CALN | 6a4 | Biomass Expected On-Peak | 0: 292.1491; 109: 234
2011 | US | WECC | - | CALN | 6b | Existing, Other (Note: Enter the net expected value only) | 0 | 0 | 0 | 0 | 0 | 0 | 0 | 0 | 0 | 0 | 0 | 0
2011 | US | WECC | - | CALN | 6b1 | Wind Derate On-Peak | 0: 1101.0705; 109: 1101
2011 | US | WECC | - | CALN | 6b2 | Solar Derate On-Peak | 0: 8.075; 109: 9
2011 | US | WECC | - | CALN | 6b3 | Hydro Derate On-Peak | 0: 5891.0871; 109: 6463
2011 | US | WECC | - | CALN | 6b4 | Biomass Derate On-Peak | 0: 14.1491; 109: 44
2011 | US | WECC | - | CALN | 6b5 | Transmission-Limited Resources | 0: 0; 109: 0
2011 | US | WECC | - | CALN | 6b6 | All Other Derates | 0: 2455; 109: 2843
2011 | US | WECC | - | CALN | 6b7 | Energy Only (Existing-Other) | 0: 0; 109: 0
2011 | US | WECC | - | CALN | 6c | Existing, Inoperable (Note: Capacity reported on this line is not included in margin calculations) | 0 | 1241 | 1241 | 1241 | 1241 | 1241 | 1241 | 1241 | 1241 | 1241 | 1241 | 1241
2011 | US | WECC | - | CALN | 6d | Total Supply-Side Demand Response | 8 | 230 | 237 | 247 | 255 | 262 | 269 | 276 | 284 | 292 | 299 | 299
2011 | US | WECC | - | CALN | 7 | FUTURE CAPACITY ADDITIONS |  | 127 | 2142 | 3566 | 5293 | 5709 | 5710 | 5712 | 5707 | 5694 | 5709 | 5710
2011 | US | WECC | - | CALN | 7a | Future, Planned (Note: Enter the net expected value only) |  | 127 | 2142 | 3566 | 5293 | 5709 | 5710 | 5712 | 5707 | 5694 | 5709 | 5710
2011 | US | WECC | - | CALN | 7a1 | Wind Expected On-Peak |  | 7 | 40 | 37 | 31 | 47 | 48 | 48 | 44 | 34 | 47 | 48
2011 | US | WECC | - | CALN | 7a2 | Wind Derate On-Peak |  | 115 | 634 | 757 | 883 | 867 | 866 | 866 | 870 | 880 | 867 | 866
2011 | US | WECC | - | CALN | 7a3 | Solar Expected On-Peak |  | 0 | 0 | 0 | 0 | 0 | 0 | 0 | 0 | 0 | 0 | 0
2011 | US | WECC | - | CALN | 7a4 | Solar Derate On-Peak |  | 791 | 1885 | 2601 | 2801 | 2821 | 2821 | 2821 | 2821 | 2821 | 2821 | 2821
2011 | US | WECC | - | CALN | 7a5 | Hydro Expected On-Peak |  | 3 | 4 | 1 | 3 | 3 | 3 | 5 | 4 | 1 | 3 | 3
2011 | US | WECC | - | CALN | 7a6 | Hydro Derate On-Peak |  | 11 | 10 | 13 | 11 | 11 | 11 | 9 | 10 | 13 | 11 | 11
2011 | US | WECC | - | CALN | 7a7 | Biomass Expected On-Peak |  | 8 | 8 | 8 | 8 | 8 | 8 | 8 | 8 | 8 | 8 | 0
2011 | US | WECC | - | CALN | 7a8 | Biomass Derate On-Peak |  | 302 | 302 | 302 | 302 | 302 | 302 | 302 | 302 | 302 | 302 | 0
2011 | US | WECC | - | CALN | 7a9 | Transmission-Limited Resources |  | 0 | 0 | 0 | 0 | 0 | 0 | 0 | 0 | 0 | 0 | 0
2011 | US | WECC | - | CALN | 7a10 | Scheduled Outage - Maintenance |  | 0 | 0 | 0 | 0 | 0 | 0 | 0 | 0 | 0 | 0 | 0
2011 | US | WECC | - | CALN | 7a11 | All Other Derates |  | 0 | 0 | 0 | 0 | 0 | 0 | 0 | 0 | 0 | 0 | 0
2011 | US | WECC | - | CALN | 7a12 | Energy Only |  | 0 | 0 | 0 | 0 | 0 | 0 | 0 | 0 | 0 | 0 | 0
2011 | US | WECC | - | CALN | 7b | Future, Other (Note: Enter the net expected value only) |  | 0 | 0 | 0 | 0 | 0 | 0 | 0 | 0 | 0 | 0 | 0
2011 | US | WECC | - | CALN | 7b1 | Wind Expected On-Peak |  | 0 | 0 | 0 | 0 | 0 | 0 | 0 | 0 | 0 | 0 | 0
2011 | US | WECC | - | CALN | 7b2 | Wind Derate On-Peak |  | 0 | 0 | 0 | 0 | 0 | 0 | 0 | 0 | 0 | 0 | 0
2011 | US | WECC | - | CALN | 7b3 | Solar Expected On-Peak |  | 0 | 0 | 0 | 0 | 0 | 0 | 0 | 0 | 0 | 0 | 0
2011 | US | WECC | - | CALN | 7b4 | Solar Derate On-Peak |  | 0 | 0 | 0 | 0 | 0 | 0 | 0 | 0 | 0 | 0 | 0
2011 | US | WECC | - | CALN | 7b5 | Hydro Expected On-Peak |  | 0 | 0 | 0 | 0 | 0 | 0 | 0 | 0 | 0 | 0 | 0
2011 | US | WECC | - | CALN | 7b6 | Hydro Derate On-Peak |  | 0 | 0 | 0 | 0 | 0 | 0 | 0 | 0 | 0 | 0 | 0
2011 | US | WECC | - | CALN | 7b7 | Biomass Expected On-Peak |  | 0 | 0 | 0 | 0 | 0 | 0 | 0 | 0 | 0 | 0 | 0
2011 | US | WECC | - | CALN | 7b8 | Biomass Derate On-Peak |  | 0 | 0 | 0 | 0 | 0 | 0 | 0 | 0 | 0 | 0 | 0
2011 | US | WECC | - | CALN | 7b9 | Transmission-Limited Resources |  | 0 | 0 | 0 | 0 | 0 | 0 | 0 | 0 | 0 | 0 | 0
2011 | US | WECC | - | CALN | 7b10 | Scheduled Outage - Maintenance |  | 0 | 0 | 0 | 0 | 0 | 0 | 0 | 0 | 0 | 0 | 0
2011 | US | WECC | - | CALN | 7b11 | All Other Derates |  | 0 | 0 | 0 | 0 | 0 | 0 | 0 | 0 | 0 | 0 | 0
2011 | US | WECC | - | CALN | 7b12 | Energy Only |  | 0 | 0 | 0 | 0 | 0 | 0 | 0 | 0 | 0 | 0 | 0
2011 | US | WECC | - | CALN | 8 | Conceptual (Note: Enter the net expected value only) |  | 13 | 13 | 13 | 13 | 13 | 13 | 113 | 475 | 475 | 475 | 475
2011 | US | WECC | - | CALN | 8a1 | Wind Expected On-Peak |  | 0 | 0 | 0 | 0 | 0 | 0 | 0 | 0 | 0 | 0 | 0
2011 | US | WECC | - | CALN | 8a2 | Wind Derate On-Peak |  | 0 | 0 | 0 | 0 | 0 | 0 | 0 | 200 | 200 | 200 | 200
2011 | US | WECC | - | CALN | 8a3 | Solar Expected On-Peak |  | 0 | 0 | 0 | 0 | 0 | 0 | 0 | 0 | 0 | 0 | 0
2011 | US | WECC | - | CALN | 8a4 | Solar Derate On-Peak |  | 0 | 20 | 20 | 20 | 20 | 20 | 40 | 40 | 40 | 40 | 40
2011 | US | WECC | - | CALN | 8a5 | Hydro Expected On-Peak |  | 0 | 0 | 0 | 0 | 0 | 0 | 0 | 0 | 0 | 0 | 0
2011 | US | WECC | - | CALN | 8a6 | Hydro Derate On-Peak |  | 0 | 0 | 0 | 0 | 0 | 0 | 0 | 0 | 0 | 0 | 0
2011 | US | WECC | - | CALN | 8a7 | Biomass Expected On-Peak |  | 0 | 0 | 0 | 0 | 0 | 0 | 0 | 0 | 0 | 0 | 0
2011 | US | WECC | - | CALN | 8a8 | Biomass Derate On-Peak |  | 0 | 0 | 0 | 0 | 0 | 0 | 0 | 0 | 0 | 0 | 0
2011 | US | WECC | - | CALN | 8a9 | All Other Derates |  | 0 | 0 | 0 | 0 | 0 | 0 | 0 | 0 | 0 | 0 | 0
2011 | US | WECC | - | CALN | 8a10 | Energy Only |  | 0 | 0 | 0 | 0 | 0 | 0 | 0 | 0 | 0 | 0 | 0
2011 | US | WECC | - | CALN | 9 | ANTICIPATED INTERNAL CAPACITY | 27250.9165 | 27007 | 29029 | 30463 | 32198 | 32621 | 32629 | 32638 | 32641 | 32636 | 32658 | 32659
2011 | US | WECC | - | CALN | 10 | CAPACITY TRANSACTIONS - IMPORTS | 4293 | 2945 | 3374 | 2020 | 1050 | 3428 | 4714 | 4800 | 4800 | 1723 | 4568 | 4568
2011 | US | WECC | - | CALN | 10a | Firm (Note: The sum of 10a1 and 10a2 must be ≤ 10a) |  | 2511 | 1732 | 2020 | 1050 | 1521 | 2098 | 2218 | 2424 | 1696 | 1815 | 1815
2011 | US | WECC | - | CALN | 10a1 | Full-Responsibility Purchases |  | 0 | 0 | 0 | 0 | 0 | 0 | 0 | 0 | 0 | 0 | 0
2011 | US | WECC | - | CALN | 10a2 | Owned Capacity/Entitlement Located Outside the Region/Subregion |  | 0 | 0 | 0 | 0 | 0 | 0 | 0 | 0 | 0 | 0 | 0
2011 | US | WECC | - | CALN | 10b | Non-firm | 0 |  | 0 | 0 | 0 | 0 | 0 | 0 | 0 | 0 | 0 | 0
2011 | US | WECC | - | CALN | 10c | Expected (Note: The sum of 10c1 and 10c2 must be ≤ 10c) |  | 434 | 1642 | 0 | 0 | 1907 | 2616 | 2582 | 2376 | 0 | 2753 | 2753
2011 | US | WECC | - | CALN | 10c1 | Full-Responsibility Purchases |  | 0 | 0 | 0 | 0 | 0 | 0 | 0 | 0 | 0 | 0 | 0
2011 | US | WECC | - | CALN | 10c2 | Owned Capacity/Entitlement Located Outside the Region/Subregion |  | 0 | 0 | 0 | 0 | 0 | 0 | 0 | 0 | 0 | 0 | 0
2011 | US | WECC | - | CALN | 10d | Provisional – transactions under study, but negotiations have not begun. |  | 0 | 0 | 0 | 0 | 0 | 0 | 0 | 0 | 27 | 0 | 0
2011 | US | WECC | - | CALN | 11 | CAPACITY TRANSACTIONS - EXPORTS | 1595 | 1375 | 1375 | 1275 | 1560 | 1375 | 1375 | 1375 | 1375 | 1375 | 1375 | 1375
2011 | US | WECC | - | CALN | 11a | Firm (Note: The sum of 11a1 and 11a2 must be ≤ 11a) |  | 1375 | 1375 | 1275 | 1369 | 1375 | 1375 | 1375 | 1375 | 1368 | 1275 | 1275
2011 | US | WECC | - | CALN | 11a1 | Full-Responsibility Purchases |  | 0 | 0 | 0 | 0 | 0 | 0 | 0 | 0 | 0 | 0 | 0
2011 | US | WECC | - | CALN | 11a2 | Owned Capacity/Entitlement Located Outside the Region/Subregion |  | 0 | 0 | 0 | 0 | 0 | 0 | 0 | 0 | 0 | 0 | 0
2011 | US | WECC | - | CALN | 11b | Non-firm | 0 |  | 0 | 0 | 0 | 0 | 0 | 0 | 0 | 0 | 0 | 0
2011 | US | WECC | - | CALN | 11c | Expected (Note: The sum of 11c1 and 11c2 must be ≤ 11c) |  | 0 | 0 | 0 | 191 | 0 | 0 | 0 | 0 | 7 | 100 | 100
2011 | US | WECC | - | CALN | 11c1 | Full-Responsibility Purchases |  | 0 | 0 | 0 | 0 | 0 | 0 | 0 | 0 | 0 | 0 | 0
2011 | US | WECC | - | CALN | 11c2 | Owned Capacity/Entitlement Located Outside the Region/Subregion |  | 0 | 0 | 0 | 0 | 0 | 0 | 0 | 0 | 0 | 0 | 0
2011 | US | WECC | - | CALN | 11d | Provisional – transactions under study, but negotiations have not begun. |  | 0 | 0 | 0 | 0 | 0 | 0 | 0 | 0 | 0 | 0 | 0
2011 | US | WECC | - | CALN | 12 | EXISTING, CERTAIN CAPACITY & NET FIRM TRANSACTIONS | 27250.9165 | 28016 | 27244 | 27642 | 26586 | 27058 | 27642 | 27769 | 27983 | 27270 | 27489 | 27489
2011 | US | WECC | - | CALN | 13 | ANTICIPATED CAPACITY RESOURCES |  | 28577 | 31028 | 31208 | 31688 | 34674 | 35968 | 36063 | 36066 | 32957 | 35851 | 35852
2011 | US | WECC | - | CALN | 14 | PROSPECTIVE CAPACITY RESOURCES |  | 28577 | 31028 | 31208 | 31688 | 34674 | 35968 | 36063 | 36066 | 32957 | 35851 | 35852
2011 | US | WECC | - | CALN | 15 | TOTAL POTENTIAL CAPACITY RESOURCES |  | 28590 | 31041 | 31221 | 31701 | 34687 | 35981 | 36176 | 36541 | 33459 | 36326 | 36327
2011 | US | WECC | - | CALN | 15a | ADJUSTED POTENTIAL CAPACITY RESOURCES |  | 28590 | 31041 | 31221 | 31701 | 34687 | 35981 | 36176 | 36541 | 33459 | 36326 | 36327
2011 | US | WECC | - | CALN | 16a | Confidence of Future, Other (7b), using reasonable judgement |  | 0 | 0 | 0 | 0 | 0 | 0 | 0 | 0 | 0 | 0 | 0
2011 | US | WECC | - | CALN | 16b | Net Future, Other Resources After Confidence Percentage Is Applied |  | 0 | 0 | 0 | 0 | 0 | 0 | 0 | 0 | 0 | 0 | 0
2011 | US | WECC | - | CALN | 16c | Confidence of Conceptual (8), using reasonable judgement | [11 empty] | 1 | bar: 109 to 125
2011 | US | WECC | - | CALN | 16d | Net Conceptual Resources After Confidence Percentage Is Applied |  | 13 | 13 | 13 | 13 | 13 | 13 | 113 | 475 | 475 | 475 | 475
2011 | US | WECC | - | CALN | 17 | Region/Subregion Target Reserve Margin |  | 11% | 11% | 11% | 11% | 11% | 11% | 11% | 11% | 11% | 11% | 11%
2011 | US | WECC | - | CALN | 18 | Existing Certain and Net Firm Transactions Reserve Margin |  | 57.07% | 50.84% | 50.59% | 42.88% | 43.07% | 43.52% | 41.79% | 40.54% | 34.56% | 33.87% | 31.63%
2011 | US | WECC | - | CALN | 19 | Anticipated Capacity Resources Reserve Margin |  | 60.21% | 71.79% | 70.02% | 70.3% | 83.34% | 86.75% | 84.14% | 81.14% | 62.62% | 74.59% | 71.67%
2011 | US | WECC | - | CALN | 20 | Prospective Capacity Resources Reserve Margin |  | 60.21% | 71.79% | 70.02% | 70.3% | 83.34% | 86.75% | 84.14% | 81.14% | 62.62% | 74.59% | 71.67%
2011 | US | WECC | - | CALN | 21 | Total Potential Resources Reserve Margin |  | 60.28% | 71.86% | 70.09% | 70.37% | 83.4% | 86.82% | 84.72% | 83.52% | 65.09% | 76.9% | 73.95%
2011 | US | WECC | - | CALN | 22 | Adjusted Potential Resources Reserve Margin |  | 60.28% | 71.86% | 70.09% | 70.37% | 83.4% | 86.82% | 84.72% | 83.52% | 65.09% | 76.9% | 73.95%
2011 | US | WECC | - | CALN | 23 | Total Baseline Installed Capacity | 0: 36712.2983
2011 | US | WECC | - | CALN | 24 | Distributed or Other Capacity (Behind the Meter) < 1 MW
2011 | US | WECC | - | CALN | 25 | Distributed or Other Capacity (Behind the Meter) ≥ 1 MW
2011 | US | WECC | - | CALN | 26 | Capacity Total from EIA-860
2011 | US | WECC | - | CALS | 1 | Unrestricted Coincident Peak Demand | 22400.494 | 21711.5 | 22244.8 | 22774.6 | 23362.3 | 23879.5 | 24349.1 | 24872 | 25423.1 | 25965.4 | 26580.8 | 27056.7333
2011 | US | WECC | - | CALS | 1a | New Conservation (Energy Efficiency) |  | 146 | 289 | 399 | 509 | 618 | 722 | 823 | 922 | 1016 | 1104 | 1104
2011 | US | WECC | - | CALS | 1b | Estimated Diversity |  | 0 | 0 | 0 | 0 | 0 | 0 | 0 | 0 | 0 | 0 | 0
2011 | US | WECC | - | CALS | 1c | Additions for non-member load (load served by non-registered LSE's in a region) |  | 0 | 0 | 0 | 0 | 0 | 0 | 0 | 0 | 0 | 0 | 0
2011 | US | WECC | - | CALS | 1d | Stand-by Load Under Contract (Normally served by behind the meter generation) |  | 830 | 830 | 830 | 830 | 830 | 830 | 830 | 830 | 830 | 830 | 830
2011 | US | WECC | - | CALS | 1e | Non-Controllable Demand-Side Demand Response |  | 0 | 0 | 0 | 0 | 0 | 0 | 0 | 0 | 0 | 0 | 0
2011 | US | WECC | - | CALS | 2 | Total Internal Demand | 22400.494 | 22395.5 | 22785.8 | 23205.6 | 23683.3 | 24091.5 | 24457.1 | 24879 | 25331.1 | 25779.4 | 26306.8 | 26782.7333
2011 | US | WECC | - | CALS | 2H1 | Load Forecast Uncertainty (Extreme Demand Factor)
2011 | US | WECC | - | CALS | 2H | Total Internal Demand | 1.05 | 0 | 0 | 0 | 0 | 0 | 0 | 0 | 0 | 0 | 0 | 0
2011 | US | WECC | - | CALS | 2a | Supply-Side Direct Control Load Management | 622 | 149 | 165 | 279 | 351 | 351 | 351 | 351 | 351 | 351 | 351 | 351
2011 | US | WECC | - | CALS | 2b | Supply-Side Contractually Interruptible (Curtailable) | 553 | 448 | 502 | 573 | 636 | 636 | 636 | 636 | 686 | 736 | 786 | 836
2011 | US | WECC | - | CALS | 2c | Supply-Side Critical Peak-Pricing (CPP) with Control | 0 | 2 | 5 | 10 | 12 | 14 | 15 | 16 | 17 | 17 | 18 | 18
2011 | US | WECC | - | CALS | 2d | Supply-Side Load as a Capacity Resource | 199 | 164 | 528 | 712 | 580 | 582 | 584 | 587 | 589 | 590 | 591 | 591
2011 | US | WECC | - | CALS | 3 | Net Internal Demand | 21026.494 | 21632.5 | 21585.8 | 21631.6 | 22104.3 | 22508.5 | 22871.1 | 23289 | 23688.1 | 24085.4 | 24560.8 | 24986.7333
2011 | US | WECC | - | CALS | 4a | Demand Response used for Ancillary Services - Spinning Reserves | 0 | 1 | 1 | 3 | 3 | 3 | 3 | 3 | 3 | 3 | 3 | 3
2011 | US | WECC | - | CALS | 4b | Demand Response used for Ancillary Services - Non-Spinning Reserves | 0 | 133 | 25 | 25 | 25 | 25 | 25 | 25 | 25 | 25 | 25 | 25
2011 | US | WECC | - | CALS | 4c | Demand Response used for Regulation | 0 | 0 | 0 | 0 | 0 | 0 | 0 | 0 | 0 | 0 | 0 | 0
2011 | US | WECC | - | CALS | 4d | Demand Response used for Energy, Voluntary Services - Emergency | 0 | 0 | 0 | 0 | 0 | 0 | 0 | 0 | 0 | 0 | 0 | 0
2011 | US | WECC | - | CALS | 5 | TOTAL INTERNAL CAPACITY | 40344 | 47950 | 50880 | 62805 | 69169 | 70120 | 71385 | 71389 | 71442 | 71493 | 71545 | 71595
2011 | US | WECC | - | CALS | 6 | EXISTING CAPACITY | 40344 | 40842 | 32851 | 33225 | 33230 | 33234 | 33237 | 33241 | 33294 | 33345 | 33397 | 33447
2011 | US | WECC | - | CALS | 6a | Existing, Certain | 32755.8634 | 31577 | 31577 | 31577 | 31577 | 31577 | 31577 | 31577 | 31577 | 31577 | 31577 | 31577
2011 | US | WECC | - | CALS | 6a1 | Wind Expected On-Peak | 0: 364.0864; 109: 230
2011 | US | WECC | - | CALS | 6a2 | Solar Expected On-Peak | 0: 85.2784; 109: 19
2011 | US | WECC | - | CALS | 6a3 | Hydro Expected On-Peak | 0: 2195.1136; 109: 1144
2011 | US | WECC | - | CALS | 6a4 | Biomass Expected On-Peak | 0: 110.3849; 109: 183
2011 | US | WECC | - | CALS | 6b | Existing, Other (Note: Enter the net expected value only) | 0 | 0 | 0 | 0 | 0 | 0 | 0 | 0 | 0 | 0 | 0 | 0
2011 | US | WECC | - | CALS | 6b1 | Wind Derate On-Peak | 0: 1186.9136; 109: 1321
2011 | US | WECC | - | CALS | 6b2 | Solar Derate On-Peak | 0: 388.7216; 109: 455
2011 | US | WECC | - | CALS | 6b3 | Hydro Derate On-Peak | 0: 1740.8864; 109: 2792
2011 | US | WECC | - | CALS | 6b4 | Biomass Derate On-Peak | 0: 128.6151; 109: 56
2011 | US | WECC | - | CALS | 6b5 | Transmission-Limited Resources | 0: 0; 109: 0
2011 | US | WECC | - | CALS | 6b6 | All Other Derates | 0: 2769; 109: 3804
2011 | US | WECC | - | CALS | 6b7 | Energy Only (Existing-Other) | 0: 0; 109: 0
2011 | US | WECC | - | CALS | 6c | Existing, Inoperable (Note: Capacity reported on this line is not included in margin calculations) | 0 | 74 | 74 | 74 | 74 | 74 | 74 | 74 | 74 | 74 | 74 | 74
2011 | US | WECC | - | CALS | 6d | Total Supply-Side Demand Response | 1374 | 763 | 1200 | 1574 | 1579 | 1583 | 1586 | 1590 | 1643 | 1694 | 1746 | 1796
2011 | US | WECC | - | CALS | 7 | FUTURE CAPACITY ADDITIONS |  | 840 | 3755 | 4657 | 4974 | 5015 | 5877 | 5926 | 5967 | 6016 | 6024 | 6012
2011 | US | WECC | - | CALS | 7a | Future, Planned (Note: Enter the net expected value only) |  | 840 | 3755 | 4657 | 4974 | 5015 | 5877 | 5926 | 5967 | 6016 | 6024 | 6012
2011 | US | WECC | - | CALS | 7a1 | Wind Expected On-Peak |  | 249 | 1036 | 1231 | 1408 | 1401 | 1455 | 1534 | 1578 | 1630 | 1598 | 1591
2011 | US | WECC | - | CALS | 7a2 | Wind Derate On-Peak |  | 3786 | 5019 | 6986 | 8939 | 8946 | 9042 | 8963 | 8919 | 8867 | 8899 | 8906
2011 | US | WECC | - | CALS | 7a3 | Solar Expected On-Peak |  | 58 | 77 | 77 | 77 | 77 | 77 | 77 | 77 | 77 | 77 | 77
2011 | US | WECC | - | CALS | 7a4 | Solar Derate On-Peak |  | 2442 | 8789 | 17489 | 21569 | 22469 | 22769 | 22769 | 22769 | 22769 | 22769 | 22769
2011 | US | WECC | - | CALS | 7a5 | Hydro Expected On-Peak |  | 0 | 90 | 108 | 148 | 149 | 145 | 115 | 112 | 109 | 149 | 144
2011 | US | WECC | - | CALS | 7a6 | Hydro Derate On-Peak |  | 40 | 466 | 448 | 457 | 456 | 460 | 490 | 493 | 496 | 456 | 461
2011 | US | WECC | - | CALS | 7a7 | Biomass Expected On-Peak |  | 27 | 27 | 27 | 27 | 27 | 27 | 27 | 27 | 27 | 27 | 27
2011 | US | WECC | - | CALS | 7a8 | Biomass Derate On-Peak |  | 0 | 0 | 0 | 0 | 0 | 0 | 0 | 0 | 0 | 0 | 0
2011 | US | WECC | - | CALS | 7a9 | Transmission-Limited Resources |  | 0 | 0 | 0 | 0 | 0 | 0 | 0 | 0 | 0 | 0 | 0
2011 | US | WECC | - | CALS | 7a10 | Scheduled Outage - Maintenance |  | 0 | 0 | 0 | 0 | 0 | 0 | 0 | 0 | 0 | 0 | 0
2011 | US | WECC | - | CALS | 7a11 | All Other Derates |  | 0 | 0 | 0 | 0 | 0 | 0 | 0 | 0 | 0 | 0 | 0
2011 | US | WECC | - | CALS | 7a12 | Energy Only |  | 0 | 0 | 0 | 0 | 0 | 0 | 0 | 0 | 0 | 0 | 0
2011 | US | WECC | - | CALS | 7b | Future, Other (Note: Enter the net expected value only) |  | 0 | 0 | 0 | 0 | 0 | 0 | 0 | 0 | 0 | 0 | 0
2011 | US | WECC | - | CALS | 7b1 | Wind Expected On-Peak |  | 0 | 0 | 0 | 0 | 0 | 0 | 0 | 0 | 0 | 0 | 0
2011 | US | WECC | - | CALS | 7b2 | Wind Derate On-Peak |  | 0 | 0 | 0 | 0 | 0 | 0 | 0 | 0 | 0 | 0 | 0
2011 | US | WECC | - | CALS | 7b3 | Solar Expected On-Peak |  | 0 | 0 | 0 | 0 | 0 | 0 | 0 | 0 | 0 | 0 | 0
2011 | US | WECC | - | CALS | 7b4 | Solar Derate On-Peak |  | 0 | 0 | 0 | 0 | 0 | 0 | 0 | 0 | 0 | 0 | 0
2011 | US | WECC | - | CALS | 7b5 | Hydro Expected On-Peak |  | 0 | 0 | 0 | 0 | 0 | 0 | 0 | 0 | 0 | 0 | 0
2011 | US | WECC | - | CALS | 7b6 | Hydro Derate On-Peak |  | 0 | 0 | 0 | 0 | 0 | 0 | 0 | 0 | 0 | 0 | 0
2011 | US | WECC | - | CALS | 7b7 | Biomass Expected On-Peak |  | 0 | 0 | 0 | 0 | 0 | 0 | 0 | 0 | 0 | 0 | 0
2011 | US | WECC | - | CALS | 7b8 | Biomass Derate On-Peak |  | 0 | 0 | 0 | 0 | 0 | 0 | 0 | 0 | 0 | 0 | 0
2011 | US | WECC | - | CALS | 7b9 | Transmission-Limited Resources |  | 0 | 0 | 0 | 0 | 0 | 0 | 0 | 0 | 0 | 0 | 0
2011 | US | WECC | - | CALS | 7b10 | Scheduled Outage - Maintenance |  | 0 | 0 | 0 | 0 | 0 | 0 | 0 | 0 | 0 | 0 | 0
2011 | US | WECC | - | CALS | 7b11 | All Other Derates |  | 0 | 0 | 0 | 0 | 0 | 0 | 0 | 0 | 0 | 0 | 0
2011 | US | WECC | - | CALS | 7b12 | Energy Only |  | 0 | 0 | 0 | 0 | 0 | 0 | 0 | 0 | 0 | 0 | 0
2011 | US | WECC | - | CALS | 8 | Conceptual (Note: Enter the net expected value only) |  | 0 | 153 | 200 | 217 | 257 | 377 | 401 | 502 | 502 | 619 | 619
2011 | US | WECC | - | CALS | 8a1 | Wind Expected On-Peak |  | 0 | 0 | 0 | 0 | 0 | 0 | 0 | 0 | 0 | 0 | 0
2011 | US | WECC | - | CALS | 8a2 | Wind Derate On-Peak |  | 0 | 0 | 0 | 0 | 0 | 0 | 0 | 0 | 0 | 0 | 0
2011 | US | WECC | - | CALS | 8a3 | Solar Expected On-Peak |  | 0 | 0 | 0 | 0 | 0 | 0 | 0 | 0 | 0 | 0 | 0
2011 | US | WECC | - | CALS | 8a4 | Solar Derate On-Peak |  | 0 | 0 | 0 | 0 | 0 | 0 | 0 | 0 | 0 | 0 | 0
2011 | US | WECC | - | CALS | 8a5 | Hydro Expected On-Peak |  | 0 | 0 | 0 | 0 | 0 | 0 | 0 | 0 | 0 | 0 | 0
2011 | US | WECC | - | CALS | 8a6 | Hydro Derate On-Peak |  | 0 | 0 | 0 | 0 | 0 | 0 | 0 | 0 | 0 | 0 | 0
2011 | US | WECC | - | CALS | 8a7 | Biomass Expected On-Peak |  | 0 | 0 | 0 | 0 | 0 | 0 | 0 | 0 | 0 | 0 | 0
2011 | US | WECC | - | CALS | 8a8 | Biomass Derate On-Peak |  | 0 | 0 | 0 | 0 | 0 | 0 | 0 | 0 | 0 | 0 | 0
2011 | US | WECC | - | CALS | 8a9 | All Other Derates |  | 0 | 0 | 0 | 0 | 0 | 0 | 0 | 0 | 0 | 0 | 0
2011 | US | WECC | - | CALS | 8a10 | Energy Only |  | 0 | 0 | 0 | 0 | 0 | 0 | 0 | 0 | 0 | 0 | 0
2011 | US | WECC | - | CALS | 9 | ANTICIPATED INTERNAL CAPACITY | 34129.8634 | 33180 | 36532 | 37808 | 38130 | 38175 | 39040 | 39093 | 39187 | 39287 | 39347 | 39385
2011 | US | WECC | - | CALS | 10 | CAPACITY TRANSACTIONS - IMPORTS | 7833 | 11316 | 12118 | 12078 | 12446 | 13575 | 13625 | 13716 | 14315 | 14484 | 15232 | 15232
2011 | US | WECC | - | CALS | 10a | Firm (Note: The sum of 10a1 and 10a2 must be ≤ 10a) |  | 11316 | 12118 | 12078 | 12446 | 13575 | 13625 | 13716 | 14315 | 14484 | 15232 | 15232
2011 | US | WECC | - | CALS | 10a1 | Full-Responsibility Purchases |  | 0 | 0 | 0 | 0 | 0 | 0 | 0 | 0 | 0 | 0 | 0
2011 | US | WECC | - | CALS | 10a2 | Owned Capacity/Entitlement Located Outside the Region/Subregion |  | 4926 | 4926 | 4926 | 4926 | 4926 | 4926 | 4926 | 4926 | 4926 | 4926 | 4926
2011 | US | WECC | - | CALS | 10b | Non-firm | 0 |  | 0 | 0 | 0 | 0 | 0 | 0 | 0 | 0 | 0 | 0
2011 | US | WECC | - | CALS | 10c | Expected (Note: The sum of 10c1 and 10c2 must be ≤ 10c) |  | 0 | 0 | 0 | 0 | 0 | 0 | 0 | 0 | 0 | 0 | 0
2011 | US | WECC | - | CALS | 10c1 | Full-Responsibility Purchases |  | 0 | 0 | 0 | 0 | 0 | 0 | 0 | 0 | 0 | 0 | 0
2011 | US | WECC | - | CALS | 10c2 | Owned Capacity/Entitlement Located Outside the Region/Subregion |  | 0 | 0 | 0 | 0 | 0 | 0 | 0 | 0 | 0 | 0 | 0
2011 | US | WECC | - | CALS | 10d | Provisional – transactions under study, but negotiations have not begun. |  | 0 | 0 | 0 | 0 | 0 | 0 | 0 | 0 | 0 | 0 | 0
2011 | US | WECC | - | CALS | 11 | CAPACITY TRANSACTIONS - EXPORTS | 1297 | 163 | 686 | 248 | 505 | 1072 | 1261 | 1074 | 1114 | 1400 | 855 | 855
2011 | US | WECC | - | CALS | 11a | Firm (Note: The sum of 11a1 and 11a2 must be ≤ 11a) |  | 99 | 460 | 248 | 29 | 279 | 1261 | 1074 | 1114 | 1400 | 855 | 855
2011 | US | WECC | - | CALS | 11a1 | Full-Responsibility Purchases |  | 0 | 0 | 0 | 0 | 0 | 0 | 0 | 0 | 0 | 0 | 0
2011 | US | WECC | - | CALS | 11a2 | Owned Capacity/Entitlement Located Outside the Region/Subregion |  | 0 | 0 | 0 | 0 | 0 | 0 | 0 | 0 | 0 | 0 | 0
2011 | US | WECC | - | CALS | 11b | Non-firm | 0 |  | 0 | 0 | 0 | 0 | 0 | 0 | 0 | 0 | 0 | 0
2011 | US | WECC | - | CALS | 11c | Expected (Note: The sum of 11c1 and 11c2 must be ≤ 11c) |  | 64 | 226 | 0 | 476 | 793 | 0 | 0 | 0 | 0 | 0 | 0
2011 | US | WECC | - | CALS | 11c1 | Full-Responsibility Purchases |  | 0 | 0 | 0 | 0 | 0 | 0 | 0 | 0 | 0 | 0 | 0
2011 | US | WECC | - | CALS | 11c2 | Owned Capacity/Entitlement Located Outside the Region/Subregion |  | 0 | 0 | 0 | 0 | 0 | 0 | 0 | 0 | 0 | 0 | 0
2011 | US | WECC | - | CALS | 11d | Provisional – transactions under study, but negotiations have not begun. |  | 0 | 0 | 0 | 0 | 0 | 0 | 0 | 0 | 0 | 0 | 0
2011 | US | WECC | - | CALS | 12 | EXISTING, CERTAIN CAPACITY & NET FIRM TRANSACTIONS | 34129.8634 | 43557 | 44435 | 44981 | 45573 | 46456 | 45527 | 45809 | 46421 | 46355 | 47700 | 47750
2011 | US | WECC | - | CALS | 13 | ANTICIPATED CAPACITY RESOURCES |  | 44333 | 47964 | 49638 | 50071 | 50678 | 51404 | 51735 | 52388 | 52371 | 53724 | 53762
2011 | US | WECC | - | CALS | 14 | PROSPECTIVE CAPACITY RESOURCES |  | 44333 | 47964 | 49638 | 50071 | 50678 | 51404 | 51735 | 52388 | 52371 | 53724 | 53762
2011 | US | WECC | - | CALS | 15 | TOTAL POTENTIAL CAPACITY RESOURCES |  | 44333 | 48117 | 49838 | 50288 | 50935 | 51781 | 52136 | 52890 | 52873 | 54343 | 54381
2011 | US | WECC | - | CALS | 15a | ADJUSTED POTENTIAL CAPACITY RESOURCES |  | 44333 | 48117 | 49838 | 50288 | 50935 | 51781 | 52136 | 52890 | 52873 | 54343 | 54381
2011 | US | WECC | - | CALS | 16a | Confidence of Future, Other (7b), using reasonable judgement |  | 0 | 0 | 0 | 0 | 0 | 0 | 0 | 0 | 0 | 0 | 0
2011 | US | WECC | - | CALS | 16b | Net Future, Other Resources After Confidence Percentage Is Applied |  | 0 | 0 | 0 | 0 | 0 | 0 | 0 | 0 | 0 | 0 | 0
2011 | US | WECC | - | CALS | 16c | Confidence of Conceptual (8), using reasonable judgement | [11 empty] | 1 | bar: 109 to 125
2011 | US | WECC | - | CALS | 16d | Net Conceptual Resources After Confidence Percentage Is Applied |  | 0 | 153 | 200 | 217 | 257 | 377 | 401 | 502 | 502 | 619 | 619
2011 | US | WECC | - | CALS | 17 | Region/Subregion Target Reserve Margin |  | 12.1% | 12.1% | 12.1% | 12.1% | 12.1% | 12.1% | 12.1% | 12.1% | 12.1% | 12.1% | 12.1%
2011 | US | WECC | - | CALS | 18 | Existing Certain and Net Firm Transactions Reserve Margin |  | 94.49% | 95.01% | 93.84% | 92.43% | 92.83% | 86.15% | 84.13% | 83.26% | 79.81% | 81.32% | 78.29%
2011 | US | WECC | - | CALS | 19 | Anticipated Capacity Resources Reserve Margin |  | 97.95% | 110.5% | 113.9% | 111.4% | 110.4% | 110.2% | 107.9% | 106.8% | 103.2% | 104.2% | 100.7%
2011 | US | WECC | - | CALS | 20 | Prospective Capacity Resources Reserve Margin |  | 97.95% | 110.5% | 113.9% | 111.4% | 110.4% | 110.2% | 107.9% | 106.8% | 103.2% | 104.2% | 100.7%
2011 | US | WECC | - | CALS | 21 | Total Potential Resources Reserve Margin |  | 97.95% | 111.2% | 114.8% | 112.3% | 111.4% | 111.7% | 109.6% | 108.8% | 105.1% | 106.6% | 103%
2011 | US | WECC | - | CALS | 22 | Adjusted Potential Resources Reserve Margin |  | 97.95% | 111.2% | 114.8% | 112.3% | 111.4% | 111.7% | 109.6% | 108.8% | 105.1% | 106.6% | 103%
2011 | US | WECC | - | CALS | 23 | Total Baseline Installed Capacity | 0: 38970
2011 | US | WECC | - | CALS | 24 | Distributed or Other Capacity (Behind the Meter) < 1 MW
2011 | US | WECC | - | CALS | 25 | Distributed or Other Capacity (Behind the Meter) ≥ 1 MW
2011 | US | WECC | - | CALS | 26 | Capacity Total from EIA-860
2011 | US | WECC | - | DSW | 1 | Unrestricted Coincident Peak Demand | 17327.35 | 17521.8 | 17641.9 | 17912.2 | 18352.3 | 18650.2 | 19124.3 | 19561.1 | 20012.8 | 20460.9 | 20800.7 | 21160.4
2011 | US | WECC | - | DSW | 1a | New Conservation (Energy Efficiency) |  | 60 | 68 | 70 | 122 | 68 | 71 | 67 | 65 | 106 | 44 | 44
2011 | US | WECC | - | DSW | 1b | Estimated Diversity |  | 0 | 0 | 0 | 0 | 0 | 0 | 0 | 0 | 0 | 0 | 0
2011 | US | WECC | - | DSW | 1c | Additions for non-member load (load served by non-registered LSE's in a region) |  | 0 | 0 | 0 | 0 | 0 | 0 | 0 | 0 | 0 | 0 | 0
2011 | US | WECC | - | DSW | 1d | Stand-by Load Under Contract (Normally served by behind the meter generation) |  | 16 | 16 | 16 | 16 | 16 | 16 | 16 | 16 | 16 | 16 | 16
2011 | US | WECC | - | DSW | 1e | Non-Controllable Demand-Side Demand Response |  | 0 | 0 | 0 | 0 | 0 | 0 | 0 | 0 | 0 | 0 | 0
2011 | US | WECC | - | DSW | 2 | Total Internal Demand | 17327.35 | 17477.8 | 17589.9 | 17858.2 | 18246.3 | 18598.2 | 19069.3 | 19510.1 | 19963.8 | 20370.9 | 20772.7 | 21132.4
2011 | US | WECC | - | DSW | 2H1 | Load Forecast Uncertainty (Extreme Demand Factor)
2011 | US | WECC | - | DSW | 2H | Total Internal Demand | 1.05 | 0 | 0 | 0 | 0 | 0 | 0 | 0 | 0 | 0 | 0 | 0
2011 | US | WECC | - | DSW | 2a | Supply-Side Direct Control Load Management | 0 | 0 | 0 | 0 | 0 | 0 | 0 | 0 | 0 | 0 | 0 | 0
2011 | US | WECC | - | DSW | 2b | Supply-Side Contractually Interruptible (Curtailable) | 528 | 448 | 274 | 266 | 236 | 242 | 242 | 242 | 245 | 245 | 245 | 245
2011 | US | WECC | - | DSW | 2c | Supply-Side Critical Peak-Pricing (CPP) with Control | 0 | 0 | 0 | 0 | 0 | 0 | 0 | 0 | 0 | 0 | 0 | 0
2011 | US | WECC | - | DSW | 2d | Supply-Side Load as a Capacity Resource | 0 | 0 | 0 | 0 | 0 | 0 | 0 | 0 | 0 | 0 | 0 | 0
2011 | US | WECC | - | DSW | 3 | Net Internal Demand | 16799.35 | 17029.8 | 17315.9 | 17592.2 | 18010.3 | 18356.2 | 18827.3 | 19268.1 | 19718.8 | 20125.9 | 20527.7 | 20887.4
2011 | US | WECC | - | DSW | 4a | Demand Response used for Ancillary Services - Spinning Reserves | 0 | 126 | 129 | 133 | 138 | 142 | 147 | 152 | 157 | 162 | 167 | 171
2011 | US | WECC | - | DSW | 4b | Demand Response used for Ancillary Services - Non-Spinning Reserves | 0 | 232 | 235 | 239 | 244 | 248 | 253 | 258 | 263 | 268 | 273 | 171
2011 | US | WECC | - | DSW | 4c | Demand Response used for Regulation | 0 | 0 | 0 | 0 | 0 | 0 | 0 | 0 | 0 | 0 | 0 | 0
2011 | US | WECC | - | DSW | 4d | Demand Response used for Energy, Voluntary Services - Emergency | 0 | 0 | 0 | 0 | 0 | 0 | 0 | 0 | 0 | 0 | 0 | 0
2011 | US | WECC | - | DSW | 5 | TOTAL INTERNAL CAPACITY | 40644 | 42290 | 39864 | 40440 | 40421 | 40427 | 40427 | 40427 | 40430 | 40430 | 40430 | 40430
2011 | US | WECC | - | DSW | 6 | EXISTING CAPACITY | 40644 | 40355 | 36403 | 36395 | 36365 | 36371 | 36371 | 36371 | 36374 | 36374 | 36374 | 36374
2011 | US | WECC | - | DSW | 6a | Existing, Certain | 36353.65 | 36063 | 36063 | 36063 | 36063 | 36063 | 36063 | 36063 | 36063 | 36063 | 36063 | 36063
2011 | US | WECC | - | DSW | 6a1 | Wind Expected On-Peak | 0: 146.45; 109: 80
2011 | US | WECC | - | DSW | 6a2 | Solar Expected On-Peak | 0: 2.2; 109: 0
2011 | US | WECC | - | DSW | 6a3 | Hydro Expected On-Peak | 0: 1312; 109: 1090
2011 | US | WECC | - | DSW | 6a4 | Biomass Expected On-Peak | 0: 30; 109: 30
2011 | US | WECC | - | DSW | 6b | Existing, Other (Note: Enter the net expected value only) | 0 | 0 | 0 | 0 | 0 | 0 | 0 | 0 | 0 | 0 | 0 | 0
2011 | US | WECC | - | DSW | 6b1 | Wind Derate On-Peak | 0: 437.55; 109: 504
2011 | US | WECC | - | DSW | 6b2 | Solar Derate On-Peak | 0: 167.8; 109: 170
2011 | US | WECC | - | DSW | 6b3 | Hydro Derate On-Peak | 0: 1750; 109: 1972
2011 | US | WECC | - | DSW | 6b4 | Biomass Derate On-Peak | 0: 27; 109: 27
2011 | US | WECC | - | DSW | 6b5 | Transmission-Limited Resources | 0: 0; 109: 0
2011 | US | WECC | - | DSW | 6b6 | All Other Derates | 0: 1380; 109: 1105
2011 | US | WECC | - | DSW | 6b7 | Energy Only (Existing-Other) | 0: 0; 109: 0
2011 | US | WECC | - | DSW | 6c | Existing, Inoperable (Note: Capacity reported on this line is not included in margin calculations) | 0 | 66 | 66 | 66 | 66 | 66 | 66 | 66 | 66 | 66 | 66 | 66
2011 | US | WECC | - | DSW | 6d | Total Supply-Side Demand Response | 528 | 448 | 274 | 266 | 236 | 242 | 242 | 242 | 245 | 245 | 245 | 245
2011 | US | WECC | - | DSW | 7 | FUTURE CAPACITY ADDITIONS |  | 1028 | 1974 | 2059 | 2068 | 2073 | 2071 | 2071 | 2071 | 2072 | 2073 | 2075
2011 | US | WECC | - | DSW | 7a | Future, Planned (Note: Enter the net expected value only) |  | 1028 | 1974 | 2059 | 2068 | 2073 | 2071 | 2071 | 2071 | 2072 | 2073 | 2075
2011 | US | WECC | - | DSW | 7a1 | Wind Expected On-Peak |  | 0 | 0 | 0 | 0 | 0 | 0 | 0 | 0 | 0 | 0 | 0
2011 | US | WECC | - | DSW | 7a2 | Wind Derate On-Peak |  | 0 | 0 | 0 | 0 | 0 | 0 | 0 | 0 | 0 | 0 | 0
2011 | US | WECC | - | DSW | 7a3 | Solar Expected On-Peak |  | 0 | 5 | 6 | 4 | 7 | 5 | 5 | 5 | 6 | 7 | 9
2011 | US | WECC | - | DSW | 7a4 | Solar Derate On-Peak |  | 889 | 1471 | 1970 | 1972 | 1969 | 1971 | 1971 | 1971 | 1970 | 1969 | 1967
2011 | US | WECC | - | DSW | 7a5 | Hydro Expected On-Peak |  | 0 | 0 | 0 | 11 | 11 | 11 | 11 | 11 | 11 | 11 | 11
2011 | US | WECC | - | DSW | 7a6 | Hydro Derate On-Peak |  | 14 | 14 | 14 | 14 | 14 | 14 | 14 | 14 | 14 | 14 | 14
2011 | US | WECC | - | DSW | 7a7 | Biomass Expected On-Peak |  | 6 | 8 | 8 | 8 | 10 | 10 | 10 | 10 | 10 | 10 | 10
2011 | US | WECC | - | DSW | 7a8 | Biomass Derate On-Peak |  | 4 | 2 | 2 | 2 | 0 | 0 | 0 | 0 | 0 | 0 | 0
2011 | US | WECC | - | DSW | 7a9 | Transmission-Limited Resources |  | 0 | 0 | 0 | 0 | 0 | 0 | 0 | 0 | 0 | 0 | 0
2011 | US | WECC | - | DSW | 7a10 | Scheduled Outage - Maintenance |  | 0 | 0 | 0 | 0 | 0 | 0 | 0 | 0 | 0 | 0 | 0
2011 | US | WECC | - | DSW | 7a11 | All Other Derates |  | 0 | 0 | 0 | 0 | 0 | 0 | 0 | 0 | 0 | 0 | 0
2011 | US | WECC | - | DSW | 7a12 | Energy Only |  | 0 | 0 | 0 | 0 | 0 | 0 | 0 | 0 | 0 | 0 | 0
2011 | US | WECC | - | DSW | 7b | Future, Other (Note: Enter the net expected value only) |  | 0 | 0 | 0 | 0 | 0 | 0 | 0 | 0 | 0 | 0 | 0
2011 | US | WECC | - | DSW | 7b1 | Wind Expected On-Peak |  | 0 | 0 | 0 | 0 | 0 | 0 | 0 | 0 | 0 | 0 | 0
2011 | US | WECC | - | DSW | 7b2 | Wind Derate On-Peak |  | 0 | 0 | 0 | 0 | 0 | 0 | 0 | 0 | 0 | 0 | 0
2011 | US | WECC | - | DSW | 7b3 | Solar Expected On-Peak |  | 0 | 0 | 0 | 0 | 0 | 0 | 0 | 0 | 0 | 0 | 0
2011 | US | WECC | - | DSW | 7b4 | Solar Derate On-Peak |  | 0 | 0 | 0 | 0 | 0 | 0 | 0 | 0 | 0 | 0 | 0
2011 | US | WECC | - | DSW | 7b5 | Hydro Expected On-Peak |  | 0 | 0 | 0 | 0 | 0 | 0 | 0 | 0 | 0 | 0 | 0
2011 | US | WECC | - | DSW | 7b6 | Hydro Derate On-Peak |  | 0 | 0 | 0 | 0 | 0 | 0 | 0 | 0 | 0 | 0 | 0
2011 | US | WECC | - | DSW | 7b7 | Biomass Expected On-Peak |  | 0 | 0 | 0 | 0 | 0 | 0 | 0 | 0 | 0 | 0 | 0
2011 | US | WECC | - | DSW | 7b8 | Biomass Derate On-Peak |  | 0 | 0 | 0 | 0 | 0 | 0 | 0 | 0 | 0 | 0 | 0
2011 | US | WECC | - | DSW | 7b9 | Transmission-Limited Resources |  | 0 | 0 | 0 | 0 | 0 | 0 | 0 | 0 | 0 | 0 | 0
2011 | US | WECC | - | DSW | 7b10 | Scheduled Outage - Maintenance |  | 0 | 0 | 0 | 0 | 0 | 0 | 0 | 0 | 0 | 0 | 0
2011 | US | WECC | - | DSW | 7b11 | All Other Derates |  | 0 | 0 | 0 | 0 | 0 | 0 | 0 | 0 | 0 | 0 | 0
2011 | US | WECC | - | DSW | 7b12 | Energy Only |  | 0 | 0 | 0 | 0 | 0 | 0 | 0 | 0 | 0 | 0 | 0
2011 | US | WECC | - | DSW | 8 | Conceptual (Note: Enter the net expected value only) |  | 12 | 149 | 757 | 1089 | 2231 | 2245 | 2694 | 3364 | 3476 | 4125 | 4143
2011 | US | WECC | - | DSW | 8a1 | Wind Expected On-Peak |  | 12 | 19 | 19 | 19 | 320 | 37 | 39 | 36 | 34 | 320 | 336
2011 | US | WECC | - | DSW | 8a2 | Wind Derate On-Peak |  | 488 | 631 | 881 | 881 | 1113 | 1396 | 1394 | 1397 | 1399 | 1113 | 1097
2011 | US | WECC | - | DSW | 8a3 | Solar Expected On-Peak |  | 0 | 3 | 15 | 99 | 114 | 36 | 37 | 36 | 38 | 113 | 115
2011 | US | WECC | - | DSW | 8a4 | Solar Derate On-Peak |  | 2 | 45 | 728 | 1395 | 1590 | 1668 | 1667 | 1705 | 1703 | 1628 | 1626
2011 | US | WECC | - | DSW | 8a5 | Hydro Expected On-Peak |  | 0 | 0 | 0 | 0 | 0 | 0 | 0 | 0 | 0 | 0 | 0
2011 | US | WECC | - | DSW | 8a6 | Hydro Derate On-Peak |  | 0 | 0 | 0 | 0 | 0 | 0 | 0 | 0 | 0 | 0 | 0
2011 | US | WECC | - | DSW | 8a7 | Biomass Expected On-Peak |  | 0 | 0 | 0 | 8 | 8 | 8 | 8 | 8 | 8 | 8 | 8
2011 | US | WECC | - | DSW | 8a8 | Biomass Derate On-Peak |  | 0 | 0 | 0 | 0 | 0 | 0 | 0 | 0 | 0 | 0 | 0
2011 | US | WECC | - | DSW | 8a9 | All Other Derates |  | 0 | 0 | 0 | 0 | 0 | 0 | 0 | 0 | 0 | 0 | 0
2011 | US | WECC | - | DSW | 8a10 | Energy Only |  | 0 | 0 | 0 | 0 | 0 | 0 | 0 | 0 | 0 | 0 | 0
2011 | US | WECC | - | DSW | 9 | ANTICIPATED INTERNAL CAPACITY | 36881.65 | 37539 | 38311 | 38388 | 38367 | 38378 | 38376 | 38376 | 38379 | 38380 | 38381 | 38383
2011 | US | WECC | - | DSW | 10 | CAPACITY TRANSACTIONS - IMPORTS | 0 | 2654 | 2973 | 2836 | 3193 | 1712 | 2957 | 2686 | 2358 | 2286 | 2028 | 2028
2011 | US | WECC | - | DSW | 10a | Firm (Note: The sum of 10a1 and 10a2 must be ≤ 10a) |  | 1972 | 1551 | 1753 | 1684 | 131 | 435 | 591 | 235 | 131 | 131 | 131
2011 | US | WECC | - | DSW | 10a1 | Full-Responsibility Purchases |  | 0 | 0 | 0 | 0 | 0 | 0 | 0 | 0 | 0 | 0 | 0
2011 | US | WECC | - | DSW | 10a2 | Owned Capacity/Entitlement Located Outside the Region/Subregion |  | 131 | 131 | 131 | 131 | 131 | 131 | 131 | 131 | 131 | 131 | 131
2011 | US | WECC | - | DSW | 10b | Non-firm | 0 |  | 0 | 0 | 0 | 0 | 0 | 0 | 0 | 0 | 0 | 0
2011 | US | WECC | - | DSW | 10c | Expected (Note: The sum of 10c1 and 10c2 must be ≤ 10c) |  | 615 | 1104 | 841 | 1206 | 1540 | 1618 | 1385 | 1724 | 1646 | 1304 | 1304
2011 | US | WECC | - | DSW | 10c1 | Full-Responsibility Purchases |  | 0 | 0 | 0 | 0 | 0 | 0 | 0 | 0 | 0 | 0 | 0
2011 | US | WECC | - | DSW | 10c2 | Owned Capacity/Entitlement Located Outside the Region/Subregion |  | 0 | 0 | 0 | 0 | 0 | 0 | 0 | 0 | 0 | 0 | 0
2011 | US | WECC | - | DSW | 10d | Provisional – transactions under study, but negotiations have not begun. |  | 67 | 318 | 242 | 303 | 41 | 904 | 710 | 399 | 509 | 593 | 593
2011 | US | WECC | - | DSW | 11 | CAPACITY TRANSACTIONS - EXPORTS | 2754 | 6420 | 6579 | 6807 | 7987 | 8429 | 7015 | 7888 | 8042 | 8237 | 9324 | 9324
2011 | US | WECC | - | DSW | 11a | Firm (Note: The sum of 11a1 and 11a2 must be ≤ 11a) |  | 6420 | 6579 | 6807 | 7987 | 8429 | 7015 | 7888 | 8042 | 8237 | 9324 | 9324
2011 | US | WECC | - | DSW | 11a1 | Full-Responsibility Purchases |  | 0 | 0 | 0 | 0 | 0 | 0 | 0 | 0 | 0 | 0 | 0
2011 | US | WECC | - | DSW | 11a2 | Owned Capacity/Entitlement Located Outside the Region/Subregion |  | 3217 | 3217 | 3217 | 3217 | 3217 | 3217 | 3217 | 3217 | 3217 | 3217 | 3217
2011 | US | WECC | - | DSW | 11b | Non-firm | 0 |  | 0 | 0 | 0 | 0 | 0 | 0 | 0 | 0 | 0 | 0
2011 | US | WECC | - | DSW | 11c | Expected (Note: The sum of 11c1 and 11c2 must be ≤ 11c) |  | 0 | 0 | 0 | 0 | 0 | 0 | 0 | 0 | 0 | 0 | 0
2011 | US | WECC | - | DSW | 11c1 | Full-Responsibility Purchases |  | 0 | 0 | 0 | 0 | 0 | 0 | 0 | 0 | 0 | 0 | 0
2011 | US | WECC | - | DSW | 11c2 | Owned Capacity/Entitlement Located Outside the Region/Subregion |  | 0 | 0 | 0 | 0 | 0 | 0 | 0 | 0 | 0 | 0 | 0
2011 | US | WECC | - | DSW | 11d | Provisional – transactions under study, but negotiations have not begun. |  | 0 | 0 | 0 | 0 | 0 | 0 | 0 | 0 | 0 | 0 | 0
2011 | US | WECC | - | DSW | 12 | EXISTING, CERTAIN CAPACITY & NET FIRM TRANSACTIONS | 36881.65 | 32063 | 31309 | 31275 | 29996 | 28007 | 29725 | 29008 | 28501 | 28202 | 27115 | 27115
2011 | US | WECC | - | DSW | 13 | ANTICIPATED CAPACITY RESOURCES |  | 33706 | 34387 | 34175 | 33270 | 31620 | 33414 | 32464 | 32296 | 31920 | 30492 | 30494
2011 | US | WECC | - | DSW | 14 | PROSPECTIVE CAPACITY RESOURCES |  | 33706 | 34387 | 34175 | 33270 | 31620 | 33414 | 32464 | 32296 | 31920 | 30492 | 30494
2011 | US | WECC | - | DSW | 15 | TOTAL POTENTIAL CAPACITY RESOURCES |  | 33785 | 34854 | 35174 | 34662 | 33892 | 36563 | 35868 | 36059 | 35905 | 35210 | 35230
2011 | US | WECC | - | DSW | 15a | ADJUSTED POTENTIAL CAPACITY RESOURCES |  | 33785 | 34854 | 35174 | 34662 | 33892 | 36563 | 35868 | 36059 | 35905 | 35210 | 35230
2011 | US | WECC | - | DSW | 16a | Confidence of Future, Other (7b), using reasonable judgement |  | 0 | 0 | 0 | 0 | 0 | 0 | 0 | 0 | 0 | 0 | 0
2011 | US | WECC | - | DSW | 16b | Net Future, Other Resources After Confidence Percentage Is Applied |  | 0 | 0 | 0 | 0 | 0 | 0 | 0 | 0 | 0 | 0 | 0
2011 | US | WECC | - | DSW | 16c | Confidence of Conceptual (8), using reasonable judgement | [11 empty] | 1 | bar: 109 to 125
2011 | US | WECC | - | DSW | 16d | Net Conceptual Resources After Confidence Percentage Is Applied |  | 12 | 149 | 757 | 1089 | 2231 | 2245 | 2694 | 3364 | 3476 | 4125 | 4143
2011 | US | WECC | - | DSW | 17 | Region/Subregion Target Reserve Margin |  | 13.8% | 13.8% | 13.8% | 13.8% | 13.8% | 13.8% | 13.8% | 13.8% | 13.8% | 13.8% | 13.8%
2011 | US | WECC | - | DSW | 18 | Existing Certain and Net Firm Transactions Reserve Margin |  | 83.45% | 77.99% | 75.13% | 64.39% | 50.59% | 55.88% | 48.68% | 42.76% | 38.44% | 30.53% | 28.31%
2011 | US | WECC | - | DSW | 19 | Anticipated Capacity Resources Reserve Margin |  | 92.85% | 95.49% | 91.37% | 82.34% | 70.02% | 75.22% | 66.4% | 61.77% | 56.69% | 46.79% | 44.3%
2011 | US | WECC | - | DSW | 20 | Prospective Capacity Resources Reserve Margin |  | 92.85% | 95.49% | 91.37% | 82.34% | 70.02% | 75.22% | 66.4% | 61.77% | 56.69% | 46.79% | 44.3%
2011 | US | WECC | - | DSW | 21 | Total Potential Resources Reserve Margin |  | 93.3% | 98.15% | 96.96% | 89.97% | 82.23% | 91.74% | 83.84% | 80.62% | 76.26% | 69.5% | 66.71%
2011 | US | WECC | - | DSW | 22 | Adjusted Potential Resources Reserve Margin |  | 93.3% | 98.15% | 96.96% | 89.97% | 82.23% | 91.74% | 83.84% | 80.62% | 76.26% | 69.5% | 66.71%
2011 | US | WECC | - | DSW | 23 | Total Baseline Installed Capacity | 0: 40116
2011 | US | WECC | - | DSW | 24 | Distributed or Other Capacity (Behind the Meter) < 1 MW
2011 | US | WECC | - | DSW | 25 | Distributed or Other Capacity (Behind the Meter) ≥ 1 MW
2011 | US | WECC | - | DSW | 26 | Capacity Total from EIA-860
2011 | MX | WECC | - | MEXW | 1 | Unrestricted Coincident Peak Demand | 1370.512 | 1458 | 1519 | 1593 | 1672 | 1749 | 1829 | 1913 | 1995 | 2081 | 2167 | 2257
2011 | MX | WECC | - | MEXW | 1a | New Conservation (Energy Efficiency) |  | 0 | 0 | 0 | 0 | 0 | 0 | 0 | 0 | 0 | 0 | 0
2011 | MX | WECC | - | MEXW | 1b | Estimated Diversity |  | 0 | 0 | 0 | 0 | 0 | 0 | 0 | 0 | 0 | 0 | 0
2011 | MX | WECC | - | MEXW | 1c | Additions for non-member load (load served by non-registered LSE's in a region) |  | 0 | 0 | 0 | 0 | 0 | 0 | 0 | 0 | 0 | 0 | 0
2011 | MX | WECC | - | MEXW | 1d | Stand-by Load Under Contract (Normally served by behind the meter generation) |  | 0 | 0 | 0 | 0 | 0 | 0 | 0 | 0 | 0 | 0 | 0
2011 | MX | WECC | - | MEXW | 1e | Non-Controllable Demand-Side Demand Response |  | 0 | 0 | 0 | 0 | 0 | 0 | 0 | 0 | 0 | 0 | 0
2011 | MX | WECC | - | MEXW | 2 | Total Internal Demand | 1370.512 | 1458 | 1519 | 1593 | 1672 | 1749 | 1829 | 1913 | 1995 | 2081 | 2167 | 2257
2011 | MX | WECC | - | MEXW | 2H1 | Load Forecast Uncertainty (Extreme Demand Factor)
2011 | MX | WECC | - | MEXW | 2H | Total Internal Demand | 1.05 | 0 | 0 | 0 | 0 | 0 | 0 | 0 | 0 | 0 | 0 | 0
2011 | MX | WECC | - | MEXW | 2a | Supply-Side Direct Control Load Management | 0 | 0 | 0 | 0 | 0 | 0 | 0 | 0 | 0 | 0 | 0 | 0
2011 | MX | WECC | - | MEXW | 2b | Supply-Side Contractually Interruptible (Curtailable) | 0 | 0 | 0 | 0 | 0 | 0 | 0 | 0 | 0 | 0 | 0 | 0
2011 | MX | WECC | - | MEXW | 2c | Supply-Side Critical Peak-Pricing (CPP) with Control | 0 | 0 | 0 | 0 | 0 | 0 | 0 | 0 | 0 | 0 | 0 | 0
2011 | MX | WECC | - | MEXW | 2d | Supply-Side Load as a Capacity Resource | 0 | 0 | 0 | 0 | 0 | 0 | 0 | 0 | 0 | 0 | 0 | 0
2011 | MX | WECC | - | MEXW | 3 | Net Internal Demand | 1370.512 | 1458 | 1519 | 1593 | 1672 | 1749 | 1829 | 1913 | 1995 | 2081 | 2167 | 2257
2011 | MX | WECC | - | MEXW | 4a | Demand Response used for Ancillary Services - Spinning Reserves | 0 | 164 | 164 | 171 | 176 | 181 | 186 | 186 | 191 | 191 | 196 | 0
2011 | MX | WECC | - | MEXW | 4b | Demand Response used for Ancillary Services - Non-Spinning Reserves | 0 | 139 | 139 | 141 | 141 | 141 | 141 | 141 | 141 | 141 | 141 | 0
2011 | MX | WECC | - | MEXW | 4c | Demand Response used for Regulation | 0 | 25 | 25 | 30 | 35 | 40 | 45 | 45 | 50 | 50 | 55 | 55
2011 | MX | WECC | - | MEXW | 4d | Demand Response used for Energy, Voluntary Services - Emergency | 0 | 0 | 0 | 0 | 0 | 0 | 0 | 0 | 0 | 0 | 0 | 0
2011 | MX | WECC | - | MEXW | 5 | TOTAL INTERNAL CAPACITY | 2848 | 2848 | 2799 | 3087 | 3087 | 3087 | 3243 | 3243 | 3243 | 3243 | 3243 | 3243
2011 | MX | WECC | - | MEXW | 6 | EXISTING CAPACITY | 2848 | 2848 | 2568 | 2568 | 2568 | 2568 | 2568 | 2568 | 2568 | 2568 | 2568 | 2568
2011 | MX | WECC | - | MEXW | 6a | Existing, Certain | 2838 | 2568 | 2568 | 2568 | 2568 | 2568 | 2568 | 2568 | 2568 | 2568 | 2568 | 2568
2011 | MX | WECC | - | MEXW | 6a1 | Wind Expected On-Peak | 0: 0; 109: 0
2011 | MX | WECC | - | MEXW | 6a2 | Solar Expected On-Peak | 0: 0; 109: 0
2011 | MX | WECC | - | MEXW | 6a3 | Hydro Expected On-Peak | 0: 0; 109: 0
2011 | MX | WECC | - | MEXW | 6a4 | Biomass Expected On-Peak | 0: 0; 109: 0
2011 | MX | WECC | - | MEXW | 6b | Existing, Other (Note: Enter the net expected value only) | 0 | 0 | 0 | 0 | 0 | 0 | 0 | 0 | 0 | 0 | 0 | 0
2011 | MX | WECC | - | MEXW | 6b1 | Wind Derate On-Peak | 0: 10; 109: 10
2011 | MX | WECC | - | MEXW | 6b2 | Solar Derate On-Peak | 0: 0; 109: 0
2011 | MX | WECC | - | MEXW | 6b3 | Hydro Derate On-Peak | 0: 0; 109: 0
2011 | MX | WECC | - | MEXW | 6b4 | Biomass Derate On-Peak | 0: 0; 109: 0
2011 | MX | WECC | - | MEXW | 6b5 | Transmission-Limited Resources | 0: 0; 109: 0
2011 | MX | WECC | - | MEXW | 6b6 | All Other Derates | 0: 0; 109: 270
2011 | MX | WECC | - | MEXW | 6b7 | Energy Only (Existing-Other) | 0: 0; 109: 0
2011 | MX | WECC | - | MEXW | 6c | Existing, Inoperable (Note: Capacity reported on this line is not included in margin calculations) | 0 | 0 | 0 | 0 | 0 | 0 | 0 | 0 | 0 | 0 | 0 | 0
2011 | MX | WECC | - | MEXW | 6d | Total Supply-Side Demand Response | 0 | 0 | 0 | 0 | 0 | 0 | 0 | 0 | 0 | 0 | 0 | 0
2011 | MX | WECC | - | MEXW | 7 | FUTURE CAPACITY ADDITIONS |  | 0 | 231 | 519 | 519 | 519 | 675 | 675 | 675 | 675 | 675 | 675
2011 | MX | WECC | - | MEXW | 7a | Future, Planned (Note: Enter the net expected value only) |  | 0 | 231 | 519 | 519 | 519 | 675 | 675 | 675 | 675 | 675 | 675
2011 | MX | WECC | - | MEXW | 7a1 | Wind Expected On-Peak |  | 0 | 0 | 0 | 0 | 0 | 0 | 0 | 0 | 0 | 0 | 0
2011 | MX | WECC | - | MEXW | 7a2 | Wind Derate On-Peak |  | 0 | 0 | 0 | 0 | 0 | 0 | 0 | 0 | 0 | 0 | 0
2011 | MX | WECC | - | MEXW | 7a3 | Solar Expected On-Peak |  | 0 | 0 | 0 | 0 | 0 | 0 | 0 | 0 | 0 | 0 | 0
2011 | MX | WECC | - | MEXW | 7a4 | Solar Derate On-Peak |  | 0 | 0 | 0 | 0 | 0 | 0 | 0 | 0 | 0 | 0 | 0
2011 | MX | WECC | - | MEXW | 7a5 | Hydro Expected On-Peak |  | 0 | 0 | 0 | 0 | 0 | 0 | 0 | 0 | 0 | 0 | 0
2011 | MX | WECC | - | MEXW | 7a6 | Hydro Derate On-Peak |  | 0 | 0 | 0 | 0 | 0 | 0 | 0 | 0 | 0 | 0 | 0
2011 | MX | WECC | - | MEXW | 7a7 | Biomass Expected On-Peak |  | 0 | 0 | 0 | 0 | 0 | 0 | 0 | 0 | 0 | 0 | 0
2011 | MX | WECC | - | MEXW | 7a8 | Biomass Derate On-Peak |  | 0 | 0 | 0 | 0 | 0 | 0 | 0 | 0 | 0 | 0 | 0
2011 | MX | WECC | - | MEXW | 7a9 | Transmission-Limited Resources |  | 0 | 0 | 0 | 0 | 0 | 0 | 0 | 0 | 0 | 0 | 0
2011 | MX | WECC | - | MEXW | 7a10 | Scheduled Outage - Maintenance |  | 0 | 0 | 0 | 0 | 0 | 0 | 0 | 0 | 0 | 0 | 0
2011 | MX | WECC | - | MEXW | 7a11 | All Other Derates |  | 0 | 0 | 0 | 0 | 0 | 0 | 0 | 0 | 0 | 0 | 0
2011 | MX | WECC | - | MEXW | 7a12 | Energy Only |  | 0 | 0 | 0 | 0 | 0 | 0 | 0 | 0 | 0 | 0 | 0
2011 | MX | WECC | - | MEXW | 7b | Future, Other (Note: Enter the net expected value only) |  | 0 | 0 | 0 | 0 | 0 | 0 | 0 | 0 | 0 | 0 | 0
2011 | MX | WECC | - | MEXW | 7b1 | Wind Expected On-Peak |  | 0 | 0 | 0 | 0 | 0 | 0 | 0 | 0 | 0 | 0 | 0
2011 | MX | WECC | - | MEXW | 7b2 | Wind Derate On-Peak |  | 0 | 0 | 0 | 0 | 0 | 0 | 0 | 0 | 0 | 0 | 0
2011 | MX | WECC | - | MEXW | 7b3 | Solar Expected On-Peak |  | 0 | 0 | 0 | 0 | 0 | 0 | 0 | 0 | 0 | 0 | 0
2011 | MX | WECC | - | MEXW | 7b4 | Solar Derate On-Peak |  | 0 | 0 | 0 | 0 | 0 | 0 | 0 | 0 | 0 | 0 | 0
2011 | MX | WECC | - | MEXW | 7b5 | Hydro Expected On-Peak |  | 0 | 0 | 0 | 0 | 0 | 0 | 0 | 0 | 0 | 0 | 0
2011 | MX | WECC | - | MEXW | 7b6 | Hydro Derate On-Peak |  | 0 | 0 | 0 | 0 | 0 | 0 | 0 | 0 | 0 | 0 | 0
2011 | MX | WECC | - | MEXW | 7b7 | Biomass Expected On-Peak |  | 0 | 0 | 0 | 0 | 0 | 0 | 0 | 0 | 0 | 0 | 0
2011 | MX | WECC | - | MEXW | 7b8 | Biomass Derate On-Peak |  | 0 | 0 | 0 | 0 | 0 | 0 | 0 | 0 | 0 | 0 | 0
2011 | MX | WECC | - | MEXW | 7b9 | Transmission-Limited Resources |  | 0 | 0 | 0 | 0 | 0 | 0 | 0 | 0 | 0 | 0 | 0
2011 | MX | WECC | - | MEXW | 7b10 | Scheduled Outage - Maintenance |  | 0 | 0 | 0 | 0 | 0 | 0 | 0 | 0 | 0 | 0 | 0
2011 | MX | WECC | - | MEXW | 7b11 | All Other Derates |  | 0 | 0 | 0 | 0 | 0 | 0 | 0 | 0 | 0 | 0 | 0
2011 | MX | WECC | - | MEXW | 7b12 | Energy Only |  | 0 | 0 | 0 | 0 | 0 | 0 | 0 | 0 | 0 | 0 | 0
2011 | MX | WECC | - | MEXW | 8 | Conceptual (Note: Enter the net expected value only) |  | 0 | 0 | 30 | 30 | 30 | 30 | 305 | 305 | 305 | 850 | 850
2011 | MX | WECC | - | MEXW | 8a1 | Wind Expected On-Peak |  | 0 | 0 | 0 | 0 | 0 | 0 | 0 | 0 | 0 | 0 | 0
2011 | MX | WECC | - | MEXW | 8a2 | Wind Derate On-Peak |  | 0 | 0 | 0 | 0 | 0 | 0 | 0 | 0 | 0 | 0 | 0
2011 | MX | WECC | - | MEXW | 8a3 | Solar Expected On-Peak |  | 0 | 0 | 0 | 0 | 0 | 0 | 0 | 0 | 0 | 0 | 0
2011 | MX | WECC | - | MEXW | 8a4 | Solar Derate On-Peak |  | 0 | 0 | 0 | 0 | 0 | 0 | 0 | 0 | 0 | 0 | 0
2011 | MX | WECC | - | MEXW | 8a5 | Hydro Expected On-Peak |  | 0 | 0 | 0 | 0 | 0 | 0 | 0 | 0 | 0 | 0 | 0
2011 | MX | WECC | - | MEXW | 8a6 | Hydro Derate On-Peak |  | 0 | 0 | 0 | 0 | 0 | 0 | 0 | 0 | 0 | 0 | 0
2011 | MX | WECC | - | MEXW | 8a7 | Biomass Expected On-Peak |  | 0 | 0 | 0 | 0 | 0 | 0 | 0 | 0 | 0 | 0 | 0
2011 | MX | WECC | - | MEXW | 8a8 | Biomass Derate On-Peak |  | 0 | 0 | 0 | 0 | 0 | 0 | 0 | 0 | 0 | 0 | 0
2011 | MX | WECC | - | MEXW | 8a9 | All Other Derates |  | 0 | 0 | 0 | 0 | 0 | 0 | 0 | 0 | 0 | 0 | 0
2011 | MX | WECC | - | MEXW | 8a10 | Energy Only |  | 0 | 0 | 0 | 0 | 0 | 0 | 0 | 0 | 0 | 0 | 0
2011 | MX | WECC | - | MEXW | 9 | ANTICIPATED INTERNAL CAPACITY | 2838 | 2568 | 2799 | 3087 | 3087 | 3087 | 3243 | 3243 | 3243 | 3243 | 3243 | 3243
2011 | MX | WECC | - | MEXW | 10 | CAPACITY TRANSACTIONS - IMPORTS | 0 | 67 | 111 | 45 | 97 | 26 | 80 | 173 | 131 | 226 | 321 | 321
2011 | MX | WECC | - | MEXW | 10a | Firm (Note: The sum of 10a1 and 10a2 must be ≤ 10a) |  | 56 | 111 | 0 | 0 | 26 | 54 | 41 | 131 | 226 | 321 | 321
2011 | MX | WECC | - | MEXW | 10a1 | Full-Responsibility Purchases |  | 0 | 0 | 0 | 0 | 0 | 0 | 0 | 0 | 0 | 0 | 0
2011 | MX | WECC | - | MEXW | 10a2 | Owned Capacity/Entitlement Located Outside the Region/Subregion |  | 0 | 0 | 0 | 0 | 0 | 0 | 0 | 0 | 0 | 0 | 0
2011 | MX | WECC | - | MEXW | 10b | Non-firm | 0 |  | 0 | 0 | 0 | 0 | 0 | 0 | 0 | 0 | 0 | 0
2011 | MX | WECC | - | MEXW | 10c | Expected (Note: The sum of 10c1 and 10c2 must be ≤ 10c) |  | 6 | 0 | 0 | 97 | 0 | 26 | 132 | 0 | 0 | 0 | 0
2011 | MX | WECC | - | MEXW | 10c1 | Full-Responsibility Purchases |  | 0 | 0 | 0 | 0 | 0 | 0 | 0 | 0 | 0 | 0 | 0
2011 | MX | WECC | - | MEXW | 10c2 | Owned Capacity/Entitlement Located Outside the Region/Subregion |  | 0 | 0 | 0 | 0 | 0 | 0 | 0 | 0 | 0 | 0 | 0
2011 | MX | WECC | - | MEXW | 10d | Provisional – transactions under study, but negotiations have not begun. |  | 5 | 0 | 45 | 0 | 0 | 0 | 0 | 0 | 0 | 0 | 0
2011 | MX | WECC | - | MEXW | 11 | CAPACITY TRANSACTIONS - EXPORTS | 0 | 0 | 0 | 97 | 34 | 15 | 0 | 0 | 100 | 124 | 38 | 38
2011 | MX | WECC | - | MEXW | 11a | Firm (Note: The sum of 11a1 and 11a2 must be ≤ 11a) |  | 0 | 0 | 60 | 0 | 0 | 0 | 0 | 0 | 0 | 0 | 0
2011 | MX | WECC | - | MEXW | 11a1 | Full-Responsibility Purchases |  | 0 | 0 | 0 | 0 | 0 | 0 | 0 | 0 | 0 | 0 | 0
2011 | MX | WECC | - | MEXW | 11a2 | Owned Capacity/Entitlement Located Outside the Region/Subregion |  | 0 | 0 | 0 | 0 | 0 | 0 | 0 | 0 | 0 | 0 | 0
2011 | MX | WECC | - | MEXW | 11b | Non-firm | 0 |  | 0 | 0 | 0 | 0 | 0 | 0 | 0 | 0 | 0 | 0
2011 | MX | WECC | - | MEXW | 11c | Expected (Note: The sum of 11c1 and 11c2 must be ≤ 11c) |  | 0 | 0 | 37 | 0 | 9 | 0 | 0 | 0 | 124 | 38 | 38
2011 | MX | WECC | - | MEXW | 11c1 | Full-Responsibility Purchases |  | 0 | 0 | 0 | 0 | 0 | 0 | 0 | 0 | 0 | 0 | 0
2011 | MX | WECC | - | MEXW | 11c2 | Owned Capacity/Entitlement Located Outside the Region/Subregion |  | 0 | 0 | 0 | 0 | 0 | 0 | 0 | 0 | 0 | 0 | 0
2011 | MX | WECC | - | MEXW | 11d | Provisional – transactions under study, but negotiations have not begun. |  | 0 | 0 | 0 | 34 | 6 | 0 | 0 | 100 | 0 | 0 | 0
2011 | MX | WECC | - | MEXW | 12 | EXISTING, CERTAIN CAPACITY & NET FIRM TRANSACTIONS | 2838 | 2624 | 2679 | 2508 | 2568 | 2594 | 2622 | 2609 | 2699 | 2794 | 2889 | 2889
2011 | MX | WECC | - | MEXW | 13 | ANTICIPATED CAPACITY RESOURCES |  | 2630 | 2910 | 2990 | 3184 | 3104 | 3323 | 3416 | 3374 | 3345 | 3526 | 3526
2011 | MX | WECC | - | MEXW | 14 | PROSPECTIVE CAPACITY RESOURCES |  | 2630 | 2910 | 2990 | 3184 | 3104 | 3323 | 3416 | 3374 | 3345 | 3526 | 3526
2011 | MX | WECC | - | MEXW | 15 | TOTAL POTENTIAL CAPACITY RESOURCES |  | 2635 | 2910 | 3065 | 3180 | 3128 | 3353 | 3721 | 3579 | 3650 | 4376 | 4376
2011 | MX | WECC | - | MEXW | 15a | ADJUSTED POTENTIAL CAPACITY RESOURCES |  | 2635 | 2910 | 3065 | 3180 | 3128 | 3353 | 3721 | 3579 | 3650 | 4376 | 4376
2011 | MX | WECC | - | MEXW | 16a | Confidence of Future, Other (7b), using reasonable judgement |  | 0 | 0 | 0 | 0 | 0 | 0 | 0 | 0 | 0 | 0 | 0
2011 | MX | WECC | - | MEXW | 16b | Net Future, Other Resources After Confidence Percentage Is Applied |  | 0 | 0 | 0 | 0 | 0 | 0 | 0 | 0 | 0 | 0 | 0
2011 | MX | WECC | - | MEXW | 16c | Confidence of Conceptual (8), using reasonable judgement | [11 empty] | 1 | bar: 109 to 125
2011 | MX | WECC | - | MEXW | 16d | Net Conceptual Resources After Confidence Percentage Is Applied |  | 0 | 0 | 30 | 30 | 30 | 30 | 305 | 305 | 305 | 850 | 850
2011 | MX | WECC | - | MEXW | 17 | Region/Subregion Target Reserve Margin |  | 10.6% | 10.6% | 10.6% | 10.6% | 10.6% | 10.6% | 10.6% | 10.6% | 10.6% | 10.6% | 10.6%
2011 | MX | WECC | - | MEXW | 18 | Existing Certain and Net Firm Transactions Reserve Margin |  | 79.97% | 76.37% | 57.44% | 53.59% | 48.31% | 43.36% | 36.38% | 35.29% | 34.26% | 33.32% | 28%
2011 | MX | WECC | - | MEXW | 19 | Anticipated Capacity Resources Reserve Margin |  | 80.38% | 91.57% | 87.7% | 90.43% | 77.47% | 81.68% | 78.57% | 69.12% | 60.74% | 62.71% | 56.23%
2011 | MX | WECC | - | MEXW | 20 | Prospective Capacity Resources Reserve Margin |  | 80.38% | 91.57% | 87.7% | 90.43% | 77.47% | 81.68% | 78.57% | 69.12% | 60.74% | 62.71% | 56.23%
2011 | MX | WECC | - | MEXW | 21 | Total Potential Resources Reserve Margin |  | 80.73% | 91.57% | 92.4% | 90.19% | 78.85% | 83.32% | 94.51% | 79.4% | 75.4% | 101.9% | 93.89%
2011 | MX | WECC | - | MEXW | 22 | Adjusted Potential Resources Reserve Margin |  | 80.73% | 91.57% | 92.4% | 90.19% | 78.85% | 83.32% | 94.51% | 79.4% | 75.4% | 101.9% | 93.89%
2011 | MX | WECC | - | MEXW | 23 | Total Baseline Installed Capacity | 0: 2848
2011 | MX | WECC | - | MEXW | 24 | Distributed or Other Capacity (Behind the Meter) < 1 MW
2011 | MX | WECC | - | MEXW | 25 | Distributed or Other Capacity (Behind the Meter) ≥ 1 MW
2011 | MX | WECC | - | MEXW | 26 | Capacity Total from EIA-860
2011 | US | WECC | - | NORW | 1 | Unrestricted Coincident Peak Demand | 27495.894 | 29649.39 | 30092.65 | 30451.72 | 30798.23 | 31162.74 | 31523.63 | 31890.51 | 32232.64 | 32597.12 | 32963.73 | 33411.85
2011 | US | WECC | - | NORW | 1a | New Conservation (Energy Efficiency) |  | 181 | 275 | 354 | 443 | 553 | 643 | 725 | 803 | 873 | 929 | 929
2011 | US | WECC | - | NORW | 1b | Estimated Diversity |  | 0 | 0 | 0 | 0 | 0 | 0 | 0 | 0 | 0 | 0 | 0
2011 | US | WECC | - | NORW | 1c | Additions for non-member load (load served by non-registered LSE's in a region) |  | 0 | 0 | 0 | 0 | 0 | 0 | 0 | 0 | 0 | 0 | 0
2011 | US | WECC | - | NORW | 1d | Stand-by Load Under Contract (Normally served by behind the meter generation) |  | 0 | 0 | 0 | 0 | 0 | 0 | 0 | 0 | 0 | 0 | 0
2011 | US | WECC | - | NORW | 1e | Non-Controllable Demand-Side Demand Response |  | 0 | 0 | 0 | 0 | 0 | 0 | 0 | 0 | 0 | 0 | 0
2011 | US | WECC | - | NORW | 2 | Total Internal Demand | 27495.894 | 29468.39 | 29817.65 | 30097.72 | 30355.23 | 30609.74 | 30880.63 | 31165.51 | 31429.64 | 31724.12 | 32034.73 | 32482.85
2011 | US | WECC | - | NORW | 2H1 | Load Forecast Uncertainty (Extreme Demand Factor)
2011 | US | WECC | - | NORW | 2H | Total Internal Demand | 1.05 | 0 | 0 | 0 | 0 | 0 | 0 | 0 | 0 | 0 | 0 | 0
2011 | US | WECC | - | NORW | 2a | Supply-Side Direct Control Load Management | 0 | 0 | 0 | 0 | 0 | 0 | 0 | 0 | 0 | 0 | 0 | 0
2011 | US | WECC | - | NORW | 2b | Supply-Side Contractually Interruptible (Curtailable) | 2 | 43 | 50 | 60 | 65 | 65 | 65 | 65 | 65 | 65 | 65 | 65
2011 | US | WECC | - | NORW | 2c | Supply-Side Critical Peak-Pricing (CPP) with Control | 0 | 0 | 0 | 0 | 0 | 0 | 0 | 0 | 0 | 0 | 0 | 0
2011 | US | WECC | - | NORW | 2d | Supply-Side Load as a Capacity Resource | 0 | 0 | 0 | 0 | 0 | 0 | 0 | 0 | 0 | 0 | 0 | 0
2011 | US | WECC | - | NORW | 3 | Net Internal Demand | 27493.894 | 29425.39 | 29767.65 | 30037.72 | 30290.23 | 30544.74 | 30815.63 | 31100.51 | 31364.64 | 31659.12 | 31969.73 | 32417.85
2011 | US | WECC | - | NORW | 4a | Demand Response used for Ancillary Services - Spinning Reserves | 0 | 239 | 239 | 239 | 239 | 239 | 239 | 239 | 239 | 239 | 239 | 239
2011 | US | WECC | - | NORW | 4b | Demand Response used for Ancillary Services - Non-Spinning Reserves | 0 | 143 | 143 | 143 | 143 | 143 | 143 | 143 | 143 | 143 | 143 | 143
2011 | US | WECC | - | NORW | 4c | Demand Response used for Regulation | 0 | 0 | 0 | 0 | 0 | 0 | 0 | 0 | 0 | 0 | 0 | 0
2011 | US | WECC | - | NORW | 4d | Demand Response used for Energy, Voluntary Services - Emergency | 0 | 0 | 0 | 0 | 0 | 0 | 0 | 0 | 0 | 0 | 0 | 0
2011 | US | WECC | - | NORW | 5 | TOTAL INTERNAL CAPACITY | 54577.7 | 70328 | 51550 | 52926 | 54221 | 54241 | 54241 | 54495 | 54695 | 54903 | 54903 | 54903
2011 | US | WECC | - | NORW | 6 | EXISTING CAPACITY | 54577.7 | 69368 | 48829 | 48839 | 48844 | 48844 | 48844 | 48844 | 48844 | 48844 | 48844 | 48844
2011 | US | WECC | - | NORW | 6a | Existing, Certain | 34103.17 | 38367 | 38367 | 38367 | 38367 | 38367 | 38367 | 38367 | 38367 | 38367 | 38367 | 38367
2011 | US | WECC | - | NORW | 6a1 | Wind Expected On-Peak | 0: 217; 109: 119
2011 | US | WECC | - | NORW | 6a2 | Solar Expected On-Peak | 0: 0; 109: 0
2011 | US | WECC | - | NORW | 6a3 | Hydro Expected On-Peak | 0: 18635; 109: 21350
2011 | US | WECC | - | NORW | 6a4 | Biomass Expected On-Peak | 0: 279.47; 109: 283
2011 | US | WECC | - | NORW | 6b | Existing, Other (Note: Enter the net expected value only) | 0 | 0 | 0 | 0 | 0 | 0 | 0 | 0 | 0 | 0 | 0 | 0
2011 | US | WECC | - | NORW | 6b1 | Wind Derate On-Peak | 0: 5009; 109: 5107
2011 | US | WECC | - | NORW | 6b2 | Solar Derate On-Peak | 0: 0; 109: 0
2011 | US | WECC | - | NORW | 6b3 | Hydro Derate On-Peak | 0: 15227; 109: 12512
2011 | US | WECC | - | NORW | 6b4 | Biomass Derate On-Peak | 0: 98.53; 109: 95
2011 | US | WECC | - | NORW | 6b5 | Transmission-Limited Resources | 0: 0; 109: 0
2011 | US | WECC | - | NORW | 6b6 | All Other Derates | 0: 138; 109: 2832
2011 | US | WECC | - | NORW | 6b7 | Energy Only (Existing-Other) | 0: 0; 109: 0
2011 | US | WECC | - | NORW | 6c | Existing, Inoperable (Note: Capacity reported on this line is not included in margin calculations) | 0 | 10412 | 10412 | 10412 | 10412 | 10412 | 10412 | 10412 | 10412 | 10412 | 10412 | 10412
2011 | US | WECC | - | NORW | 6d | Total Supply-Side Demand Response | 2 | 43 | 50 | 60 | 65 | 65 | 65 | 65 | 65 | 65 | 65 | 65
2011 | US | WECC | - | NORW | 7 | FUTURE CAPACITY ADDITIONS |  | 59 | 196 | 323 | 399 | 391 | 400 | 415 | 426 | 439 | 456 | 442
2011 | US | WECC | - | NORW | 7a | Future, Planned (Note: Enter the net expected value only) |  | 59 | 196 | 323 | 399 | 391 | 400 | 415 | 426 | 439 | 456 | 442
2011 | US | WECC | - | NORW | 7a1 | Wind Expected On-Peak |  | 28 | 50 | 72 | 150 | 145 | 157 | 172 | 168 | 172 | 195 | 182
2011 | US | WECC | - | NORW | 7a2 | Wind Derate On-Peak |  | 852 | 2409 | 3556 | 4748 | 4753 | 4741 | 4980 | 5184 | 5388 | 5365 | 5378
2011 | US | WECC | - | NORW | 7a3 | Solar Expected On-Peak |  | 0 | 0 | 0 | 0 | 0 | 0 | 0 | 0 | 0 | 0 | 0
2011 | US | WECC | - | NORW | 7a4 | Solar Derate On-Peak |  | 36 | 89 | 109 | 129 | 149 | 149 | 149 | 149 | 149 | 149 | 149
2011 | US | WECC | - | NORW | 7a5 | Hydro Expected On-Peak |  | 11 | 78 | 136 | 136 | 136 | 133 | 133 | 148 | 151 | 151 | 150
2011 | US | WECC | - | NORW | 7a6 | Hydro Derate On-Peak |  | 13 | 18 | 89 | 89 | 89 | 92 | 92 | 77 | 74 | 74 | 75
2011 | US | WECC | - | NORW | 7a7 | Biomass Expected On-Peak |  | 20 | 68 | 114 | 112 | 109 | 109 | 109 | 109 | 115 | 109 | 109
2011 | US | WECC | - | NORW | 7a8 | Biomass Derate On-Peak |  | 0 | 9 | 10 | 12 | 15 | 15 | 15 | 15 | 9 | 15 | 15
2011 | US | WECC | - | NORW | 7a9 | Transmission-Limited Resources |  | 0 | 0 | 0 | 0 | 0 | 0 | 0 | 0 | 0 | 0 | 0
2011 | US | WECC | - | NORW | 7a10 | Scheduled Outage - Maintenance |  | 0 | 0 | 0 | 0 | 0 | 0 | 0 | 0 | 0 | 0 | 0
2011 | US | WECC | - | NORW | 7a11 | All Other Derates |  | 0 | 0 | 0 | 0 | 0 | 0 | 0 | 0 | 0 | 0 | 0
2011 | US | WECC | - | NORW | 7a12 | Energy Only |  | 0 | 0 | 0 | 0 | 0 | 0 | 0 | 0 | 0 | 0 | 0
2011 | US | WECC | - | NORW | 7b | Future, Other (Note: Enter the net expected value only) |  | 0 | 0 | 0 | 0 | 0 | 0 | 0 | 0 | 0 | 0 | 0
2011 | US | WECC | - | NORW | 7b1 | Wind Expected On-Peak |  | 0 | 0 | 0 | 0 | 0 | 0 | 0 | 0 | 0 | 0 | 0
2011 | US | WECC | - | NORW | 7b2 | Wind Derate On-Peak |  | 0 | 0 | 0 | 0 | 0 | 0 | 0 | 0 | 0 | 0 | 0
2011 | US | WECC | - | NORW | 7b3 | Solar Expected On-Peak |  | 0 | 0 | 0 | 0 | 0 | 0 | 0 | 0 | 0 | 0 | 0
2011 | US | WECC | - | NORW | 7b4 | Solar Derate On-Peak |  | 0 | 0 | 0 | 0 | 0 | 0 | 0 | 0 | 0 | 0 | 0
2011 | US | WECC | - | NORW | 7b5 | Hydro Expected On-Peak |  | 0 | 0 | 0 | 0 | 0 | 0 | 0 | 0 | 0 | 0 | 0
2011 | US | WECC | - | NORW | 7b6 | Hydro Derate On-Peak |  | 0 | 0 | 0 | 0 | 0 | 0 | 0 | 0 | 0 | 0 | 0
2011 | US | WECC | - | NORW | 7b7 | Biomass Expected On-Peak |  | 0 | 0 | 0 | 0 | 0 | 0 | 0 | 0 | 0 | 0 | 0
2011 | US | WECC | - | NORW | 7b8 | Biomass Derate On-Peak |  | 0 | 0 | 0 | 0 | 0 | 0 | 0 | 0 | 0 | 0 | 0
2011 | US | WECC | - | NORW | 7b9 | Transmission-Limited Resources |  | 0 | 0 | 0 | 0 | 0 | 0 | 0 | 0 | 0 | 0 | 0
2011 | US | WECC | - | NORW | 7b10 | Scheduled Outage - Maintenance |  | 0 | 0 | 0 | 0 | 0 | 0 | 0 | 0 | 0 | 0 | 0
2011 | US | WECC | - | NORW | 7b11 | All Other Derates |  | 0 | 0 | 0 | 0 | 0 | 0 | 0 | 0 | 0 | 0 | 0
2011 | US | WECC | - | NORW | 7b12 | Energy Only |  | 0 | 0 | 0 | 0 | 0 | 0 | 0 | 0 | 0 | 0 | 0
2011 | US | WECC | - | NORW | 8 | Conceptual (Note: Enter the net expected value only) |  | 0 | 1 | 1 | 1 | 187 | 55 | 58 | 65 | 66 | 1150 | 1182
2011 | US | WECC | - | NORW | 8a1 | Wind Expected On-Peak |  | 0 | 1 | 1 | 1 | 139 | 7 | 10 | 17 | 18 | 1102 | 1134
2011 | US | WECC | - | NORW | 8a2 | Wind Derate On-Peak |  | 53 | 52 | 52 | 52 | 314 | 1446 | 2243 | 3436 | 3635 | 2551 | 2519
2011 | US | WECC | - | NORW | 8a3 | Solar Expected On-Peak |  | 0 | 0 | 0 | 0 | 0 | 0 | 0 | 0 | 0 | 0 | 0
2011 | US | WECC | - | NORW | 8a4 | Solar Derate On-Peak |  | 0 | 0 | 0 | 0 | 0 | 0 | 0 | 0 | 0 | 0 | 0
2011 | US | WECC | - | NORW | 8a5 | Hydro Expected On-Peak |  | 0 | 0 | 0 | 0 | 0 | 0 | 0 | 0 | 0 | 0 | 0
2011 | US | WECC | - | NORW | 8a6 | Hydro Derate On-Peak |  | 0 | 0 | 0 | 0 | 0 | 0 | 0 | 0 | 0 | 0 | 0
2011 | US | WECC | - | NORW | 8a7 | Biomass Expected On-Peak |  | 0 | 0 | 0 | 0 | 0 | 0 | 0 | 0 | 0 | 0 | 0
2011 | US | WECC | - | NORW | 8a8 | Biomass Derate On-Peak |  | 0 | 0 | 0 | 0 | 0 | 0 | 0 | 0 | 0 | 0 | 0
2011 | US | WECC | - | NORW | 8a9 | All Other Derates |  | 0 | 0 | 0 | 0 | 0 | 0 | 0 | 0 | 0 | 0 | 0
2011 | US | WECC | - | NORW | 8a10 | Energy Only |  | 0 | 0 | 0 | 0 | 0 | 0 | 0 | 0 | 0 | 0 | 0
2011 | US | WECC | - | NORW | 9 | ANTICIPATED INTERNAL CAPACITY | 34105.17 | 38469 | 38613 | 38750 | 38831 | 38823 | 38832 | 38847 | 38858 | 38871 | 38888 | 38874
2011 | US | WECC | - | NORW | 10 | CAPACITY TRANSACTIONS - IMPORTS | 1895 | 1300 | 1300 | 1300 | 1300 | 1300 | 1300 | 2418 | 2800 | 3578 | 3300 | 3800
2011 | US | WECC | - | NORW | 10a | Firm (Note: The sum of 10a1 and 10a2 must be ≤ 10a) |  | 1300 | 1300 | 1300 | 1300 | 1300 | 1300 | 2300 | 2800 | 3500 | 3300 | 3800
2011 | US | WECC | - | NORW | 10a1 | Full-Responsibility Purchases |  | 0 | 0 | 0 | 0 | 0 | 0 | 0 | 0 | 0 | 0 | 0
2011 | US | WECC | - | NORW | 10a2 | Owned Capacity/Entitlement Located Outside the Region/Subregion |  | 1300 | 1300 | 1300 | 1300 | 1300 | 1300 | 1300 | 1300 | 1300 | 1300 | 1300
2011 | US | WECC | - | NORW | 10b | Non-firm | 0 |  | 0 | 0 | 0 | 0 | 0 | 0 | 0 | 0 | 0 | 0
2011 | US | WECC | - | NORW | 10c | Expected (Note: The sum of 10c1 and 10c2 must be ≤ 10c) |  | 0 | 0 | 0 | 0 | 0 | 0 | 118 | 0 | 0 | 0 | 0
2011 | US | WECC | - | NORW | 10c1 | Full-Responsibility Purchases |  | 0 | 0 | 0 | 0 | 0 | 0 | 0 | 0 | 0 | 0 | 0
2011 | US | WECC | - | NORW | 10c2 | Owned Capacity/Entitlement Located Outside the Region/Subregion |  | 0 | 0 | 0 | 0 | 0 | 0 | 0 | 0 | 0 | 0 | 0
2011 | US | WECC | - | NORW | 10d | Provisional – transactions under study, but negotiations have not begun. |  | 0 | 0 | 0 | 0 | 0 | 0 | 0 | 0 | 78 | 0 | 0
2011 | US | WECC | - | NORW | 11 | CAPACITY TRANSACTIONS - EXPORTS | 3422 | 3096 | 2313 | 3491 | 4408 | 4196 | 3453 | 4401 | 4196 | 4139 | 4196 | 4196
2011 | US | WECC | - | NORW | 11a | Firm (Note: The sum of 11a1 and 11a2 must be ≤ 11a) |  | 2890 | 2227 | 3491 | 3134 | 2886 | 2549 | 3031 | 3329 | 3759 | 3184 | 3134
2011 | US | WECC | - | NORW | 11a1 | Full-Responsibility Purchases |  | 0 | 0 | 0 | 0 | 0 | 0 | 0 | 0 | 0 | 0 | 0
2011 | US | WECC | - | NORW | 11a2 | Owned Capacity/Entitlement Located Outside the Region/Subregion |  | 0 | 0 | 0 | 0 | 0 | 0 | 0 | 0 | 0 | 0 | 0
2011 | US | WECC | - | NORW | 11b | Non-firm | 0 |  | 0 | 0 | 0 | 0 | 0 | 0 | 0 | 0 | 0 | 0
2011 | US | WECC | - | NORW | 11c | Expected (Note: The sum of 11c1 and 11c2 must be ≤ 11c) |  | 0 | 0 | 0 | 0 | 0 | 0 | 0 | 0 | 0 | 0 | 0
2011 | US | WECC | - | NORW | 11c1 | Full-Responsibility Purchases |  | 0 | 0 | 0 | 0 | 0 | 0 | 0 | 0 | 0 | 0 | 0
2011 | US | WECC | - | NORW | 11c2 | Owned Capacity/Entitlement Located Outside the Region/Subregion |  | 0 | 0 | 0 | 0 | 0 | 0 | 0 | 0 | 0 | 0 | 0
2011 | US | WECC | - | NORW | 11d | Provisional – transactions under study, but negotiations have not begun. |  | 0 | 0 | 0 | 0 | 0 | 0 | 0 | 0 | 0 | 0 | 0
2011 | US | WECC | - | NORW | 12 | EXISTING, CERTAIN CAPACITY & NET FIRM TRANSACTIONS | 34105.17 | 36820 | 37490 | 36236 | 36598 | 36846 | 37183 | 37701 | 37903 | 38173 | 38548 | 39098
2011 | US | WECC | - | NORW | 13 | ANTICIPATED CAPACITY RESOURCES |  | 36879 | 37686 | 36559 | 36997 | 37237 | 37583 | 38234 | 38329 | 38612 | 39004 | 39540
2011 | US | WECC | - | NORW | 14 | PROSPECTIVE CAPACITY RESOURCES |  | 36879 | 37686 | 36559 | 36997 | 37237 | 37583 | 38234 | 38329 | 38612 | 39004 | 39540
2011 | US | WECC | - | NORW | 15 | TOTAL POTENTIAL CAPACITY RESOURCES |  | 36879 | 37687 | 36560 | 36998 | 37424 | 37638 | 38292 | 38394 | 38756 | 40154 | 40722
2011 | US | WECC | - | NORW | 15a | ADJUSTED POTENTIAL CAPACITY RESOURCES |  | 36879 | 37687 | 36560 | 36998 | 37424 | 37638 | 38292 | 38394 | 38756 | 40154 | 40722
2011 | US | WECC | - | NORW | 16a | Confidence of Future, Other (7b), using reasonable judgement |  | 0 | 0 | 0 | 0 | 0 | 0 | 0 | 0 | 0 | 0 | 0
2011 | US | WECC | - | NORW | 16b | Net Future, Other Resources After Confidence Percentage Is Applied |  | 0 | 0 | 0 | 0 | 0 | 0 | 0 | 0 | 0 | 0 | 0
2011 | US | WECC | - | NORW | 16c | Confidence of Conceptual (8), using reasonable judgement | [11 empty] | 1 | bar: 109 to 125
2011 | US | WECC | - | NORW | 16d | Net Conceptual Resources After Confidence Percentage Is Applied |  | 0 | 1 | 1 | 1 | 187 | 55 | 58 | 65 | 66 | 1150 | 1182
2011 | US | WECC | - | NORW | 17 | Region/Subregion Target Reserve Margin |  | 20.3% | 20.3% | 20.3% | 20.3% | 20.3% | 20.3% | 20.3% | 20.3% | 20.3% | 20.3% | 20.3%
2011 | US | WECC | - | NORW | 18 | Existing Certain and Net Firm Transactions Reserve Margin |  | 24.95% | 25.73% | 20.39% | 20.57% | 20.37% | 20.41% | 20.97% | 20.6% | 20.33% | 20.33% | 20.37%
2011 | US | WECC | - | NORW | 19 | Anticipated Capacity Resources Reserve Margin |  | 25.15% | 26.39% | 21.47% | 21.88% | 21.65% | 21.7% | 22.68% | 21.95% | 21.71% | 21.76% | 21.73%
2011 | US | WECC | - | NORW | 20 | Prospective Capacity Resources Reserve Margin |  | 25.15% | 26.39% | 21.47% | 21.88% | 21.65% | 21.7% | 22.68% | 21.95% | 21.71% | 21.76% | 21.73%
2011 | US | WECC | - | NORW | 21 | Total Potential Resources Reserve Margin |  | 25.15% | 26.39% | 21.47% | 21.88% | 22.26% | 21.88% | 22.87% | 22.16% | 22.17% | 25.35% | 25.36%
2011 | US | WECC | - | NORW | 22 | Adjusted Potential Resources Reserve Margin |  | 25.15% | 26.39% | 21.47% | 21.88% | 22.26% | 21.88% | 22.87% | 22.16% | 22.17% | 25.35% | 25.36%
2011 | US | WECC | - | NORW | 23 | Total Baseline Installed Capacity | 0: 54575.7
2011 | US | WECC | - | NORW | 24 | Distributed or Other Capacity (Behind the Meter) < 1 MW
2011 | US | WECC | - | NORW | 25 | Distributed or Other Capacity (Behind the Meter) ≥ 1 MW
2011 | US | WECC | - | NORW | 26 | Capacity Total from EIA-860
2011 | US | WECC | - | ROCK | 1 | Unrestricted Coincident Peak Demand | 9767 | 9561 | 9706 | 9923 | 10091 | 10332 | 10633 | 10908 | 11141 | 11379 | 11526 | 11768
2011 | US | WECC | - | ROCK | 1a | New Conservation (Energy Efficiency) |  | 0 | 0 | 0 | 0 | 0 | 0 | 0 | 0 | 0 | 0 | 0
2011 | US | WECC | - | ROCK | 1b | Estimated Diversity |  | 0 | 0 | 0 | 0 | 0 | 0 | 0 | 0 | 0 | 0 | 0
2011 | US | WECC | - | ROCK | 1c | Additions for non-member load (load served by non-registered LSE's in a region) |  | 0 | 0 | 0 | 0 | 0 | 0 | 0 | 0 | 0 | 0 | 0
2011 | US | WECC | - | ROCK | 1d | Stand-by Load Under Contract (Normally served by behind the meter generation) |  | 0 | 0 | 0 | 0 | 0 | 0 | 0 | 0 | 0 | 0 | 0
2011 | US | WECC | - | ROCK | 1e | Non-Controllable Demand-Side Demand Response |  | 0 | 0 | 0 | 0 | 0 | 0 | 0 | 0 | 0 | 0 | 0
2011 | US | WECC | - | ROCK | 2 | Total Internal Demand | 9767 | 9561 | 9706 | 9923 | 10091 | 10332 | 10633 | 10908 | 11141 | 11379 | 11526 | 11768
2011 | US | WECC | - | ROCK | 2H1 | Load Forecast Uncertainty (Extreme Demand Factor)
2011 | US | WECC | - | ROCK | 2H | Total Internal Demand | 1.05 | 0 | 0 | 0 | 0 | 0 | 0 | 0 | 0 | 0 | 0 | 0
2011 | US | WECC | - | ROCK | 2a | Supply-Side Direct Control Load Management | 0 | 0 | 0 | 0 | 0 | 0 | 0 | 0 | 0 | 0 | 0 | 0
2011 | US | WECC | - | ROCK | 2b | Supply-Side Contractually Interruptible (Curtailable) | 241 | 241 | 245 | 250 | 252 | 253 | 212 | 213 | 215 | 216 | 218 | 219
2011 | US | WECC | - | ROCK | 2c | Supply-Side Critical Peak-Pricing (CPP) with Control | 0 | 0 | 0 | 0 | 0 | 0 | 0 | 0 | 0 | 0 | 0 | 0
2011 | US | WECC | - | ROCK | 2d | Supply-Side Load as a Capacity Resource | 0 | 0 | 0 | 0 | 0 | 0 | 0 | 0 | 0 | 0 | 0 | 0
2011 | US | WECC | - | ROCK | 3 | Net Internal Demand | 9526 | 9320 | 9461 | 9673 | 9839 | 10079 | 10421 | 10695 | 10926 | 11163 | 11308 | 11549
2011 | US | WECC | - | ROCK | 4a | Demand Response used for Ancillary Services - Spinning Reserves | 0 | 0 | 0 | 0 | 0 | 0 | 0 | 0 | 0 | 0 | 0 | 0
2011 | US | WECC | - | ROCK | 4b | Demand Response used for Ancillary Services - Non-Spinning Reserves | 0 | 0 | 0 | 0 | 0 | 0 | 0 | 0 | 0 | 0 | 0 | 0
2011 | US | WECC | - | ROCK | 4c | Demand Response used for Regulation | 0 | 0 | 0 | 0 | 0 | 0 | 0 | 0 | 0 | 0 | 0 | 0
2011 | US | WECC | - | ROCK | 4d | Demand Response used for Energy, Voluntary Services - Emergency | 0 | 0 | 0 | 0 | 0 | 0 | 0 | 0 | 0 | 0 | 0 | 0
2011 | US | WECC | - | ROCK | 5 | TOTAL INTERNAL CAPACITY | 15905 | 16794 | 16190 | 16195 | 16577 | 16578 | 16537 | 16538 | 16540 | 16541 | 16543 | 16544
2011 | US | WECC | - | ROCK | 6 | EXISTING CAPACITY | 15905 | 16096 | 14803 | 14808 | 14810 | 14811 | 14770 | 14771 | 14773 | 14774 | 14776 | 14777
2011 | US | WECC | - | ROCK | 6a | Existing, Certain | 13752 | 14401 | 14401 | 14401 | 14401 | 14401 | 14401 | 14401 | 14401 | 14401 | 14401 | 14401
2011 | US | WECC | - | ROCK | 6a1 | Wind Expected On-Peak | 0: 382; 109: 841
2011 | US | WECC | - | ROCK | 6a2 | Solar Expected On-Peak | 0: 0; 109: 0
2011 | US | WECC | - | ROCK | 6a3 | Hydro Expected On-Peak | 0: 559; 109: 740
2011 | US | WECC | - | ROCK | 6a4 | Biomass Expected On-Peak | 0: 0; 109: 9
2011 | US | WECC | - | ROCK | 6b | Existing, Other (Note: Enter the net expected value only) | 0 | 0 | 0 | 0 | 0 | 0 | 0 | 0 | 0 | 0 | 0 | 0
2011 | US | WECC | - | ROCK | 6b1 | Wind Derate On-Peak | 0: 738; 109: 279
2011 | US | WECC | - | ROCK | 6b2 | Solar Derate On-Peak | 0: 8; 109: 8
2011 | US | WECC | - | ROCK | 6b3 | Hydro Derate On-Peak | 0: 1157; 109: 976
2011 | US | WECC | - | ROCK | 6b4 | Biomass Derate On-Peak | 0: 9; 109: 0
2011 | US | WECC | - | ROCK | 6b5 | Transmission-Limited Resources | 0: 0; 109: 0
2011 | US | WECC | - | ROCK | 6b6 | All Other Derates | 0: 0; 109: 34
2011 | US | WECC | - | ROCK | 6b7 | Energy Only (Existing-Other) | 0: 0; 109: 0
2011 | US | WECC | - | ROCK | 6c | Existing, Inoperable (Note: Capacity reported on this line is not included in margin calculations) | 0 | 157 | 157 | 157 | 157 | 157 | 157 | 157 | 157 | 157 | 157 | 157
2011 | US | WECC | - | ROCK | 6d | Total Supply-Side Demand Response | 241 | 241 | 245 | 250 | 252 | 253 | 212 | 213 | 215 | 216 | 218 | 219
2011 | US | WECC | - | ROCK | 7 | FUTURE CAPACITY ADDITIONS |  | 557 | 1025 | 1028 | 1406 | 1408 | 1406 | 1405 | 1403 | 1401 | 1408 | 1448
2011 | US | WECC | - | ROCK | 7a | Future, Planned (Note: Enter the net expected value only) |  | 557 | 1025 | 1028 | 1406 | 1408 | 1406 | 1405 | 1403 | 1401 | 1408 | 1448
2011 | US | WECC | - | ROCK | 7a1 | Wind Expected On-Peak |  | 172 | 260 | 263 | 261 | 263 | 261 | 260 | 258 | 256 | 263 | 303
2011 | US | WECC | - | ROCK | 7a2 | Wind Derate On-Peak |  | 128 | 340 | 337 | 339 | 337 | 339 | 340 | 342 | 344 | 337 | 297
2011 | US | WECC | - | ROCK | 7a3 | Solar Expected On-Peak |  | 0 | 0 | 0 | 0 | 0 | 0 | 0 | 0 | 0 | 0 | 0
2011 | US | WECC | - | ROCK | 7a4 | Solar Derate On-Peak |  | 13 | 22 | 22 | 22 | 22 | 22 | 22 | 22 | 22 | 22 | 22
2011 | US | WECC | - | ROCK | 7a5 | Hydro Expected On-Peak |  | 0 | 0 | 0 | 0 | 0 | 0 | 0 | 0 | 0 | 0 | 0
2011 | US | WECC | - | ROCK | 7a6 | Hydro Derate On-Peak |  | 0 | 0 | 0 | 0 | 0 | 0 | 0 | 0 | 0 | 0 | 0
2011 | US | WECC | - | ROCK | 7a7 | Biomass Expected On-Peak |  | 0 | 0 | 0 | 0 | 0 | 0 | 0 | 0 | 0 | 0 | 0
2011 | US | WECC | - | ROCK | 7a8 | Biomass Derate On-Peak |  | 0 | 0 | 0 | 0 | 0 | 0 | 0 | 0 | 0 | 0 | 0
2011 | US | WECC | - | ROCK | 7a9 | Transmission-Limited Resources |  | 0 | 0 | 0 | 0 | 0 | 0 | 0 | 0 | 0 | 0 | 0
2011 | US | WECC | - | ROCK | 7a10 | Scheduled Outage - Maintenance |  | 0 | 0 | 0 | 0 | 0 | 0 | 0 | 0 | 0 | 0 | 0
2011 | US | WECC | - | ROCK | 7a11 | All Other Derates |  | 0 | 0 | 0 | 0 | 0 | 0 | 0 | 0 | 0 | 0 | 0
2011 | US | WECC | - | ROCK | 7a12 | Energy Only |  | 0 | 0 | 0 | 0 | 0 | 0 | 0 | 0 | 0 | 0 | 0
2011 | US | WECC | - | ROCK | 7b | Future, Other (Note: Enter the net expected value only) |  | 0 | 0 | 0 | 0 | 0 | 0 | 0 | 0 | 0 | 0 | 0
2011 | US | WECC | - | ROCK | 7b1 | Wind Expected On-Peak |  | 0 | 0 | 0 | 0 | 0 | 0 | 0 | 0 | 0 | 0 | 0
2011 | US | WECC | - | ROCK | 7b2 | Wind Derate On-Peak |  | 0 | 0 | 0 | 0 | 0 | 0 | 0 | 0 | 0 | 0 | 0
2011 | US | WECC | - | ROCK | 7b3 | Solar Expected On-Peak |  | 0 | 0 | 0 | 0 | 0 | 0 | 0 | 0 | 0 | 0 | 0
2011 | US | WECC | - | ROCK | 7b4 | Solar Derate On-Peak |  | 0 | 0 | 0 | 0 | 0 | 0 | 0 | 0 | 0 | 0 | 0
2011 | US | WECC | - | ROCK | 7b5 | Hydro Expected On-Peak |  | 0 | 0 | 0 | 0 | 0 | 0 | 0 | 0 | 0 | 0 | 0
2011 | US | WECC | - | ROCK | 7b6 | Hydro Derate On-Peak |  | 0 | 0 | 0 | 0 | 0 | 0 | 0 | 0 | 0 | 0 | 0
2011 | US | WECC | - | ROCK | 7b7 | Biomass Expected On-Peak |  | 0 | 0 | 0 | 0 | 0 | 0 | 0 | 0 | 0 | 0 | 0
2011 | US | WECC | - | ROCK | 7b8 | Biomass Derate On-Peak |  | 0 | 0 | 0 | 0 | 0 | 0 | 0 | 0 | 0 | 0 | 0
2011 | US | WECC | - | ROCK | 7b9 | Transmission-Limited Resources |  | 0 | 0 | 0 | 0 | 0 | 0 | 0 | 0 | 0 | 0 | 0
2011 | US | WECC | - | ROCK | 7b10 | Scheduled Outage - Maintenance |  | 0 | 0 | 0 | 0 | 0 | 0 | 0 | 0 | 0 | 0 | 0
2011 | US | WECC | - | ROCK | 7b11 | All Other Derates |  | 0 | 0 | 0 | 0 | 0 | 0 | 0 | 0 | 0 | 0 | 0
2011 | US | WECC | - | ROCK | 7b12 | Energy Only |  | 0 | 0 | 0 | 0 | 0 | 0 | 0 | 0 | 0 | 0 | 0
2011 | US | WECC | - | ROCK | 8 | Conceptual (Note: Enter the net expected value only) |  | 95 | 18 | 20 | 22 | 136 | 22 | 23 | 24 | 140 | 898 | 1016
2011 | US | WECC | - | ROCK | 8a1 | Wind Expected On-Peak |  | 95 | 18 | 20 | 22 | 136 | 22 | 23 | 24 | 140 | 388 | 506
2011 | US | WECC | - | ROCK | 8a2 | Wind Derate On-Peak |  | 211 | 744 | 844 | 893 | 779 | 944 | 994 | 1044 | 979 | 782 | 664
2011 | US | WECC | - | ROCK | 8a3 | Solar Expected On-Peak |  | 0 | 0 | 0 | 0 | 0 | 0 | 0 | 0 | 0 | 0 | 0
2011 | US | WECC | - | ROCK | 8a4 | Solar Derate On-Peak |  | 0 | 0 | 0 | 0 | 0 | 0 | 0 | 0 | 0 | 0 | 0
2011 | US | WECC | - | ROCK | 8a5 | Hydro Expected On-Peak |  | 0 | 0 | 0 | 0 | 0 | 0 | 0 | 0 | 0 | 0 | 0
2011 | US | WECC | - | ROCK | 8a6 | Hydro Derate On-Peak |  | 0 | 0 | 0 | 0 | 0 | 0 | 0 | 0 | 0 | 0 | 0
2011 | US | WECC | - | ROCK | 8a7 | Biomass Expected On-Peak |  | 0 | 0 | 0 | 0 | 0 | 0 | 0 | 0 | 0 | 0 | 0
2011 | US | WECC | - | ROCK | 8a8 | Biomass Derate On-Peak |  | 0 | 0 | 0 | 0 | 0 | 0 | 0 | 0 | 0 | 0 | 0
2011 | US | WECC | - | ROCK | 8a9 | All Other Derates |  | 0 | 0 | 0 | 0 | 0 | 0 | 0 | 0 | 0 | 0 | 0
2011 | US | WECC | - | ROCK | 8a10 | Energy Only |  | 0 | 0 | 0 | 0 | 0 | 0 | 0 | 0 | 0 | 0 | 0
2011 | US | WECC | - | ROCK | 9 | ANTICIPATED INTERNAL CAPACITY | 13993 | 15199 | 15671 | 15679 | 16059 | 16062 | 16019 | 16019 | 16019 | 16018 | 16027 | 16068
2011 | US | WECC | - | ROCK | 10 | CAPACITY TRANSACTIONS - IMPORTS | 738 | 72 | 1142 | 1296 | 1543 | 1664 | 1714 | 1714 | 1710 | 1714 | 1687 | 1687
2011 | US | WECC | - | ROCK | 10a | Firm (Note: The sum of 10a1 and 10a2 must be ≤ 10a) |  | 72 | 1142 | 1296 | 1324 | 1664 | 1714 | 1600 | 1710 | 1714 | 1687 | 1687
2011 | US | WECC | - | ROCK | 10a1 | Full-Responsibility Purchases |  | 0 | 0 | 0 | 0 | 0 | 0 | 0 | 0 | 0 | 0 | 0
2011 | US | WECC | - | ROCK | 10a2 | Owned Capacity/Entitlement Located Outside the Region/Subregion |  | 0 | 0 | 0 | 0 | 0 | 0 | 0 | 0 | 0 | 0 | 0
2011 | US | WECC | - | ROCK | 10b | Non-firm | 0 |  | 0 | 0 | 0 | 0 | 0 | 0 | 0 | 0 | 0 | 0
2011 | US | WECC | - | ROCK | 10c | Expected (Note: The sum of 10c1 and 10c2 must be ≤ 10c) |  | 0 | 0 | 0 | 0 | 0 | 0 | 114 | 0 | 0 | 0 | 0
2011 | US | WECC | - | ROCK | 10c1 | Full-Responsibility Purchases |  | 0 | 0 | 0 | 0 | 0 | 0 | 0 | 0 | 0 | 0 | 0
2011 | US | WECC | - | ROCK | 10c2 | Owned Capacity/Entitlement Located Outside the Region/Subregion |  | 0 | 0 | 0 | 0 | 0 | 0 | 0 | 0 | 0 | 0 | 0
2011 | US | WECC | - | ROCK | 10d | Provisional – transactions under study, but negotiations have not begun. |  | 0 | 0 | 0 | 219 | 0 | 0 | 0 | 0 | 0 | 0 | 0
2011 | US | WECC | - | ROCK | 11 | CAPACITY TRANSACTIONS - EXPORTS | 897 | 688 | 531 | 531 | 531 | 531 | 484 | 531 | 531 | 440 | 131 | 131
2011 | US | WECC | - | ROCK | 11a | Firm (Note: The sum of 11a1 and 11a2 must be ≤ 11a) |  | 499 | 531 | 531 | 531 | 531 | 484 | 531 | 531 | 440 | 131 | 131
2011 | US | WECC | - | ROCK | 11a1 | Full-Responsibility Purchases |  | 0 | 0 | 0 | 0 | 0 | 0 | 0 | 0 | 0 | 0 | 0
2011 | US | WECC | - | ROCK | 11a2 | Owned Capacity/Entitlement Located Outside the Region/Subregion |  | 131 | 131 | 131 | 131 | 131 | 131 | 131 | 131 | 131 | 131 | 131
2011 | US | WECC | - | ROCK | 11b | Non-firm | 0 |  | 0 | 0 | 0 | 0 | 0 | 0 | 0 | 0 | 0 | 0
2011 | US | WECC | - | ROCK | 11c | Expected (Note: The sum of 11c1 and 11c2 must be ≤ 11c) |  | 96 | 0 | 0 | 0 | 0 | 0 | 0 | 0 | 0 | 0 | 0
2011 | US | WECC | - | ROCK | 11c1 | Full-Responsibility Purchases |  | 0 | 0 | 0 | 0 | 0 | 0 | 0 | 0 | 0 | 0 | 0
2011 | US | WECC | - | ROCK | 11c2 | Owned Capacity/Entitlement Located Outside the Region/Subregion |  | 0 | 0 | 0 | 0 | 0 | 0 | 0 | 0 | 0 | 0 | 0
2011 | US | WECC | - | ROCK | 11d | Provisional – transactions under study, but negotiations have not begun. |  | 93 | 0 | 0 | 0 | 0 | 0 | 0 | 0 | 0 | 0 | 0
2011 | US | WECC | - | ROCK | 12 | EXISTING, CERTAIN CAPACITY & NET FIRM TRANSACTIONS | 13993 | 14215 | 15257 | 15416 | 15446 | 15787 | 15843 | 15683 | 15795 | 15891 | 16175 | 16176
2011 | US | WECC | - | ROCK | 13 | ANTICIPATED CAPACITY RESOURCES |  | 14676 | 16282 | 16444 | 16852 | 17195 | 17249 | 17202 | 17198 | 17292 | 17583 | 17624
2011 | US | WECC | - | ROCK | 14 | PROSPECTIVE CAPACITY RESOURCES |  | 14676 | 16282 | 16444 | 16852 | 17195 | 17249 | 17202 | 17198 | 17292 | 17583 | 17624
2011 | US | WECC | - | ROCK | 15 | TOTAL POTENTIAL CAPACITY RESOURCES |  | 14678 | 16300 | 16464 | 17093 | 17331 | 17271 | 17225 | 17222 | 17432 | 18481 | 18640
2011 | US | WECC | - | ROCK | 15a | ADJUSTED POTENTIAL CAPACITY RESOURCES |  | 14678 | 16300 | 16464 | 17093 | 17331 | 17271 | 17225 | 17222 | 17432 | 18481 | 18640
2011 | US | WECC | - | ROCK | 16a | Confidence of Future, Other (7b), using reasonable judgement |  | 0 | 0 | 0 | 0 | 0 | 0 | 0 | 0 | 0 | 0 | 0
2011 | US | WECC | - | ROCK | 16b | Net Future, Other Resources After Confidence Percentage Is Applied |  | 0 | 0 | 0 | 0 | 0 | 0 | 0 | 0 | 0 | 0 | 0
2011 | US | WECC | - | ROCK | 16c | Confidence of Conceptual (8), using reasonable judgement | [11 empty] | 1 | bar: 109 to 125
2011 | US | WECC | - | ROCK | 16d | Net Conceptual Resources After Confidence Percentage Is Applied |  | 95 | 18 | 20 | 22 | 136 | 22 | 23 | 24 | 140 | 898 | 1016
2011 | US | WECC | - | ROCK | 17 | Region/Subregion Target Reserve Margin |  | 13.9% | 13.9% | 13.9% | 13.9% | 13.9% | 13.9% | 13.9% | 13.9% | 13.9% | 13.9% | 13.9%
2011 | US | WECC | - | ROCK | 18 | Existing Certain and Net Firm Transactions Reserve Margin |  | 48.68% | 57.19% | 55.36% | 53.07% | 52.8% | 49% | 43.78% | 41.77% | 39.65% | 40.33% | 37.46%
2011 | US | WECC | - | ROCK | 19 | Anticipated Capacity Resources Reserve Margin |  | 53.5% | 67.75% | 65.72% | 67% | 66.42% | 62.22% | 57.7% | 54.37% | 51.96% | 52.55% | 49.76%
2011 | US | WECC | - | ROCK | 20 | Prospective Capacity Resources Reserve Margin |  | 53.5% | 67.75% | 65.72% | 67% | 66.42% | 62.22% | 57.7% | 54.37% | 51.96% | 52.55% | 49.76%
2011 | US | WECC | - | ROCK | 21 | Total Potential Resources Reserve Margin |  | 53.52% | 67.94% | 65.92% | 69.39% | 67.74% | 62.43% | 57.91% | 54.58% | 53.19% | 60.34% | 58.4%
2011 | US | WECC | - | ROCK | 22 | Adjusted Potential Resources Reserve Margin |  | 53.52% | 67.94% | 65.92% | 69.39% | 67.74% | 62.43% | 57.91% | 54.58% | 53.19% | 60.34% | 58.4%
2011 | US | WECC | - | ROCK | 23 | Total Baseline Installed Capacity | 0: 15664
2011 | US | WECC | - | ROCK | 24 | Distributed or Other Capacity (Behind the Meter) < 1 MW
2011 | US | WECC | - | ROCK | 25 | Distributed or Other Capacity (Behind the Meter) ≥ 1 MW
2011 | US | WECC | - | ROCK | 26 | Capacity Total from EIA-860
2012 | US | FRCC | - | FRCC | 1 | Unrestricted Non-coincident Peak Demand |  | 46994 | 46703 | 48117 | 48941 | 49766 | 50471 | 51282 | 52140 | 52955 | 53808 | 54294.9333
2012 | US | FRCC | - | FRCC | 1a | New Conservation (Energy Efficiency) |  | 130 | 336 | 549 | 769 | 969 | 1173 | 1374 | 1570 | 1737 | 1887 | 1887
2012 | US | FRCC | - | FRCC | 1b | Estimated Diversity |  | 0 | 0 | 0 | 0 | 0 | 0 | 0 | 0 | 0 | 0 | 0
2012 | US | FRCC | - | FRCC | 1c | Additions for non-member load (load served by non-registered LSE's in a region) |  | 0 | 0 | 0 | 0 | 0 | 0 | 0 | 0 | 0 | 0 | 0
2012 | US | FRCC | - | FRCC | 1d | Stand-by Load Under Contract (Normally served by behind the meter generation) |  | 0 | 0 | 0 | 0 | 0 | 0 | 0 | 0 | 0 | 0 | 0
2012 | US | FRCC | - | FRCC | 1e | Non-Controllable Demand-Side Demand Response |  | 0 | 0 | 0 | 0 | 0 | 0 | 0 | 0 | 0 | 0 | 0
2012 | US | FRCC | - | FRCC | 2 | Total Internal Demand | 40117 | 46864 | 46367 | 47568 | 48172 | 48797 | 49298 | 49908 | 50570 | 51218 | 51921 | 52407.9333
2012 | US | FRCC | - | FRCC | 2a | Supply-Side Direct Control Load Management (DCLM) | 0 | 0 | 0 | 0 | 0 | 0 | 0 | 0 | 0 | 0 | 0 | 0
2012 | US | FRCC | - | FRCC | 2b | Supply-Side Contractually Interruptible (Curtailable) | 0 | 0 | 0 | 0 | 0 | 0 | 0 | 0 | 0 | 0 | 0 | 0
2012 | US | FRCC | - | FRCC | 2c | Supply-Side Critical Peak-Pricing (CPP) with Control | 0 | 0 | 0 | 0 | 0 | 0 | 0 | 0 | 0 | 0 | 0 | 0
2012 | US | FRCC | - | FRCC | 2d | Supply-Side Load as a Capacity Resource | 0 | 0 | 0 | 0 | 0 | 0 | 0 | 0 | 0 | 0 | 0 | 0
2012 | US | FRCC | - | FRCC | 3 | Net Internal Demand | 39924 | 43558 | 43049 | 44228 | 44790 | 45297 | 45752 | 46305 | 46910 | 47509 | 48169 | 48655.9333
2012 | US | FRCC | - | FRCC | 3a | Demand-Side Direct Control Load Management (DCLM) | 133 | 2727 | 2766 | 2795 | 2835 | 2945 | 2987 | 3030 | 3073 | 3114 | 3157 | 3157
2012 | US | FRCC | - | FRCC | 3b | Demand-Side Contractually Interruptible (Curtailable) | 60 | 579 | 552 | 545 | 547 | 555 | 559 | 573 | 587 | 595 | 595 | 595
2012 | US | FRCC | - | FRCC | 3c | Demand-Side Critical Peak-Pricing (CPP) with Control | 0 | 0 | 0 | 0 | 0 | 0 | 0 | 0 | 0 | 0 | 0 | 0
2012 | US | FRCC | - | FRCC | 3d | Demand-Side Load as a Capacity Resource | 0 | 0 | 0 | 0 | 0 | 0 | 0 | 0 | 0 | 0 | 0 | 0
2012 | US | FRCC | - | FRCC | 4 | Total Controllable Demand Response | 193 | 3306 | 3318 | 3340 | 3382 | 3500 | 3546 | 3603 | 3660 | 3709 | 3752 | 3752
2012 | US | FRCC | - | FRCC | 4a | Demand Response used for Ancillary Services - Spinning Reserves | 0 | 0 | 0 | 0 | 0 | 0 | 0 | 0 | 0 | 0 | 0 | 0
2012 | US | FRCC | - | FRCC | 4b | Demand Response used for Ancillary Services - Non-Spinning Reserves | 0 | 0 | 0 | 0 | 0 | 0 | 0 | 0 | 0 | 0 | 0 | 0
2012 | US | FRCC | - | FRCC | 4c | Demand Response used for Regulation | 0 | 0 | 0 | 0 | 0 | 0 | 0 | 0 | 0 | 0 | 0 | 0
2012 | US | FRCC | - | FRCC | 4d | Demand Response used for Energy, Voluntary Services - Emergency | 0 | 0 | 0 | 0 | 0 | 0 | 0 | 0 | 0 | 0 | 0 | 0
2012 | US | FRCC | - | FRCC | 5 | TOTAL INTERNAL CAPACITY | 54444 | 61935.36 | 60480.76 | 62858.12 | 63058.44 | 64398.63 | 64397.24 | 64908.47 | 65803.12 | 66812.29 | 68930.11 | 68943.93
2012 | US | FRCC | - | FRCC | 6a | Existing-Certain | 54444 | 55344.56 | 55344.56 | 55344.56 | 55344.56 | 55344.56 | 55344.56 | 55344.56 | 55344.56 | 55344.56 | 55344.56 | 55344.56
2012 | US | FRCC | - | FRCC | 6a1 | Wind Expected On-Peak | 0 | 0 | 0 | 0 | 0 | 0 | 0 | 0 | 0 | 0 | 0 | 0
2012 | US | FRCC | - | FRCC | 6a2 | Solar Expected On-Peak | 1.2 | 0.86 | 0.86 | 0.86 | 0.86 | 0.86 | 0.86 | 0.86 | 0.86 | 0.86 | 0.86 | 0.86
2012 | US | FRCC | - | FRCC | 6a3 | Hydro Expected On-Peak | 43.5 | 43.5 | 43.5 | 43.5 | 43.5 | 43.5 | 43.5 | 43.5 | 43.5 | 43.5 | 43.5 | 43.5
2012 | US | FRCC | - | FRCC | 6a4 | Biomass Expected On-Peak | 366.5 | 339.4 | 339.4 | 339.4 | 339.4 | 339.4 | 339.4 | 339.4 | 339.4 | 339.4 | 339.4 | 339.4
2012 | US | FRCC | - | FRCC | 6b | Existing-Other | 3022 | 2226.2 | 2226.2 | 2226.2 | 2226.2 | 2226.2 | 2226.2 | 2226.2 | 2226.2 | 2226.2 | 2226.2 | 2226.2
2012 | US | FRCC | - | FRCC | 6b1 | Wind Derate On-Peak | 0 | 0 | 0 | 0 | 0 | 0 | 0 | 0 | 0 | 0 | 0 | 0
2012 | US | FRCC | - | FRCC | 6b2 | Solar Derate On-Peak | 46 | 48.43 | 48.43 | 48.43 | 48.43 | 48.43 | 48.43 | 48.43 | 48.43 | 48.43 | 48.43 | 48.43
2012 | US | FRCC | - | FRCC | 6b3 | Hydro Derate On-Peak | 11 | 11 | 11 | 11 | 11 | 11 | 11 | 11 | 11 | 11 | 11 | 11
2012 | US | FRCC | - | FRCC | 6b4 | Biomass Derate On-Peak | 14 | 0 | 0 | 0 | 0 | 0 | 0 | 0 | 0 | 0 | 0 | 0
2012 | US | FRCC | - | FRCC | 6b5 | Transmission-Limited Resources | 0 | 0 | 0 | 0 | 0 | 0 | 0 | 0 | 0 | 0 | 0 | 0
2012 | US | FRCC | - | FRCC | 6b6 | All Other Derates | 0 | 818 | 818 | 818 | 818 | 818 | 818 | 818 | 818 | 818 | 818 | 818
2012 | US | FRCC | - | FRCC | 6b7 | Energy-Only (Existing-Other) | 176.9 | 183.4 | 183.4 | 183.4 | 183.4 | 183.4 | 183.4 | 183.4 | 183.4 | 183.4 | 183.4 | 183.4
2012 | US | FRCC | - | FRCC | 6c | Unplanned Outages (Actual) / Current and Future Inoperable Resources | 0 | 0 | 0 | 0 | 0 | 0 | 0 | 0 | 0 | 0 | 0 | 0
2012 | US | FRCC | - | FRCC | 6d | Total Supply-Side Demand Response | 0 | 0 | 0 | 0 | 0 | 0 | 0 | 0 | 0 | 0 | 0 | 0
2012 | US | FRCC | - | FRCC | 7 | TOTAL FUTURE CAPACITY ADDITIONS |  | 3296.21 | 1833.48 | 4200.65 | 4388.72 | 5716.91 | 5703 | 6201.19 | 7082.28 | 8077.37 | 10181.37 | 10181.37
2012 | US | FRCC | - | FRCC | 7a | Future-Planned |  | 48.21 | 672.28 | 3784.65 | 3949.72 | 4850.91 | 4821.8 | 5043.99 | 5923.48 | 6918.57 | 8476.57 | 8476.57
2012 | US | FRCC | - | FRCC | 7a1 | Wind Expected On-Peak |  | 0 | 0 | 0 | 0 | 0 | 0 | 0 | 0 | 0 | 0 | 0
2012 | US | FRCC | - | FRCC | 7a2 | Wind Derate On-Peak |  | 0 | 0 | 0 | 0 | 0 | 0 | 0 | 0 | 0 | 0 | 0
2012 | US | FRCC | - | FRCC | 7a3 | Solar Expected On-Peak |  | 0.91 | 1.28 | 1.65 | 2.02 | 2.11 | 2.2 | 2.29 | 2.38 | 2.47 | 2.47 | 2.47
2012 | US | FRCC | - | FRCC | 7a4 | Solar Derate On-Peak |  | 2.52 | 3.55 | 4.58 | 5.61 | 5.87 | 6.13 | 6.39 | 6.65 | 6.91 | 6.91 | 6.91
2012 | US | FRCC | - | FRCC | 7a5 | Hydro Expected On-Peak |  | 0 | 0 | 0 | 0 | 0 | 0 | 0 | 0 | 0 | 0 | 0
2012 | US | FRCC | - | FRCC | 7a6 | Hydro Derate On-Peak |  | 0 | 0 | 0 | 0 | 0 | 0 | 0 | 0 | 0 | 0 | 0
2012 | US | FRCC | - | FRCC | 7a7 | Biomass Expected On-Peak |  | 52.4 | 325.6 | 312.9 | 312.9 | 383 | 367.8 | 367.9 | 366.3 | 366.3 | 366.3 | 366.3
2012 | US | FRCC | - | FRCC | 7a8 | Biomass Derate On-Peak |  | 0 | 0 | 0 | 0 | 0 | 0 | 0 | 0 | 0 | 0 | 0
2012 | US | FRCC | - | FRCC | 7a9 | Transmission-Limited Resources |  |  | 0 | 0 | 0 | 0 | 0 | 0 | 0 | 0 | 0 | 0
2012 | US | FRCC | - | FRCC | 7a10 | Scheduled Outage - Maintenance |  | 0 | 0 | 805 | 805 | 805 | 805 | 805 | 805 | 805 | 805 | 805
2012 | US | FRCC | - | FRCC | 7a11 | All Other Derates |  | 5.04 | 12.14 | 21.3 | 32.52 | 44.26 | 56.52 | 69.3 | 82.6 | 96.42 | 110.24 | 124.06
2012 | US | FRCC | - | FRCC | 7a12 | Energy-Only |  | 0 | 0 | 0 | 0 | 0 | 0 | 0 | 0 | 0 | 0 | 0
2012 | US | FRCC | - | FRCC | 7b | Future-Other |  | 3248 | 1161.2 | 416 | 439 | 866 | 881.2 | 1157.2 | 1158.8 | 1158.8 | 1704.8 | 1704.8
2012 | US | FRCC | - | FRCC | 7b1 | Wind Expected On-Peak |  | 0 | 0 | 0 | 0 | 0 | 0 | 0 | 0 | 0 | 0 | 0
2012 | US | FRCC | - | FRCC | 7b2 | Wind Derate On-Peak |  | 0 | 0 | 0 | 0 | 0 | 0 | 0 | 0 | 0 | 0 | 0
2012 | US | FRCC | - | FRCC | 7b3 | Solar Expected On-Peak |  | 0 | 0 | 0 | 0 | 0 | 0 | 0 | 0 | 0 | 0 | 0
2012 | US | FRCC | - | FRCC | 7b4 | Solar Derate On-Peak |  | 0 | 0 | 0 | 0 | 0 | 0 | 0 | 0 | 0 | 0 | 0
2012 | US | FRCC | - | FRCC | 7b5 | Hydro Expected On-Peak |  | 0 | 0 | 0 | 0 | 0 | 0 | 0 | 0 | 0 | 0 | 0
2012 | US | FRCC | - | FRCC | 7b6 | Hydro Derate On-Peak |  | 0 | 0 | 0 | 0 | 0 | 0 | 0 | 0 | 0 | 0 | 0
2012 | US | FRCC | - | FRCC | 7b7 | Biomass Expected On-Peak |  | 0 | 43 | 55.8 | 55.8 | 55.8 | 71 | 71 | 72.6 | 72.6 | 72.6 | 72.6
2012 | US | FRCC | - | FRCC | 7b8 | Biomass Derate On-Peak |  | 0 | 0 | 0 | 0 | 0 | 0 | 0 | 0 | 0 | 0 | 0
2012 | US | FRCC | - | FRCC | 7b9 | Transmission-Limited Resources
2012 | US | FRCC | - | FRCC | 7b10 | Scheduled Outage - Maintenance |  | 0 | 0 | 0 | 0 | 0 | 0 | 0 | 0 | 0 | 0 | 0
2012 | US | FRCC | - | FRCC | 7b11 | All Other Derates |  | 0 | 0 | 0 | 0 | 0 | 0 | 0 | 0 | 0 | 0 | 0
2012 | US | FRCC | - | FRCC | 7b12 | Energy-Only |  | 0 | 0 | 0 | 0 | 0 | 0 | 0 | 0 | 0 | 0 | 0
2012 | US | FRCC | - | FRCC | 8 | Conceptual |  | 0 | 0 | 0 | 0 | 0 | 0 | 0 | 0 | 0 | 0 | 0
2012 | US | FRCC | - | FRCC | 8a1 | Wind Expected On-Peak |  | 0 | 0 | 0 | 0 | 0 | 0 | 0 | 0 | 0 | 0 | 0
2012 | US | FRCC | - | FRCC | 8a2 | Wind Derate On-Peak |  | 0 | 0 | 0 | 0 | 0 | 0 | 0 | 0 | 0 | 0 | 0
2012 | US | FRCC | - | FRCC | 8a3 | Solar Expected On-Peak |  | 0 | 0 | 0 | 0 | 0 | 0 | 0 | 0 | 0 | 0 | 0
2012 | US | FRCC | - | FRCC | 8a4 | Solar Derate On-Peak |  | 0 | 0 | 0 | 0 | 0 | 0 | 0 | 0 | 0 | 0 | 0
2012 | US | FRCC | - | FRCC | 8a5 | Hydro Expected On-Peak |  | 0 | 0 | 0 | 0 | 0 | 0 | 0 | 0 | 0 | 0 | 0
2012 | US | FRCC | - | FRCC | 8a6 | Hydro Derate On-Peak |  | 0 | 0 | 0 | 0 | 0 | 0 | 0 | 0 | 0 | 0 | 0
2012 | US | FRCC | - | FRCC | 8a7 | Biomass Expected On-Peak |  | 0 | 0 | 0 | 0 | 0 | 0 | 0 | 0 | 0 | 0 | 0
2012 | US | FRCC | - | FRCC | 8a8 | Biomass Derate On-Peak |  | 0 | 0 | 0 | 0 | 0 | 0 | 0 | 0 | 0 | 0 | 0
2012 | US | FRCC | - | FRCC | 8a9 | All Other Derates |  | 0 | 0 | 0 | 0 | 0 | 0 | 0 | 0 | 0 | 0 | 0
2012 | US | FRCC | - | FRCC | 8a10 | Energy-Only |  | 0 | 0 | 0 | 0 | 0 | 0 | 0 | 0 | 0 | 0 | 0
2012 | US | FRCC | - | FRCC | 9 | ANTICIPATED INTERNAL CAPACITY |  | 55392.77 | 56016.84 | 59129.21 | 59294.28 | 60195.47 | 60166.36 | 60388.55 | 61268.04 | 62263.13 | 63821.13 | 63821.13
2012 | US | FRCC | - | FRCC | 10 | CAPACITY TRANSACTIONS - IMPORTS | 2215 | 2212 | 2212 | 2212 | 872 | 972 | 1072 | 1072 | 1072 | 1072 | 1072 | 1072
2012 | US | FRCC | - | FRCC | 10a | Firm | 2215 | 2212 | 2212 | 2212 | 872 | 972 | 1072 | 1072 | 1072 | 1072 | 1072 | 1072
2012 | US | FRCC | - | FRCC | 10a1 | Full-Responsibility Purchases | 1343 | 1340 | 1340 | 1340 | 0 | 100 | 200 | 200 | 200 | 200 | 200 | 200
2012 | US | FRCC | - | FRCC | 10a2 | Owned Capacity/Entitlement Located Outside the Region/Subregion | 872 | 872 | 872 | 872 | 872 | 872 | 872 | 872 | 872 | 872 | 872 | 872
2012 | US | FRCC | - | FRCC | 10b | Non-firm | 0: 0
2012 | US | FRCC | - | FRCC | 10c | Expected |  | 0 | 0 | 0 | 0 | 0 | 0 | 0 | 0 | 0 | 0 | 0
2012 | US | FRCC | - | FRCC | 10c1 | Full-Responsibility Purchases |  | 0 | 0 | 0 | 0 | 0 | 0 | 0 | 0 | 0 | 0 | 0
2012 | US | FRCC | - | FRCC | 10c2 | Owned Capacity/Entitlement Located Outside the Region/Subregion |  | 0 | 0 | 0 | 0 | 0 | 0 | 0 | 0 | 0 | 0 | 0
2012 | US | FRCC | - | FRCC | 11 | CAPACITY TRANSACTIONS - EXPORTS | 0 | 0 | 0 | 0 | 0 | 0 | 0 | 0 | 0 | 0 | 0 | 0
2012 | US | FRCC | - | FRCC | 11a | Firm | 0 | 0 | 0 | 0 | 0 | 0 | 0 | 0 | 0 | 0 | 0 | 0
2012 | US | FRCC | - | FRCC | 11a1 | Full-Responsibility Purchases | 0 | 0 | 0 | 0 | 0 | 0 | 0 | 0 | 0 | 0 | 0 | 0
2012 | US | FRCC | - | FRCC | 11a2 | Owned Capacity/Entitlement Located Outside the Region/Subregion | 0 | 0 | 0 | 0 | 0 | 0 | 0 | 0 | 0 | 0 | 0 | 0
2012 | US | FRCC | - | FRCC | 11b | Non-firm | 0: 0
2012 | US | FRCC | - | FRCC | 11c | Expected |  | 0 | 0 | 0 | 0 | 0 | 0 | 0 | 0 | 0 | 0 | 0
2012 | US | FRCC | - | FRCC | 11c1 | Full-Responsibility Purchases |  | 0 | 0 | 0 | 0 | 0 | 0 | 0 | 0 | 0 | 0 | 0
2012 | US | FRCC | - | FRCC | 11c2 | Owned Capacity/Entitlement Located Outside the Region/Subregion |  | 0 | 0 | 0 | 0 | 0 | 0 | 0 | 0 | 0 | 0 | 0
2012 | US | FRCC | - | FRCC | 12 | EXISTING-CERTAIN & NET FIRM TRANSACTIONS | 56659 | 57556.56 | 57556.56 | 57556.56 | 56216.56 | 56316.56 | 56416.56 | 56416.56 | 56416.56 | 56416.56 | 56416.56 | 56416.56
2012 | US | FRCC | - | FRCC | 13 | ANTICIPATED CAPACITY RESOURCES |  | 57604.77 | 58228.84 | 61341.21 | 60166.28 | 61167.47 | 61238.36 | 61460.55 | 62340.04 | 63335.13 | 64893.13 | 64893.13
2012 | US | FRCC | - | FRCC | 14 | PROSPECTIVE CAPACITY RESOURCES |  | 63078.97 | 61616.24 | 63983.41 | 62831.48 | 64259.67 | 64345.76 | 64843.95 | 65725.04 | 66720.13 | 68824.13 | 68824.13
2012 | US | FRCC | - | FRCC | 15 | TOTAL POTENTIAL CAPACITY RESOURCES |  |  | 61616.24 | 63983.41 | 62831.48 | 64259.67 | 64345.76 | 64843.95 | 65725.04 | 66720.13 | 68824.13 | 68824.13
2012 | US | FRCC | - | FRCC | 16 | ADJUSTED POTENTIAL CAPACITY RESOURCES |  |  | 62777.4284 | 64399.4058 | 63270.4756 | 65125.6613 | 65226.9512 | 66001.1384 | 66883.8284 | 67878.9184 | 70528.913 | 70528.913
2012 | US | FRCC | - | FRCC | 16a | Confidence of Future-Other |  |  | 0.99999 | 0.99999 | 0.99999 | 0.99999 | 0.99999 | 0.99999 | 0.99999 | 0.99999 | 0.99999 | 0.99999
2012 | US | FRCC | - | FRCC | 16b | Net Future-Other Resources After Confidence Percentage Is Applied |  |  | 1161.1884 | 415.9958 | 438.9956 | 865.9913 | 881.1912 | 1157.1884 | 1158.7884 | 1158.7884 | 1704.783 | 1704.783
2012 | US | FRCC | - | FRCC | 16c | Confidence of Conceptual |  |  | 0.99999 | 0.99999 | 0.99999 | 0.99999 | 0.99999 | 0.99999 | 0.99999 | 0.99999 | 0.99999 | 0.99999
2012 | US | FRCC | - | FRCC | 16d | Net Conceptual Resources After Confidence Percentage Is Applied |  |  | 0 | 0 | 0 | 0 | 0 | 0 | 0 | 0 | 0 | 0
2012 | US | FRCC | - | FRCC | 17 | ASSESSMENT AREA TARGET RESERVE MARGIN |  | 15% | 15% | 15% | 15% | 15% | 15% | 15% | 15% | 15% | 15% | 15%
2012 | US | FRCC | - | FRCC | 18 | EXISTING-CERTAIN AND NET FIRM TRANSACTIONS RESERVE MARGIN | 0: 41.92%; 109: 32.14%
2012 | US | FRCC | - | FRCC | 19 | ANTICIPATED CAPACITY RESOURCES RESERVE MARGIN |  |  | 35.26% | 38.69% | 34.33% | 35.04% | 33.85% | 32.73% | 32.89% | 33.31% | 34.72% | 33.37%
2012 | US | FRCC | - | FRCC | 20 | PROSPECTIVE CAPACITY RESOURCES RESERVE MARGIN |  | 44.82% | 43.13% | 44.67% | 40.28% | 41.86% | 40.64% | 40.04% | 40.11% | 40.44% | 42.88% | 41.45%
2012 | US | FRCC | - | FRCC | 21 | TOTAL POTENTIAL RESOURCES RESERVE MARGIN |  |  | 43.13% | 44.67% | 40.28% | 41.86% | 40.64% | 40.04% | 40.11% | 40.44% | 42.88% | 41.45%
2012 | US | FRCC | - | FRCC | 22 | ADJUSTED POTENTIAL RESOURCES RESERVE MARGIN |  |  | 45.83% | 45.61% | 41.26% | 43.77% | 42.57% | 42.54% | 42.58% | 42.88% | 46.42% | 44.95%
2012 | US | FRCC | - | FRCC | 23 | Total Baseline Installed Capacity | 0: 57537
2012 | US | FRCC | - | FRCC | 24 | Distributed or Other Capacity (Behind the Meter) < 1 MW | 0 | 0 | 0 | 0 | 0 | 0 | 0 | 0 | 0 | 0 | 0 | 0
2012 | US | FRCC | - | FRCC | 25 | Distributed or Other Capacity (Behind the Meter) ≥ 1 MW | 0 | 0 | 0 | 0 | 0 | 0 | 0 | 0 | 0 | 0 | 0 | 0
2012 | US | FRCC | - | FRCC | 26 | Capacity Total from EIA-860 |  | 0 | 0 | 0 | 0 | 0 | 0 | 0 | 0 | 0 | 0 | 0
2012 | US | MRO | - | MISO | 1 | Unrestricted Non-coincident Peak Demand |  | 78801.6737 | 76276.8369 | 82509.7889 | 83558.4821 | 84736.8329 | 85743.4008 | 86973.9875 | 88177.3797 | 89218.6858 | 90487.881 | 91783.8637
2012 | US | MRO | - | MISO | 1a | New Conservation (Energy Efficiency) |  | 103.7324 | 100.4088 | 306.9608 | 576.0232 | 891.9183 | 1226.6987 | 1581.4992 | 1938.4519 | 2294.6447 | 2658.7568 | 3024.3427
2012 | US | MRO | - | MISO | 1b | Estimated Diversity |  | 3345.5631 | 3345.5631 | 3602.3977 | 3631.439 | 3665.9214 | 3692.7947 | 3729.0705 | 3764.004 | 3791.8378 | 3829.2377 | 3867.53
2012 | US | MRO | - | MISO | 1c | Additions for non-member load (load served by non-registered LSE's in a region) |  | 0 | 0 | 0 | 0 | 0 | 0 | 0 | 0 | 0 | 0 | 0
2012 | US | MRO | - | MISO | 1d | Stand-by Load Under Contract (Normally served by behind the meter generation) |  | 0 | 0 | 0 | 0 | 0 | 0 | 0 | 0 | 0 | 0 | 0
2012 | US | MRO | - | MISO | 1e | Non-Controllable Demand-Side Demand Response |  | 267.5705 | 258.9975 | 457.3143 | 577.9398 | 657.9227 | 719.902 | 772.5181 | 826.2462 | 879.7557 | 936.1629 | 997.63
2012 | US | MRO | - | MISO | 2 | Total Internal Demand | 86844.021 | 75084.8077 | 72571.8675 | 78143.1161 | 78773.0801 | 79521.0705 | 80104.0055 | 80890.8997 | 81648.6776 | 82252.4475 | 83063.7237 | 83894.3609
2012 | US | MRO | - | MISO | 2a | Supply-Side Direct Control Load Management (DCLM) | 0 | 0 | 0 | 0 | 0 | 0 | 0 | 0 | 0 | 0 | 0 | 0
2012 | US | MRO | - | MISO | 2b | Supply-Side Contractually Interruptible (Curtailable) | 0 | 0 | 0 | 0 | 0 | 0 | 0 | 0 | 0 | 0 | 0 | 0
2012 | US | MRO | - | MISO | 2c | Supply-Side Critical Peak-Pricing (CPP) with Control | 0 | 0 | 0 | 0 | 0 | 0 | 0 | 0 | 0 | 0 | 0 | 0
2012 | US | MRO | - | MISO | 2d | Supply-Side Load as a Capacity Resource | 3001 | 3001 | 3001 | 3001 | 3001 | 3001 | 3001 | 3001 | 3001 | 3001 | 3001 | 3001
2012 | US | MRO | - | MISO | 3 | Net Internal Demand | 83946.021 | 72186.8077 | 69663.2952 | 74964.8285 | 75353.9 | 75854.4032 | 76172.374 | 76691.5456 | 77174.2557 | 77497.9987 | 78021.5985 | 78789.0836
2012 | US | MRO | - | MISO | 3a | Demand-Side Direct Control Load Management (DCLM) | 305 | 305 | 328.5609 | 359.0288 | 386.2407 | 414.1976 | 444.1287 | 474.3715 | 505.444 | 537.0766 | 569.5734 | 576.7073
2012 | US | MRO | - | MISO | 3b | Demand-Side Contractually Interruptible (Curtailable) | 2593 | 2593 | 2580.0113 | 2819.2588 | 3032.9394 | 3252.4697 | 3487.5028 | 3724.9826 | 3968.978 | 4217.3722 | 4472.5517 | 4528.5701
2012 | US | MRO | - | MISO | 3c | Demand-Side Critical Peak-Pricing (CPP) with Control | 0 | 0 | 0 | 0 | 0 | 0 | 0 | 0 | 0 | 0 | 0 | 0
2012 | US | MRO | - | MISO | 3d | Demand-Side Load as a Capacity Resource | 0 | 0 | 0 | 0 | 0 | 0 | 0 | 0 | 0 | 0 | 0 | 0
2012 | US | MRO | - | MISO | 4 | Total Controllable Demand Response | 5899 | 5899 | 5909.5723 | 6179.2876 | 6420.1801 | 6667.6673 | 6932.6315 | 7200.3541 | 7475.4219 | 7755.4488 | 8043.1251 | 8106.2773
2012 | US | MRO | - | MISO | 4a | Demand Response used for Ancillary Services - Spinning Reserves | 0 | 0 | 0 | 0 | 0 | 0 | 0 | 0 | 0 | 0 | 0 | 0
2012 | US | MRO | - | MISO | 4b | Demand Response used for Ancillary Services - Non-Spinning Reserves | 0 | 0 | 0 | 0 | 0 | 0 | 0 | 0 | 0 | 0 | 0 | 0
2012 | US | MRO | - | MISO | 4c | Demand Response used for Regulation | 0 | 0 | 0 | 0 | 0 | 0 | 0 | 0 | 0 | 0 | 0 | 0
2012 | US | MRO | - | MISO | 4d | Demand Response used for Energy, Voluntary Services - Emergency | 0 | 0 | 0 | 0 | 0 | 0 | 0 | 0 | 0 | 0 | 0 | 0
2012 | US | MRO | - | MISO | 5 | TOTAL INTERNAL CAPACITY | 128518.88 | 126525.8874 | 126669.6808 | 127098.3429 | 128196.7957 | 128347.2254 | 129910.2254 | 130075.3076 | 130075.3076 | 130075.3076 | 130075.3076 | 130075.3076
2012 | US | MRO | - | MISO | 6a | Existing-Certain | 96003.439 | 103825.6178 | 103825.6178 | 103825.6178 | 103825.6178 | 103825.6178 | 103825.6178 | 103825.6178 | 103825.6178 | 103825.6178 | 103825.6178 | 103825.6178
2012 | US | MRO | - | MISO | 6a1 | Wind Expected On-Peak | 3323.539 | 562.83 | 562.83 | 562.83 | 562.83 | 562.83 | 562.83 | 562.83 | 562.83 | 562.83 | 562.83 | 562.83
2012 | US | MRO | - | MISO | 6a2 | Solar Expected On-Peak | 0 | 0 | 0 | 0 | 0 | 0 | 0 | 0 | 0 | 0 | 0 | 0
2012 | US | MRO | - | MISO | 6a3 | Hydro Expected On-Peak | 2970.4 | 793.9222 | 793.9222 | 793.9222 | 793.9222 | 793.9222 | 793.9222 | 793.9222 | 793.9222 | 793.9222 | 793.9222 | 793.9222
2012 | US | MRO | - | MISO | 6a4 | Biomass Expected On-Peak | 480.5 | 493.3351 | 493.3351 | 493.3351 | 493.3351 | 493.3351 | 493.3351 | 493.3351 | 493.3351 | 493.3351 | 493.3351 | 493.3351
2012 | US | MRO | - | MISO | 6b | Existing-Other | 4251.4 | 11652.4018 | 11652.4018 | 11652.4018 | 11652.4018 | 11652.4018 | 11652.4018 | 11652.4018 | 11652.4018 | 11652.4018 | 11652.4018 | 11652.4018
2012 | US | MRO | - | MISO | 6b1 | Wind Derate On-Peak | 5252.741 | 9204.4927 | 9204.4927 | 9204.4927 | 9204.4927 | 9204.4927 | 9204.4927 | 9204.4927 | 9204.4927 | 9204.4927 | 9204.4927 | 9204.4927
2012 | US | MRO | - | MISO | 6b2 | Solar Derate On-Peak | 0 | 0 | 0 | 0 | 0 | 0 | 0 | 0 | 0 | 0 | 0 | 0
2012 | US | MRO | - | MISO | 6b3 | Hydro Derate On-Peak | 0 | 84.7 | 84.7 | 84.7 | 84.7 | 84.7 | 84.7 | 84.7 | 84.7 | 84.7 | 84.7 | 84.7
2012 | US | MRO | - | MISO | 6b4 | Biomass Derate On-Peak | 0 | 106.3 | 106.3 | 106.3 | 106.3 | 106.3 | 106.3 | 106.3 | 106.3 | 106.3 | 106.3 | 106.3
2012 | US | MRO | - | MISO | 6b5 | Transmission-Limited Resources | 0 | 0 | 0 | 0 | 0 | 0 | 0 | 0 | 0 | 0 | 0 | 0
2012 | US | MRO | - | MISO | 6b6 | All Other Derates | 0 | 26.8 | 26.8 | 26.8 | 26.8 | 26.8 | 26.8 | 26.8 | 26.8 | 26.8 | 26.8 | 26.8
2012 | US | MRO | - | MISO | 6b7 | Energy-Only (Existing-Other) | 0 | 0 | 0 | 0 | 0 | 0 | 0 | 0 | 0 | 0 | 0 | 0
2012 | US | MRO | - | MISO | 6c | Unplanned Outages (Actual) / Current and Future Inoperable Resources | 23011.3 | 1625.5752 | 1625.5752 | 1625.5752 | 1625.5752 | 1625.5752 | 1625.5752 | 1625.5752 | 1625.5752 | 1625.5752 | 1625.5752 | 1625.5752
2012 | US | MRO | - | MISO | 6d | Total Supply-Side Demand Response | 3001 | 3001 | 3001 | 3001 | 3001 | 3001 | 3001 | 3001 | 3001 | 3001 | 3001 | 3001
2012 | US | MRO | - | MISO | 7 | TOTAL FUTURE CAPACITY ADDITIONS |  | 0 | -57.7118 | 331.346 | 1429.7988 | 1550.8921 | 3113.8921 | 3138.1592 | 3138.1592 | 3138.1592 | 3138.1592 | 3138.1592
2012 | US | MRO | - | MISO | 7a | Future-Planned |  | 0 | -78.6734 | 151.3845 | 455.2621 | 576.3554 | 2139.3554 | 2163.6225 | 2163.6225 | 2163.6225 | 2163.6225 | 2163.6225
2012 | US | MRO | - | MISO | 7a1 | Wind Expected On-Peak |  | 0 | 34.726 | 41.5511 | 41.5511 | 46.6067 | 46.6067 | 70.8738 | 70.8738 | 70.8738 | 70.8738 | 70.8738
2012 | US | MRO | - | MISO | 7a2 | Wind Derate On-Peak |  | 0 | 201.5052 | 241.1094 | 241.1094 | 270.4459 | 270.4459 | 411.261 | 411.261 | 411.261 | 411.261 | 411.261
2012 | US | MRO | - | MISO | 7a3 | Solar Expected On-Peak |  | 0 | 0 | 0 | 0 | 0 | 0 | 0 | 0 | 0 | 0 | 0
2012 | US | MRO | - | MISO | 7a4 | Solar Derate On-Peak |  | 0 | 0 | 0 | 0 | 0 | 0 | 0 | 0 | 0 | 0 | 0
2012 | US | MRO | - | MISO | 7a5 | Hydro Expected On-Peak |  | 0 | 0 | 0 | 0 | 0 | 0 | 0 | 0 | 0 | 0 | 0
2012 | US | MRO | - | MISO | 7a6 | Hydro Derate On-Peak |  | 0 | 0 | 0 | 0 | 0 | 0 | 0 | 0 | 0 | 0 | 0
2012 | US | MRO | - | MISO | 7a7 | Biomass Expected On-Peak |  | 0 | 0 | 0 | 0 | 0 | 0 | 0 | 0 | 0 | 0 | 0
2012 | US | MRO | - | MISO | 7a8 | Biomass Derate On-Peak |  | 0 | 0 | 0 | 0 | 0 | 0 | 0 | 0 | 0 | 0 | 0
2012 | US | MRO | - | MISO | 7a9 | Transmission-Limited Resources |  |  | 0 | 0 | 0 | 0 | 0 | 0 | 0 | 0 | 0 | 0
2012 | US | MRO | - | MISO | 7a10 | Scheduled Outage - Maintenance |  | 0 | 0 | 0 | 0 | 0 | 0 | 0 | 0 | 0 | 0 | 0
2012 | US | MRO | - | MISO | 7a11 | All Other Derates |  | 0 | 0 | 0 | 0 | -2.4869e-14 | -2.4869e-14 | -2.4869e-14 | -2.4869e-14 | -2.4869e-14 | -2.4869e-14 | -2.4869e-14
2012 | US | MRO | - | MISO | 7a12 | Energy-Only |  | 0 | 0 | 0 | 0 | 0 | 0 | 0 | 0 | 0 | 0 | 0
2012 | US | MRO | - | MISO | 7b | Future-Other |  | 0 | 20.9615 | 179.9615 | 974.5367 | 974.5367 | 974.5367 | 974.5367 | 974.5367 | 974.5367 | 974.5367 | 974.5367
2012 | US | MRO | - | MISO | 7b1 | Wind Expected On-Peak |  | 0 | 0 | 0 | 0 | 0 | 0 | 0 | 0 | 0 | 0 | 0
2012 | US | MRO | - | MISO | 7b2 | Wind Derate On-Peak |  | 0 | 0 | 0 | 0 | 0 | 0 | 0 | 0 | 0 | 0 | 0
2012 | US | MRO | - | MISO | 7b3 | Solar Expected On-Peak |  | 0 | 0 | 0 | 0 | 0 | 0 | 0 | 0 | 0 | 0 | 0
2012 | US | MRO | - | MISO | 7b4 | Solar Derate On-Peak |  | 0 | 0 | 0 | 0 | 0 | 0 | 0 | 0 | 0 | 0 | 0
2012 | US | MRO | - | MISO | 7b5 | Hydro Expected On-Peak |  | 0 | 0 | 0 | 0 | 0 | 0 | 0 | 0 | 0 | 0 | 0
2012 | US | MRO | - | MISO | 7b6 | Hydro Derate On-Peak |  | 0 | 0 | 0 | 0 | 0 | 0 | 0 | 0 | 0 | 0 | 0
2012 | US | MRO | - | MISO | 7b7 | Biomass Expected On-Peak |  | 0 | 0 | 0 | 0 | 0 | 0 | 0 | 0 | 0 | 0 | 0
2012 | US | MRO | - | MISO | 7b8 | Biomass Derate On-Peak |  | 0 | 0 | 0 | 0 | 0 | 0 | 0 | 0 | 0 | 0 | 0
2012 | US | MRO | - | MISO | 7b9 | Transmission-Limited Resources |  |  | 0 | 0 | 0 | 0 | 0 | 0 | 0 | 0 | 0 | 0
2012 | US | MRO | - | MISO | 7b10 | Scheduled Outage - Maintenance |  | 0 | 0 | 0 | 0 | 0 | 0 | 0 | 0 | 0 | 0 | 0
2012 | US | MRO | - | MISO | 7b11 | All Other Derates |  | 0 | 0 | 0 | 0 | 0 | 0 | 0 | 0 | 0 | 0 | 0
2012 | US | MRO | - | MISO | 7b12 | Energy-Only |  | 0 | 0 | 0 | 0 | 0 | 0 | 0 | 0 | 0 | 0 | 0
2012 | US | MRO | - | MISO | 8 | Conceptual |  | 0 | 0 | 0 | 0 | 0 | 0 | 0 | 0 | 0 | 0 | 0
2012 | US | MRO | - | MISO | 8a1 | Wind Expected On-Peak |  | 0 | 0 | 0 | 0 | 0 | 0 | 0 | 0 | 0 | 0 | 0
2012 | US | MRO | - | MISO | 8a2 | Wind Derate On-Peak |  | 0 | 0 | 0 | 0 | 0 | 0 | 0 | 0 | 0 | 0 | 0
2012 | US | MRO | - | MISO | 8a3 | Solar Expected On-Peak |  | 0 | 0 | 0 | 0 | 0 | 0 | 0 | 0 | 0 | 0 | 0
2012 | US | MRO | - | MISO | 8a4 | Solar Derate On-Peak |  | 0 | 0 | 0 | 0 | 0 | 0 | 0 | 0 | 0 | 0 | 0
2012 | US | MRO | - | MISO | 8a5 | Hydro Expected On-Peak |  | 0 | 0 | 0 | 0 | 0 | 0 | 0 | 0 | 0 | 0 | 0
2012 | US | MRO | - | MISO | 8a6 | Hydro Derate On-Peak |  | 0 | 0 | 0 | 0 | 0 | 0 | 0 | 0 | 0 | 0 | 0
2012 | US | MRO | - | MISO | 8a7 | Biomass Expected On-Peak |  | 0 | 0 | 0 | 0 | 0 | 0 | 0 | 0 | 0 | 0 | 0
2012 | US | MRO | - | MISO | 8a8 | Biomass Derate On-Peak |  | 0 | 0 | 0 | 0 | 0 | 0 | 0 | 0 | 0 | 0 | 0
2012 | US | MRO | - | MISO | 8a9 | All Other Derates |  | 0 | 0 | 0 | 0 | 0 | 0 | 0 | 0 | 0 | 0 | 0
2012 | US | MRO | - | MISO | 8a10 | Energy-Only |  | 0 | 0 | 0 | 0 | 0 | 0 | 0 | 0 | 0 | 0 | 0
2012 | US | MRO | - | MISO | 9 | ANTICIPATED INTERNAL CAPACITY |  | 106826.6178 | 106747.9444 | 106978.0023 | 107281.8799 | 107402.9732 | 108965.9732 | 108990.2403 | 108990.2403 | 108990.2403 | 108990.2403 | 108990.2403
2012 | US | MRO | - | MISO | 10 | CAPACITY TRANSACTIONS - IMPORTS | 8161 | 2714 | 2714 | 2714 | 2714 | 2714 | 2714 | 2714 | 2714 | 2714 | 2714 | 2714
2012 | US | MRO | - | MISO | 10a | Firm | 2558 | 2714 | 2714 | 2714 | 2714 | 2714 | 2714 | 2714 | 2714 | 2714 | 2714 | 2714
2012 | US | MRO | - | MISO | 10a1 | Full-Responsibility Purchases | 0 | 0 | 0 | 0 | 0 | 0 | 0 | 0 | 0 | 0 | 0 | 0
2012 | US | MRO | - | MISO | 10a2 | Owned Capacity/Entitlement Located Outside the Region/Subregion | 0 | 0 | 0 | 0 | 0 | 0 | 0 | 0 | 0 | 0 | 0 | 0
2012 | US | MRO | - | MISO | 10b | Non-firm | 0: 5603
2012 | US | MRO | - | MISO | 10c | Expected |  | 0 | 0 | 0 | 0 | 0 | 0 | 0 | 0 | 0 | 0 | 0
2012 | US | MRO | - | MISO | 10c1 | Full-Responsibility Purchases |  | 0 | 0 | 0 | 0 | 0 | 0 | 0 | 0 | 0 | 0 | 0
2012 | US | MRO | - | MISO | 10c2 | Owned Capacity/Entitlement Located Outside the Region/Subregion |  | 0 | 0 | 0 | 0 | 0 | 0 | 0 | 0 | 0 | 0 | 0
2012 | US | MRO | - | MISO | 11 | CAPACITY TRANSACTIONS - EXPORTS | 439 | 0 | 0 | 0 | 0 | 0 | 0 | 0 | 0 | 0 | 0 | 0
2012 | US | MRO | - | MISO | 11a | Firm | 335 | 0 | 0 | 0 | 0 | 0 | 0 | 0 | 0 | 0 | 0 | 0
2012 | US | MRO | - | MISO | 11a1 | Full-Responsibility Purchases | 0 | 0 | 0 | 0 | 0 | 0 | 0 | 0 | 0 | 0 | 0 | 0
2012 | US | MRO | - | MISO | 11a2 | Owned Capacity/Entitlement Located Outside the Region/Subregion | 0 | 0 | 0 | 0 | 0 | 0 | 0 | 0 | 0 | 0 | 0 | 0
2012 | US | MRO | - | MISO | 11b | Non-firm | 0: 104
2012 | US | MRO | - | MISO | 11c | Expected |  | 0 | 0 | 0 | 0 | 0 | 0 | 0 | 0 | 0 | 0 | 0
2012 | US | MRO | - | MISO | 11c1 | Full-Responsibility Purchases |  | 0 | 0 | 0 | 0 | 0 | 0 | 0 | 0 | 0 | 0 | 0
2012 | US | MRO | - | MISO | 11c2 | Owned Capacity/Entitlement Located Outside the Region/Subregion |  | 0 | 0 | 0 | 0 | 0 | 0 | 0 | 0 | 0 | 0 | 0
2012 | US | MRO | - | MISO | 12 | EXISTING-CERTAIN & NET FIRM TRANSACTIONS | 101227.439 | 109540.6178 | 109540.6178 | 109540.6178 | 109540.6178 | 109540.6178 | 109540.6178 | 109540.6178 | 109540.6178 | 109540.6178 | 109540.6178 | 109540.6178
2012 | US | MRO | - | MISO | 13 | ANTICIPATED CAPACITY RESOURCES |  |  | 109461.9444 | 109692.0023 | 109995.8799 | 110116.9732 | 111679.9732 | 111704.2403 | 111704.2403 | 111704.2403 | 111704.2403 | 111704.2403
2012 | US | MRO | - | MISO | 14 | PROSPECTIVE CAPACITY RESOURCES |  |  | 121135.3077 | 121524.3656 | 122622.8184 | 122743.9117 | 124306.9117 | 124331.1788 | 124331.1788 | 124331.1788 | 124331.1788 | 124331.1788
2012 | US | MRO | - | MISO | 15 | TOTAL POTENTIAL CAPACITY RESOURCES |  |  | 121135.3077 | 121524.3656 | 122622.8184 | 122743.9117 | 124306.9117 | 124331.1788 | 124331.1788 | 124331.1788 | 124331.1788 | 124331.1788
2012 | US | MRO | - | MISO | 16 | ADJUSTED POTENTIAL CAPACITY RESOURCES |  |  | 121156.2691 | 121704.3254 | 123597.3453 | 123718.4386 | 125281.4386 | 125305.7057 | 125305.7057 | 125305.7057 | 125305.7057 | 125305.7057
2012 | US | MRO | - | MISO | 16a | Confidence of Future-Other |  |  | 0.99999 | 0.99999 | 0.99999 | 0.99999 | 0.99999 | 0.99999 | 0.99999 | 0.99999 | 0.99999 | 0.99999
2012 | US | MRO | - | MISO | 16b | Net Future-Other Resources After Confidence Percentage Is Applied |  |  | 20.9613 | 179.9597 | 974.5269 | 974.5269 | 974.5269 | 974.5269 | 974.5269 | 974.5269 | 974.5269 | 974.5269
2012 | US | MRO | - | MISO | 16c | Confidence of Conceptual |  |  | 0.99999 | 0.99999 | 0.99999 | 0.99999 | 0.99999 | 0.99999 | 0.99999 | 0.99999 | 0.99999 | 0.99999
2012 | US | MRO | - | MISO | 16d | Net Conceptual Resources After Confidence Percentage Is Applied |  |  | 0 | 0 | 0 | 0 | 0 | 0 | 0 | 0 | 0 | 0
2012 | US | MRO | - | MISO | 17 | ASSESSMENT AREA TARGET RESERVE MARGIN |  |  | 16.3% | 16.3% | 16.3% | 16.3% | 16.3% | 16.3% | 16.3% | 16.3% | 16.3% | 16.3%
2012 | US | MRO | - | MISO | 18 | EXISTING-CERTAIN AND NET FIRM TRANSACTIONS RESERVE MARGIN | 0: 20.59%; 109: 51.75%
2012 | US | MRO | - | MISO | 19 | ANTICIPATED CAPACITY RESOURCES RESERVE MARGIN |  |  | 57.13% | 46.32% | 45.97% | 45.17% | 46.61% | 45.65% | 44.74% | 44.14% | 43.17% | 41.78%
2012 | US | MRO | - | MISO | 20 | PROSPECTIVE CAPACITY RESOURCES RESERVE MARGIN |  |  | 73.89% | 62.11% | 62.73% | 61.82% | 63.19% | 62.12% | 61.1% | 60.43% | 59.35% | 57.8%
2012 | US | MRO | - | MISO | 21 | TOTAL POTENTIAL RESOURCES RESERVE MARGIN |  |  | 73.89% | 62.11% | 62.73% | 61.82% | 63.19% | 62.12% | 61.1% | 60.43% | 59.35% | 57.8%
2012 | US | MRO | - | MISO | 22 | ADJUSTED POTENTIAL RESOURCES RESERVE MARGIN |  |  | 73.92% | 62.35% | 64.02% | 63.1% | 64.47% | 63.39% | 62.37% | 61.69% | 60.6% | 59.04%
2012 | US | MRO | - | MISO | 23 | Total Baseline Installed Capacity | 0: 128518.88
2012 | US | MRO | - | MISO | 24 | Distributed or Other Capacity (Behind the Meter) < 1 MW |  | 0 | 0 | 0 | 0 | 0 | 0 | 0 | 0 | 0 | 0 | 0
2012 | US | MRO | - | MISO | 25 | Distributed or Other Capacity (Behind the Meter) ≥ 1 MW |  | 0 | 0 | 0 | 0 | 0 | 0 | 0 | 0 | 0 | 0 | 0
2012 | US | MRO | - | MISO | 26 | Capacity Total from EIA-860 |  | 0 | 0 | 0 | 0 | 0 | 0 | 0 | 0 | 0 | 0 | 0
2012 | CAN | MRO | - | Manitoba Hydro | 1 | Unrestricted Non-coincident Peak Demand |  | 4580.7502 | 4695.1232 | 4769.9377 | 4802.7974 | 4881.984 | 4966.8536 | 4940.6239 | 5036.4167 | 5150.9154 | 5268.7298 | 5348.249
2012 | CAN | MRO | - | Manitoba Hydro | 1a | New Conservation (Energy Efficiency) |  | 20.974 | 42.191 | 66.3557 | 87.7211 | 109.1025 | 129.6992 | 147.6415 | 166.5518 | 177.5805 | 188.1611 | 193.9647
2012 | CAN | MRO | - | Manitoba Hydro | 1b | Estimated Diversity |  |  |  | 0 | 0 | 0 | 0 | 0 | 0 | 0 | 0 | 0
2012 | CAN | MRO | - | Manitoba Hydro | 1c | Additions for non-member load (load served by non-registered LSE's in a region) |  |  |  | 0 | 0 | 0 | 0 | 0 | 0 | 0 | 0 | 0
2012 | CAN | MRO | - | Manitoba Hydro | 1d | Stand-by Load Under Contract (Normally served by behind the meter generation) |  | 8 | 8 | 8 | 8 | 8 | 8 | 8 | 8 | 8 | 8 | 8
2012 | CAN | MRO | - | Manitoba Hydro | 1e | Non-Controllable Demand-Side Demand Response |  |  |  | 0 | 0 | 0 | 0 | 0 | 0 | 0 | 0 | 0
2012 | CAN | MRO | - | Manitoba Hydro | 2 | Total Internal Demand | 4371.421 | 4567.7762 | 4660.9322 | 4711.5821 | 4723.0763 | 4780.8815 | 4845.1544 | 4800.9825 | 4877.8649 | 4981.3349 | 5088.5687 | 5162.2844
2012 | CAN | MRO | - | Manitoba Hydro | 2a | Supply-Side Direct Control Load Management (DCLM) |  |  |  | 0 | 0 | 0 | 0 | 0 | 0 | 0 | 0 | 0
2012 | CAN | MRO | - | Manitoba Hydro | 2b | Supply-Side Contractually Interruptible (Curtailable) | 227 | 227 | 225 | 225 | 225 | 225 | 225 | 225 | 225 | 225 | 225 | 225
2012 | CAN | MRO | - | Manitoba Hydro | 2c | Supply-Side Critical Peak-Pricing (CPP) with Control |  |  |  | 0 | 0 | 0 | 0 | 0 | 0 | 0 | 0 | 0
2012 | CAN | MRO | - | Manitoba Hydro | 2d | Supply-Side Load as a Capacity Resource |  |  |  | 0 | 0 | 0 | 0 | 0 | 0 | 0 | 0 | 0
2012 | CAN | MRO | - | Manitoba Hydro | 3 | Net Internal Demand | 4371.421 | 4567.7762 | 4660.9322 | 4711.5821 | 4723.0763 | 4780.8815 | 4845.1544 | 4800.9825 | 4877.8649 | 4981.3349 | 5088.5687 | 5162.2844
2012 | CAN | MRO | - | Manitoba Hydro | 3a | Demand-Side Direct Control Load Management (DCLM) |  |  |  | 0 | 0 | 0 | 0 | 0 | 0 | 0 | 0 | 0
2012 | CAN | MRO | - | Manitoba Hydro | 3b | Demand-Side Contractually Interruptible (Curtailable) |  |  |  | 0 | 0 | 0 | 0 | 0 | 0 | 0 | 0 | 0
2012 | CAN | MRO | - | Manitoba Hydro | 3c | Demand-Side Critical Peak-Pricing (CPP) with Control |  |  |  | 0 | 0 | 0 | 0 | 0 | 0 | 0 | 0 | 0
2012 | CAN | MRO | - | Manitoba Hydro | 3d | Demand-Side Load as a Capacity Resource |  |  |  | 0 | 0 | 0 | 0 | 0 | 0 | 0 | 0 | 0
2012 | CAN | MRO | - | Manitoba Hydro | 4 | Total Controllable Demand Response | 227 | 227 | 225 | 225 | 225 | 225 | 225 | 225 | 225 | 225 | 225 | 225
2012 | CAN | MRO | - | Manitoba Hydro | 4a | Demand Response used for Ancillary Services - Spinning Reserves |  |  |  | 0 | 0 | 0 | 0 | 0 | 0 | 0 | 0 | 0
2012 | CAN | MRO | - | Manitoba Hydro | 4b | Demand Response used for Ancillary Services - Non-Spinning Reserves | 50 | 50 | 50 | 50 | 50 | 50 | 50 | 50 | 50 | 50 | 50 | 50
2012 | CAN | MRO | - | Manitoba Hydro | 4c | Demand Response used for Regulation |  |  |  | 0 | 0 | 0 | 0 | 0 | 0 | 0 | 0 | 0
2012 | CAN | MRO | - | Manitoba Hydro | 4d | Demand Response used for Energy, Voluntary Services - Emergency |  |  |  | 0 | 0 | 0 | 0 | 0 | 0 | 0 | 0 | 0
2012 | CAN | MRO | - | Manitoba Hydro | 5 | TOTAL INTERNAL CAPACITY | 5393 | 5782.84 | 5879.02 | 5922.89 | 5914.41 | 5932.5 | 5932.5 | 5932.5 | 5835.25 | 5835.25 | 5835.25 | 5835.25
2012 | CAN | MRO | - | Manitoba Hydro | 6a | Existing-Certain | 5151 | 5444.01 | 5444.01 | 5444.01 | 5444.01 | 5444.01 | 5444.01 | 5444.01 | 5444.01 | 5444.01 | 5444.01 | 5444.01
2012 | CAN | MRO | - | Manitoba Hydro | 6a1 | Wind Expected On-Peak |  | 0 | 0 | 0 | 0 | 0 | 0 | 0 | 0 | 0 | 0 | 0
2012 | CAN | MRO | - | Manitoba Hydro | 6a2 | Solar Expected On-Peak |  | 0 | 0 | 0 | 0 | 0 | 0 | 0 | 0 | 0 | 0 | 0
2012 | CAN | MRO | - | Manitoba Hydro | 6a3 | Hydro Expected On-Peak | 4642 | 4951.29 | 4951.29 | 4951.29 | 4951.29 | 4951.29 | 4951.29 | 4951.29 | 4951.29 | 4951.29 | 4951.29 | 4951.29
2012 | CAN | MRO | - | Manitoba Hydro | 6a4 | Biomass Expected On-Peak |  | 0 | 0 | 0 | 0 | 0 | 0 | 0 | 0 | 0 | 0 | 0
2012 | CAN | MRO | - | Manitoba Hydro | 6b | Existing-Other |  | 0 | 0 | 0 | 0 | 0 | 0 | 0 | 0 | 0 | 0 | 0
2012 | CAN | MRO | - | Manitoba Hydro | 6b1 | Wind Derate On-Peak | 242 | 242 | 242 | 242 | 242 | 242 | 242 | 242 | 242 | 242 | 242 | 242
2012 | CAN | MRO | - | Manitoba Hydro | 6b2 | Solar Derate On-Peak |  | 0 | 0 | 0 | 0 | 0 | 0 | 0 | 0 | 0 | 0 | 0
2012 | CAN | MRO | - | Manitoba Hydro | 6b3 | Hydro Derate On-Peak |  | 0 | 0 | 0 | 0 | 0 | 0 | 0 | 0 | 0 | 0 | 0
2012 | CAN | MRO | - | Manitoba Hydro | 6b4 | Biomass Derate On-Peak |  | 0 | 0 | 0 | 0 | 0 | 0 | 0 | 0 | 0 | 0 | 0
2012 | CAN | MRO | - | Manitoba Hydro | 6b5 | Transmission-Limited Resources |  |  | 0 | 0 | 0 | 0 | 0 | 0 | 0 | 0 | 0 | 0
2012 | CAN | MRO | - | Manitoba Hydro | 6b6 | All Other Derates |  | 0 | 0 | 0 | 0 | 0 | 0 | 0 | 0 | 0 | 0 | 0
2012 | CAN | MRO | - | Manitoba Hydro | 6b7 | Energy-Only (Existing-Other) |  | 0 | 0 | 0 | 0 | 0 | 0 | 0 | 0 | 0 | 0 | 0
2012 | CAN | MRO | - | Manitoba Hydro | 6c | Unplanned Outages (Actual) / Current and Future Inoperable Resources |  |  | 0 | 0 | 0 | 0 | 0 | 0 | 0 | 0 | 0 | 0
2012 | CAN | MRO | - | Manitoba Hydro | 6d | Total Supply-Side Demand Response | 227 | 227 | 225 | 225 | 225 | 225 | 225 | 225 | 225 | 225 | 225 | 225
2012 | CAN | MRO | - | Manitoba Hydro | 7 | TOTAL FUTURE CAPACITY ADDITIONS |  | 80.33 | 176.51 | 220.38 | 211.9 | 229.99 | 229.99 | 229.99 | 132.74 | 132.74 | 132.74 | 132.74
2012 | CAN | MRO | - | Manitoba Hydro | 7a | Future-Planned |  | 80.33 | 176.51 | 220.38 | 211.9 | 229.99 | 229.99 | 229.99 | 132.74 | 132.74 | 132.74 | 132.74
2012 | CAN | MRO | - | Manitoba Hydro | 7a1 | Wind Expected On-Peak |  | 0 | 0 | 0 | 0 | 0 | 0 | 0 | 0 | 0 | 0 | 0
2012 | CAN | MRO | - | Manitoba Hydro | 7a2 | Wind Derate On-Peak |  | 16.5 | 16.5 | 16.5 | 16.5 | 16.5 | 16.5 | 16.5 | 16.5 | 16.5 | 16.5 | 16.5
2012 | CAN | MRO | - | Manitoba Hydro | 7a3 | Solar Expected On-Peak |  | 0 | 0 | 0 | 0 | 0 | 0 | 0 | 0 | 0 | 0 | 0
2012 | CAN | MRO | - | Manitoba Hydro | 7a4 | Solar Derate On-Peak |  | 0 | 0 | 0 | 0 | 0 | 0 | 0 | 0 | 0 | 0 | 0
2012 | CAN | MRO | - | Manitoba Hydro | 7a5 | Hydro Expected On-Peak |  | 80.33 | 229.99 | 229.99 | 229.99 | 229.99 | 229.99 | 229.99 | 229.99 | 229.99 | 229.99 | 229.99
2012 | CAN | MRO | - | Manitoba Hydro | 7a6 | Hydro Derate On-Peak |  | 0 | 0 | 0 | 0 | 0 | 0 | 0 | 0 | 0 | 0 | 0
2012 | CAN | MRO | - | Manitoba Hydro | 7a7 | Biomass Expected On-Peak |  | 0 | 0 | 0 | 0 | 0 | 0 | 0 | 0 | 0 | 0 | 0
2012 | CAN | MRO | - | Manitoba Hydro | 7a8 | Biomass Derate On-Peak |  | 0 | 0 | 0 | 0 | 0 | 0 | 0 | 0 | 0 | 0 | 0
2012 | CAN | MRO | - | Manitoba Hydro | 7a9 | Transmission-Limited Resources
2012 | CAN | MRO | - | Manitoba Hydro | 7a10 | Scheduled Outage - Maintenance |  | 0 | -53.48 | -9.61 | -18.09 | 0 | 0 | 0 | 0 | 0 | 0 | 0
2012 | CAN | MRO | - | Manitoba Hydro | 7a11 | All Other Derates |  | 0 | 0 | 0 | 0 | 0 | 0 | 0 | 0 | 0 | 0 | 0
2012 | CAN | MRO | - | Manitoba Hydro | 7a12 | Energy-Only |  | 0 | 0 | 0 | 0 | 0 | 0 | 0 | 0 | 0 | 0 | 0
2012 | CAN | MRO | - | Manitoba Hydro | 7b | Future-Other |  | 0 | 0 | 0 | 0 | 0 | 0 | 0 | 0 | 0 | 0 | 0
2012 | CAN | MRO | - | Manitoba Hydro | 7b1 | Wind Expected On-Peak |  | 0 | 0 | 0 | 0 | 0 | 0 | 0 | 0 | 0 | 0 | 0
2012 | CAN | MRO | - | Manitoba Hydro | 7b2 | Wind Derate On-Peak |  | 0 | 0 | 0 | 0 | 0 | 0 | 0 | 0 | 0 | 0 | 0
2012 | CAN | MRO | - | Manitoba Hydro | 7b3 | Solar Expected On-Peak |  | 0 | 0 | 0 | 0 | 0 | 0 | 0 | 0 | 0 | 0 | 0
2012 | CAN | MRO | - | Manitoba Hydro | 7b4 | Solar Derate On-Peak |  | 0 | 0 | 0 | 0 | 0 | 0 | 0 | 0 | 0 | 0 | 0
2012 | CAN | MRO | - | Manitoba Hydro | 7b5 | Hydro Expected On-Peak |  | 0 | 0 | 0 | 0 | 0 | 0 | 0 | 0 | 0 | 0 | 0
2012 | CAN | MRO | - | Manitoba Hydro | 7b6 | Hydro Derate On-Peak |  | 0 | 0 | 0 | 0 | 0 | 0 | 0 | 0 | 0 | 0 | 0
2012 | CAN | MRO | - | Manitoba Hydro | 7b7 | Biomass Expected On-Peak |  | 0 | 0 | 0 | 0 | 0 | 0 | 0 | 0 | 0 | 0 | 0
2012 | CAN | MRO | - | Manitoba Hydro | 7b8 | Biomass Derate On-Peak |  | 0 | 0 | 0 | 0 | 0 | 0 | 0 | 0 | 0 | 0 | 0
2012 | CAN | MRO | - | Manitoba Hydro | 7b9 | Transmission-Limited Resources
2012 | CAN | MRO | - | Manitoba Hydro | 7b10 | Scheduled Outage - Maintenance |  | 0 | 0 | 0 | 0 | 0 | 0 | 0 | 0 | 0 | 0 | 0
2012 | CAN | MRO | - | Manitoba Hydro | 7b11 | All Other Derates |  | 0 | 0 | 0 | 0 | 0 | 0 | 0 | 0 | 0 | 0 | 0
2012 | CAN | MRO | - | Manitoba Hydro | 7b12 | Energy-Only |  | 0 | 0 | 0 | 0 | 0 | 0 | 0 | 0 | 0 | 0 | 0
2012 | CAN | MRO | - | Manitoba Hydro | 8 | Conceptual |  | 0 | 0 | 0 | 0 | 0 | 0 | 0 | 0 | 540 | 630 | 630
2012 | CAN | MRO | - | Manitoba Hydro | 8a1 | Wind Expected On-Peak |  | 0 | 0 | 0 | 0 | 0 | 0 | 0 | 0 | 0 | 0 | 0
2012 | CAN | MRO | - | Manitoba Hydro | 8a2 | Wind Derate On-Peak |  | 0 | 0 | 0 | 0 | 0 | 0 | 0 | 0 | 0 | 0 | 0
2012 | CAN | MRO | - | Manitoba Hydro | 8a3 | Solar Expected On-Peak |  | 0 | 0 | 0 | 0 | 0 | 0 | 0 | 0 | 0 | 0 | 0
2012 | CAN | MRO | - | Manitoba Hydro | 8a4 | Solar Derate On-Peak |  | 0 | 0 | 0 | 0 | 0 | 0 | 0 | 0 | 0 | 0 | 0
2012 | CAN | MRO | - | Manitoba Hydro | 8a5 | Hydro Expected On-Peak |  | 0 | 0 | 0 | 0 | 0 | 0 | 0 | 0 | 540 | 630 | 630
2012 | CAN | MRO | - | Manitoba Hydro | 8a6 | Hydro Derate On-Peak |  | 0 | 0 | 0 | 0 | 0 | 0 | 0 | 0 | 0 | 0 | 0
2012 | CAN | MRO | - | Manitoba Hydro | 8a7 | Biomass Expected On-Peak |  | 0 | 0 | 0 | 0 | 0 | 0 | 0 | 0 | 0 | 0 | 0
2012 | CAN | MRO | - | Manitoba Hydro | 8a8 | Biomass Derate On-Peak |  | 0 | 0 | 0 | 0 | 0 | 0 | 0 | 0 | 0 | 0 | 0
2012 | CAN | MRO | - | Manitoba Hydro | 8a9 | All Other Derates |  | 0 | 0 | 0 | 0 | 0 | 0 | 0 | 0 | 0 | 0 | 0
2012 | CAN | MRO | - | Manitoba Hydro | 8a10 | Energy-Only |  | 0 | 0 | 0 | 0 | 0 | 0 | 0 | 0 | 0 | 0 | 0
2012 | CAN | MRO | - | Manitoba Hydro | 9 | ANTICIPATED INTERNAL CAPACITY |  | 5751.34 | 5845.52 | 5889.39 | 5880.91 | 5899 | 5899 | 5899 | 5801.75 | 5801.75 | 5801.75 | 5801.75
2012 | CAN | MRO | - | Manitoba Hydro | 10 | CAPACITY TRANSACTIONS - IMPORTS | 500 | 700 | 700 | 700 | 550 | 550 | 550 | 550 | 550 | 550 | 550 | 550
2012 | CAN | MRO | - | Manitoba Hydro | 10a | Firm | 500 | 500 | 500 | 500 | 350 | 350 | 350 | 350 | 350 | 350 | 350 | 350
2012 | CAN | MRO | - | Manitoba Hydro | 10a1 | Full-Responsibility Purchases |  |  | 0 | 0 | 0 | 0 | 0 | 0 | 0 | 0 | 0 | 0
2012 | CAN | MRO | - | Manitoba Hydro | 10a2 | Owned Capacity/Entitlement Located Outside the Region/Subregion | 500 | 500 | 500 | 500 | 350 | 350 | 350 | 350 | 350 | 350 | 350 | 350
2012 | CAN | MRO | - | Manitoba Hydro | 10b | Non-firm
2012 | CAN | MRO | - | Manitoba Hydro | 10c | Expected |  | 200 | 200 | 200 | 200 | 200 | 200 | 200 | 200 | 200 | 200 | 200
2012 | CAN | MRO | - | Manitoba Hydro | 10c1 | Full-Responsibility Purchases |  |  | 0 | 0 | 0 | 0 | 0 | 0 | 0 | 0 | 0 | 0
2012 | CAN | MRO | - | Manitoba Hydro | 10c2 | Owned Capacity/Entitlement Located Outside the Region/Subregion |  | 200 | 200 | 200 | 200 | 200 | 200 | 200 | 200 | 200 | 200 | 200
2012 | CAN | MRO | - | Manitoba Hydro | 11 | CAPACITY TRANSACTIONS - EXPORTS | 580 | 550 | 550 | 550 | 325 | 325 | 325 | 325 | 325 | 575 | 800 | 800
2012 | CAN | MRO | - | Manitoba Hydro | 11a | Firm | 580 | 550 | 550 | 550 | 325 | 325 | 325 | 325 | 325 | 325 | 325 | 325
2012 | CAN | MRO | - | Manitoba Hydro | 11a1 | Full-Responsibility Purchases |  |  | 0 | 0 | 0 | 0 | 0 | 0 | 0 | 0 | 0 | 0
2012 | CAN | MRO | - | Manitoba Hydro | 11a2 | Owned Capacity/Entitlement Located Outside the Region/Subregion | 580 | 550 | 550 | 550 | 325 | 325 | 325 | 325 | 325 | 325 | 325 | 325
2012 | CAN | MRO | - | Manitoba Hydro | 11b | Non-firm
2012 | CAN | MRO | - | Manitoba Hydro | 11c | Expected |  |  | 0 | 0 | 0 | 0 | 0 | 0 | 0 | 250 | 475 | 475
2012 | CAN | MRO | - | Manitoba Hydro | 11c1 | Full-Responsibility Purchases |  |  | 0 | 0 | 0 | 0 | 0 | 0 | 0 | 0 | 0 | 0
2012 | CAN | MRO | - | Manitoba Hydro | 11c2 | Owned Capacity/Entitlement Located Outside the Region/Subregion |  |  | 0 | 0 | 0 | 0 | 0 | 0 | 0 | 250 | 475 | 475
2012 | CAN | MRO | - | Manitoba Hydro | 12 | EXISTING-CERTAIN & NET FIRM TRANSACTIONS | 5298 | 5621.01 | 5619.01 | 5619.01 | 5694.01 | 5694.01 | 5694.01 | 5694.01 | 5694.01 | 5694.01 | 5694.01 | 5694.01
2012 | CAN | MRO | - | Manitoba Hydro | 13 | ANTICIPATED CAPACITY RESOURCES |  |  | 5995.52 | 6039.39 | 6105.91 | 6124 | 6124 | 6124 | 6026.75 | 5776.75 | 5551.75 | 5551.75
2012 | CAN | MRO | - | Manitoba Hydro | 14 | PROSPECTIVE CAPACITY RESOURCES |  |  | 5995.52 | 6039.39 | 6105.91 | 6124 | 6124 | 6124 | 6026.75 | 5776.75 | 5551.75 | 5551.75
2012 | CAN | MRO | - | Manitoba Hydro | 15 | TOTAL POTENTIAL CAPACITY RESOURCES |  |  | 5995.52 | 6039.39 | 6105.91 | 6124 | 6124 | 6124 | 6026.75 | 6316.75 | 6181.75 | 6181.75
2012 | CAN | MRO | - | Manitoba Hydro | 16 | ADJUSTED POTENTIAL CAPACITY RESOURCES |  |  | 5995.52 | 6039.39 | 6105.91 | 6124 | 6124 | 6124 | 6026.75 | 6316.7446 | 6181.7437 | 6181.7437
2012 | CAN | MRO | - | Manitoba Hydro | 16a | Confidence of Future-Other |  |  | 0.99999 | 0.99999 | 0.99999 | 0.99999 | 0.99999 | 0.99999 | 0.99999 | 0.99999 | 0.99999 | 0.99999
2012 | CAN | MRO | - | Manitoba Hydro | 16b | Net Future-Other Resources After Confidence Percentage Is Applied |  |  | 0 | 0 | 0 | 0 | 0 | 0 | 0 | 0 | 0 | 0
2012 | CAN | MRO | - | Manitoba Hydro | 16c | Confidence of Conceptual |  |  | 0.99999 | 0.99999 | 0.99999 | 0.99999 | 0.99999 | 0.99999 | 0.99999 | 0.99999 | 0.99999 | 0.99999
2012 | CAN | MRO | - | Manitoba Hydro | 16d | Net Conceptual Resources After Confidence Percentage Is Applied |  |  | 0 | 0 | 0 | 0 | 0 | 0 | 0 | 539.9946 | 629.9937 | 629.9937
2012 | CAN | MRO | - | Manitoba Hydro | 17 | ASSESSMENT AREA TARGET RESERVE MARGIN |  | 12% | 12% | 12% | 12% | 12% | 12% | 12% | 12% | 12% | 12% | 12%
2012 | CAN | MRO | - | Manitoba Hydro | 18 | EXISTING-CERTAIN AND NET FIRM TRANSACTIONS RESERVE MARGIN | 0: 21.2%; 109: 23.06%
2012 | CAN | MRO | - | Manitoba Hydro | 19 | ANTICIPATED CAPACITY RESOURCES RESERVE MARGIN |  |  | 28.63% | 28.18% | 29.28% | 28.09% | 26.39% | 27.56% | 23.55% | 15.97% | 9.102% | 7.544%
2012 | CAN | MRO | - | Manitoba Hydro | 20 | PROSPECTIVE CAPACITY RESOURCES RESERVE MARGIN |  |  | 28.63% | 28.18% | 29.28% | 28.09% | 26.39% | 27.56% | 23.55% | 15.97% | 9.102% | 7.544%
2012 | CAN | MRO | - | Manitoba Hydro | 21 | TOTAL POTENTIAL RESOURCES RESERVE MARGIN |  |  | 28.63% | 28.18% | 29.28% | 28.09% | 26.39% | 27.56% | 23.55% | 26.81% | 21.48% | 19.75%
2012 | CAN | MRO | - | Manitoba Hydro | 22 | ADJUSTED POTENTIAL RESOURCES RESERVE MARGIN |  |  | 28.63% | 28.18% | 29.28% | 28.09% | 26.39% | 27.56% | 23.55% | 26.81% | 21.48% | 19.75%
2012 | CAN | MRO | - | Manitoba Hydro | 23 | Total Baseline Installed Capacity | 0: 5393
2012 | CAN | MRO | - | Manitoba Hydro | 24 | Distributed or Other Capacity (Behind the Meter) < 1 MW |  | 0 | 0 | 0 | 0 | 0 | 0 | 0 | 0 | 0 | 0 | 0
2012 | CAN | MRO | - | Manitoba Hydro | 25 | Distributed or Other Capacity (Behind the Meter) ≥ 1 MW |  | 0 | 0 | 0 | 0 | 0 | 0 | 0 | 0 | 0 | 0 | 0
2012 | CAN | MRO | - | Manitoba Hydro | 26 | Capacity Total from EIA-860 |  | 0 | 0 | 0 | 0 | 0 | 0 | 0 | 0 | 0 | 0 | 0
2012 | US | MRO | - | MAPP | 1 | Unrestricted Non-coincident Peak Demand |  | 5145.2477 | 5256.581 | 5409.1888 | 5494.6397 | 5767.1334 | 5854.1115 | 5975.1055 | 6087.0154 | 6193.4495 | 6299.9838 | 6401.2156
2012 | US | MRO | - | MAPP | 1a | New Conservation (Energy Efficiency) |  | 24 | 29 | 35 | 41 | 47 | 52 | 58 | 64 | 70 | 76 | 82
2012 | US | MRO | - | MAPP | 1b | Estimated Diversity |  |  |  | 0 | 0 | 0 | 0 | 0 | 0 | 0 | 0 | 0
2012 | US | MRO | - | MAPP | 1c | Additions for non-member load (load served by non-registered LSE's in a region) |  |  |  | 0 | 0 | 0 | 0 | 0 | 0 | 0 | 0 | 0
2012 | US | MRO | - | MAPP | 1d | Stand-by Load Under Contract (Normally served by behind the meter generation) |  |  |  | 0 | 0 | 0 | 0 | 0 | 0 | 0 | 0 | 0
2012 | US | MRO | - | MAPP | 1e | Non-Controllable Demand-Side Demand Response |  |  |  | 0 | 0 | 0 | 0 | 0 | 0 | 0 | 0 | 0
2012 | US | MRO | - | MAPP | 2 | Total Internal Demand | 4803.2929 | 5121.2477 | 5227.581 | 5374.1888 | 5453.6397 | 5720.1334 | 5802.1115 | 5917.1055 | 6023.0154 | 6123.4495 | 6223.9838 | 6319.2156
2012 | US | MRO | - | MAPP | 2a | Supply-Side Direct Control Load Management (DCLM) | 0.2 | 0.2 | 0.2 | 0.2 | 0.2 | 0.2 | 0.2 | 0.2 | 0.2 | 0.2 | 0.2 | 0.2
2012 | US | MRO | - | MAPP | 2b | Supply-Side Contractually Interruptible (Curtailable) |  |  |  | 0 | 0 | 0 | 0 | 0 | 0 | 0 | 0 | 0
2012 | US | MRO | - | MAPP | 2c | Supply-Side Critical Peak-Pricing (CPP) with Control |  |  |  | 0 | 0 | 0 | 0 | 0 | 0 | 0 | 0 | 0
2012 | US | MRO | - | MAPP | 2d | Supply-Side Load as a Capacity Resource |  |  |  | 0 | 0 | 0 | 0 | 0 | 0 | 0 | 0 | 0
2012 | US | MRO | - | MAPP | 3 | Net Internal Demand | 4443.2929 | 4756.2477 | 4857.581 | 4999.1888 | 5073.6397 | 5335.1334 | 5412.1115 | 5522.1055 | 5623.0154 | 5718.4495 | 5813.9838 | 5904.2156
2012 | US | MRO | - | MAPP | 3a | Demand-Side Direct Control Load Management (DCLM) | 360 | 365 | 370 | 375 | 380 | 385 | 390 | 395 | 400 | 405 | 410 | 415
2012 | US | MRO | - | MAPP | 3b | Demand-Side Contractually Interruptible (Curtailable) |  |  |  | 0 | 0 | 0 | 0 | 0 | 0 | 0 | 0 | 0
2012 | US | MRO | - | MAPP | 3c | Demand-Side Critical Peak-Pricing (CPP) with Control |  |  |  | 0 | 0 | 0 | 0 | 0 | 0 | 0 | 0 | 0
2012 | US | MRO | - | MAPP | 3d | Demand-Side Load as a Capacity Resource |  |  |  | 0 | 0 | 0 | 0 | 0 | 0 | 0 | 0 | 0
2012 | US | MRO | - | MAPP | 4 | Total Controllable Demand Response | 360.2 | 365.2 | 370.2 | 375.2 | 380.2 | 385.2 | 390.2 | 395.2 | 400.2 | 405.2 | 410.2 | 415.2
2012 | US | MRO | - | MAPP | 4a | Demand Response used for Ancillary Services - Spinning Reserves | 50 | 50 | 50 | 50 | 50 | 50 | 50 | 50 | 50 | 50 | 50 | 50
2012 | US | MRO | - | MAPP | 4b | Demand Response used for Ancillary Services - Non-Spinning Reserves | 50 | 50 | 50 | 50 | 50 | 50 | 50 | 50 | 50 | 50 | 50 | 50
2012 | US | MRO | - | MAPP | 4c | Demand Response used for Regulation | 100 | 100 | 100 | 100 | 100 | 100 | 100 | 100 | 100 | 100 | 100 | 100
2012 | US | MRO | - | MAPP | 4d | Demand Response used for Energy, Voluntary Services - Emergency |  |  |  | 0 | 0 | 0 | 0 | 0 | 0 | 0 | 0 | 0
2012 | US | MRO | - | MAPP | 5 | TOTAL INTERNAL CAPACITY | 8106.51 | 8480.686 | 8768.186 | 8793.186 | 8818.186 | 8838.186 | 8838.186 | 8838.186 | 8838.186 | 8838.186 | 8838.186 | 8838.186
2012 | US | MRO | - | MAPP | 6a | Existing-Certain | 6540.18 | 7174.552 | 7174.552 | 7174.552 | 7174.552 | 7174.552 | 7174.552 | 7174.552 | 7174.552 | 7174.552 | 7174.552 | 7174.552
2012 | US | MRO | - | MAPP | 6a1 | Wind Expected On-Peak | 321.8 | 349.828 | 349.828 | 349.828 | 349.828 | 349.828 | 349.828 | 349.828 | 349.828 | 349.828 | 349.828 | 349.828
2012 | US | MRO | - | MAPP | 6a2 | Solar Expected On-Peak | 0 | 0 | 0 | 0 | 0 | 0 | 0 | 0 | 0 | 0 | 0 | 0
2012 | US | MRO | - | MAPP | 6a3 | Hydro Expected On-Peak | 2132.7 | 2134.56 | 2134.56 | 2134.56 | 2134.56 | 2134.56 | 2134.56 | 2134.56 | 2134.56 | 2134.56 | 2134.56 | 2134.56
2012 | US | MRO | - | MAPP | 6a4 | Biomass Expected On-Peak | 2.8 | 3.1 | 3.1 | 3.1 | 3.1 | 3.1 | 3.1 | 3.1 | 3.1 | 3.1 | 3.1 | 3.1
2012 | US | MRO | - | MAPP | 6b | Existing-Other | 0 | 0 | 0 | 0 | 0 | 0 | 0 | 0 | 0 | 0 | 0 | 0
2012 | US | MRO | - | MAPP | 6b1 | Wind Derate On-Peak | 782.202 | 754.004 | 754.004 | 754.004 | 754.004 | 754.004 | 754.004 | 754.004 | 754.004 | 754.004 | 754.004 | 754.004
2012 | US | MRO | - | MAPP | 6b2 | Solar Derate On-Peak | 0 | 0 | 0 | 0 | 0 | 0 | 0 | 0 | 0 | 0 | 0 | 0
2012 | US | MRO | - | MAPP | 6b3 | Hydro Derate On-Peak | 222 | 222 | 222 | 222 | 222 | 222 | 222 | 222 | 222 | 222 | 222 | 222
2012 | US | MRO | - | MAPP | 6b4 | Biomass Derate On-Peak | 0 | 0 | 0 | 0 | 0 | 0 | 0 | 0 | 0 | 0 | 0 | 0
2012 | US | MRO | - | MAPP | 6b5 | Transmission-Limited Resources | 0 |  | 0 | 0 | 0 | 0 | 0 | 0 | 0 | 0 | 0 | 0
2012 | US | MRO | - | MAPP | 6b6 | All Other Derates | 16.6 | 30.13 | 30.13 | 30.13 | 30.13 | 30.13 | 30.13 | 30.13 | 30.13 | 30.13 | 30.13 | 30.13
2012 | US | MRO | - | MAPP | 6b7 | Energy-Only (Existing-Other) | 0 | 0 | 0 | 0 | 0 | 0 | 0 | 0 | 0 | 0 | 0 | 0
2012 | US | MRO | - | MAPP | 6c | Unplanned Outages (Actual) / Current and Future Inoperable Resources |  |  | 0 | 0 | 0 | 0 | 0 | 0 | 0 | 0 | 0 | 0
2012 | US | MRO | - | MAPP | 6d | Total Supply-Side Demand Response | 0.2 | 0.2 | 0.2 | 0.2 | 0.2 | 0.2 | 0.2 | 0.2 | 0.2 | 0.2 | 0.2 | 0.2
2012 | US | MRO | - | MAPP | 7 | TOTAL FUTURE CAPACITY ADDITIONS |  | 300 | 527.5 | 552.5 | 577.5 | 597.5 | 597.5 | 597.5 | 597.5 | 597.5 | 597.5 | 597.5
2012 | US | MRO | - | MAPP | 7a | Future-Planned |  | 300 | 527.5 | 552.5 | 577.5 | 597.5 | 597.5 | 597.5 | 597.5 | 597.5 | 597.5 | 597.5
2012 | US | MRO | - | MAPP | 7a1 | Wind Expected On-Peak |  | 0 | 0 | 0 | 0 | 0 | 0 | 0 | 0 | 0 | 0 | 0
2012 | US | MRO | - | MAPP | 7a2 | Wind Derate On-Peak |  | 0 | 0 | 0 | 0 | 0 | 0 | 0 | 0 | 0 | 0 | 0
2012 | US | MRO | - | MAPP | 7a3 | Solar Expected On-Peak |  | 0 | 0 | 0 | 0 | 0 | 0 | 0 | 0 | 0 | 0 | 0
2012 | US | MRO | - | MAPP | 7a4 | Solar Derate On-Peak |  | 0 | 0 | 0 | 0 | 0 | 0 | 0 | 0 | 0 | 0 | 0
2012 | US | MRO | - | MAPP | 7a5 | Hydro Expected On-Peak |  | 0 | 0 | 0 | 0 | 0 | 0 | 0 | 0 | 0 | 0 | 0
2012 | US | MRO | - | MAPP | 7a6 | Hydro Derate On-Peak |  | 0 | 0 | 0 | 0 | 0 | 0 | 0 | 0 | 0 | 0 | 0
2012 | US | MRO | - | MAPP | 7a7 | Biomass Expected On-Peak |  | 0 | 0 | 0 | 0 | 0 | 0 | 0 | 0 | 0 | 0 | 0
2012 | US | MRO | - | MAPP | 7a8 | Biomass Derate On-Peak |  | 0 | 0 | 0 | 0 | 0 | 0 | 0 | 0 | 0 | 0 | 0
2012 | US | MRO | - | MAPP | 7a9 | Transmission-Limited Resources
2012 | US | MRO | - | MAPP | 7a10 | Scheduled Outage - Maintenance |  | 0 | 0 | 0 | 0 | 0 | 0 | 0 | 0 | 0 | 0 | 0
2012 | US | MRO | - | MAPP | 7a11 | All Other Derates |  | 0 | 0 | 0 | 0 | 0 | 0 | 0 | 0 | 0 | 0 | 0
2012 | US | MRO | - | MAPP | 7a12 | Energy-Only |  | 0 | 60 | 60 | 60 | 60 | 60 | 60 | 60 | 60 | 60 | 60
2012 | US | MRO | - | MAPP | 7b | Future-Other |  | 0 | 0 | 0 | 0 | 0 | 0 | 0 | 0 | 0 | 0 | 0
2012 | US | MRO | - | MAPP | 7b1 | Wind Expected On-Peak |  | 0 | 0 | 0 | 0 | 0 | 0 | 0 | 0 | 0 | 0 | 0
2012 | US | MRO | - | MAPP | 7b2 | Wind Derate On-Peak |  | 0 | 0 | 0 | 0 | 0 | 0 | 0 | 0 | 0 | 0 | 0
2012 | US | MRO | - | MAPP | 7b3 | Solar Expected On-Peak |  | 0 | 0 | 0 | 0 | 0 | 0 | 0 | 0 | 0 | 0 | 0
2012 | US | MRO | - | MAPP | 7b4 | Solar Derate On-Peak |  | 0 | 0 | 0 | 0 | 0 | 0 | 0 | 0 | 0 | 0 | 0
2012 | US | MRO | - | MAPP | 7b5 | Hydro Expected On-Peak |  | 0 | 0 | 0 | 0 | 0 | 0 | 0 | 0 | 0 | 0 | 0
2012 | US | MRO | - | MAPP | 7b6 | Hydro Derate On-Peak |  | 0 | 0 | 0 | 0 | 0 | 0 | 0 | 0 | 0 | 0 | 0
2012 | US | MRO | - | MAPP | 7b7 | Biomass Expected On-Peak |  | 0 | 0 | 0 | 0 | 0 | 0 | 0 | 0 | 0 | 0 | 0
2012 | US | MRO | - | MAPP | 7b8 | Biomass Derate On-Peak |  | 0 | 0 | 0 | 0 | 0 | 0 | 0 | 0 | 0 | 0 | 0
2012 | US | MRO | - | MAPP | 7b9 | Transmission-Limited Resources
2012 | US | MRO | - | MAPP | 7b10 | Scheduled Outage - Maintenance |  | 0 | 0 | 0 | 0 | 0 | 0 | 0 | 0 | 0 | 0 | 0
2012 | US | MRO | - | MAPP | 7b11 | All Other Derates |  | 0 | 0 | 0 | 0 | 0 | 0 | 0 | 0 | 0 | 0 | 0
2012 | US | MRO | - | MAPP | 7b12 | Energy-Only |  | 0 | 0 | 0 | 0 | 0 | 0 | 0 | 0 | 0 | 0 | 0
2012 | US | MRO | - | MAPP | 8 | Conceptual |  | 0 | 0 | 0 | 0 | 0 | 0 | 0 | 0 | 0 | 0 | 0
2012 | US | MRO | - | MAPP | 8a1 | Wind Expected On-Peak |  | 0 | 0 | 0 | 0 | 0 | 0 | 0 | 0 | 0 | 0 | 0
2012 | US | MRO | - | MAPP | 8a2 | Wind Derate On-Peak |  | 0 | 0 | 0 | 0 | 0 | 0 | 0 | 0 | 0 | 0 | 0
2012 | US | MRO | - | MAPP | 8a3 | Solar Expected On-Peak |  | 0 | 0 | 0 | 0 | 0 | 0 | 0 | 0 | 0 | 0 | 0
2012 | US | MRO | - | MAPP | 8a4 | Solar Derate On-Peak |  | 0 | 0 | 0 | 0 | 0 | 0 | 0 | 0 | 0 | 0 | 0
2012 | US | MRO | - | MAPP | 8a5 | Hydro Expected On-Peak |  | 0 | 0 | 0 | 0 | 0 | 0 | 0 | 0 | 0 | 0 | 0
2012 | US | MRO | - | MAPP | 8a6 | Hydro Derate On-Peak |  | 0 | 0 | 0 | 0 | 0 | 0 | 0 | 0 | 0 | 0 | 0
2012 | US | MRO | - | MAPP | 8a7 | Biomass Expected On-Peak |  | 0 | 0 | 0 | 0 | 0 | 0 | 0 | 0 | 0 | 0 | 0
2012 | US | MRO | - | MAPP | 8a8 | Biomass Derate On-Peak |  | 0 | 0 | 0 | 0 | 0 | 0 | 0 | 0 | 0 | 0 | 0
2012 | US | MRO | - | MAPP | 8a9 | All Other Derates |  | 0 | 0 | 0 | 0 | 0 | 0 | 0 | 0 | 0 | 0 | 0
2012 | US | MRO | - | MAPP | 8a10 | Energy-Only |  | 0 | 0 | 0 | 0 | 0 | 0 | 0 | 0 | 0 | 0 | 0
2012 | US | MRO | - | MAPP | 9 | ANTICIPATED INTERNAL CAPACITY |  | 7474.752 | 7702.252 | 7727.252 | 7752.252 | 7772.252 | 7772.252 | 7772.252 | 7772.252 | 7772.252 | 7772.252 | 7772.252
2012 | US | MRO | - | MAPP | 10 | CAPACITY TRANSACTIONS - IMPORTS | 181.78 | 244.88 | 350.88 | 352.88 | 355.88 | 377.88 | 379.88 | 381.88 | 361.88 | 361.88 | 361.88 | 361.88
2012 | US | MRO | - | MAPP | 10a | Firm | 181.78 | 244.88 | 350.88 | 352.88 | 355.88 | 377.88 | 379.88 | 381.88 | 361.88 | 361.88 | 361.88 | 361.88
2012 | US | MRO | - | MAPP | 10a1 | Full-Responsibility Purchases | 50.8 | 13.9 | 15.9 | 17.9 | 20.9 | 22.9 | 24.9 | 26.9 | 6.9 | 6.9 | 6.9 | 6.9
2012 | US | MRO | - | MAPP | 10a2 | Owned Capacity/Entitlement Located Outside the Region/Subregion | 0 | 100 | 190 | 190 | 190 | 240 | 240 | 240 | 240 | 240 | 240 | 240
2012 | US | MRO | - | MAPP | 10b | Non-firm
2012 | US | MRO | - | MAPP | 10c | Expected |  |  | 0 | 0 | 0 | 0 | 0 | 0 | 0 | 0 | 0 | 0
2012 | US | MRO | - | MAPP | 10c1 | Full-Responsibility Purchases |  |  | 0 | 0 | 0 | 0 | 0 | 0 | 0 | 0 | 0 | 0
2012 | US | MRO | - | MAPP | 10c2 | Owned Capacity/Entitlement Located Outside the Region/Subregion |  |  | 0 | 0 | 0 | 0 | 0 | 0 | 0 | 0 | 0 | 0
2012 | US | MRO | - | MAPP | 11 | CAPACITY TRANSACTIONS - EXPORTS | 1401.7 | 1398.8 | 1380.1 | 1367.4 | 1268 | 1268 | 1268 | 1268 | 1268 | 1268 | 1268 | 1268
2012 | US | MRO | - | MAPP | 11a | Firm | 1401.7 | 1398.8 | 1380.1 | 1367.4 | 1268 | 1268 | 1268 | 1268 | 1268 | 1268 | 1268 | 1268
2012 | US | MRO | - | MAPP | 11a1 | Full-Responsibility Purchases | 1381.7 | 1378.8 | 1380.1 | 1367.4 | 1268 | 1268 | 1268 | 1268 | 1268 | 1268 | 1268 | 1268
2012 | US | MRO | - | MAPP | 11a2 | Owned Capacity/Entitlement Located Outside the Region/Subregion |  |  | 0 | 0 | 0 | 0 | 0 | 0 | 0 | 0 | 0 | 0
2012 | US | MRO | - | MAPP | 11b | Non-firm
2012 | US | MRO | - | MAPP | 11c | Expected |  |  | 0 | 0 | 0 | 0 | 0 | 0 | 0 | 0 | 0 | 0
2012 | US | MRO | - | MAPP | 11c1 | Full-Responsibility Purchases |  |  | 0 | 0 | 0 | 0 | 0 | 0 | 0 | 0 | 0 | 0
2012 | US | MRO | - | MAPP | 11c2 | Owned Capacity/Entitlement Located Outside the Region/Subregion |  |  | 0 | 0 | 0 | 0 | 0 | 0 | 0 | 0 | 0 | 0
2012 | US | MRO | - | MAPP | 12 | EXISTING-CERTAIN & NET FIRM TRANSACTIONS | 5320.46 | 6020.832 | 6145.532 | 6160.232 | 6262.632 | 6284.632 | 6286.632 | 6288.632 | 6268.632 | 6268.632 | 6268.632 | 6268.632
2012 | US | MRO | - | MAPP | 13 | ANTICIPATED CAPACITY RESOURCES |  |  | 6673.032 | 6712.732 | 6840.132 | 6882.132 | 6884.132 | 6886.132 | 6866.132 | 6866.132 | 6866.132 | 6866.132
2012 | US | MRO | - | MAPP | 14 | PROSPECTIVE CAPACITY RESOURCES |  |  | 6673.032 | 6712.732 | 6840.132 | 6882.132 | 6884.132 | 6886.132 | 6866.132 | 6866.132 | 6866.132 | 6866.132
2012 | US | MRO | - | MAPP | 15 | TOTAL POTENTIAL CAPACITY RESOURCES |  |  | 6673.032 | 6712.732 | 6840.132 | 6882.132 | 6884.132 | 6886.132 | 6866.132 | 6866.132 | 6866.132 | 6866.132
2012 | US | MRO | - | MAPP | 16 | ADJUSTED POTENTIAL CAPACITY RESOURCES |  |  | 6673.032 | 6712.732 | 6840.132 | 6882.132 | 6884.132 | 6886.132 | 6866.132 | 6866.132 | 6866.132 | 6866.132
2012 | US | MRO | - | MAPP | 16a | Confidence of Future-Other |  |  | 0.99999 | 0.99999 | 0.99999 | 0.99999 | 0.99999 | 0.99999 | 0.99999 | 0.99999 | 0.99999 | 0.99999
2012 | US | MRO | - | MAPP | 16b | Net Future-Other Resources After Confidence Percentage Is Applied |  |  | 0 | 0 | 0 | 0 | 0 | 0 | 0 | 0 | 0 | 0
2012 | US | MRO | - | MAPP | 16c | Confidence of Conceptual |  |  | 0.99999 | 0.99999 | 0.99999 | 0.99999 | 0.99999 | 0.99999 | 0.99999 | 0.99999 | 0.99999 | 0.99999
2012 | US | MRO | - | MAPP | 16d | Net Conceptual Resources After Confidence Percentage Is Applied |  |  | 0 | 0 | 0 | 0 | 0 | 0 | 0 | 0 | 0 | 0
2012 | US | MRO | - | MAPP | 17 | ASSESSMENT AREA TARGET RESERVE MARGIN |  | 15% | 15% | 15% | 15% | 15% | 15% | 15% | 15% | 15% | 15% | 15%
2012 | US | MRO | - | MAPP | 18 | EXISTING-CERTAIN AND NET FIRM TRANSACTIONS RESERVE MARGIN | 360: 19.74%; 365: 26.59%
2012 | US | MRO | - | MAPP | 19 | ANTICIPATED CAPACITY RESOURCES RESERVE MARGIN |  |  | 37.37% | 34.28% | 34.82% | 29% | 27.2% | 24.7% | 22.11% | 20.07% | 18.1% | 16.29%
2012 | US | MRO | - | MAPP | 20 | PROSPECTIVE CAPACITY RESOURCES RESERVE MARGIN |  |  | 37.37% | 34.28% | 34.82% | 29% | 27.2% | 24.7% | 22.11% | 20.07% | 18.1% | 16.29%
2012 | US | MRO | - | MAPP | 21 | TOTAL POTENTIAL RESOURCES RESERVE MARGIN |  |  | 37.37% | 34.28% | 34.82% | 29% | 27.2% | 24.7% | 22.11% | 20.07% | 18.1% | 16.29%
2012 | US | MRO | - | MAPP | 22 | ADJUSTED POTENTIAL RESOURCES RESERVE MARGIN |  |  | 37.37% | 34.28% | 34.82% | 29% | 27.2% | 24.7% | 22.11% | 20.07% | 18.1% | 16.29%
2012 | US | MRO | - | MAPP | 23 | Total Baseline Installed Capacity | 360: 7560.982
2012 | US | MRO | - | MAPP | 24 | Distributed or Other Capacity (Behind the Meter) < 1 MW |  | 0 | 0 | 0 | 0 | 0 | 0 | 0 | 0 | 0 | 0 | 0
2012 | US | MRO | - | MAPP | 25 | Distributed or Other Capacity (Behind the Meter) ≥ 1 MW |  | 0 | 0 | 0 | 0 | 0 | 0 | 0 | 0 | 0 | 0 | 0
2012 | US | MRO | - | MAPP | 26 | Capacity Total from EIA-860 | 2959 | 2959 | 2959 | 2959 | 2959 | 2959 | 2959 | 2959 | 2959 | 2959 | 2959 | 2959
2012 | CAN | MRO | - | SaskPower | 1 | Unrestricted Non-coincident Peak Demand |  | 3509 | 3671 | 3829 | 3950 | 4050 | 4159 | 4145 | 4198 | 4255 | 4330 | 4401
2012 | CAN | MRO | - | SaskPower | 1a | New Conservation (Energy Efficiency) |  |  |  | 0 | 0 | 0 | 0 | 0 | 0 | 0 | 0 | 0
2012 | CAN | MRO | - | SaskPower | 1b | Estimated Diversity |  |  |  | 0 | 0 | 0 | 0 | 0 | 0 | 0 | 0 | 0
2012 | CAN | MRO | - | SaskPower | 1c | Additions for non-member load (load served by non-registered LSE's in a region) |  |  |  | 0 | 0 | 0 | 0 | 0 | 0 | 0 | 0 | 0
2012 | CAN | MRO | - | SaskPower | 1d | Stand-by Load Under Contract (Normally served by behind the meter generation) |  |  |  | 0 | 0 | 0 | 0 | 0 | 0 | 0 | 0 | 0
2012 | CAN | MRO | - | SaskPower | 1e | Non-Controllable Demand-Side Demand Response |  |  |  | 0 | 0 | 0 | 0 | 0 | 0 | 0 | 0 | 0
2012 | CAN | MRO | - | SaskPower | 2 | Total Internal Demand | 3241 | 3509 | 3671 | 3829 | 3950 | 4050 | 4159 | 4145 | 4198 | 4255 | 4330 | 4401
2012 | CAN | MRO | - | SaskPower | 2a | Supply-Side Direct Control Load Management (DCLM) |  |  |  | 0 | 0 | 0 | 0 | 0 | 0 | 0 | 0 | 0
2012 | CAN | MRO | - | SaskPower | 2b | Supply-Side Contractually Interruptible (Curtailable) |  |  |  | 0 | 0 | 0 | 0 | 0 | 0 | 0 | 0 | 0
2012 | CAN | MRO | - | SaskPower | 2c | Supply-Side Critical Peak-Pricing (CPP) with Control |  |  |  | 0 | 0 | 0 | 0 | 0 | 0 | 0 | 0 | 0
2012 | CAN | MRO | - | SaskPower | 2d | Supply-Side Load as a Capacity Resource |  |  |  | 0 | 0 | 0 | 0 | 0 | 0 | 0 | 0 | 0
2012 | CAN | MRO | - | SaskPower | 3 | Net Internal Demand | 3150 | 3418 | 3580 | 3738 | 3859 | 3959 | 4068 | 4054 | 4107 | 4164 | 4239 | 4310
2012 | CAN | MRO | - | SaskPower | 3a | Demand-Side Direct Control Load Management (DCLM) |  |  |  | 0 | 0 | 0 | 0 | 0 | 0 | 0 | 0 | 0
2012 | CAN | MRO | - | SaskPower | 3b | Demand-Side Contractually Interruptible (Curtailable) | 91 | 91 | 91 | 91 | 91 | 91 | 91 | 91 | 91 | 91 | 91 | 91
2012 | CAN | MRO | - | SaskPower | 3c | Demand-Side Critical Peak-Pricing (CPP) with Control |  |  |  | 0 | 0 | 0 | 0 | 0 | 0 | 0 | 0 | 0
2012 | CAN | MRO | - | SaskPower | 3d | Demand-Side Load as a Capacity Resource |  |  |  | 0 | 0 | 0 | 0 | 0 | 0 | 0 | 0 | 0
2012 | CAN | MRO | - | SaskPower | 4 | Total Controllable Demand Response | 91 | 91 | 91 | 91 | 91 | 91 | 91 | 91 | 91 | 91 | 91 | 91
2012 | CAN | MRO | - | SaskPower | 4a | Demand Response used for Ancillary Services - Spinning Reserves |  |  |  | 0 | 0 | 0 | 0 | 0 | 0 | 0 | 0 | 0
2012 | CAN | MRO | - | SaskPower | 4b | Demand Response used for Ancillary Services - Non-Spinning Reserves |  |  |  | 0 | 0 | 0 | 0 | 0 | 0 | 0 | 0 | 0
2012 | CAN | MRO | - | SaskPower | 4c | Demand Response used for Regulation |  |  |  | 0 | 0 | 0 | 0 | 0 | 0 | 0 | 0 | 0
2012 | CAN | MRO | - | SaskPower | 4d | Demand Response used for Energy, Voluntary Services - Emergency |  |  |  | 0 | 0 | 0 | 0 | 0 | 0 | 0 | 0 | 0
2012 | CAN | MRO | - | SaskPower | 5 | TOTAL INTERNAL CAPACITY |  | 4107 | 4294.5 | 4330.5 | 4590.5 | 4984.5 | 5404.5 | 5544.5 | 5684.5 | 5824.5 | 6091.5 | 6356.5
2012 | CAN | MRO | - | SaskPower | 6a | Existing-Certain |  | 3935.42 | 3935.42 | 3935.42 | 3935.42 | 3935.42 | 3935.42 | 3935.42 | 3935.42 | 3935.42 | 3935.42 | 3935.42
2012 | CAN | MRO | - | SaskPower | 6a1 | Wind Expected On-Peak |  | 39.52 | 39.52 | 39.52 | 39.52 | 39.52 | 39.52 | 39.52 | 39.52 | 39.52 | 39.52 | 39.52
2012 | CAN | MRO | - | SaskPower | 6a2 | Solar Expected On-Peak |  | 0 | 0 | 0 | 0 | 0 | 0 | 0 | 0 | 0 | 0 | 0
2012 | CAN | MRO | - | SaskPower | 6a3 | Hydro Expected On-Peak |  | 853.9 | 853.9 | 853.9 | 853.9 | 853.9 | 853.9 | 853.9 | 853.9 | 853.9 | 853.9 | 853.9
2012 | CAN | MRO | - | SaskPower | 6a4 | Biomass Expected On-Peak |  | 10 | 10 | 10 | 10 | 10 | 10 | 10 | 10 | 10 | 10 | 10
2012 | CAN | MRO | - | SaskPower | 6b | Existing-Other |  | 0 | 0 | 0 | 0 | 0 | 0 | 0 | 0 | 0 | 0 | 0
2012 | CAN | MRO | - | SaskPower | 6b1 | Wind Derate On-Peak |  | 158.08 | 158.08 | 158.08 | 158.08 | 158.08 | 158.08 | 158.08 | 158.08 | 158.08 | 158.08 | 158.08
2012 | CAN | MRO | - | SaskPower | 6b2 | Solar Derate On-Peak |  | 0 | 0 | 0 | 0 | 0 | 0 | 0 | 0 | 0 | 0 | 0
2012 | CAN | MRO | - | SaskPower | 6b3 | Hydro Derate On-Peak |  | 2.4 | 2.4 | 2.4 | 2.4 | 2.4 | 2.4 | 2.4 | 2.4 | 2.4 | 2.4 | 2.4
2012 | CAN | MRO | - | SaskPower | 6b4 | Biomass Derate On-Peak |  | 0 | 0 | 0 | 0 | 0 | 0 | 0 | 0 | 0 | 0 | 0
2012 | CAN | MRO | - | SaskPower | 6b5 | Transmission-Limited Resources |  |  | 0 | 0 | 0 | 0 | 0 | 0 | 0 | 0 | 0 | 0
2012 | CAN | MRO | - | SaskPower | 6b6 | All Other Derates |  | 7.6 | 7.6 | 7.6 | 7.6 | 7.6 | 7.6 | 7.6 | 7.6 | 7.6 | 7.6 | 7.6
2012 | CAN | MRO | - | SaskPower | 6b7 | Energy-Only (Existing-Other) |  | 0 | 0 | 0 | 0 | 0 | 0 | 0 | 0 | 0 | 0 | 0
2012 | CAN | MRO | - | SaskPower | 6c | Unplanned Outages (Actual) / Current and Future Inoperable Resources |  |  | 0 | 0 | 0 | 0 | 0 | 0 | 0 | 0 | 0 | 0
2012 | CAN | MRO | - | SaskPower | 6d | Total Supply-Side Demand Response | 0 | 0 | 0 | 0 | 0 | 0 | 0 | 0 | 0 | 0 | 0 | 0
2012 | CAN | MRO | - | SaskPower | 7 | TOTAL FUTURE CAPACITY ADDITIONS |  | 3.5 | 190 | 226 | 442 | 486 | 766 | 766 | 766 | 766 | 893 | 1018
2012 | CAN | MRO | - | SaskPower | 7a | Future-Planned |  | 3.5 | 190 | 226 | 442 | 486 | 766 | 766 | 766 | 766 | 893 | 1018
2012 | CAN | MRO | - | SaskPower | 7a1 | Wind Expected On-Peak |  | 0 | 0 | 0 | 11 | 46 | 46 | 46 | 46 | 46 | 46 | 46
2012 | CAN | MRO | - | SaskPower | 7a2 | Wind Derate On-Peak |  | 0 | 0 | 0 | 44 | 184 | 184 | 184 | 184 | 184 | 184 | 184
2012 | CAN | MRO | - | SaskPower | 7a3 | Solar Expected On-Peak |  | 0 | 0 | 0 | 0 | 0 | 0 | 0 | 0 | 0 | 0 | 0
2012 | CAN | MRO | - | SaskPower | 7a4 | Solar Derate On-Peak |  | 0 | 0 | 0 | 0 | 0 | 0 | 0 | 0 | 0 | 0 | 0
2012 | CAN | MRO | - | SaskPower | 7a5 | Hydro Expected On-Peak |  | 3.5 | 7 | 7 | 7 | 7 | 7 | 7 | 7 | 7 | 7 | 7
2012 | CAN | MRO | - | SaskPower | 7a6 | Hydro Derate On-Peak |  | 0 | 0 | 0 | 0 | 0 | 0 | 0 | 0 | 0 | 0 | 0
2012 | CAN | MRO | - | SaskPower | 7a7 | Biomass Expected On-Peak |  | 0 | 0 | 36 | 36 | 106 | 106 | 106 | 106 | 106 | 106 | 106
2012 | CAN | MRO | - | SaskPower | 7a8 | Biomass Derate On-Peak |  | 0 | 0 | 0 | 0 | 70 | 70 | 70 | 70 | 70 | 70 | 70
2012 | CAN | MRO | - | SaskPower | 7a9 | Transmission-Limited Resources
2012 | CAN | MRO | - | SaskPower | 7a10 | Scheduled Outage - Maintenance |  | 0 | 0 | 0 | 0 | 0 | 0 | 0 | 0 | 0 | 0 | 0
2012 | CAN | MRO | - | SaskPower | 7a11 | All Other Derates |  | 0 | 1 | 1 | 1 | 141 | 281 | 421 | 561 | 701 | 841 | 981
2012 | CAN | MRO | - | SaskPower | 7a12 | Energy-Only |  | 0 | 0 | 0 | 0 | 0 | 0 | 0 | 0 | 0 | 0 | 0
2012 | CAN | MRO | - | SaskPower | 7b | Future-Other |  | 0 | 0 | 0 | 0 | 0 | 0 | 0 | 0 | 0 | 0 | 0
2012 | CAN | MRO | - | SaskPower | 7b1 | Wind Expected On-Peak |  | 0 | 0 | 0 | 0 | 0 | 0 | 0 | 0 | 0 | 0 | 0
2012 | CAN | MRO | - | SaskPower | 7b2 | Wind Derate On-Peak |  | 0 | 0 | 0 | 0 | 0 | 0 | 0 | 0 | 0 | 0 | 0
2012 | CAN | MRO | - | SaskPower | 7b3 | Solar Expected On-Peak |  | 0 | 0 | 0 | 0 | 0 | 0 | 0 | 0 | 0 | 0 | 0
2012 | CAN | MRO | - | SaskPower | 7b4 | Solar Derate On-Peak |  | 0 | 0 | 0 | 0 | 0 | 0 | 0 | 0 | 0 | 0 | 0
2012 | CAN | MRO | - | SaskPower | 7b5 | Hydro Expected On-Peak |  | 0 | 0 | 0 | 0 | 0 | 0 | 0 | 0 | 0 | 0 | 0
2012 | CAN | MRO | - | SaskPower | 7b6 | Hydro Derate On-Peak |  | 0 | 0 | 0 | 0 | 0 | 0 | 0 | 0 | 0 | 0 | 0
2012 | CAN | MRO | - | SaskPower | 7b7 | Biomass Expected On-Peak |  | 0 | 0 | 0 | 0 | 0 | 0 | 0 | 0 | 0 | 0 | 0
2012 | CAN | MRO | - | SaskPower | 7b8 | Biomass Derate On-Peak |  | 0 | 0 | 0 | 0 | 0 | 0 | 0 | 0 | 0 | 0 | 0
2012 | CAN | MRO | - | SaskPower | 7b9 | Transmission-Limited Resources
2012 | CAN | MRO | - | SaskPower | 7b10 | Scheduled Outage - Maintenance |  | 0 | 0 | 0 | 0 | 0 | 0 | 0 | 0 | 0 | 0 | 0
2012 | CAN | MRO | - | SaskPower | 7b11 | All Other Derates |  | 0 | 0 | 0 | 0 | 0 | 0 | 0 | 0 | 0 | 0 | 0
2012 | CAN | MRO | - | SaskPower | 7b12 | Energy-Only |  | 0 | 0 | 0 | 0 | 0 | 0 | 0 | 0 | 0 | 0 | 0
2012 | CAN | MRO | - | SaskPower | 8 | Conceptual |  | 0 | 0 | 0 | 0 | 0 | 0 | 0 | 0 | 0 | 0 | 0
2012 | CAN | MRO | - | SaskPower | 8a1 | Wind Expected On-Peak |  | 0 | 0 | 0 | 0 | 0 | 0 | 0 | 0 | 0 | 0 | 0
2012 | CAN | MRO | - | SaskPower | 8a2 | Wind Derate On-Peak |  | 0 | 0 | 0 | 0 | 0 | 0 | 0 | 0 | 0 | 0 | 0
2012 | CAN | MRO | - | SaskPower | 8a3 | Solar Expected On-Peak |  | 0 | 0 | 0 | 0 | 0 | 0 | 0 | 0 | 0 | 0 | 0
2012 | CAN | MRO | - | SaskPower | 8a4 | Solar Derate On-Peak |  | 0 | 0 | 0 | 0 | 0 | 0 | 0 | 0 | 0 | 0 | 0
2012 | CAN | MRO | - | SaskPower | 8a5 | Hydro Expected On-Peak |  | 0 | 0 | 0 | 0 | 0 | 0 | 0 | 0 | 0 | 0 | 0
2012 | CAN | MRO | - | SaskPower | 8a6 | Hydro Derate On-Peak |  | 0 | 0 | 0 | 0 | 0 | 0 | 0 | 0 | 0 | 0 | 0
2012 | CAN | MRO | - | SaskPower | 8a7 | Biomass Expected On-Peak |  | 0 | 0 | 0 | 0 | 0 | 0 | 0 | 0 | 0 | 0 | 0
2012 | CAN | MRO | - | SaskPower | 8a8 | Biomass Derate On-Peak |  | 0 | 0 | 0 | 0 | 0 | 0 | 0 | 0 | 0 | 0 | 0
2012 | CAN | MRO | - | SaskPower | 8a9 | All Other Derates |  | 0 | 0 | 0 | 0 | 0 | 0 | 0 | 0 | 0 | 0 | 0
2012 | CAN | MRO | - | SaskPower | 8a10 | Energy-Only |  | 0 | 0 | 0 | 0 | 0 | 0 | 0 | 0 | 0 | 0 | 0
2012 | CAN | MRO | - | SaskPower | 9 | ANTICIPATED INTERNAL CAPACITY |  | 3938.92 | 4125.42 | 4161.42 | 4377.42 | 4421.42 | 4701.42 | 4701.42 | 4701.42 | 4701.42 | 4828.42 | 4953.42
2012 | CAN | MRO | - | SaskPower | 10 | CAPACITY TRANSACTIONS - IMPORTS | 0 | 0 | 0 | 0 | 0 | 0 | 0 | 0 | 0 | 0 | 0 | 0
2012 | CAN | MRO | - | SaskPower | 10a | Firm |  |  | 0 | 0 | 0 | 0 | 0 | 0 | 0 | 0 | 0 | 0
2012 | CAN | MRO | - | SaskPower | 10a1 | Full-Responsibility Purchases |  |  | 0 | 0 | 0 | 0 | 0 | 0 | 0 | 0 | 0 | 0
2012 | CAN | MRO | - | SaskPower | 10a2 | Owned Capacity/Entitlement Located Outside the Region/Subregion |  |  | 0 | 0 | 0 | 0 | 0 | 0 | 0 | 0 | 0 | 0
2012 | CAN | MRO | - | SaskPower | 10b | Non-firm
2012 | CAN | MRO | - | SaskPower | 10c | Expected |  |  | 0 | 0 | 0 | 0 | 0 | 0 | 0 | 0 | 0 | 0
2012 | CAN | MRO | - | SaskPower | 10c1 | Full-Responsibility Purchases |  |  | 0 | 0 | 0 | 0 | 0 | 0 | 0 | 0 | 0 | 0
2012 | CAN | MRO | - | SaskPower | 10c2 | Owned Capacity/Entitlement Located Outside the Region/Subregion |  |  | 0 | 0 | 0 | 0 | 0 | 0 | 0 | 0 | 0 | 0
2012 | CAN | MRO | - | SaskPower | 11 | CAPACITY TRANSACTIONS - EXPORTS | 0 | 0 | 0 | 0 | 0 | 0 | 0 | 0 | 0 | 0 | 0 | 0
2012 | CAN | MRO | - | SaskPower | 11a | Firm |  |  | 0 | 0 | 0 | 0 | 0 | 0 | 0 | 0 | 0 | 0
2012 | CAN | MRO | - | SaskPower | 11a1 | Full-Responsibility Purchases |  |  | 0 | 0 | 0 | 0 | 0 | 0 | 0 | 0 | 0 | 0
2012 | CAN | MRO | - | SaskPower | 11a2 | Owned Capacity/Entitlement Located Outside the Region/Subregion |  |  | 0 | 0 | 0 | 0 | 0 | 0 | 0 | 0 | 0 | 0
2012 | CAN | MRO | - | SaskPower | 11b | Non-firm
2012 | CAN | MRO | - | SaskPower | 11c | Expected |  |  | 0 | 0 | 0 | 0 | 0 | 0 | 0 | 0 | 0 | 0
2012 | CAN | MRO | - | SaskPower | 11c1 | Full-Responsibility Purchases |  |  | 0 | 0 | 0 | 0 | 0 | 0 | 0 | 0 | 0 | 0
2012 | CAN | MRO | - | SaskPower | 11c2 | Owned Capacity/Entitlement Located Outside the Region/Subregion |  |  | 0 | 0 | 0 | 0 | 0 | 0 | 0 | 0 | 0 | 0
2012 | CAN | MRO | - | SaskPower | 12 | EXISTING-CERTAIN & NET FIRM TRANSACTIONS | 0 | 3935.42 | 3935.42 | 3935.42 | 3935.42 | 3935.42 | 3935.42 | 3935.42 | 3935.42 | 3935.42 | 3935.42 | 3935.42
2012 | CAN | MRO | - | SaskPower | 13 | ANTICIPATED CAPACITY RESOURCES |  |  | 4125.42 | 4161.42 | 4377.42 | 4421.42 | 4701.42 | 4701.42 | 4701.42 | 4701.42 | 4828.42 | 4953.42
2012 | CAN | MRO | - | SaskPower | 14 | PROSPECTIVE CAPACITY RESOURCES |  |  | 4125.42 | 4161.42 | 4377.42 | 4421.42 | 4701.42 | 4701.42 | 4701.42 | 4701.42 | 4828.42 | 4953.42
2012 | CAN | MRO | - | SaskPower | 15 | TOTAL POTENTIAL CAPACITY RESOURCES |  |  | 4125.42 | 4161.42 | 4377.42 | 4421.42 | 4701.42 | 4701.42 | 4701.42 | 4701.42 | 4828.42 | 4953.42
2012 | CAN | MRO | - | SaskPower | 16 | ADJUSTED POTENTIAL CAPACITY RESOURCES |  |  | 4125.42 | 4161.42 | 4377.42 | 4421.42 | 4701.42 | 4701.42 | 4701.42 | 4701.42 | 4828.42 | 4953.42
2012 | CAN | MRO | - | SaskPower | 16a | Confidence of Future-Other |  |  | 0.99999 | 0.99999 | 0.99999 | 0.99999 | 0.99999 | 0.99999 | 0.99999 | 0.99999 | 0.99999 | 0.99999
2012 | CAN | MRO | - | SaskPower | 16b | Net Future-Other Resources After Confidence Percentage Is Applied |  |  | 0 | 0 | 0 | 0 | 0 | 0 | 0 | 0 | 0 | 0
2012 | CAN | MRO | - | SaskPower | 16c | Confidence of Conceptual |  |  | 0.99999 | 0.99999 | 0.99999 | 0.99999 | 0.99999 | 0.99999 | 0.99999 | 0.99999 | 0.99999 | 0.99999
2012 | CAN | MRO | - | SaskPower | 16d | Net Conceptual Resources After Confidence Percentage Is Applied |  |  | 0 | 0 | 0 | 0 | 0 | 0 | 0 | 0 | 0 | 0
2012 | CAN | MRO | - | SaskPower | 17 | ASSESSMENT AREA TARGET RESERVE MARGIN |  | 11% | 11% | 11% | 11% | 11% | 11% | 11% | 11% | 11% | 11% | 11%
2012 | CAN | MRO | - | SaskPower | 18 | EXISTING-CERTAIN AND NET FIRM TRANSACTIONS RESERVE MARGIN | 360: -100%; 365: 15.14%
2012 | CAN | MRO | - | SaskPower | 19 | ANTICIPATED CAPACITY RESOURCES RESERVE MARGIN |  |  | 15.24% | 11.33% | 13.43% | 11.68% | 15.57% | 15.97% | 14.47% | 12.91% | 13.9% | 14.93%
2012 | CAN | MRO | - | SaskPower | 20 | PROSPECTIVE CAPACITY RESOURCES RESERVE MARGIN |  |  | 15.24% | 11.33% | 13.43% | 11.68% | 15.57% | 15.97% | 14.47% | 12.91% | 13.9% | 14.93%
2012 | CAN | MRO | - | SaskPower | 21 | TOTAL POTENTIAL RESOURCES RESERVE MARGIN |  |  | 15.24% | 11.33% | 13.43% | 11.68% | 15.57% | 15.97% | 14.47% | 12.91% | 13.9% | 14.93%
2012 | CAN | MRO | - | SaskPower | 22 | ADJUSTED POTENTIAL RESOURCES RESERVE MARGIN |  |  | 15.24% | 11.33% | 13.43% | 11.68% | 15.57% | 15.97% | 14.47% | 12.91% | 13.9% | 14.93%
2012 | CAN | MRO | - | SaskPower | 23 | Total Baseline Installed Capacity | 360: 0
2012 | CAN | MRO | - | SaskPower | 24 | Distributed or Other Capacity (Behind the Meter) < 1 MW |  | 0 | 0 | 0 | 0 | 0 | 0 | 0 | 0 | 0 | 0 | 0
2012 | CAN | MRO | - | SaskPower | 25 | Distributed or Other Capacity (Behind the Meter) ≥ 1 MW |  | 0 | 0 | 0 | 0 | 0 | 0 | 0 | 0 | 0 | 0 | 0
2012 | CAN | MRO | - | SaskPower | 26 | Capacity Total from EIA-860 |  | 0 | 0 | 0 | 0 | 0 | 0 | 0 | 0 | 0 | 0 | 0
2012 | CAN | NPCC | - | Maritimes | 1 | Unrestricted Non-coincident Peak Demand |  | 5410 | 5421 | 5420 | 5419 | 5444 | 5462 | 5489 | 5492 | 5513 | 5530 | 5552
2012 | CAN | NPCC | - | Maritimes | 1a | New Conservation (Energy Efficiency) |  |  |  | 0 | 0 | 0 | 0 | 0 | 0 | 0 | 0 | 0
2012 | CAN | NPCC | - | Maritimes | 1b | Estimated Diversity |  |  |  | 0 | 0 | 0 | 0 | 0 | 0 | 0 | 0 | 0
2012 | CAN | NPCC | - | Maritimes | 1c | Additions for non-member load (load served by non-registered LSE's in a region) |  |  |  | 0 | 0 | 0 | 0 | 0 | 0 | 0 | 0 | 0
2012 | CAN | NPCC | - | Maritimes | 1d | Stand-by Load Under Contract (Normally served by behind the meter generation) |  |  |  | 0 | 0 | 0 | 0 | 0 | 0 | 0 | 0 | 0
2012 | CAN | NPCC | - | Maritimes | 1e | Non-Controllable Demand-Side Demand Response |  |  |  | 0 | 0 | 0 | 0 | 0 | 0 | 0 | 0 | 0
2012 | CAN | NPCC | - | Maritimes | 2 | Total Internal Demand | 5243 | 5410 | 5421 | 5420 | 5419 | 5444 | 5462 | 5489 | 5492 | 5513 | 5530 | 5552
2012 | CAN | NPCC | - | Maritimes | 2a | Supply-Side Direct Control Load Management (DCLM) |  |  |  | 0 | 0 | 0 | 0 | 0 | 0 | 0 | 0 | 0
2012 | CAN | NPCC | - | Maritimes | 2b | Supply-Side Contractually Interruptible (Curtailable) |  |  |  | 0 | 0 | 0 | 0 | 0 | 0 | 0 | 0 | 0
2012 | CAN | NPCC | - | Maritimes | 2c | Supply-Side Critical Peak-Pricing (CPP) with Control |  |  |  | 0 | 0 | 0 | 0 | 0 | 0 | 0 | 0 | 0
2012 | CAN | NPCC | - | Maritimes | 2d | Supply-Side Load as a Capacity Resource |  |  |  | 0 | 0 | 0 | 0 | 0 | 0 | 0 | 0 | 0
2012 | CAN | NPCC | - | Maritimes | 3 | Net Internal Demand | 5039.6 | 5157 | 5169 | 5165.6 | 5164.6 | 5184.7 | 5201.3 | 5226.3 | 5227.5 | 5247.3 | 5263.8 | 5285
2012 | CAN | NPCC | - | Maritimes | 3a | Demand-Side Direct Control Load Management (DCLM) |  |  |  | 0 | 0 | 0 | 0 | 0 | 0 | 0 | 0 | 0
2012 | CAN | NPCC | - | Maritimes | 3b | Demand-Side Contractually Interruptible (Curtailable) | 203.4 | 253 | 252 | 254.4 | 254.4 | 259.3 | 260.7 | 262.7 | 264.5 | 265.7 | 266.2 | 267
2012 | CAN | NPCC | - | Maritimes | 3c | Demand-Side Critical Peak-Pricing (CPP) with Control |  |  |  | 0 | 0 | 0 | 0 | 0 | 0 | 0 | 0 | 0
2012 | CAN | NPCC | - | Maritimes | 3d | Demand-Side Load as a Capacity Resource |  |  |  | 0 | 0 | 0 | 0 | 0 | 0 | 0 | 0 | 0
2012 | CAN | NPCC | - | Maritimes | 4 | Total Controllable Demand Response | 203.4 | 253 | 252 | 254.4 | 254.4 | 259.3 | 260.7 | 262.7 | 264.5 | 265.7 | 266.2 | 267
2012 | CAN | NPCC | - | Maritimes | 4a | Demand Response used for Ancillary Services - Spinning Reserves |  |  |  | 0 | 0 | 0 | 0 | 0 | 0 | 0 | 0 | 0
2012 | CAN | NPCC | - | Maritimes | 4b | Demand Response used for Ancillary Services - Non-Spinning Reserves |  |  |  | 0 | 0 | 0 | 0 | 0 | 0 | 0 | 0 | 0
2012 | CAN | NPCC | - | Maritimes | 4c | Demand Response used for Regulation |  |  |  | 0 | 0 | 0 | 0 | 0 | 0 | 0 | 0 | 0
2012 | CAN | NPCC | - | Maritimes | 4d | Demand Response used for Energy, Voluntary Services - Emergency |  |  |  | 0 | 0 | 0 | 0 | 0 | 0 | 0 | 0 | 0
2012 | CAN | NPCC | - | Maritimes | 5 | TOTAL INTERNAL CAPACITY | 7040.54 | 7442.19 | 7492.019 | 7518.719 | 7468.419 | 7485.119 | 7510.119 | 7386.319 | 7386.319 | 7386.319 | 7386.319 | 7386.319
2012 | CAN | NPCC | - | Maritimes | 6a | Existing-Certain | 6480.606 | 6195.456 | 6195.456 | 6195.456 | 6195.456 | 6195.456 | 6195.456 | 6195.456 | 6195.456 | 6195.456 | 6195.456 | 6195.456
2012 | CAN | NPCC | - | Maritimes | 6a1 | Wind Expected On-Peak | 303.586 | 317.436 | 317.436 | 317.436 | 317.436 | 317.436 | 317.436 | 317.436 | 317.436 | 317.436 | 317.436 | 317.436
2012 | CAN | NPCC | - | Maritimes | 6a2 | Solar Expected On-Peak | 0 | 0 | 0 | 0 | 0 | 0 | 0 | 0 | 0 | 0 | 0 | 0
2012 | CAN | NPCC | - | Maritimes | 6a3 | Hydro Expected On-Peak | 1336.83 | 1336.83 | 1336.83 | 1336.83 | 1336.83 | 1336.83 | 1336.83 | 1336.83 | 1336.83 | 1336.83 | 1336.83 | 1336.83
2012 | CAN | NPCC | - | Maritimes | 6a4 | Biomass Expected On-Peak | 141.4 | 141.4 | 141.4 | 141.4 | 141.4 | 141.4 | 141.4 | 141.4 | 141.4 | 141.4 | 141.4 | 141.4
2012 | CAN | NPCC | - | Maritimes | 6b | Existing-Other | 0 | 0 | 0 | 0 | 0 | 0 | 0 | 0 | 0 | 0 | 0 | 0
2012 | CAN | NPCC | - | Maritimes | 6b1 | Wind Derate On-Peak | 471.534 | 497.684 | 497.684 | 497.684 | 497.684 | 497.684 | 497.684 | 497.684 | 497.684 | 497.684 | 497.684 | 497.684
2012 | CAN | NPCC | - | Maritimes | 6b2 | Solar Derate On-Peak | 0 | 0 | 0 | 0 | 0 | 0 | 0 | 0 | 0 | 0 | 0 | 0
2012 | CAN | NPCC | - | Maritimes | 6b3 | Hydro Derate On-Peak | 1.7 | 1.7 | 1.7 | 1.7 | 1.7 | 1.7 | 1.7 | 1.7 | 1.7 | 1.7 | 1.7 | 1.7
2012 | CAN | NPCC | - | Maritimes | 6b4 | Biomass Derate On-Peak | 7 | 7 | 7 | 7 | 7 | 7 | 7 | 7 | 7 | 7 | 7 | 7
2012 | CAN | NPCC | - | Maritimes | 6b5 | Transmission-Limited Resources | 48.5 | 48.5 | 48.5 | 48.5 | 48.5 | 48.5 | 48.5 | 48.5 | 48.5 | 48.5 | 48.5 | 48.5
2012 | CAN | NPCC | - | Maritimes | 6b6 | All Other Derates | -48.5 | -48.5 | -48.5 | -48.5 | -48.5 | -48.5 | -48.5 | -48.5 | -48.5 | -48.5 | -48.5 | -48.5
2012 | CAN | NPCC | - | Maritimes | 6b7 | Energy-Only (Existing-Other) | 0 | 0 | 0 | 0 | 0 | 0 | 0 | 0 | 0 | 0 | 0 | 0
2012 | CAN | NPCC | - | Maritimes | 6c | Unplanned Outages (Actual) / Current and Future Inoperable Resources | 79.7 | 79.7 | 79.7 | 79.7 | 79.7 | 79.7 | 79.7 | 79.7 | 79.7 | 79.7 | 79.7 | 79.7
2012 | CAN | NPCC | - | Maritimes | 6d | Total Supply-Side Demand Response | 0 | 0 | 0 | 0 | 0 | 0 | 0 | 0 | 0 | 0 | 0 | 0
2012 | CAN | NPCC | - | Maritimes | 7 | TOTAL FUTURE CAPACITY ADDITIONS | 0 | 660.195 | 682.245 | 697.945 | 636.645 | 642.345 | 650.845 | 510.545 | 510.545 | 510.545 | 510.545 | 510.545
2012 | CAN | NPCC | - | Maritimes | 7a | Future-Planned | 0 | 660.195 | 682.245 | 697.945 | 636.645 | 642.345 | 650.845 | 510.545 | 510.545 | 510.545 | 510.545 | 510.545
2012 | CAN | NPCC | - | Maritimes | 7a1 | Wind Expected On-Peak | 0 | 0.195 | 19.995 | 25.695 | 31.395 | 37.095 | 45.595 | 54.095 | 54.095 | 54.095 | 54.095 | 54.095
2012 | CAN | NPCC | - | Maritimes | 7a2 | Wind Derate On-Peak | 0 | 0.455 | 28.234 | 39.234 | 50.234 | 61.234 | 77.734 | 94.234 | 94.234 | 94.234 | 94.234 | 94.234
2012 | CAN | NPCC | - | Maritimes | 7a3 | Solar Expected On-Peak | 0 | 0 | 0 | 0 | 0 | 0 | 0 | 0 | 0 | 0 | 0 | 0
2012 | CAN | NPCC | - | Maritimes | 7a4 | Solar Derate On-Peak | 0 | 0 | 0 | 0 | 0 | 0 | 0 | 0 | 0 | 0 | 0 | 0
2012 | CAN | NPCC | - | Maritimes | 7a5 | Hydro Expected On-Peak | 0 | 0 | 0 | 0 | 0 | 0 | 0 | 4.2 | 4.2 | 4.2 | 4.2 | 4.2
2012 | CAN | NPCC | - | Maritimes | 7a6 | Hydro Derate On-Peak | 0 | 0 | 0 | 0 | 0 | 0 | 0 | 0 | 0 | 0 | 0 | 0
2012 | CAN | NPCC | - | Maritimes | 7a7 | Biomass Expected On-Peak | 0 | 0 | 0 | 10 | 63 | 63 | 63 | 63 | 63 | 63 | 63 | 63
2012 | CAN | NPCC | - | Maritimes | 7a8 | Biomass Derate On-Peak | 0 | 0 | 0 | 0 | 0 | 0 | 0 | 0 | 0 | 0 | 0 | 0
2012 | CAN | NPCC | - | Maritimes | 7a9 | Transmission-Limited Resources
2012 | CAN | NPCC | - | Maritimes | 7a10 | Scheduled Outage - Maintenance | 100 | 100 | 100 | 100 | 100 | 100 | 100 | 100 | 100 | 100 | 100 | 100
2012 | CAN | NPCC | - | Maritimes | 7a11 | All Other Derates | 0 | 0 | 0 | 0 | 0 | 0 | -7.1054e-15 | -7.1054e-15 | -7.1054e-15 | -7.1054e-15 | -7.1054e-15 | -7.1054e-15
2012 | CAN | NPCC | - | Maritimes | 7a12 | Energy-Only | 0 | 0 | 0 | 0 | 0 | 0 | 0 | 0 | 0 | 0 | 0 | 0
2012 | CAN | NPCC | - | Maritimes | 7b | Future-Other | 0 | 0 | 0 | 0 | 0 | 0 | 0 | 0 | 0 | 0 | 0 | 0
2012 | CAN | NPCC | - | Maritimes | 7b1 | Wind Expected On-Peak | 0 | 0 | 0 | 0 | 0 | 0 | 0 | 0 | 0 | 0 | 0 | 0
2012 | CAN | NPCC | - | Maritimes | 7b2 | Wind Derate On-Peak | 0 | 0 | 0 | 0 | 0 | 0 | 0 | 0 | 0 | 0 | 0 | 0
2012 | CAN | NPCC | - | Maritimes | 7b3 | Solar Expected On-Peak | 0 | 0 | 0 | 0 | 0 | 0 | 0 | 0 | 0 | 0 | 0 | 0
2012 | CAN | NPCC | - | Maritimes | 7b4 | Solar Derate On-Peak | 0 | 0 | 0 | 0 | 0 | 0 | 0 | 0 | 0 | 0 | 0 | 0
2012 | CAN | NPCC | - | Maritimes | 7b5 | Hydro Expected On-Peak | 0 | 0 | 0 | 0 | 0 | 0 | 0 | 0 | 0 | 0 | 0 | 0
2012 | CAN | NPCC | - | Maritimes | 7b6 | Hydro Derate On-Peak | 0 | 0 | 0 | 0 | 0 | 0 | 0 | 0 | 0 | 0 | 0 | 0
2012 | CAN | NPCC | - | Maritimes | 7b7 | Biomass Expected On-Peak | 0 | 0 | 0 | 0 | 0 | 0 | 0 | 0 | 0 | 0 | 0 | 0
2012 | CAN | NPCC | - | Maritimes | 7b8 | Biomass Derate On-Peak | 0 | 0 | 0 | 0 | 0 | 0 | 0 | 0 | 0 | 0 | 0 | 0
2012 | CAN | NPCC | - | Maritimes | 7b9 | Transmission-Limited Resources
2012 | CAN | NPCC | - | Maritimes | 7b10 | Scheduled Outage - Maintenance | 0 | 0 | 0 | 0 | 0 | 0 | 0 | 0 | 0 | 0 | 0 | 0
2012 | CAN | NPCC | - | Maritimes | 7b11 | All Other Derates | 0 | 0 | 0 | 0 | 0 | 0 | 0 | 0 | 0 | 0 | 0 | 0
2012 | CAN | NPCC | - | Maritimes | 7b12 | Energy-Only | 0 | 0 | 0 | 0 | 0 | 0 | 0 | 0 | 0 | 0 | 0 | 0
2012 | CAN | NPCC | - | Maritimes | 8 | Conceptual | 0 | 0 | 0 | 0 | 0 | 0 | 0 | 0 | 0 | 0 | 0 | 0
2012 | CAN | NPCC | - | Maritimes | 8a1 | Wind Expected On-Peak | 0 | 0 | 0 | 0 | 0 | 0 | 0 | 0 | 0 | 0 | 0 | 0
2012 | CAN | NPCC | - | Maritimes | 8a2 | Wind Derate On-Peak | 0 | 0 | 0 | 0 | 0 | 0 | 0 | 0 | 0 | 0 | 0 | 0
2012 | CAN | NPCC | - | Maritimes | 8a3 | Solar Expected On-Peak | 0 | 0 | 0 | 0 | 0 | 0 | 0 | 0 | 0 | 0 | 0 | 0
2012 | CAN | NPCC | - | Maritimes | 8a4 | Solar Derate On-Peak | 0 | 0 | 0 | 0 | 0 | 0 | 0 | 0 | 0 | 0 | 0 | 0
2012 | CAN | NPCC | - | Maritimes | 8a5 | Hydro Expected On-Peak | 0 | 0 | 0 | 0 | 0 | 0 | 0 | 0 | 0 | 0 | 0 | 0
2012 | CAN | NPCC | - | Maritimes | 8a6 | Hydro Derate On-Peak | 0 | 0 | 0 | 0 | 0 | 0 | 0 | 0 | 0 | 0 | 0 | 0
2012 | CAN | NPCC | - | Maritimes | 8a7 | Biomass Expected On-Peak | 0 | 0 | 0 | 0 | 0 | 0 | 0 | 0 | 0 | 0 | 0 | 0
2012 | CAN | NPCC | - | Maritimes | 8a8 | Biomass Derate On-Peak | 0 | 0 | 0 | 0 | 0 | 0 | 0 | 0 | 0 | 0 | 0 | 0
2012 | CAN | NPCC | - | Maritimes | 8a9 | All Other Derates | 0 | 0 | 0 | 0 | 0 | 0 | 0 | 0 | 0 | 0 | 0 | 0
2012 | CAN | NPCC | - | Maritimes | 8a10 | Energy-Only | 0 | 0 | 0 | 0 | 0 | 0 | 0 | 0 | 0 | 0 | 0 | 0
2012 | CAN | NPCC | - | Maritimes | 9 | ANTICIPATED INTERNAL CAPACITY | 6480.606 | 6855.651 | 6877.701 | 6893.401 | 6832.101 | 6837.801 | 6846.301 | 6706.001 | 6706.001 | 6706.001 | 6706.001 | 6706.001
2012 | CAN | NPCC | - | Maritimes | 10 | CAPACITY TRANSACTIONS - IMPORTS | 383 | 0 | 0 | 0 | 0 | 0 | 0 | 155 | 155 | 155 | 155 | 155
2012 | CAN | NPCC | - | Maritimes | 10a | Firm | 383 | 0 | 0 | 0 | 0 | 0 | 0 | 0 | 0 | 0 | 0 | 0
2012 | CAN | NPCC | - | Maritimes | 10a1 | Full-Responsibility Purchases | 383 | 0 | 0 | 0 | 0 | 0 | 0 | 0 | 0 | 0 | 0 | 0
2012 | CAN | NPCC | - | Maritimes | 10a2 | Owned Capacity/Entitlement Located Outside the Region/Subregion |  |  | 0 | 0 | 0 | 0 | 0 | 0 | 0 | 0 | 0 | 0
2012 | CAN | NPCC | - | Maritimes | 10b | Non-firm
2012 | CAN | NPCC | - | Maritimes | 10c | Expected |  |  | 0 | 0 | 0 | 0 | 0 | 155 | 155 | 155 | 155 | 155
2012 | CAN | NPCC | - | Maritimes | 10c1 | Full-Responsibility Purchases |  |  | 0 | 0 | 0 | 0 | 0 | 0 | 0 | 0 | 0 | 0
2012 | CAN | NPCC | - | Maritimes | 10c2 | Owned Capacity/Entitlement Located Outside the Region/Subregion |  |  | 0 | 0 | 0 | 0 | 0 | 0 | 0 | 0 | 0 | 0
2012 | CAN | NPCC | - | Maritimes | 11 | CAPACITY TRANSACTIONS - EXPORTS | 0 | 0 | 0 | 0 | 0 | 0 | 0 | 0 | 0 | 0 | 0 | 0
2012 | CAN | NPCC | - | Maritimes | 11a | Firm |  |  | 0 | 0 | 0 | 0 | 0 | 0 | 0 | 0 | 0 | 0
2012 | CAN | NPCC | - | Maritimes | 11a1 | Full-Responsibility Purchases |  |  | 0 | 0 | 0 | 0 | 0 | 0 | 0 | 0 | 0 | 0
2012 | CAN | NPCC | - | Maritimes | 11a2 | Owned Capacity/Entitlement Located Outside the Region/Subregion |  |  | 0 | 0 | 0 | 0 | 0 | 0 | 0 | 0 | 0 | 0
2012 | CAN | NPCC | - | Maritimes | 11b | Non-firm
2012 | CAN | NPCC | - | Maritimes | 11c | Expected |  |  | 0 | 0 | 0 | 0 | 0 | 0 | 0 | 0 | 0 | 0
2012 | CAN | NPCC | - | Maritimes | 11c1 | Full-Responsibility Purchases |  |  | 0 | 0 | 0 | 0 | 0 | 0 | 0 | 0 | 0 | 0
2012 | CAN | NPCC | - | Maritimes | 11c2 | Owned Capacity/Entitlement Located Outside the Region/Subregion |  |  | 0 | 0 | 0 | 0 | 0 | 0 | 0 | 0 | 0 | 0
2012 | CAN | NPCC | - | Maritimes | 12 | EXISTING-CERTAIN & NET FIRM TRANSACTIONS | 6863.606 | 6195.456 | 6195.456 | 6195.456 | 6195.456 | 6195.456 | 6195.456 | 6195.456 | 6195.456 | 6195.456 | 6195.456 | 6195.456
2012 | CAN | NPCC | - | Maritimes | 13 | ANTICIPATED CAPACITY RESOURCES |  |  | 6877.701 | 6893.401 | 6832.101 | 6837.801 | 6846.301 | 6861.001 | 6861.001 | 6861.001 | 6861.001 | 6861.001
2012 | CAN | NPCC | - | Maritimes | 14 | PROSPECTIVE CAPACITY RESOURCES |  |  | 6877.701 | 6893.401 | 6832.101 | 6837.801 | 6846.301 | 6861.001 | 6861.001 | 6861.001 | 6861.001 | 6861.001
2012 | CAN | NPCC | - | Maritimes | 15 | TOTAL POTENTIAL CAPACITY RESOURCES |  |  | 6877.701 | 6893.401 | 6832.101 | 6837.801 | 6846.301 | 6861.001 | 6861.001 | 6861.001 | 6861.001 | 6861.001
2012 | CAN | NPCC | - | Maritimes | 16 | ADJUSTED POTENTIAL CAPACITY RESOURCES |  |  | 6877.701 | 6893.401 | 6832.101 | 6837.801 | 6846.301 | 6861.001 | 6861.001 | 6861.001 | 6861.001 | 6861.001
2012 | CAN | NPCC | - | Maritimes | 16a | Confidence of Future-Other |  |  | 0.99999 | 0.99999 | 0.99999 | 0.99999 | 0.99999 | 0.99999 | 0.99999 | 0.99999 | 0.99999 | 0.99999
2012 | CAN | NPCC | - | Maritimes | 16b | Net Future-Other Resources After Confidence Percentage Is Applied |  |  | 0 | 0 | 0 | 0 | 0 | 0 | 0 | 0 | 0 | 0
2012 | CAN | NPCC | - | Maritimes | 16c | Confidence of Conceptual |  |  | 0.99999 | 0.99999 | 0.99999 | 0.99999 | 0.99999 | 0.99999 | 0.99999 | 0.99999 | 0.99999 | 0.99999
2012 | CAN | NPCC | - | Maritimes | 16d | Net Conceptual Resources After Confidence Percentage Is Applied |  |  | 0 | 0 | 0 | 0 | 0 | 0 | 0 | 0 | 0 | 0
2012 | CAN | NPCC | - | Maritimes | 17 | ASSESSMENT AREA TARGET RESERVE MARGIN |  |  | 20% | 20% | 20% | 20% | 20% | 20% | 20% | 20% | 20% | 20%
2012 | CAN | NPCC | - | Maritimes | 18 | EXISTING-CERTAIN AND NET FIRM TRANSACTIONS RESERVE MARGIN | 360: 36.19%; 365: 20.14%
2012 | CAN | NPCC | - | Maritimes | 19 | ANTICIPATED CAPACITY RESOURCES RESERVE MARGIN |  |  | 33.06% | 33.45% | 32.29% | 31.88% | 31.63% | 31.28% | 31.25% | 30.75% | 30.34% | 29.82%
2012 | CAN | NPCC | - | Maritimes | 20 | PROSPECTIVE CAPACITY RESOURCES RESERVE MARGIN |  |  | 33.06% | 33.45% | 32.29% | 31.88% | 31.63% | 31.28% | 31.25% | 30.75% | 30.34% | 29.82%
2012 | CAN | NPCC | - | Maritimes | 21 | TOTAL POTENTIAL RESOURCES RESERVE MARGIN |  |  | 33.06% | 33.45% | 32.29% | 31.88% | 31.63% | 31.28% | 31.25% | 30.75% | 30.34% | 29.82%
2012 | CAN | NPCC | - | Maritimes | 22 | ADJUSTED POTENTIAL RESOURCES RESERVE MARGIN |  |  | 33.06% | 33.45% | 32.29% | 31.88% | 31.63% | 31.28% | 31.25% | 30.75% | 30.34% | 29.82%
2012 | CAN | NPCC | - | Maritimes | 23 | Total Baseline Installed Capacity | 360: 7040.54
2012 | CAN | NPCC | - | Maritimes | 24 | Distributed or Other Capacity (Behind the Meter) < 1 MW |  | 0 | 0 | 0 | 0 | 0 | 0 | 0 | 0 | 0 | 0 | 0
2012 | CAN | NPCC | - | Maritimes | 25 | Distributed or Other Capacity (Behind the Meter) ≥ 1 MW |  | 0 | 0 | 0 | 0 | 0 | 0 | 0 | 0 | 0 | 0 | 0
2012 | CAN | NPCC | - | Maritimes | 26 | Capacity Total from EIA-860 |  | 0 | 0 | 0 | 0 | 0 | 0 | 0 | 0 | 0 | 0 | 0
2012 | US | NPCC | - | New England | 1 | Unrestricted Non-coincident Peak Demand |  | 22355 | 22510 | 22670 | 22825 | 22960 | 23090 | 23210 | 23330 | 23445 | 23565 | 23685.6142
2012 | US | NPCC | - | New England | 1a | New Conservation (Energy Efficiency) |  | 0 | 0 | 0 | 0 | 0 | 0 | 0 | 0 | 0 | 0 | 0
2012 | US | NPCC | - | New England | 1b | Estimated Diversity |  | 0 | 0 | 0 | 0 | 0 | 0 | 0 | 0 | 0 | 0 | 0
2012 | US | NPCC | - | New England | 1c | Additions for non-member load (load served by non-registered LSE's in a region) |  | 0 | 0 | 0 | 0 | 0 | 0 | 0 | 0 | 0 | 0 | 0
2012 | US | NPCC | - | New England | 1d | Stand-by Load Under Contract (Normally served by behind the meter generation) |  | 0 | 0 | 0 | 0 | 0 | 0 | 0 | 0 | 0 | 0 | 0
2012 | US | NPCC | - | New England | 1e | Non-Controllable Demand-Side Demand Response |  | 0 | 0 | 0 | 0 | 0 | 0 | 0 | 0 | 0 | 0 | 0
2012 | US | NPCC | - | New England | 2 | Total Internal Demand | 21333 | 22355 | 22510 | 22670 | 22825 | 22960 | 23090 | 23210 | 23330 | 23445 | 23565 | 23685.6142
2012 | US | NPCC | - | New England | 2a | Supply-Side Direct Control Load Management (DCLM) | 0 | 0 | 0 | 0 | 0 | 0 | 0 | 0 | 0 | 0 | 0 | 0
2012 | US | NPCC | - | New England | 2b | Supply-Side Contractually Interruptible (Curtailable) | 0 | 0 | 0 | 0 | 0 | 0 | 0 | 0 | 0 | 0 | 0 | 0
2012 | US | NPCC | - | New England | 2c | Supply-Side Critical Peak-Pricing (CPP) with Control | 0 | 0 | 0 | 0 | 0 | 0 | 0 | 0 | 0 | 0 | 0 | 0
2012 | US | NPCC | - | New England | 2d | Supply-Side Load as a Capacity Resource | 0 | 957 | 1536 | 1837 | 1795 | 1795 | 1795 | 1795 | 1795 | 1795 | 1795 | 1795
2012 | US | NPCC | - | New England | 3 | Net Internal Demand | 19905 | 21392 | 21383 | 21285 | 21193 | 21097 | 21011 | 20929 | 20859 | 20797 | 20750 | 20710.6142
2012 | US | NPCC | - | New England | 3a | Demand-Side Direct Control Load Management (DCLM) | 0 | 0 | 0 | 0 | 0 | 0 | 0 | 0 | 0 | 0 | 0 | 0
2012 | US | NPCC | - | New England | 3b | Demand-Side Contractually Interruptible (Curtailable) | 0 | 0 | 0 | 0 | 0 | 0 | 0 | 0 | 0 | 0 | 0 | 0
2012 | US | NPCC | - | New England | 3c | Demand-Side Critical Peak-Pricing (CPP) with Control | 0 | 0 | 0 | 0 | 0 | 0 | 0 | 0 | 0 | 0 | 0 | 0
2012 | US | NPCC | - | New England | 3d | Demand-Side Load as a Capacity Resource | 1428 | 963 | 1127 | 1385 | 1632 | 1863 | 2079 | 2281 | 2471 | 2648 | 2815 | 2975
2012 | US | NPCC | - | New England | 4 | Total Controllable Demand Response | 1428 | 1920 | 2663 | 3222 | 3427 | 3658 | 3874 | 4076 | 4266 | 4443 | 4610 | 4770
2012 | US | NPCC | - | New England | 4a | Demand Response used for Ancillary Services - Spinning Reserves | 0 | 0 | 0 | 0 | 0 | 0 | 0 | 0 | 0 | 0 | 0 | 0
2012 | US | NPCC | - | New England | 4b | Demand Response used for Ancillary Services - Non-Spinning Reserves | 0 | 0 | 0 | 0 | 0 | 0 | 0 | 0 | 0 | 0 | 0 | 0
2012 | US | NPCC | - | New England | 4c | Demand Response used for Regulation | 0 | 0 | 0 | 0 | 0 | 0 | 0 | 0 | 0 | 0 | 0 | 0
2012 | US | NPCC | - | New England | 4d | Demand Response used for Energy, Voluntary Services - Emergency | 0 | 0 | 0 | 0 | 0 | 0 | 0 | 0 | 0 | 0 | 0 | 0
2012 | US | NPCC | - | New England | 5 | TOTAL INTERNAL CAPACITY | 35286 | 35545.325 | 35635.079 | 35047.816 | 35047.816 | 35047.816 | 35047.816 | 35047.816 | 35047.816 | 35047.816 | 35047.816 | 35047.816
2012 | US | NPCC | - | New England | 6a | Existing-Certain | 32488 | 34609.602 | 34609.602 | 34609.602 | 34609.602 | 34609.602 | 34609.602 | 34609.602 | 34609.602 | 34609.602 | 34609.602 | 34609.602
2012 | US | NPCC | - | New England | 6a1 | Wind Expected On-Peak | 125.964 | 188.314 | 188.314 | 188.314 | 188.314 | 188.314 | 188.314 | 188.314 | 188.314 | 188.314 | 188.314 | 188.314
2012 | US | NPCC | - | New England | 6a2 | Solar Expected On-Peak | 0.653 | 1.616 | 1.616 | 1.616 | 1.616 | 1.616 | 1.616 | 1.616 | 1.616 | 1.616 | 1.616 | 1.616
2012 | US | NPCC | - | New England | 6a3 | Hydro Expected On-Peak | 1622.056 | 1622.056 | 1622.056 | 1622.056 | 1622.056 | 1622.056 | 1622.056 | 1622.056 | 1622.056 | 1622.056 | 1622.056 | 1622.056
2012 | US | NPCC | - | New England | 6a4 | Biomass Expected On-Peak | 945.454 | 945.454 | 945.454 | 945.454 | 945.454 | 945.454 | 945.454 | 945.454 | 945.454 | 945.454 | 945.454 | 945.454
2012 | US | NPCC | - | New England | 6b | Existing-Other | 0 | 0 | 0 | 0 | 0 | 0 | 0 | 0 | 0 | 0 | 0 | 0
2012 | US | NPCC | - | New England | 6b1 | Wind Derate On-Peak | 440 | 377.786 | 377.786 | 377.786 | 377.786 | 377.786 | 377.786 | 377.786 | 377.786 | 377.786 | 377.786 | 377.786
2012 | US | NPCC | - | New England | 6b2 | Solar Derate On-Peak | 17 | 16.508 | 16.508 | 16.508 | 16.508 | 16.508 | 16.508 | 16.508 | 16.508 | 16.508 | 16.508 | 16.508
2012 | US | NPCC | - | New England | 6b3 | Hydro Derate On-Peak | 421 | 420.611 | 420.611 | 420.611 | 420.611 | 420.611 | 420.611 | 420.611 | 420.611 | 420.611 | 420.611 | 420.611
2012 | US | NPCC | - | New England | 6b4 | Biomass Derate On-Peak | 0 | 0 | 0 | 0 | 0 | 0 | 0 | 0 | 0 | 0 | 0 | 0
2012 | US | NPCC | - | New England | 6b5 | Transmission-Limited Resources | 0 | 0 | 0 | 0 | 0 | 0 | 0 | 0 | 0 | 0 | 0 | 0
2012 | US | NPCC | - | New England | 6b6 | All Other Derates | 954 | 0 | 0 | 0 | 0 | 0 | 0 | 0 | 0 | 0 | 0 | 0
2012 | US | NPCC | - | New England | 6b7 | Energy-Only (Existing-Other) | 0 | 0 | 0 | 0 | 0 | 0 | 0 | 0 | 0 | 0 | 0 | 0
2012 | US | NPCC | - | New England | 6c | Unplanned Outages (Actual) / Current and Future Inoperable Resources | 966 | 0 | 0 | 0 | 0 | 0 | 0 | 0 | 0 | 0 | 0 | 0
2012 | US | NPCC | - | New England | 6d | Total Supply-Side Demand Response | 0 | 957 | 1536 | 1837 | 1795 | 1795 | 1795 | 1795 | 1795 | 1795 | 1795 | 1795
2012 | US | NPCC | - | New England | 7 | TOTAL FUTURE CAPACITY ADDITIONS |  | -33.569 | 56.185 | -531.078 | -531.078 | -531.078 | -531.078 | -531.078 | -531.078 | -531.078 | -531.078 | -531.078
2012 | US | NPCC | - | New England | 7a | Future-Planned |  | -33.569 | 56.185 | -531.078 | -531.078 | -531.078 | -531.078 | -531.078 | -531.078 | -531.078 | -531.078 | -531.078
2012 | US | NPCC | - | New England | 7a1 | Wind Expected On-Peak |  | 73.613 | 73.613 | 73.613 | 73.613 | 73.613 | 73.613 | 73.613 | 73.613 | 73.613 | 73.613 | 73.613
2012 | US | NPCC | - | New England | 7a2 | Wind Derate On-Peak |  | 154.387 | 154.387 | 154.387 | 154.387 | 154.387 | 154.387 | 154.387 | 154.387 | 154.387 | 154.387 | 154.387
2012 | US | NPCC | - | New England | 7a3 | Solar Expected On-Peak |  | 0 | 0 | 0 | 0 | 0 | 0 | 0 | 0 | 0 | 0 | 0
2012 | US | NPCC | - | New England | 7a4 | Solar Derate On-Peak |  | 0 | 0 | 0 | 0 | 0 | 0 | 0 | 0 | 0 | 0 | 0
2012 | US | NPCC | - | New England | 7a5 | Hydro Expected On-Peak |  | 0 | 8 | 8 | 8 | 8 | 8 | 8 | 8 | 8 | 8 | 8
2012 | US | NPCC | - | New England | 7a6 | Hydro Derate On-Peak |  | 0 | 0 | 0 | 0 | 0 | 0 | 0 | 0 | 0 | 0 | 0
2012 | US | NPCC | - | New England | 7a7 | Biomass Expected On-Peak |  | 53 | 111.7 | 111.7 | 111.7 | 111.7 | 111.7 | 111.7 | 111.7 | 111.7 | 111.7 | 111.7
2012 | US | NPCC | - | New England | 7a8 | Biomass Derate On-Peak |  | 0 | 0 | 0 | 0 | 0 | 0 | 0 | 0 | 0 | 0 | 0
2012 | US | NPCC | - | New England | 7a9 | Transmission-Limited Resources |  |  | 0 | 0 | 0 | 0 | 0 | 0 | 0 | 0 | 0 | 0
2012 | US | NPCC | - | New England | 7a10 | Scheduled Outage - Maintenance |  | 0 | 0 | 0 | 0 | 0 | 0 | 0 | 0 | 0 | 0 | 0
2012 | US | NPCC | - | New England | 7a11 | All Other Derates |  | 0 | 0 | 0 | 0 | 0 | 0 | 0 | 0 | 0 | 0 | 0
2012 | US | NPCC | - | New England | 7a12 | Energy-Only |  | 0 | 0 | 0 | 0 | 0 | 0 | 0 | 0 | 0 | 0 | 0
2012 | US | NPCC | - | New England | 7b | Future-Other |  | 0 | 0 | 0 | 0 | 0 | 0 | 0 | 0 | 0 | 0 | 0
2012 | US | NPCC | - | New England | 7b1 | Wind Expected On-Peak |  | 0 | 0 | 0 | 0 | 0 | 0 | 0 | 0 | 0 | 0 | 0
2012 | US | NPCC | - | New England | 7b2 | Wind Derate On-Peak |  | 0 | 0 | 0 | 0 | 0 | 0 | 0 | 0 | 0 | 0 | 0
2012 | US | NPCC | - | New England | 7b3 | Solar Expected On-Peak |  | 0 | 0 | 0 | 0 | 0 | 0 | 0 | 0 | 0 | 0 | 0
2012 | US | NPCC | - | New England | 7b4 | Solar Derate On-Peak |  | 0 | 0 | 0 | 0 | 0 | 0 | 0 | 0 | 0 | 0 | 0
2012 | US | NPCC | - | New England | 7b5 | Hydro Expected On-Peak |  | 0 | 0 | 0 | 0 | 0 | 0 | 0 | 0 | 0 | 0 | 0
2012 | US | NPCC | - | New England | 7b6 | Hydro Derate On-Peak |  | 0 | 0 | 0 | 0 | 0 | 0 | 0 | 0 | 0 | 0 | 0
2012 | US | NPCC | - | New England | 7b7 | Biomass Expected On-Peak |  | 0 | 0 | 0 | 0 | 0 | 0 | 0 | 0 | 0 | 0 | 0
2012 | US | NPCC | - | New England | 7b8 | Biomass Derate On-Peak |  | 0 | 0 | 0 | 0 | 0 | 0 | 0 | 0 | 0 | 0 | 0
2012 | US | NPCC | - | New England | 7b9 | Transmission-Limited Resources |  |  | 0 | 0 | 0 | 0 | 0 | 0 | 0 | 0 | 0 | 0
2012 | US | NPCC | - | New England | 7b10 | Scheduled Outage - Maintenance |  | 0 | 0 | 0 | 0 | 0 | 0 | 0 | 0 | 0 | 0 | 0
2012 | US | NPCC | - | New England | 7b11 | All Other Derates |  | 0 | 0 | 0 | 0 | 0 | 0 | 0 | 0 | 0 | 0 | 0
2012 | US | NPCC | - | New England | 7b12 | Energy-Only |  | 0 | 0 | 0 | 0 | 0 | 0 | 0 | 0 | 0 | 0 | 0
2012 | US | NPCC | - | New England | 8 | Conceptual |  | 190.582 | 1249.094 | 1866.004 | 3643.704 | 6037.314 | 6037.314 | 6037.314 | 6037.314 | 6037.314 | 6037.314 | 6037.314
2012 | US | NPCC | - | New England | 8a1 | Wind Expected On-Peak |  | 40.1 | 1043.3 | 1492.21 | 1741.91 | 1990.52 | 1990.52 | 1990.52 | 1990.52 | 1990.52 | 1990.52 | 1990.52
2012 | US | NPCC | - | New England | 8a2 | Wind Derate On-Peak |  | 0 | 0 | 0 | 0 | 0 | 0 | 0 | 0 | 0 | 0 | 0
2012 | US | NPCC | - | New England | 8a3 | Solar Expected On-Peak |  | 9.84 | 9.84 | 15.84 | 15.84 | 15.84 | 15.84 | 15.84 | 15.84 | 15.84 | 15.84 | 15.84
2012 | US | NPCC | - | New England | 8a4 | Solar Derate On-Peak |  | 0 | 0 | 0 | 0 | 0 | 0 | 0 | 0 | 0 | 0 | 0
2012 | US | NPCC | - | New England | 8a5 | Hydro Expected On-Peak |  | 16.642 | 20.684 | 20.684 | 20.684 | 20.684 | 20.684 | 20.684 | 20.684 | 20.684 | 20.684 | 20.684
2012 | US | NPCC | - | New England | 8a6 | Hydro Derate On-Peak |  | 0 | 0 | 0 | 0 | 0 | 0 | 0 | 0 | 0 | 0 | 0
2012 | US | NPCC | - | New England | 8a7 | Biomass Expected On-Peak |  | 35 | 86.27 | 123.77 | 158.77 | 158.77 | 158.77 | 158.77 | 158.77 | 158.77 | 158.77 | 158.77
2012 | US | NPCC | - | New England | 8a8 | Biomass Derate On-Peak |  | 0 | 0 | 0 | 0 | 0 | 0 | 0 | 0 | 0 | 0 | 0
2012 | US | NPCC | - | New England | 8a9 | All Other Derates |  | 0 | 0 | 0 | 0 | 0 | 0 | 0 | 0 | 0 | 0 | 0
2012 | US | NPCC | - | New England | 8a10 | Energy-Only |  | 0 | 0 | 0 | 0 | 0 | 0 | 0 | 0 | 0 | 0 | 0
2012 | US | NPCC | - | New England | 9 | ANTICIPATED INTERNAL CAPACITY |  | 35533.033 | 36201.787 | 35915.524 | 35873.524 | 35873.524 | 35873.524 | 35873.524 | 35873.524 | 35873.524 | 35873.524 | 35873.524
2012 | US | NPCC | - | New England | 10 | CAPACITY TRANSACTIONS - IMPORTS | 505 | 575 | 1746 | 1381 | 1757 | 95 | 95 | 95 | 95 | 89 | 89 | 89
2012 | US | NPCC | - | New England | 10a | Firm | 505 | 575 | 1746 | 1381 | 1757 | 95 | 95 | 95 | 95 | 89 | 89 | 89
2012 | US | NPCC | - | New England | 10a1 | Full-Responsibility Purchases | 0 | 0 | 0 | 0 | 0 | 0 | 0 | 0 | 0 | 0 | 0 | 0
2012 | US | NPCC | - | New England | 10a2 | Owned Capacity/Entitlement Located Outside the Region/Subregion | 0 | 0 | 0 | 0 | 0 | 0 | 0 | 0 | 0 | 0 | 0 | 0
2012 | US | NPCC | - | New England | 10b | Non-firm | 360: 0; 365: 0
2012 | US | NPCC | - | New England | 10c | Expected |  | 0 | 0 | 0 | 0 | 0 | 0 | 0 | 0 | 0 | 0 | 0
2012 | US | NPCC | - | New England | 10c1 | Full-Responsibility Purchases |  | 0 | 0 | 0 | 0 | 0 | 0 | 0 | 0 | 0 | 0 | 0
2012 | US | NPCC | - | New England | 10c2 | Owned Capacity/Entitlement Located Outside the Region/Subregion |  | 0 | 0 | 0 | 0 | 0 | 0 | 0 | 0 | 0 | 0 | 0
2012 | US | NPCC | - | New England | 11 | CAPACITY TRANSACTIONS - EXPORTS | 100 | 100 | 100 | 100 | 100 | 100 | 100 | 100 | 100 | 100 | 100 | 100
2012 | US | NPCC | - | New England | 11a | Firm | 100 | 100 | 100 | 100 | 100 | 100 | 100 | 100 | 100 | 100 | 100 | 100
2012 | US | NPCC | - | New England | 11a1 | Full-Responsibility Purchases | 0 | 0 | 0 | 0 | 0 | 0 | 0 | 0 | 0 | 0 | 0 | 0
2012 | US | NPCC | - | New England | 11a2 | Owned Capacity/Entitlement Located Outside the Region/Subregion | 0 | 0 | 0 | 0 | 0 | 0 | 0 | 0 | 0 | 0 | 0 | 0
2012 | US | NPCC | - | New England | 11b | Non-firm | 360: 0
2012 | US | NPCC | - | New England | 11c | Expected |  | 0 | 0 | 0 | 0 | 0 | 0 | 0 | 0 | 0 | 0 | 0
2012 | US | NPCC | - | New England | 11c1 | Full-Responsibility Purchases |  | 0 | 0 | 0 | 0 | 0 | 0 | 0 | 0 | 0 | 0 | 0
2012 | US | NPCC | - | New England | 11c2 | Owned Capacity/Entitlement Located Outside the Region/Subregion |  | 0 | 0 | 0 | 0 | 0 | 0 | 0 | 0 | 0 | 0 | 0
2012 | US | NPCC | - | New England | 12 | EXISTING-CERTAIN & NET FIRM TRANSACTIONS | 32893 | 36041.602 | 37791.602 | 37727.602 | 38061.602 | 36399.602 | 36399.602 | 36399.602 | 36399.602 | 36393.602 | 36393.602 | 36393.602
2012 | US | NPCC | - | New England | 13 | ANTICIPATED CAPACITY RESOURCES |  |  | 37847.787 | 37196.524 | 37530.524 | 35868.524 | 35868.524 | 35868.524 | 35868.524 | 35862.524 | 35862.524 | 35862.524
2012 | US | NPCC | - | New England | 14 | PROSPECTIVE CAPACITY RESOURCES |  |  | 37847.787 | 37196.524 | 37530.524 | 35868.524 | 35868.524 | 35868.524 | 35868.524 | 35862.524 | 35862.524 | 35862.524
2012 | US | NPCC | - | New England | 15 | TOTAL POTENTIAL CAPACITY RESOURCES |  |  | 39096.881 | 39062.528 | 41174.228 | 41905.838 | 41905.838 | 41905.838 | 41905.838 | 41899.838 | 41899.838 | 41899.838
2012 | US | NPCC | - | New England | 16 | ADJUSTED POTENTIAL CAPACITY RESOURCES |  |  | 38097.6058 | 37569.7248 | 38259.2648 | 37075.9868 | 37075.9868 | 37075.9868 | 37075.9868 | 37069.9868 | 37069.9868 | 37069.9868
2012 | US | NPCC | - | New England | 16a | Confidence of Future-Other | bar: 370 to 415
2012 | US | NPCC | - | New England | 16b | Net Future-Other Resources After Confidence Percentage Is Applied |  |  | 0 | 0 | 0 | 0 | 0 | 0 | 0 | 0 | 0 | 0
2012 | US | NPCC | - | New England | 16c | Confidence of Conceptual |  |  | 0.2 | 0.2 | 0.2 | 0.2 | 0.2 | 0.2 | 0.2 | 0.2 | 0.2 | 0.2
2012 | US | NPCC | - | New England | 16d | Net Conceptual Resources After Confidence Percentage Is Applied |  |  | 249.8188 | 373.2008 | 728.7408 | 1207.4628 | 1207.4628 | 1207.4628 | 1207.4628 | 1207.4628 | 1207.4628 | 1207.4628
2012 | US | NPCC | - | New England | 17 | ASSESSMENT AREA TARGET RESERVE MARGIN |  |  | 15% | 15% | 15% | 15% | 15% | 15% | 15% | 15% | 15% | 15%
2012 | US | NPCC | - | New England | 18 | EXISTING-CERTAIN AND NET FIRM TRANSACTIONS RESERVE MARGIN | 360: 65.25%; 365: 68.48%
2012 | US | NPCC | - | New England | 19 | ANTICIPATED CAPACITY RESOURCES RESERVE MARGIN |  |  | 77% | 74.75% | 77.09% | 70.02% | 70.71% | 71.38% | 71.96% | 72.44% | 72.83% | 73.16%
2012 | US | NPCC | - | New England | 20 | PROSPECTIVE CAPACITY RESOURCES RESERVE MARGIN |  |  | 77% | 74.75% | 77.09% | 70.02% | 70.71% | 71.38% | 71.96% | 72.44% | 72.83% | 73.16%
2012 | US | NPCC | - | New England | 21 | TOTAL POTENTIAL RESOURCES RESERVE MARGIN |  |  | 82.84% | 83.52% | 94.28% | 98.63% | 99.45% | 100.2% | 100.9% | 101.5% | 101.9% | 102.3%
2012 | US | NPCC | - | New England | 22 | ADJUSTED POTENTIAL RESOURCES RESERVE MARGIN |  |  | 78.17% | 76.51% | 80.53% | 75.74% | 76.46% | 77.15% | 77.75% | 78.25% | 78.65% | 78.99%
2012 | US | NPCC | - | New England | 23 | Total Baseline Installed Capacity | 360: 35286
2012 | US | NPCC | - | New England | 24 | Distributed or Other Capacity (Behind the Meter) < 1 MW |  | 0 | 0 | 0 | 0 | 0 | 0 | 0 | 0 | 0 | 0 | 0
2012 | US | NPCC | - | New England | 25 | Distributed or Other Capacity (Behind the Meter) ≥ 1 MW |  | 0 | 0 | 0 | 0 | 0 | 0 | 0 | 0 | 0 | 0 | 0
2012 | US | NPCC | - | New England | 26 | Capacity Total from EIA-860 |  | 0 | 0 | 0 | 0 | 0 | 0 | 0 | 0 | 0 | 0 | 0
2012 | US | NPCC | - | New York | 1 | Unrestricted Non-coincident Peak Demand |  | 25128 | 25465 | 25781 | 26082 | 26383 | 26585 | 26863 | 27153 | 27479 | 27763 | 27991
2012 | US | NPCC | - | New York | 1a | New Conservation (Energy Efficiency) |  | 296 | 536 | 782 | 1029 | 1234 | 1432 | 1598 | 1731 | 1852 | 1969 | 2083
2012 | US | NPCC | - | New York | 1b | Estimated Diversity |  |  |  | 0 | 0 | 0 | 0 | 0 | 0 | 0 | 0 | 0
2012 | US | NPCC | - | New York | 1c | Additions for non-member load (load served by non-registered LSE's in a region) |  |  |  | 0 | 0 | 0 | 0 | 0 | 0 | 0 | 0 | 0
2012 | US | NPCC | - | New York | 1d | Stand-by Load Under Contract (Normally served by behind the meter generation) |  |  |  | 0 | 0 | 0 | 0 | 0 | 0 | 0 | 0 | 0
2012 | US | NPCC | - | New York | 1e | Non-Controllable Demand-Side Demand Response |  |  |  | 0 | 0 | 0 | 0 | 0 | 0 | 0 | 0 | 0
2012 | US | NPCC | - | New York | 2 | Total Internal Demand | 23901 | 24832 | 24929 | 24999 | 25053 | 25149 | 25153 | 25265 | 25422 | 25627 | 25794 | 25908
2012 | US | NPCC | - | New York | 2a | Supply-Side Direct Control Load Management (DCLM) |  |  |  | 0 | 0 | 0 | 0 | 0 | 0 | 0 | 0 | 0
2012 | US | NPCC | - | New York | 2b | Supply-Side Contractually Interruptible (Curtailable) |  |  |  | 0 | 0 | 0 | 0 | 0 | 0 | 0 | 0 | 0
2012 | US | NPCC | - | New York | 2c | Supply-Side Critical Peak-Pricing (CPP) with Control |  |  |  | 0 | 0 | 0 | 0 | 0 | 0 | 0 | 0 | 0
2012 | US | NPCC | - | New York | 2d | Supply-Side Load as a Capacity Resource | 1424 | 1424 | 1424 | 1424 | 1424 | 1424 | 1424 | 1424 | 1424 | 1424 | 1424 | 1424
2012 | US | NPCC | - | New York | 3 | Net Internal Demand | 23901 | 24832 | 24929 | 24999 | 25053 | 25149 | 25153 | 25265 | 25422 | 25627 | 25794 | 25908
2012 | US | NPCC | - | New York | 3a | Demand-Side Direct Control Load Management (DCLM) |  |  |  | 0 | 0 | 0 | 0 | 0 | 0 | 0 | 0 | 0
2012 | US | NPCC | - | New York | 3b | Demand-Side Contractually Interruptible (Curtailable) |  |  |  | 0 | 0 | 0 | 0 | 0 | 0 | 0 | 0 | 0
2012 | US | NPCC | - | New York | 3c | Demand-Side Critical Peak-Pricing (CPP) with Control |  |  |  | 0 | 0 | 0 | 0 | 0 | 0 | 0 | 0 | 0
2012 | US | NPCC | - | New York | 3d | Demand-Side Load as a Capacity Resource |  |  |  | 0 | 0 | 0 | 0 | 0 | 0 | 0 | 0 | 0
2012 | US | NPCC | - | New York | 4 | Total Controllable Demand Response | 1424 | 1424 | 1424 | 1424 | 1424 | 1424 | 1424 | 1424 | 1424 | 1424 | 1424 | 1424
2012 | US | NPCC | - | New York | 4a | Demand Response used for Ancillary Services - Spinning Reserves |  |  |  | 0 | 0 | 0 | 0 | 0 | 0 | 0 | 0 | 0
2012 | US | NPCC | - | New York | 4b | Demand Response used for Ancillary Services - Non-Spinning Reserves |  |  |  | 0 | 0 | 0 | 0 | 0 | 0 | 0 | 0 | 0
2012 | US | NPCC | - | New York | 4c | Demand Response used for Regulation |  |  |  | 0 | 0 | 0 | 0 | 0 | 0 | 0 | 0 | 0
2012 | US | NPCC | - | New York | 4d | Demand Response used for Energy, Voluntary Services - Emergency | 257 | 257 | 257 | 257 | 257 | 257 | 257 | 257 | 257 | 257 | 257 | 257
2012 | US | NPCC | - | New York | 5 | TOTAL INTERNAL CAPACITY | 38887 | 41258.7 | 40360.6 | 40363.3 | 40366 | 40368.7 | 40371.4 | 40374.1 | 40376.8 | 40379.5 | 40382.2 | 40384.9
2012 | US | NPCC | - | New York | 6a | Existing-Certain | 38887 | 40316.995 | 40316.995 | 40316.995 | 40316.995 | 40316.995 | 40316.995 | 40316.995 | 40316.995 | 40316.995 | 40316.995 | 40316.995
2012 | US | NPCC | - | New York | 6a1 | Wind Expected On-Peak |  | 131.14 | 131.14 | 131.14 | 131.14 | 131.14 | 131.14 | 131.14 | 131.14 | 131.14 | 131.14 | 131.14
2012 | US | NPCC | - | New York | 6a2 | Solar Expected On-Peak |  | 3.15 | 3.15 | 3.15 | 3.15 | 3.15 | 3.15 | 3.15 | 3.15 | 3.15 | 3.15 | 3.15
2012 | US | NPCC | - | New York | 6a3 | Hydro Expected On-Peak |  | 3830.705 | 3830.705 | 3830.705 | 3830.705 | 3830.705 | 3830.705 | 3830.705 | 3830.705 | 3830.705 | 3830.705 | 3830.705
2012 | US | NPCC | - | New York | 6a4 | Biomass Expected On-Peak |  | 388.3 | 388.3 | 388.3 | 388.3 | 388.3 | 388.3 | 388.3 | 388.3 | 388.3 | 388.3 | 388.3
2012 | US | NPCC | - | New York | 6b | Existing-Other |  | 0 | 0 | 0 | 0 | 0 | 0 | 0 | 0 | 0 | 0 | 0
2012 | US | NPCC | - | New York | 6b1 | Wind Derate On-Peak |  | 1180.26 | 1180.26 | 1180.26 | 1180.26 | 1180.26 | 1180.26 | 1180.26 | 1180.26 | 1180.26 | 1180.26 | 1180.26
2012 | US | NPCC | - | New York | 6b2 | Solar Derate On-Peak |  | 28.35 | 28.35 | 28.35 | 28.35 | 28.35 | 28.35 | 28.35 | 28.35 | 28.35 | 28.35 | 28.35
2012 | US | NPCC | - | New York | 6b3 | Hydro Derate On-Peak |  | 453.195 | 453.195 | 453.195 | 453.195 | 453.195 | 453.195 | 453.195 | 453.195 | 453.195 | 453.195 | 453.195
2012 | US | NPCC | - | New York | 6b4 | Biomass Derate On-Peak |  | 0 | 0 | 0 | 0 | 0 | 0 | 0 | 0 | 0 | 0 | 0
2012 | US | NPCC | - | New York | 6b5 | Transmission-Limited Resources |  |  | 0 | 0 | 0 | 0 | 0 | 0 | 0 | 0 | 0 | 0
2012 | US | NPCC | - | New York | 6b6 | All Other Derates |  | 0 | 0 | 0 | 0 | 0 | 0 | 0 | 0 | 0 | 0 | 0
2012 | US | NPCC | - | New York | 6b7 | Energy-Only (Existing-Other) |  | 0 | 0 | 0 | 0 | 0 | 0 | 0 | 0 | 0 | 0 | 0
2012 | US | NPCC | - | New York | 6c | Unplanned Outages (Actual) / Current and Future Inoperable Resources |  |  | 0 | 0 | 0 | 0 | 0 | 0 | 0 | 0 | 0 | 0
2012 | US | NPCC | - | New York | 6d | Total Supply-Side Demand Response | 1424 | 1424 | 1424 | 1424 | 1424 | 1424 | 1424 | 1424 | 1424 | 1424 | 1424 | 1424
2012 | US | NPCC | - | New York | 7 | TOTAL FUTURE CAPACITY ADDITIONS |  | -724.15 | -1629.15 | -1629.15 | -1629.15 | -1629.15 | -1629.15 | -1629.15 | -1629.15 | -1629.15 | -1629.15 | -1629.15
2012 | US | NPCC | - | New York | 7a | Future-Planned |  | -724.15 | -1629.15 | -1629.15 | -1629.15 | -1629.15 | -1629.15 | -1629.15 | -1629.15 | -1629.15 | -1629.15 | -1629.15
2012 | US | NPCC | - | New York | 7a1 | Wind Expected On-Peak |  | 0 | 1.8 | 1.8 | 1.8 | 1.8 | 1.8 | 1.8 | 1.8 | 1.8 | 1.8 | 1.8
2012 | US | NPCC | - | New York | 7a2 | Wind Derate On-Peak |  | 0 | 4.2 | 4.2 | 4.2 | 4.2 | 4.2 | 4.2 | 4.2 | 4.2 | 4.2 | 4.2
2012 | US | NPCC | - | New York | 7a3 | Solar Expected On-Peak |  | 0 | 0 | 0 | 0 | 0 | 0 | 0 | 0 | 0 | 0 | 0
2012 | US | NPCC | - | New York | 7a4 | Solar Derate On-Peak |  | 0 | 0 | 0 | 0 | 0 | 0 | 0 | 0 | 0 | 0 | 0
2012 | US | NPCC | - | New York | 7a5 | Hydro Expected On-Peak |  | 1.65 | 1.65 | 1.65 | 1.65 | 1.65 | 1.65 | 1.65 | 1.65 | 1.65 | 1.65 | 1.65
2012 | US | NPCC | - | New York | 7a6 | Hydro Derate On-Peak |  | 1.35 | 1.35 | 1.35 | 1.35 | 1.35 | 1.35 | 1.35 | 1.35 | 1.35 | 1.35 | 1.35
2012 | US | NPCC | - | New York | 7a7 | Biomass Expected On-Peak |  | 12 | 12 | 12 | 12 | 12 | 12 | 12 | 12 | 12 | 12 | 12
2012 | US | NPCC | - | New York | 7a8 | Biomass Derate On-Peak |  | 0 | 0 | 0 | 0 | 0 | 0 | 0 | 0 | 0 | 0 | 0
2012 | US | NPCC | - | New York | 7a9 | Transmission-Limited Resources
2012 | US | NPCC | - | New York | 7a10 | Scheduled Outage - Maintenance |  | 0 | 0 | 0 | 0 | 0 | 0 | 0 | 0 | 0 | 0 | 0
2012 | US | NPCC | - | New York | 7a11 | All Other Derates |  | 2.7 | 5.4 | 8.1 | 10.8 | 13.5 | 16.2 | 18.9 | 21.6 | 24.3 | 27 | 29.7
2012 | US | NPCC | - | New York | 7a12 | Energy-Only |  | 0 | 0 | 0 | 0 | 0 | 0 | 0 | 0 | 0 | 0 | 0
2012 | US | NPCC | - | New York | 7b | Future-Other |  | 0 | 0 | 0 | 0 | 0 | 0 | 0 | 0 | 0 | 0 | 0
2012 | US | NPCC | - | New York | 7b1 | Wind Expected On-Peak |  | 0 | 0 | 0 | 0 | 0 | 0 | 0 | 0 | 0 | 0 | 0
2012 | US | NPCC | - | New York | 7b2 | Wind Derate On-Peak |  | 0 | 0 | 0 | 0 | 0 | 0 | 0 | 0 | 0 | 0 | 0
2012 | US | NPCC | - | New York | 7b3 | Solar Expected On-Peak |  | 0 | 0 | 0 | 0 | 0 | 0 | 0 | 0 | 0 | 0 | 0
2012 | US | NPCC | - | New York | 7b4 | Solar Derate On-Peak |  | 0 | 0 | 0 | 0 | 0 | 0 | 0 | 0 | 0 | 0 | 0
2012 | US | NPCC | - | New York | 7b5 | Hydro Expected On-Peak |  | 0 | 0 | 0 | 0 | 0 | 0 | 0 | 0 | 0 | 0 | 0
2012 | US | NPCC | - | New York | 7b6 | Hydro Derate On-Peak |  | 0 | 0 | 0 | 0 | 0 | 0 | 0 | 0 | 0 | 0 | 0
2012 | US | NPCC | - | New York | 7b7 | Biomass Expected On-Peak |  | 0 | 0 | 0 | 0 | 0 | 0 | 0 | 0 | 0 | 0 | 0
2012 | US | NPCC | - | New York | 7b8 | Biomass Derate On-Peak |  | 0 | 0 | 0 | 0 | 0 | 0 | 0 | 0 | 0 | 0 | 0
2012 | US | NPCC | - | New York | 7b9 | Transmission-Limited Resources
2012 | US | NPCC | - | New York | 7b10 | Scheduled Outage - Maintenance |  | 0 | 0 | 0 | 0 | 0 | 0 | 0 | 0 | 0 | 0 | 0
2012 | US | NPCC | - | New York | 7b11 | All Other Derates |  | 0 | 0 | 0 | 0 | 0 | 0 | 0 | 0 | 0 | 0 | 0
2012 | US | NPCC | - | New York | 7b12 | Energy-Only |  | 0 | 0 | 0 | 0 | 0 | 0 | 0 | 0 | 0 | 0 | 0
2012 | US | NPCC | - | New York | 8 | Conceptual |  | 74.01 | 332.815 | 663.615 | 1844.435 | 2898.475 | 2898.475 | 2898.475 | 3276.475 | 3276.475 | 3276.475 | 3276.475
2012 | US | NPCC | - | New York | 8a1 | Wind Expected On-Peak |  | 74.01 | 376.62 | 417.42 | 462.24 | 535.68 | 535.68 | 535.68 | 913.68 | 913.68 | 913.68 | 913.68
2012 | US | NPCC | - | New York | 8a2 | Wind Derate On-Peak |  | 172.69 | 706.09 | 801.29 | 905.87 | 1077.23 | 1077.23 | 1077.23 | 1959.23 | 1959.23 | 1959.23 | 1959.23
2012 | US | NPCC | - | New York | 8a3 | Solar Expected On-Peak |  | 0 | 0 | 0 | 0 | 0 | 0 | 0 | 0 | 0 | 0 | 0
2012 | US | NPCC | - | New York | 8a4 | Solar Derate On-Peak |  | 0 | 0 | 0 | 0 | 0 | 0 | 0 | 0 | 0 | 0 | 0
2012 | US | NPCC | - | New York | 8a5 | Hydro Expected On-Peak |  | 0 | 6.105 | 6.105 | 6.105 | 6.105 | 6.105 | 6.105 | 6.105 | 6.105 | 6.105 | 6.105
2012 | US | NPCC | - | New York | 8a6 | Hydro Derate On-Peak |  | 0 | 4.995 | 4.995 | 4.995 | 4.995 | 4.995 | 4.995 | 4.995 | 4.995 | 4.995 | 4.995
2012 | US | NPCC | - | New York | 8a7 | Biomass Expected On-Peak |  | 0 | 24.1 | 24.1 | 24.1 | 24.1 | 24.1 | 24.1 | 24.1 | 24.1 | 24.1 | 24.1
2012 | US | NPCC | - | New York | 8a8 | Biomass Derate On-Peak |  | 0 | 0 | 0 | 0 | 0 | 0 | 0 | 0 | 0 | 0 | 0
2012 | US | NPCC | - | New York | 8a9 | All Other Derates |  | 0 | 182.68 | 192.67 | 202.66 | 212.65 | 222.64 | 232.63 | 242.62 | 252.61 | 262.6 | 272.59
2012 | US | NPCC | - | New York | 8a10 | Energy-Only |  | 0 | 0 | 0 | 0 | 0 | 0 | 0 | 0 | 0 | 0 | 0
2012 | US | NPCC | - | New York | 9 | ANTICIPATED INTERNAL CAPACITY |  | 41016.845 | 40111.845 | 40111.845 | 40111.845 | 40111.845 | 40111.845 | 40111.845 | 40111.845 | 40111.845 | 40111.845 | 40111.845
2012 | US | NPCC | - | New York | 10 | CAPACITY TRANSACTIONS - IMPORTS | 965 | 1099.6 | 2771.6 | 1418.6 | 1368.6 | 1368.6 | 1368.6 | 1368.6 | 1368.6 | 1368.6 | 2721.6 | 2721.6
2012 | US | NPCC | - | New York | 10a | Firm | 965 | 1099.6 | 1418.6 | 1368.6 | 1368.6 | 1368.6 | 1368.6 | 1368.6 | 1368.6 | 1368.6 | 1368.6 | 1368.6
2012 | US | NPCC | - | New York | 10a1 | Full-Responsibility Purchases
2012 | US | NPCC | - | New York | 10a2 | Owned Capacity/Entitlement Located Outside the Region/Subregion |  |  | 0 | 0 | 0 | 0 | 0 | 0 | 0 | 0 | 0 | 0
2012 | US | NPCC | - | New York | 10b | Non-firm
2012 | US | NPCC | - | New York | 10c | Expected |  |  | 1353 | 1353 | 1353 | 1353 | 1353 | 1353 | 1353 | 1353 | 1353 | 1353
2012 | US | NPCC | - | New York | 10c1 | Full-Responsibility Purchases |  |  | 0 | 0 | 0 | 0 | 0 | 0 | 0 | 0 | 0 | 0
2012 | US | NPCC | - | New York | 10c2 | Owned Capacity/Entitlement Located Outside the Region/Subregion |  |  | 0 | 0 | 0 | 0 | 0 | 0 | 0 | 0 | 0 | 0
2012 | US | NPCC | - | New York | 11 | CAPACITY TRANSACTIONS - EXPORTS | 0 | 0 | 0 | 0 | 0 | 0 | 0 | 0 | 0 | 0 | 0 | 0
2012 | US | NPCC | - | New York | 11a | Firm |  |  | 0 | 0 | 0 | 0 | 0 | 0 | 0 | 0 | 0 | 0
2012 | US | NPCC | - | New York | 11a1 | Full-Responsibility Purchases |  |  | 0 | 0 | 0 | 0 | 0 | 0 | 0 | 0 | 0 | 0
2012 | US | NPCC | - | New York | 11a2 | Owned Capacity/Entitlement Located Outside the Region/Subregion |  |  | 0 | 0 | 0 | 0 | 0 | 0 | 0 | 0 | 0 | 0
2012 | US | NPCC | - | New York | 11b | Non-firm
2012 | US | NPCC | - | New York | 11c | Expected |  |  | 0 | 0 | 0 | 0 | 0 | 0 | 0 | 0 | 0 | 0
2012 | US | NPCC | - | New York | 11c1 | Full-Responsibility Purchases |  |  | 0 | 0 | 0 | 0 | 0 | 0 | 0 | 0 | 0 | 0
2012 | US | NPCC | - | New York | 11c2 | Owned Capacity/Entitlement Located Outside the Region/Subregion |  |  | 0 | 0 | 0 | 0 | 0 | 0 | 0 | 0 | 0 | 0
2012 | US | NPCC | - | New York | 12 | EXISTING-CERTAIN & NET FIRM TRANSACTIONS | 41276 | 42840.595 | 43159.595 | 43109.595 | 43109.595 | 43109.595 | 43109.595 | 43109.595 | 43109.595 | 43109.595 | 43109.595 | 43109.595
2012 | US | NPCC | - | New York | 13 | ANTICIPATED CAPACITY RESOURCES |  |  | 42883.445 | 41530.445 | 41480.445 | 41480.445 | 41480.445 | 41480.445 | 41480.445 | 41480.445 | 42833.445 | 42833.445
2012 | US | NPCC | - | New York | 14 | PROSPECTIVE CAPACITY RESOURCES |  |  | 42883.445 | 41530.445 | 41480.445 | 41480.445 | 41480.445 | 41480.445 | 41480.445 | 41480.445 | 42833.445 | 42833.445
2012 | US | NPCC | - | New York | 15 | TOTAL POTENTIAL CAPACITY RESOURCES |  |  | 43216.26 | 42194.06 | 43324.88 | 44378.92 | 44378.92 | 44378.92 | 44756.92 | 44756.92 | 46109.92 | 46109.92
2012 | US | NPCC | - | New York | 16 | ADJUSTED POTENTIAL CAPACITY RESOURCES |  |  | 43216.2567 | 42194.0534 | 43324.8616 | 44378.891 | 44378.891 | 44378.891 | 44756.8872 | 44756.8872 | 46109.8872 | 46109.8872
2012 | US | NPCC | - | New York | 16a | Confidence of Future-Other |  |  | 0.99999 | 0.99999 | 0.99999 | 0.99999 | 0.99999 | 0.99999 | 0.99999 | 0.99999 | 0.99999 | 0.99999
2012 | US | NPCC | - | New York | 16b | Net Future-Other Resources After Confidence Percentage Is Applied |  |  | 0 | 0 | 0 | 0 | 0 | 0 | 0 | 0 | 0 | 0
2012 | US | NPCC | - | New York | 16c | Confidence of Conceptual |  |  | 0.99999 | 0.99999 | 0.99999 | 0.99999 | 0.99999 | 0.99999 | 0.99999 | 0.99999 | 0.99999 | 0.99999
2012 | US | NPCC | - | New York | 16d | Net Conceptual Resources After Confidence Percentage Is Applied |  |  | 332.8117 | 663.6084 | 1844.4166 | 2898.446 | 2898.446 | 2898.446 | 3276.4422 | 3276.4422 | 3276.4422 | 3276.4422
2012 | US | NPCC | - | New York | 17 | ASSESSMENT AREA TARGET RESERVE MARGIN |  |  | 16% | 16% | 16% | 16% | 16% | 16% | 16% | 16% | 16% | 16%
2012 | US | NPCC | - | New York | 18 | EXISTING-CERTAIN AND NET FIRM TRANSACTIONS RESERVE MARGIN | 360: 72.7%; 365: 72.52%
2012 | US | NPCC | - | New York | 19 | ANTICIPATED CAPACITY RESOURCES RESERVE MARGIN |  |  | 72.02% | 66.13% | 65.57% | 64.94% | 64.91% | 64.18% | 63.17% | 61.86% | 66.06% | 65.33%
2012 | US | NPCC | - | New York | 20 | PROSPECTIVE CAPACITY RESOURCES RESERVE MARGIN |  |  | 72.02% | 66.13% | 65.57% | 64.94% | 64.91% | 64.18% | 63.17% | 61.86% | 66.06% | 65.33%
2012 | US | NPCC | - | New York | 21 | TOTAL POTENTIAL RESOURCES RESERVE MARGIN |  |  | 73.36% | 68.78% | 72.93% | 76.46% | 76.44% | 75.65% | 76.06% | 74.65% | 78.76% | 77.98%
2012 | US | NPCC | - | New York | 22 | ADJUSTED POTENTIAL RESOURCES RESERVE MARGIN |  |  | 73.36% | 68.78% | 72.93% | 76.46% | 76.44% | 75.65% | 76.06% | 74.65% | 78.76% | 77.98%
2012 | US | NPCC | - | New York | 23 | Total Baseline Installed Capacity | 360: 38887
2012 | US | NPCC | - | New York | 24 | Distributed or Other Capacity (Behind the Meter) < 1 MW |  | 0 | 0 | 0 | 0 | 0 | 0 | 0 | 0 | 0 | 0 | 0
2012 | US | NPCC | - | New York | 25 | Distributed or Other Capacity (Behind the Meter) ≥ 1 MW |  | 0 | 0 | 0 | 0 | 0 | 0 | 0 | 0 | 0 | 0 | 0
2012 | US | NPCC | - | New York | 26 | Capacity Total from EIA-860 |  | 0 | 0 | 0 | 0 | 0 | 0 | 0 | 0 | 0 | 0 | 0
2012 | CAN | NPCC | - | Ontario | 1 | Unrestricted Non-coincident Peak Demand |  | 21847 | 22985.1157 | 23175.4968 | 23234.0965 | 23225.1547 | 23111.1016 | 23409.1801 | 24067.9208 | 24494.252 | 24944.1297 | 25238.8817
2012 | CAN | NPCC | - | Ontario | 1a | New Conservation (Energy Efficiency) |  |  | 792.9337 | 1285.2862 | 1734.3962 | 2071.6952 | 2392.1117 | 2709.1488 | 3004.4478 | 3260.525 | 3503.6208 | 3709.5855
2012 | CAN | NPCC | - | Ontario | 1b | Estimated Diversity |  |  |  | 0 | 0 | 0 | 0 | 0 | 0 | 0 | 0 | 0
2012 | CAN | NPCC | - | Ontario | 1c | Additions for non-member load (load served by non-registered LSE's in a region) |  |  |  | 0 | 0 | 0 | 0 | 0 | 0 | 0 | 0 | 0
2012 | CAN | NPCC | - | Ontario | 1d | Stand-by Load Under Contract (Normally served by behind the meter generation) |  |  |  | 0 | 0 | 0 | 0 | 0 | 0 | 0 | 0 | 0
2012 | CAN | NPCC | - | Ontario | 1e | Non-Controllable Demand-Side Demand Response |  |  |  | 0 | 0 | 0 | 0 | 0 | 0 | 0 | 0 | 0
2012 | CAN | NPCC | - | Ontario | 2 | Total Internal Demand | 22733 | 21847 | 22192.182 | 21890.2106 | 21499.7004 | 21153.4595 | 20718.99 | 20700.0313 | 21063.473 | 21233.727 | 21440.5089 | 21529.2962
2012 | CAN | NPCC | - | Ontario | 2a | Supply-Side Direct Control Load Management (DCLM) |  |  |  | 0 | 0 | 0 | 0 | 0 | 0 | 0 | 0 | 0
2012 | CAN | NPCC | - | Ontario | 2b | Supply-Side Contractually Interruptible (Curtailable) |  |  |  | 0 | 0 | 0 | 0 | 0 | 0 | 0 | 0 | 0
2012 | CAN | NPCC | - | Ontario | 2c | Supply-Side Critical Peak-Pricing (CPP) with Control |  |  |  | 0 | 0 | 0 | 0 | 0 | 0 | 0 | 0 | 0
2012 | CAN | NPCC | - | Ontario | 2d | Supply-Side Load as a Capacity Resource |  | 1338.7938 | 1528.5802 | 1664.9872 | 1667.7008 | 1670.4376 | 1673.1818 | 1675.9335 | 1678.6926 | 1681.4591 | 1684.2332 | 1687.0148
2012 | CAN | NPCC | - | Ontario | 3 | Net Internal Demand | 22733 | 21847 | 22192.182 | 21890.2106 | 21499.7004 | 21153.4595 | 20718.99 | 20700.0313 | 21063.473 | 21233.727 | 21440.5089 | 21529.2962
2012 | CAN | NPCC | - | Ontario | 3a | Demand-Side Direct Control Load Management (DCLM) |  |  |  | 0 | 0 | 0 | 0 | 0 | 0 | 0 | 0 | 0
2012 | CAN | NPCC | - | Ontario | 3b | Demand-Side Contractually Interruptible (Curtailable) |  |  |  | 0 | 0 | 0 | 0 | 0 | 0 | 0 | 0 | 0
2012 | CAN | NPCC | - | Ontario | 3c | Demand-Side Critical Peak-Pricing (CPP) with Control |  |  |  | 0 | 0 | 0 | 0 | 0 | 0 | 0 | 0 | 0
2012 | CAN | NPCC | - | Ontario | 3d | Demand-Side Load as a Capacity Resource |  |  |  | 0 | 0 | 0 | 0 | 0 | 0 | 0 | 0 | 0
2012 | CAN | NPCC | - | Ontario | 4 | Total Controllable Demand Response | 0 | 1338.7938 | 1528.5802 | 1664.9872 | 1667.7008 | 1670.4376 | 1673.1818 | 1675.9335 | 1678.6926 | 1681.4591 | 1684.2332 | 1687.0148
2012 | CAN | NPCC | - | Ontario | 4a | Demand Response used for Ancillary Services - Spinning Reserves |  |  |  | 0 | 0 | 0 | 0 | 0 | 0 | 0 | 0 | 0
2012 | CAN | NPCC | - | Ontario | 4b | Demand Response used for Ancillary Services - Non-Spinning Reserves |  |  |  | 0 | 0 | 0 | 0 | 0 | 0 | 0 | 0 | 0
2012 | CAN | NPCC | - | Ontario | 4c | Demand Response used for Regulation |  |  |  | 0 | 0 | 0 | 0 | 0 | 0 | 0 | 0 | 0
2012 | CAN | NPCC | - | Ontario | 4d | Demand Response used for Energy, Voluntary Services - Emergency |  |  |  | 0 | 0 | 0 | 0 | 0 | 0 | 0 | 0 | 0
2012 | CAN | NPCC | - | Ontario | 5 | TOTAL INTERNAL CAPACITY |  | 36052.4004 | 35163.0504 | 34537.8838 | 36542.6016 | 34575.3194 | 35079.2372 | 34905.955 | 33635.6728 | 34354.3906 | 35967.1084 | 37564.0262
2012 | CAN | NPCC | - | Ontario | 6a | Existing-Certain |  | 30746.7604 | 30746.7604 | 30746.7604 | 30746.7604 | 30746.7604 | 30746.7604 | 30746.7604 | 30746.7604 | 30746.7604 | 30746.7604 | 30746.7604
2012 | CAN | NPCC | - | Ontario | 6a1 | Wind Expected On-Peak |  | 483.616 | 483.616 | 483.616 | 483.616 | 483.616 | 483.616 | 483.616 | 483.616 | 483.616 | 483.616 | 483.616
2012 | CAN | NPCC | - | Ontario | 6a2 | Solar Expected On-Peak |  | 0 | 0 | 0 | 0 | 0 | 0 | 0 | 0 | 0 | 0 | 0
2012 | CAN | NPCC | - | Ontario | 6a3 | Hydro Expected On-Peak |  | 6119.2197 | 6119.2197 | 6119.2197 | 6119.2197 | 6119.2197 | 6119.2197 | 6119.2197 | 6119.2197 | 6119.2197 | 6119.2197 | 6119.2197
2012 | CAN | NPCC | - | Ontario | 6a4 | Biomass Expected On-Peak |  | 43.1548 | 43.1548 | 43.1548 | 43.1548 | 43.1548 | 43.1548 | 43.1548 | 43.1548 | 43.1548 | 43.1548 | 43.1548
2012 | CAN | NPCC | - | Ontario | 6b | Existing-Other |  | 0 | 0 | 0 | 0 | 0 | 0 | 0 | 0 | 0 | 0 | 0
2012 | CAN | NPCC | - | Ontario | 6b1 | Wind Derate On-Peak |  | 1027.684 | 1027.684 | 1027.684 | 1027.684 | 1027.684 | 1027.684 | 1027.684 | 1027.684 | 1027.684 | 1027.684 | 1027.684
2012 | CAN | NPCC | - | Ontario | 6b2 | Solar Derate On-Peak |  | 0 | 0 | 0 | 0 | 0 | 0 | 0 | 0 | 0 | 0 | 0
2012 | CAN | NPCC | - | Ontario | 6b3 | Hydro Derate On-Peak |  | 1712.8803 | 1712.8803 | 1712.8803 | 1712.8803 | 1712.8803 | 1712.8803 | 1712.8803 | 1712.8803 | 1712.8803 | 1712.8803 | 1712.8803
2012 | CAN | NPCC | - | Ontario | 6b4 | Biomass Derate On-Peak |  | 3.9452 | 3.9452 | 3.9452 | 3.9452 | 3.9452 | 3.9452 | 3.9452 | 3.9452 | 3.9452 | 3.9452 | 3.9452
2012 | CAN | NPCC | - | Ontario | 6b5 | Transmission-Limited Resources |  |  | 0 | 0 | 0 | 0 | 0 | 0 | 0 | 0 | 0 | 0
2012 | CAN | NPCC | - | Ontario | 6b6 | All Other Derates |  | 817.4305 | 817.4305 | 817.4305 | 817.4305 | 817.4305 | 817.4305 | 817.4305 | 817.4305 | 817.4305 | 817.4305 | 817.4305
2012 | CAN | NPCC | - | Ontario | 6b7 | Energy-Only (Existing-Other) |  | 0 | 0 | 0 | 0 | 0 | 0 | 0 | 0 | 0 | 0 | 0
2012 | CAN | NPCC | - | Ontario | 6c | Unplanned Outages (Actual) / Current and Future Inoperable Resources |  |  | 0 | 0 | 0 | 0 | 0 | 0 | 0 | 0 | 0 | 0
2012 | CAN | NPCC | - | Ontario | 6d | Total Supply-Side Demand Response | 0 | 1338.7938 | 1528.5802 | 1664.9872 | 1667.7008 | 1670.4376 | 1673.1818 | 1675.9335 | 1678.6926 | 1681.4591 | 1684.2332 | 1687.0148
2012 | CAN | NPCC | - | Ontario | 7 | TOTAL FUTURE CAPACITY ADDITIONS |  | 1386.01 | -215.038 | -2504.0033 | -1376.5253 | -4085.2253 | -4298.7253 | -5233.7253 | -7265.7253 | -7302.7253 | -6416.7253 | -5575.9253
2012 | CAN | NPCC | - | Ontario | 7a | Future-Planned |  | 1386.01 | -215.038 | -2504.0033 | -1376.5253 | -4085.2253 | -4298.7253 | -5233.7253 | -7265.7253 | -7302.7253 | -6416.7253 | -5575.9253
2012 | CAN | NPCC | - | Ontario | 7a1 | Wind Expected On-Peak |  | 103.01 | 451.762 | 909.8036 | 909.8036 | 909.8036 | 909.8036 | 909.8036 | 909.8036 | 909.8036 | 909.8036 | 909.8036
2012 | CAN | NPCC | - | Ontario | 7a2 | Wind Derate On-Peak |  | 301.69 | 1042.788 | 2016.1264 | 2016.1264 | 2016.1264 | 2016.1264 | 2016.1264 | 2016.1264 | 2016.1264 | 2016.1264 | 2016.1264
2012 | CAN | NPCC | - | Ontario | 7a3 | Solar Expected On-Peak |  | 0 | 0 | 10.4 | 10.4 | 10.4 | 10.4 | 10.4 | 10.4 | 10.4 | 10.4 | 10.4
2012 | CAN | NPCC | - | Ontario | 7a4 | Solar Derate On-Peak |  | 0 | 0 | 249.6 | 249.6 | 249.6 | 249.6 | 249.6 | 249.6 | 249.6 | 249.6 | 249.6
2012 | CAN | NPCC | - | Ontario | 7a5 | Hydro Expected On-Peak |  | 0 | 0 | 44.9231 | 383.0411 | 383.0411 | 383.0411 | 383.0411 | 383.0411 | 383.0411 | 383.0411 | 383.0411
2012 | CAN | NPCC | - | Ontario | 7a6 | Hydro Derate On-Peak |  | 0 | 0 | 18.0769 | 131.9589 | 131.9589 | 131.9589 | 131.9589 | 131.9589 | 131.9589 | 131.9589 | 131.9589
2012 | CAN | NPCC | - | Ontario | 7a7 | Biomass Expected On-Peak |  | 0 | 39.2 | 39.2 | 39.2 | 39.2 | 39.2 | 39.2 | 39.2 | 4.2 | 4.2 | 4.2
2012 | CAN | NPCC | - | Ontario | 7a8 | Biomass Derate On-Peak |  | 0 | 0.8 | 0.8 | 0.8 | 0.8 | 0.8 | 0.8 | 0.8 | -2.2 | -2.2 | -2.2
2012 | CAN | NPCC | - | Ontario | 7a9 | Transmission-Limited Resources
2012 | CAN | NPCC | - | Ontario | 7a10 | Scheduled Outage - Maintenance |  | -164 | -1039 | -1039 | -1039 | -3553 | -3553 | -5249 | -6945 | -7823 | -9333 | -9333
2012 | CAN | NPCC | - | Ontario | 7a11 | All Other Derates |  | 56 | 25.8 | 448.5834 | 1211.9412 | 1953.359 | 2670.7768 | 3432.4946 | 4194.2124 | 4952.9302 | 5679.648 | 6435.7658
2012 | CAN | NPCC | - | Ontario | 7a12 | Energy-Only |  | 0 | 0 | 0 | 0 | 0 | 0 | 0 | 0 | 0 | 0 | 0
2012 | CAN | NPCC | - | Ontario | 7b | Future-Other |  | 0 | 0 | 0 | 0 | 0 | 0 | 0 | 0 | 0 | 0 | 0
2012 | CAN | NPCC | - | Ontario | 7b1 | Wind Expected On-Peak |  | 0 | 0 | 0 | 0 | 0 | 0 | 0 | 0 | 0 | 0 | 0
2012 | CAN | NPCC | - | Ontario | 7b2 | Wind Derate On-Peak |  | 0 | 0 | 0 | 0 | 0 | 0 | 0 | 0 | 0 | 0 | 0
2012 | CAN | NPCC | - | Ontario | 7b3 | Solar Expected On-Peak |  | 0 | 0 | 0 | 0 | 0 | 0 | 0 | 0 | 0 | 0 | 0
2012 | CAN | NPCC | - | Ontario | 7b4 | Solar Derate On-Peak |  | 0 | 0 | 0 | 0 | 0 | 0 | 0 | 0 | 0 | 0 | 0
2012 | CAN | NPCC | - | Ontario | 7b5 | Hydro Expected On-Peak |  | 0 | 0 | 0 | 0 | 0 | 0 | 0 | 0 | 0 | 0 | 0
2012 | CAN | NPCC | - | Ontario | 7b6 | Hydro Derate On-Peak |  | 0 | 0 | 0 | 0 | 0 | 0 | 0 | 0 | 0 | 0 | 0
2012 | CAN | NPCC | - | Ontario | 7b7 | Biomass Expected On-Peak |  | 0 | 0 | 0 | 0 | 0 | 0 | 0 | 0 | 0 | 0 | 0
2012 | CAN | NPCC | - | Ontario | 7b8 | Biomass Derate On-Peak |  | 0 | 0 | 0 | 0 | 0 | 0 | 0 | 0 | 0 | 0 | 0
2012 | CAN | NPCC | - | Ontario | 7b9 | Transmission-Limited Resources
2012 | CAN | NPCC | - | Ontario | 7b10 | Scheduled Outage - Maintenance |  | 0 | 0 | 0 | 0 | 0 | 0 | 0 | 0 | 0 | 0 | 0
2012 | CAN | NPCC | - | Ontario | 7b11 | All Other Derates |  | 0 | 0 | 0 | 0 | 0 | 0 | 0 | 0 | 0 | 0 | 0
2012 | CAN | NPCC | - | Ontario | 7b12 | Energy-Only |  | 0 | 0 | 0 | 0 | 0 | 0 | 0 | 0 | 0 | 0 | 0
2012 | CAN | NPCC | - | Ontario | 8 | Conceptual |  | 0 | 13.464 | 284.188 | 783.292 | 865.08 | 1765.08 | 2961.016 | 3368.016 | 4960.016 | 6350.016 | 6522.016
2012 | CAN | NPCC | - | Ontario | 8a1 | Wind Expected On-Peak |  | 0 | 0 | 128 | 288 | 362.048 | 362.048 | 1167.984 | 1167.984 | 1167.984 | 1167.984 | 1167.984
2012 | CAN | NPCC | - | Ontario | 8a2 | Wind Derate On-Peak |  | 0 | 0 | 272 | 612 | 769.352 | 769.352 | 1419.466 | 1419.466 | 1419.466 | 1419.466 | 1419.466
2012 | CAN | NPCC | - | Ontario | 8a3 | Solar Expected On-Peak |  | 0 | 0 | 4 | 8 | 12 | 12 | 402 | 402 | 402 | 402 | 402
2012 | CAN | NPCC | - | Ontario | 8a4 | Solar Derate On-Peak |  | 0 | 0 | 96 | 192 | 288 | 288 | 288 | 288 | 288 | 288 | 288
2012 | CAN | NPCC | - | Ontario | 8a5 | Hydro Expected On-Peak |  | 0 | 13.464 | 23.188 | 358.292 | 362.032 | 362.032 | 362.032 | 362.032 | 362.032 | 362.032 | 362.032
2012 | CAN | NPCC | - | Ontario | 8a6 | Hydro Derate On-Peak |  | 0 | 4.536 | 7.812 | 120.708 | 121.968 | 121.968 | 121.968 | 121.968 | 121.968 | 121.968 | 121.968
2012 | CAN | NPCC | - | Ontario | 8a7 | Biomass Expected On-Peak |  | 0 | 0 | 129 | 129 | 129 | 129 | 129 | 129 | 157 | 157 | 157
2012 | CAN | NPCC | - | Ontario | 8a8 | Biomass Derate On-Peak |  | 0 | 0 | 77 | 77 | 77 | 77 | 77 | 77 | 87 | 87 | 87
2012 | CAN | NPCC | - | Ontario | 8a9 | All Other Derates |  | 0 | 9.072 | 370.696 | 1150.112 | 2124.048 | 3097.984 | 4071.92 | 5045.856 | 6039.792 | 7033.728 | 8027.664
2012 | CAN | NPCC | - | Ontario | 8a10 | Energy-Only |  | 0 | 0 | 0 | 0 | 0 | 0 | 0 | 0 | 0 | 0 | 0
2012 | CAN | NPCC | - | Ontario | 9 | ANTICIPATED INTERNAL CAPACITY |  | 33471.5643 | 32060.3026 | 29907.7444 | 31037.9359 | 28331.9727 | 28121.2169 | 27188.9686 | 25159.7277 | 25125.4943 | 26014.2683 | 26857.8499
2012 | CAN | NPCC | - | Ontario | 10 | CAPACITY TRANSACTIONS - IMPORTS | 0 | 0 | 0 | 0 | 0 | 0 | 0 | 0 | 0 | 0 | 0 | 0
2012 | CAN | NPCC | - | Ontario | 10a | Firm |  |  | 0 | 0 | 0 | 0 | 0 | 0 | 0 | 0 | 0 | 0
2012 | CAN | NPCC | - | Ontario | 10a1 | Full-Responsibility Purchases |  |  | 0 | 0 | 0 | 0 | 0 | 0 | 0 | 0 | 0 | 0
2012 | CAN | NPCC | - | Ontario | 10a2 | Owned Capacity/Entitlement Located Outside the Region/Subregion |  |  | 0 | 0 | 0 | 0 | 0 | 0 | 0 | 0 | 0 | 0
2012 | CAN | NPCC | - | Ontario | 10b | Non-firm
2012 | CAN | NPCC | - | Ontario | 10c | Expected |  |  | 0 | 0 | 0 | 0 | 0 | 0 | 0 | 0 | 0 | 0
2012 | CAN | NPCC | - | Ontario | 10c1 | Full-Responsibility Purchases |  |  | 0 | 0 | 0 | 0 | 0 | 0 | 0 | 0 | 0 | 0
2012 | CAN | NPCC | - | Ontario | 10c2 | Owned Capacity/Entitlement Located Outside the Region/Subregion |  |  | 0 | 0 | 0 | 0 | 0 | 0 | 0 | 0 | 0 | 0
2012 | CAN | NPCC | - | Ontario | 11 | CAPACITY TRANSACTIONS - EXPORTS | 0 | 0 | 0 | 0 | 0 | 0 | 0 | 0 | 0 | 0 | 0 | 0
2012 | CAN | NPCC | - | Ontario | 11a | Firm |  |  | 0 | 0 | 0 | 0 | 0 | 0 | 0 | 0 | 0 | 0
2012 | CAN | NPCC | - | Ontario | 11a1 | Full-Responsibility Purchases |  |  | 0 | 0 | 0 | 0 | 0 | 0 | 0 | 0 | 0 | 0
2012 | CAN | NPCC | - | Ontario | 11a2 | Owned Capacity/Entitlement Located Outside the Region/Subregion |  |  | 0 | 0 | 0 | 0 | 0 | 0 | 0 | 0 | 0 | 0
2012 | CAN | NPCC | - | Ontario | 11b | Non-firm
2012 | CAN | NPCC | - | Ontario | 11c | Expected |  |  | 0 | 0 | 0 | 0 | 0 | 0 | 0 | 0 | 0 | 0
2012 | CAN | NPCC | - | Ontario | 11c1 | Full-Responsibility Purchases |  |  | 0 | 0 | 0 | 0 | 0 | 0 | 0 | 0 | 0 | 0
2012 | CAN | NPCC | - | Ontario | 11c2 | Owned Capacity/Entitlement Located Outside the Region/Subregion |  |  | 0 | 0 | 0 | 0 | 0 | 0 | 0 | 0 | 0 | 0
2012 | CAN | NPCC | - | Ontario | 12 | EXISTING-CERTAIN & NET FIRM TRANSACTIONS | 0 | 32085.5543 | 32275.3406 | 32411.7477 | 32414.4612 | 32417.198 | 32419.9422 | 32422.6939 | 32425.453 | 32428.2196 | 32430.9936 | 32433.7752
2012 | CAN | NPCC | - | Ontario | 13 | ANTICIPATED CAPACITY RESOURCES |  |  | 32060.3026 | 29907.7444 | 31037.9359 | 28331.9727 | 28121.2169 | 27188.9686 | 25159.7277 | 25125.4943 | 26014.2683 | 26857.8499
2012 | CAN | NPCC | - | Ontario | 14 | PROSPECTIVE CAPACITY RESOURCES |  |  | 32060.3026 | 29907.7444 | 31037.9359 | 28331.9727 | 28121.2169 | 27188.9686 | 25159.7277 | 25125.4943 | 26014.2683 | 26857.8499
2012 | CAN | NPCC | - | Ontario | 15 | TOTAL POTENTIAL CAPACITY RESOURCES |  |  | 32073.7666 | 30191.9324 | 31821.2279 | 29197.0527 | 29886.2969 | 30149.9846 | 28527.7437 | 30085.5103 | 32364.2843 | 33379.8659
2012 | CAN | NPCC | - | Ontario | 16 | ADJUSTED POTENTIAL CAPACITY RESOURCES |  |  | 32073.7665 | 30191.9295 | 31821.22 | 29197.0441 | 29886.2793 | 30149.955 | 28527.71 | 30085.4607 | 32364.2208 | 33379.8007
2012 | CAN | NPCC | - | Ontario | 16a | Confidence of Future-Other |  |  | 0.99999 | 0.99999 | 0.99999 | 0.99999 | 0.99999 | 0.99999 | 0.99999 | 0.99999 | 0.99999 | 0.99999
2012 | CAN | NPCC | - | Ontario | 16b | Net Future-Other Resources After Confidence Percentage Is Applied |  |  | 0 | 0 | 0 | 0 | 0 | 0 | 0 | 0 | 0 | 0
2012 | CAN | NPCC | - | Ontario | 16c | Confidence of Conceptual |  |  | 0.99999 | 0.99999 | 0.99999 | 0.99999 | 0.99999 | 0.99999 | 0.99999 | 0.99999 | 0.99999 | 0.99999
2012 | CAN | NPCC | - | Ontario | 16d | Net Conceptual Resources After Confidence Percentage Is Applied |  |  | 13.4639 | 284.1852 | 783.2842 | 865.0713 | 1765.0623 | 2960.9864 | 3367.9823 | 4959.9664 | 6349.9525 | 6521.9508
2012 | CAN | NPCC | - | Ontario | 17 | ASSESSMENT AREA TARGET RESERVE MARGIN |  |  | 18.6% | 19.8% | 19.2% | 20% | 20% | 20% | 20% | 20% | 20% | 20%
2012 | CAN | NPCC | - | Ontario | 18 | EXISTING-CERTAIN AND NET FIRM TRANSACTIONS RESERVE MARGIN | 360: -100%; 365: 46.86%
2012 | CAN | NPCC | - | Ontario | 19 | ANTICIPATED CAPACITY RESOURCES RESERVE MARGIN |  |  | 44.47% | 36.63% | 44.36% | 33.94% | 35.73% | 31.35% | 19.45% | 18.33% | 21.33% | 24.75%
2012 | CAN | NPCC | - | Ontario | 20 | PROSPECTIVE CAPACITY RESOURCES RESERVE MARGIN |  |  | 44.47% | 36.63% | 44.36% | 33.94% | 35.73% | 31.35% | 19.45% | 18.33% | 21.33% | 24.75%
2012 | CAN | NPCC | - | Ontario | 21 | TOTAL POTENTIAL RESOURCES RESERVE MARGIN |  |  | 44.53% | 37.92% | 48.01% | 38.02% | 44.25% | 45.65% | 35.44% | 41.69% | 50.95% | 55.04%
2012 | CAN | NPCC | - | Ontario | 22 | ADJUSTED POTENTIAL RESOURCES RESERVE MARGIN |  |  | 44.53% | 37.92% | 48.01% | 38.02% | 44.25% | 45.65% | 35.44% | 41.69% | 50.95% | 55.04%
2012 | CAN | NPCC | - | Ontario | 23 | Total Baseline Installed Capacity | 360: 0
2012 | CAN | NPCC | - | Ontario | 24 | Distributed or Other Capacity (Behind the Meter) < 1 MW |  | 0 | 0 | 0 | 0 | 0 | 0 | 0 | 0 | 0 | 0 | 0
2012 | CAN | NPCC | - | Ontario | 25 | Distributed or Other Capacity (Behind the Meter) ≥ 1 MW |  | 0 | 0 | 0 | 0 | 0 | 0 | 0 | 0 | 0 | 0 | 0
2012 | CAN | NPCC | - | Ontario | 26 | Capacity Total from EIA-860 |  | 0 | 0 | 0 | 0 | 0 | 0 | 0 | 0 | 0 | 0 | 0
2012 | CAN | NPCC | - | Quebec | 1 | Unrestricted Non-coincident Peak Demand |  | 39310.381 | 39789.6299 | 40211.6747 | 40826.7547 | 41255.4147 | 41708.6777 | 42116.9408 | 42571.5754 | 42969.2058 | 43357.2058 | 43765.2058
2012 | CAN | NPCC | - | Quebec | 1a | New Conservation (Energy Efficiency) |  | 1770 | 1980 | 2150 | 2300 | 2410 | 2520 | 2630 | 2760 | 2890 | 3040 | 3190
2012 | CAN | NPCC | - | Quebec | 1b | Estimated Diversity |  |  |  | 0 | 0 | 0 | 0 | 0 | 0 | 0 | 0 | 0
2012 | CAN | NPCC | - | Quebec | 1c | Additions for non-member load (load served by non-registered LSE's in a region) |  |  |  | 0 | 0 | 0 | 0 | 0 | 0 | 0 | 0 | 0
2012 | CAN | NPCC | - | Quebec | 1d | Stand-by Load Under Contract (Normally served by behind the meter generation) |  |  |  | 0 | 0 | 0 | 0 | 0 | 0 | 0 | 0 | 0
2012 | CAN | NPCC | - | Quebec | 1e | Non-Controllable Demand-Side Demand Response |  |  |  | 0 | 0 | 0 | 0 | 0 | 0 | 0 | 0 | 0
2012 | CAN | NPCC | - | Quebec | 2 | Total Internal Demand | 35481 | 37540.381 | 37809.6299 | 38061.6747 | 38526.7547 | 38845.4147 | 39188.6777 | 39486.9408 | 39811.5754 | 40079.2058 | 40317.2058 | 40575.2058
2012 | CAN | NPCC | - | Quebec | 2a | Supply-Side Direct Control Load Management (DCLM) |  | 250 | 250 | 250 | 250 | 250 | 250 | 250 | 250 | 250 | 250 | 250
2012 | CAN | NPCC | - | Quebec | 2b | Supply-Side Contractually Interruptible (Curtailable) |  | 1660 | 1660 | 1439 | 1439 | 1537 | 1300 | 1300 | 1300 | 1300 | 1300 | 1300
2012 | CAN | NPCC | - | Quebec | 2c | Supply-Side Critical Peak-Pricing (CPP) with Control |  |  |  | 0 | 0 | 0 | 0 | 0 | 0 | 0 | 0 | 0
2012 | CAN | NPCC | - | Quebec | 2d | Supply-Side Load as a Capacity Resource |  |  |  | 0 | 0 | 0 | 0 | 0 | 0 | 0 | 0 | 0
2012 | CAN | NPCC | - | Quebec | 3 | Net Internal Demand | 35481 | 37540.381 | 37809.6299 | 38061.6747 | 38526.7547 | 38845.4147 | 39188.6777 | 39486.9408 | 39811.5754 | 40079.2058 | 40317.2058 | 40575.2058
2012 | CAN | NPCC | - | Quebec | 3a | Demand-Side Direct Control Load Management (DCLM)
2012 | CAN | NPCC | - | Quebec | 3b | Demand-Side Contractually Interruptible (Curtailable)
2012 | CAN | NPCC | - | Quebec | 3c | Demand-Side Critical Peak-Pricing (CPP) with Control |  |  |  | 0 | 0 | 0 | 0 | 0 | 0 | 0 | 0 | 0
2012 | CAN | NPCC | - | Quebec | 3d | Demand-Side Load as a Capacity Resource |  |  |  | 0 | 0 | 0 | 0 | 0 | 0 | 0 | 0 | 0
2012 | CAN | NPCC | - | Quebec | 4 | Total Controllable Demand Response | 0 | 1910 | 1910 | 1689 | 1689 | 1787 | 1550 | 1550 | 1550 | 1550 | 1550 | 1550
2012 | CAN | NPCC | - | Quebec | 4a | Demand Response used for Ancillary Services - Spinning Reserves |  |  |  | 0 | 0 | 0 | 0 | 0 | 0 | 0 | 0 | 0
2012 | CAN | NPCC | - | Quebec | 4b | Demand Response used for Ancillary Services - Non-Spinning Reserves |  |  |  | 0 | 0 | 0 | 0 | 0 | 0 | 0 | 0 | 0
2012 | CAN | NPCC | - | Quebec | 4c | Demand Response used for Regulation |  |  |  | 0 | 0 | 0 | 0 | 0 | 0 | 0 | 0 | 0
2012 | CAN | NPCC | - | Quebec | 4d | Demand Response used for Energy, Voluntary Services - Emergency |  |  |  | 0 | 0 | 0 | 0 | 0 | 0 | 0 | 0 | 0
2012 | CAN | NPCC | - | Quebec | 5 | TOTAL INTERNAL CAPACITY |  | 43446.202 | 44339.702 | 45568.102 | 46156.702 | 46537.702 | 46843.702 | 47425.702 | 47531.702 | 47926.702 | 47926.702 | 47926.702
2012 | CAN | NPCC | - | Quebec | 6a | Existing-Certain |  | 39185.162 | 39185.162 | 39185.162 | 39185.162 | 39185.162 | 39185.162 | 39185.162 | 39185.162 | 39185.162 | 39185.162 | 39185.162
2012 | CAN | NPCC | - | Quebec | 6a1 | Wind Expected On-Peak |  | 285.93 | 285.93 | 285.93 | 285.93 | 285.93 | 285.93 | 285.93 | 285.93 | 285.93 | 285.93 | 285.93
2012 | CAN | NPCC | - | Quebec | 6a2 | Solar Expected On-Peak |  | 0 | 0 | 0 | 0 | 0 | 0 | 0 | 0 | 0 | 0 | 0
2012 | CAN | NPCC | - | Quebec | 6a3 | Hydro Expected On-Peak |  | 38261.6 | 38261.6 | 38261.6 | 38261.6 | 38261.6 | 38261.6 | 38261.6 | 38261.6 | 38261.6 | 38261.6 | 38261.6
2012 | CAN | NPCC | - | Quebec | 6a4 | Biomass Expected On-Peak |  | 201.632 | 201.632 | 201.632 | 201.632 | 201.632 | 201.632 | 201.632 | 201.632 | 201.632 | 201.632 | 201.632
2012 | CAN | NPCC | - | Quebec | 6b | Existing-Other |  | 0 | 0 | 0 | 0 | 0 | 0 | 0 | 0 | 0 | 0 | 0
2012 | CAN | NPCC | - | Quebec | 6b1 | Wind Derate On-Peak |  | 771.02 | 771.02 | 771.02 | 771.02 | 771.02 | 771.02 | 771.02 | 771.02 | 771.02 | 771.02 | 771.02
2012 | CAN | NPCC | - | Quebec | 6b2 | Solar Derate On-Peak |  | 0 | 0 | 0 | 0 | 0 | 0 | 0 | 0 | 0 | 0 | 0
2012 | CAN | NPCC | - | Quebec | 6b3 | Hydro Derate On-Peak |  | 1445.8 | 1445.8 | 1445.8 | 1445.8 | 1445.8 | 1445.8 | 1445.8 | 1445.8 | 1445.8 | 1445.8 | 1445.8
2012 | CAN | NPCC | - | Quebec | 6b4 | Biomass Derate On-Peak |  | 0 | 0 | 0 | 0 | 0 | 0 | 0 | 0 | 0 | 0 | 0
2012 | CAN | NPCC | - | Quebec | 6b5 | Transmission-Limited Resources |  |  | 0 | 0 | 0 | 0 | 0 | 0 | 0 | 0 | 0 | 0
2012 | CAN | NPCC | - | Quebec | 6b6 | All Other Derates |  | 705.02 | 705.02 | 705.02 | 705.02 | 705.02 | 705.02 | 705.02 | 705.02 | 705.02 | 705.02 | 705.02
2012 | CAN | NPCC | - | Quebec | 6b7 | Energy-Only (Existing-Other) |  | 0 | 0 | 0 | 0 | 0 | 0 | 0 | 0 | 0 | 0 | 0
2012 | CAN | NPCC | - | Quebec | 6c | Unplanned Outages (Actual) / Current and Future Inoperable Resources |  | 547 | 547 | 547 | 547 | 547 | 0 | 0 | 0 | 0 | 0 | 0
2012 | CAN | NPCC | - | Quebec | 6d | Total Supply-Side Demand Response | 0 | 1910 | 1910 | 1689 | 1689 | 1787 | 1550 | 1550 | 1550 | 1550 | 1550 | 1550
2012 | CAN | NPCC | - | Quebec | 7 | TOTAL FUTURE CAPACITY ADDITIONS |  | 316.55 | 685.4 | 1622.46 | 1899.14 | 2280.14 | 3133.14 | 3715.14 | 3821.14 | 4216.14 | 4216.14 | 4216.14
2012 | CAN | NPCC | - | Quebec | 7a | Future-Planned |  | 316.55 | 685.4 | 1622.46 | 1899.14 | 2280.14 | 3133.14 | 3715.14 | 3821.14 | 4216.14 | 4216.14 | 4216.14
2012 | CAN | NPCC | - | Quebec | 7a1 | Wind Expected On-Peak |  | 203.85 | 428.7 | 553.56 | 687.24 | 687.24 | 687.24 | 687.24 | 687.24 | 687.24 | 687.24 | 687.24
2012 | CAN | NPCC | - | Quebec | 7a2 | Wind Derate On-Peak |  | 475.65 | 1000.3 | 1291.64 | 1603.56 | 1603.56 | 1603.56 | 1603.56 | 1603.56 | 1603.56 | 1603.56 | 1603.56
2012 | CAN | NPCC | - | Quebec | 7a3 | Solar Expected On-Peak |  | 0 | 0 | 0 | 0 | 0 | 0 | 0 | 0 | 0 | 0 | 0
2012 | CAN | NPCC | - | Quebec | 7a4 | Solar Derate On-Peak |  | 0 | 0 | 0 | 0 | 0 | 0 | 0 | 0 | 0 | 0 | 0
2012 | CAN | NPCC | - | Quebec | 7a5 | Hydro Expected On-Peak |  | 53.3 | 196.3 | 918.2 | 989.2 | 1320.2 | 2173.2 | 2208.2 | 2314.2 | 2709.2 | 2709.2 | 2709.2
2012 | CAN | NPCC | - | Quebec | 7a6 | Hydro Derate On-Peak |  | 0 | 0 | 0 | 0 | 0 | 0 | 0 | 0 | 0 | 0 | 0
2012 | CAN | NPCC | - | Quebec | 7a7 | Biomass Expected On-Peak |  | 59.4 | 60.4 | 150.7 | 222.7 | 272.7 | 272.7 | 272.7 | 272.7 | 272.7 | 272.7 | 272.7
2012 | CAN | NPCC | - | Quebec | 7a8 | Biomass Derate On-Peak |  | 0 | 0 | 0 | 0 | 0 | 0 | 0 | 0 | 0 | 0 | 0
2012 | CAN | NPCC | - | Quebec | 7a9 | Transmission-Limited Resources
2012 | CAN | NPCC | - | Quebec | 7a10 | Scheduled Outage - Maintenance |  | 0 | 0 | 0 | 0 | 0 | 0 | 0 | 0 | 0 | 0 | 0
2012 | CAN | NPCC | - | Quebec | 7a11 | All Other Derates |  | 0 | 0 | 1.1369e-13 | 1.1369e-13 | 1.1369e-13 | 1.1369e-13 | 1.1369e-13 | 1.1369e-13 | 1.1369e-13 | 1.1369e-13 | 1.1369e-13
2012 | CAN | NPCC | - | Quebec | 7a12 | Energy-Only |  | 0 | 0 | 0 | 0 | 0 | 0 | 0 | 0 | 0 | 0 | 0
2012 | CAN | NPCC | - | Quebec | 7b | Future-Other |  | 0 | 0 | 0 | 0 | 0 | 0 | 0 | 0 | 0 | 0 | 0
2012 | CAN | NPCC | - | Quebec | 7b1 | Wind Expected On-Peak |  | 0 | 0 | 0 | 0 | 0 | 0 | 0 | 0 | 0 | 0 | 0
2012 | CAN | NPCC | - | Quebec | 7b2 | Wind Derate On-Peak |  | 0 | 0 | 0 | 0 | 0 | 0 | 0 | 0 | 0 | 0 | 0
2012 | CAN | NPCC | - | Quebec | 7b3 | Solar Expected On-Peak |  | 0 | 0 | 0 | 0 | 0 | 0 | 0 | 0 | 0 | 0 | 0
2012 | CAN | NPCC | - | Quebec | 7b4 | Solar Derate On-Peak |  | 0 | 0 | 0 | 0 | 0 | 0 | 0 | 0 | 0 | 0 | 0
2012 | CAN | NPCC | - | Quebec | 7b5 | Hydro Expected On-Peak |  | 0 | 0 | 0 | 0 | 0 | 0 | 0 | 0 | 0 | 0 | 0
2012 | CAN | NPCC | - | Quebec | 7b6 | Hydro Derate On-Peak |  | 0 | 0 | 0 | 0 | 0 | 0 | 0 | 0 | 0 | 0 | 0
2012 | CAN | NPCC | - | Quebec | 7b7 | Biomass Expected On-Peak |  | 0 | 0 | 0 | 0 | 0 | 0 | 0 | 0 | 0 | 0 | 0
2012 | CAN | NPCC | - | Quebec | 7b8 | Biomass Derate On-Peak |  | 0 | 0 | 0 | 0 | 0 | 0 | 0 | 0 | 0 | 0 | 0
2012 | CAN | NPCC | - | Quebec | 7b9 | Transmission-Limited Resources
2012 | CAN | NPCC | - | Quebec | 7b10 | Scheduled Outage - Maintenance |  | 0 | 0 | 0 | 0 | 0 | 0 | 0 | 0 | 0 | 0 | 0
2012 | CAN | NPCC | - | Quebec | 7b11 | All Other Derates |  | 0 | 0 | 0 | 0 | 0 | 0 | 0 | 0 | 0 | 0 | 0
2012 | CAN | NPCC | - | Quebec | 7b12 | Energy-Only |  | 0 | 0 | 0 | 0 | 0 | 0 | 0 | 0 | 0 | 0 | 0
2012 | CAN | NPCC | - | Quebec | 8 | Conceptual |  | 0 | 0 | 0 | 0 | 0 | 0 | 0 | 0 | 0 | 0 | 0
2012 | CAN | NPCC | - | Quebec | 8a1 | Wind Expected On-Peak |  | 0 | 0 | 0 | 0 | 0 | 0 | 0 | 0 | 0 | 0 | 0
2012 | CAN | NPCC | - | Quebec | 8a2 | Wind Derate On-Peak |  | 0 | 0 | 0 | 0 | 0 | 0 | 0 | 0 | 0 | 0 | 0
2012 | CAN | NPCC | - | Quebec | 8a3 | Solar Expected On-Peak |  | 0 | 0 | 0 | 0 | 0 | 0 | 0 | 0 | 0 | 0 | 0
2012 | CAN | NPCC | - | Quebec | 8a4 | Solar Derate On-Peak |  | 0 | 0 | 0 | 0 | 0 | 0 | 0 | 0 | 0 | 0 | 0
2012 | CAN | NPCC | - | Quebec | 8a5 | Hydro Expected On-Peak |  | 0 | 0 | 0 | 0 | 0 | 0 | 0 | 0 | 0 | 0 | 0
2012 | CAN | NPCC | - | Quebec | 8a6 | Hydro Derate On-Peak |  | 0 | 0 | 0 | 0 | 0 | 0 | 0 | 0 | 0 | 0 | 0
2012 | CAN | NPCC | - | Quebec | 8a7 | Biomass Expected On-Peak |  | 0 | 0 | 0 | 0 | 0 | 0 | 0 | 0 | 0 | 0 | 0
2012 | CAN | NPCC | - | Quebec | 8a8 | Biomass Derate On-Peak |  | 0 | 0 | 0 | 0 | 0 | 0 | 0 | 0 | 0 | 0 | 0
2012 | CAN | NPCC | - | Quebec | 8a9 | All Other Derates |  | 0 | 0 | 0 | 0 | 0 | 0 | 0 | 0 | 0 | 0 | 0
2012 | CAN | NPCC | - | Quebec | 8a10 | Energy-Only |  | 0 | 0 | 0 | 0 | 0 | 0 | 0 | 0 | 0 | 0 | 0
2012 | CAN | NPCC | - | Quebec | 9 | ANTICIPATED INTERNAL CAPACITY |  | 41411.712 | 41780.562 | 42496.622 | 42773.302 | 43252.302 | 43868.302 | 44450.302 | 44556.302 | 44951.302 | 44951.302 | 44951.302
2012 | CAN | NPCC | - | Quebec | 10 | CAPACITY TRANSACTIONS - IMPORTS | 0 | 581 | 1100 | 1100 | 1100 | 1100 | 1100 | 1100 | 1100 | 1100 | 1100 | 1100
2012 | CAN | NPCC | - | Quebec | 10a | Firm |  | 181 | 0 | 0 | 0 | 0 | 0 | 0 | 0 | 0 | 0 | 0
2012 | CAN | NPCC | - | Quebec | 10a1 | Full-Responsibility Purchases |  | 181 | 0 | 0 | 0 | 0 | 0 | 0 | 0 | 0 | 0 | 0
2012 | CAN | NPCC | - | Quebec | 10a2 | Owned Capacity/Entitlement Located Outside the Region/Subregion |  |  | 0 | 0 | 0 | 0 | 0 | 0 | 0 | 0 | 0 | 0
2012 | CAN | NPCC | - | Quebec | 10b | Non-firm
2012 | CAN | NPCC | - | Quebec | 10c | Expected |  | 400 | 1100 | 1100 | 1100 | 1100 | 1100 | 1100 | 1100 | 1100 | 1100 | 1100
2012 | CAN | NPCC | - | Quebec | 10c1 | Full-Responsibility Purchases |  | 400 | 1100 | 1100 | 1100 | 1100 | 1100 | 1100 | 1100 | 1100 | 1100 | 1100
2012 | CAN | NPCC | - | Quebec | 10c2 | Owned Capacity/Entitlement Located Outside the Region/Subregion |  |  | 0 | 0 | 0 | 0 | 0 | 0 | 0 | 0 | 0 | 0
2012 | CAN | NPCC | - | Quebec | 11 | CAPACITY TRANSACTIONS - EXPORTS | 0 | 398 | 398 | 626 | 676 | 151 | 151 | 151 | 151 | 145 | 145 | 145
2012 | CAN | NPCC | - | Quebec | 11a | Firm |  | 398 | 398 | 626 | 676 | 151 | 151 | 151 | 151 | 145 | 145 | 145
2012 | CAN | NPCC | - | Quebec | 11a1 | Full-Responsibility Purchases |  | 398 | 398 | 626 | 676 | 151 | 151 | 151 | 151 | 145 | 145 | 145
2012 | CAN | NPCC | - | Quebec | 11a2 | Owned Capacity/Entitlement Located Outside the Region/Subregion |  |  | 0 | 0 | 0 | 0 | 0 | 0 | 0 | 0 | 0 | 0
2012 | CAN | NPCC | - | Quebec | 11b | Non-firm
2012 | CAN | NPCC | - | Quebec | 11c | Expected |  |  | 0 | 0 | 0 | 0 | 0 | 0 | 0 | 0 | 0 | 0
2012 | CAN | NPCC | - | Quebec | 11c1 | Full-Responsibility Purchases |  |  | 0 | 0 | 0 | 0 | 0 | 0 | 0 | 0 | 0 | 0
2012 | CAN | NPCC | - | Quebec | 11c2 | Owned Capacity/Entitlement Located Outside the Region/Subregion |  |  | 0 | 0 | 0 | 0 | 0 | 0 | 0 | 0 | 0 | 0
2012 | CAN | NPCC | - | Quebec | 12 | EXISTING-CERTAIN & NET FIRM TRANSACTIONS | 0 | 40878.162 | 40697.162 | 40248.162 | 40198.162 | 40821.162 | 40584.162 | 40584.162 | 40584.162 | 40590.162 | 40590.162 | 40590.162
2012 | CAN | NPCC | - | Quebec | 13 | ANTICIPATED CAPACITY RESOURCES |  | 41594.712 | 42482.562 | 42970.622 | 43197.302 | 44201.302 | 44817.302 | 45399.302 | 45505.302 | 45906.302 | 45906.302 | 45906.302
2012 | CAN | NPCC | - | Quebec | 14 | PROSPECTIVE CAPACITY RESOURCES |  | 41594.712 | 42482.562 | 42970.622 | 43197.302 | 44201.302 | 44817.302 | 45399.302 | 45505.302 | 45906.302 | 45906.302 | 45906.302
2012 | CAN | NPCC | - | Quebec | 15 | TOTAL POTENTIAL CAPACITY RESOURCES |  | 41594.712 | 42482.562 | 42970.622 | 43197.302 | 44201.302 | 44817.302 | 45399.302 | 45505.302 | 45906.302 | 45906.302 | 45906.302
2012 | CAN | NPCC | - | Quebec | 16 | ADJUSTED POTENTIAL CAPACITY RESOURCES |  | 41594.712 | 42482.562 | 42970.622 | 43197.302 | 44201.302 | 44817.302 | 45399.302 | 45505.302 | 45906.302 | 45906.302 | 45906.302
2012 | CAN | NPCC | - | Quebec | 16a | Confidence of Future-Other |  | 0.99999 | 0.99999 | 0.99999 | 0.99999 | 0.99999 | 0.99999 | 0.99999 | 0.99999 | 0.99999 | 0.99999 | 0.99999
2012 | CAN | NPCC | - | Quebec | 16b | Net Future-Other Resources After Confidence Percentage Is Applied |  |  | 0 | 0 | 0 | 0 | 0 | 0 | 0 | 0 | 0 | 0
2012 | CAN | NPCC | - | Quebec | 16c | Confidence of Conceptual |  | 0.99999 | 0.99999 | 0.99999 | 0.99999 | 0.99999 | 0.99999 | 0.99999 | 0.99999 | 0.99999 | 0.99999 | 0.99999
2012 | CAN | NPCC | - | Quebec | 16d | Net Conceptual Resources After Confidence Percentage Is Applied |  | 0 | 0 | 0 | 0 | 0 | 0 | 0 | 0 | 0 | 0 | 0
2012 | CAN | NPCC | - | Quebec | 17 | ASSESSMENT AREA TARGET RESERVE MARGIN |  | 9.6% | 10% | 10.5% | 11.4% | 12.2% | 12.2% | 12.2% | 12.2% | 12.2% | 12.2% | 12.2%
2012 | CAN | NPCC | - | Quebec | 18 | EXISTING-CERTAIN AND NET FIRM TRANSACTIONS RESERVE MARGIN | 360: -100%; 365: 8.891%
2012 | CAN | NPCC | - | Quebec | 19 | ANTICIPATED CAPACITY RESOURCES RESERVE MARGIN |  | 10.8% | 12.36% | 12.9% | 12.12% | 13.79% | 14.36% | 14.97% | 14.3% | 14.54% | 13.86% | 13.14%
2012 | CAN | NPCC | - | Quebec | 20 | PROSPECTIVE CAPACITY RESOURCES RESERVE MARGIN |  | 10.8% | 12.36% | 12.9% | 12.12% | 13.79% | 14.36% | 14.97% | 14.3% | 14.54% | 13.86% | 13.14%
2012 | CAN | NPCC | - | Quebec | 21 | TOTAL POTENTIAL RESOURCES RESERVE MARGIN |  | 10.8% | 12.36% | 12.9% | 12.12% | 13.79% | 14.36% | 14.97% | 14.3% | 14.54% | 13.86% | 13.14%
2012 | CAN | NPCC | - | Quebec | 22 | ADJUSTED POTENTIAL RESOURCES RESERVE MARGIN |  | 10.8% | 12.36% | 12.9% | 12.12% | 13.79% | 14.36% | 14.97% | 14.3% | 14.54% | 13.86% | 13.14%
2012 | CAN | NPCC | - | Quebec | 23 | Total Baseline Installed Capacity | 360: 0
2012 | CAN | NPCC | - | Quebec | 24 | Distributed or Other Capacity (Behind the Meter) < 1 MW |  | 0 | 0 | 0 | 0 | 0 | 0 | 0 | 0 | 0 | 0 | 0
2012 | CAN | NPCC | - | Quebec | 25 | Distributed or Other Capacity (Behind the Meter) ≥ 1 MW |  | 0 | 0 | 0 | 0 | 0 | 0 | 0 | 0 | 0 | 0 | 0
2012 | CAN | NPCC | - | Quebec | 26 | Capacity Total from EIA-860 |  | 0 | 0 | 0 | 0 | 0 | 0 | 0 | 0 | 0 | 0 | 0
2012 | US | RF | - | PJM | 1 | Unrestricted Non-coincident Peak Demand |  | 134093 | 136086 | 138711 | 140863 | 142623 | 143788 | 145038 | 146072 | 147496 | 148996 | 150346
2012 | US | RF | - | PJM | 1a | New Conservation (Energy Efficiency) |  | 581 | 728 | 804 | 804 | 804 | 804 | 804 | 804 | 804 | 804 | 804
2012 | US | RF | - | PJM | 1b | Estimated Diversity |  | 3290 | 3198 | 3136 | 3148 | 3252 | 3322 | 3390 | 3250 | 3273 | 3356 | 3426
2012 | US | RF | - | PJM | 1c | Additions for non-member load (load served by non-registered LSE's in a region) |  |  |  | 0 | 0 | 0 | 0 | 0 | 0 | 0 | 0 | 0
2012 | US | RF | - | PJM | 1d | Stand-by Load Under Contract (Normally served by behind the meter generation) |  |  |  | 0 | 0 | 0 | 0 | 0 | 0 | 0 | 0 | 0
2012 | US | RF | - | PJM | 1e | Non-Controllable Demand-Side Demand Response |  |  |  | 0 | 0 | 0 | 0 | 0 | 0 | 0 | 0 | 0
2012 | US | RF | - | PJM | 2 | Total Internal Demand | 122563 | 130222 | 132160 | 134771 | 136911 | 138567 | 139662 | 140844 | 142018 | 143419 | 144836 | 146116
2012 | US | RF | - | PJM | 2a | Supply-Side Direct Control Load Management (DCLM) |  |  |  | 0 | 0 | 0 | 0 | 0 | 0 | 0 | 0 | 0
2012 | US | RF | - | PJM | 2b | Supply-Side Contractually Interruptible (Curtailable) |  |  |  | 0 | 0 | 0 | 0 | 0 | 0 | 0 | 0 | 0
2012 | US | RF | - | PJM | 2c | Supply-Side Critical Peak-Pricing (CPP) with Control |  |  |  | 0 | 0 | 0 | 0 | 0 | 0 | 0 | 0 | 0
2012 | US | RF | - | PJM | 2d | Supply-Side Load as a Capacity Resource |  |  |  | 0 | 0 | 0 | 0 | 0 | 0 | 0 | 0 | 0
2012 | US | RF | - | PJM | 3 | Net Internal Demand | 110963 | 119222 | 121160 | 121571 | 123711 | 125367 | 126462 | 127644 | 128818 | 130219 | 131636 | 132916
2012 | US | RF | - | PJM | 3a | Demand-Side Direct Control Load Management (DCLM) | 695 | 1000 | 1000 | 1000 | 1000 | 1000 | 1000 | 1000 | 1000 | 1000 | 1000 | 1000
2012 | US | RF | - | PJM | 3b | Demand-Side Contractually Interruptible (Curtailable) | 4828 | 5000 | 5000 | 7200 | 7200 | 7200 | 7200 | 7200 | 7200 | 7200 | 7200 | 7200
2012 | US | RF | - | PJM | 3c | Demand-Side Critical Peak-Pricing (CPP) with Control |  |  |  | 0 | 0 | 0 | 0 | 0 | 0 | 0 | 0 | 0
2012 | US | RF | - | PJM | 3d | Demand-Side Load as a Capacity Resource | 6077 | 5000 | 5000 | 5000 | 5000 | 5000 | 5000 | 5000 | 5000 | 5000 | 5000 | 5000
2012 | US | RF | - | PJM | 4 | Total Controllable Demand Response | 11600 | 11000 | 11000 | 13200 | 13200 | 13200 | 13200 | 13200 | 13200 | 13200 | 13200 | 13200
2012 | US | RF | - | PJM | 4a | Demand Response used for Ancillary Services - Spinning Reserves |  |  |  | 0 | 0 | 0 | 0 | 0 | 0 | 0 | 0 | 0
2012 | US | RF | - | PJM | 4b | Demand Response used for Ancillary Services - Non-Spinning Reserves |  |  |  | 0 | 0 | 0 | 0 | 0 | 0 | 0 | 0 | 0
2012 | US | RF | - | PJM | 4c | Demand Response used for Regulation |  |  |  | 0 | 0 | 0 | 0 | 0 | 0 | 0 | 0 | 0
2012 | US | RF | - | PJM | 4d | Demand Response used for Energy, Voluntary Services - Emergency |  |  |  | 0 | 0 | 0 | 0 | 0 | 0 | 0 | 0 | 0
2012 | US | RF | - | PJM | 5 | TOTAL INTERNAL CAPACITY | 186164 | 190674.4824 | 190584.4624 | 191836.2424 | 187115.7224 | 187250.6024 | 187351.2824 | 189001.9624 | 189082.6424 | 189163.3224 | 189244.0024 | 189324.6824
2012 | US | RF | - | PJM | 6a | Existing-Certain | 180417 | 185423.9 | 185423.9 | 185423.9 | 185423.9 | 185423.9 | 185423.9 | 185423.9 | 185423.9 | 185423.9 | 185423.9 | 185423.9
2012 | US | RF | - | PJM | 6a1 | Wind Expected On-Peak | 670 | 711.4 | 711.4 | 711.4 | 711.4 | 711.4 | 711.4 | 711.4 | 711.4 | 711.4 | 711.4 | 711.4
2012 | US | RF | - | PJM | 6a2 | Solar Expected On-Peak | 12 | 42.3 | 42.3 | 42.3 | 42.3 | 42.3 | 42.3 | 42.3 | 42.3 | 42.3 | 42.3 | 42.3
2012 | US | RF | - | PJM | 6a3 | Hydro Expected On-Peak | 2632 | 2677.3 | 2677.3 | 2677.3 | 2677.3 | 2677.3 | 2677.3 | 2677.3 | 2677.3 | 2677.3 | 2677.3 | 2677.3
2012 | US | RF | - | PJM | 6a4 | Biomass Expected On-Peak | 874 | 943.3 | 943.3 | 943.3 | 943.3 | 943.3 | 943.3 | 943.3 | 943.3 | 943.3 | 943.3 | 943.3
2012 | US | RF | - | PJM | 6b | Existing-Other |  | 0 | 0 | 0 | 0 | 0 | 0 | 0 | 0 | 0 | 0 | 0
2012 | US | RF | - | PJM | 6b1 | Wind Derate On-Peak | 4273 | 4760.9077 | 4760.9077 | 4760.9077 | 4760.9077 | 4760.9077 | 4760.9077 | 4760.9077 | 4760.9077 | 4760.9077 | 4760.9077 | 4760.9077
2012 | US | RF | - | PJM | 6b2 | Solar Derate On-Peak | 20 | 63.7947 | 63.7947 | 63.7947 | 63.7947 | 63.7947 | 63.7947 | 63.7947 | 63.7947 | 63.7947 | 63.7947 | 63.7947
2012 | US | RF | - | PJM | 6b3 | Hydro Derate On-Peak |  | 0 | 0 | 0 | 0 | 0 | 0 | 0 | 0 | 0 | 0 | 0
2012 | US | RF | - | PJM | 6b4 | Biomass Derate On-Peak | 4 | 0 | 0 | 0 | 0 | 0 | 0 | 0 | 0 | 0 | 0 | 0
2012 | US | RF | - | PJM | 6b5 | Transmission-Limited Resources |  |  | 0 | 0 | 0 | 0 | 0 | 0 | 0 | 0 | 0 | 0
2012 | US | RF | - | PJM | 6b6 | All Other Derates | 1450 | 0 | 0 | 0 | 0 | 0 | 0 | 0 | 0 | 0 | 0 | 0
2012 | US | RF | - | PJM | 6b7 | Energy-Only (Existing-Other) |  | 0 | 0 | 0 | 0 | 0 | 0 | 0 | 0 | 0 | 0 | 0
2012 | US | RF | - | PJM | 6c | Unplanned Outages (Actual) / Current and Future Inoperable Resources |  |  | 0 | 0 | 0 | 0 | 0 | 0 | 0 | 0 | 0 | 0
2012 | US | RF | - | PJM | 6d | Total Supply-Side Demand Response | 0 | 0 | 0 | 0 | 0 | 0 | 0 | 0 | 0 | 0 | 0 | 0
2012 | US | RF | - | PJM | 7 | TOTAL FUTURE CAPACITY ADDITIONS |  | 201.76 | -716.26 | 239.64 | -4896.76 | -4817.76 | -4810.16 | -3240.16 | -3240.16 | -3240.16 | -3240.16 | -3240.16
2012 | US | RF | - | PJM | 7a | Future-Planned |  | 201.76 | -716.26 | 239.64 | -4896.76 | -4817.76 | -4810.16 | -3240.16 | -3240.16 | -3240.16 | -3240.16 | -3240.16
2012 | US | RF | - | PJM | 7a1 | Wind Expected On-Peak |  | 50 | 216.18 | 276.18 | 366.18 | 366.18 | 366.18 | 366.18 | 366.18 | 366.18 | 366.18 | 366.18
2012 | US | RF | - | PJM | 7a2 | Wind Derate On-Peak |  | 200 | 952.22 | 1192.22 | 1552.22 | 1552.22 | 1552.22 | 1552.22 | 1552.22 | 1552.22 | 1552.22 | 1552.22
2012 | US | RF | - | PJM | 7a3 | Solar Expected On-Peak |  | 4.96 | 17.06 | 20.86 | 20.86 | 20.86 | 28.46 | 28.46 | 28.46 | 28.46 | 28.46 | 28.46
2012 | US | RF | - | PJM | 7a4 | Solar Derate On-Peak |  | 8.04 | 27.94 | 27.94 | 27.94 | 27.94 | 40.34 | 40.34 | 40.34 | 40.34 | 40.34 | 40.34
2012 | US | RF | - | PJM | 7a5 | Hydro Expected On-Peak |  | 0 | 0 | 112 | 112 | 112 | 112 | 112 | 112 | 112 | 112 | 112
2012 | US | RF | - | PJM | 7a6 | Hydro Derate On-Peak |  | 0 | 0 | 0 | 0 | 0 | 0 | 0 | 0 | 0 | 0 | 0
2012 | US | RF | - | PJM | 7a7 | Biomass Expected On-Peak |  | 4.8 | 78.9 | 139.7 | 148.7 | 148.7 | 148.7 | 148.7 | 148.7 | 148.7 | 148.7 | 148.7
2012 | US | RF | - | PJM | 7a8 | Biomass Derate On-Peak |  | 0 | 0 | 0 | 0 | 0 | 0 | 0 | 0 | 0 | 0 | 0
2012 | US | RF | - | PJM | 7a9 | Transmission-Limited Resources
2012 | US | RF | - | PJM | 7a10 | Scheduled Outage - Maintenance |  | 0 | 0 | 0 | 0 | 0 | 0 | 0 | 0 | 0 | 0 | 0
2012 | US | RF | - | PJM | 7a11 | All Other Derates |  | 16.08 | 71.96 | 127.84 | 183.72 | 239.6 | 320.28 | 400.96 | 481.64 | 562.32 | 643 | 723.68
2012 | US | RF | - | PJM | 7a12 | Energy-Only |  | 0 | 0 | 0 | 0 | 0 | 0 | 0 | 0 | 0 | 0 | 0
2012 | US | RF | - | PJM | 7b | Future-Other |  | 0 | 0 | 0 | 0 | 0 | 0 | 0 | 0 | 0 | 0 | 0
2012 | US | RF | - | PJM | 7b1 | Wind Expected On-Peak |  | 0 | 0 | 0 | 0 | 0 | 0 | 0 | 0 | 0 | 0 | 0
2012 | US | RF | - | PJM | 7b2 | Wind Derate On-Peak |  | 0 | 0 | 0 | 0 | 0 | 0 | 0 | 0 | 0 | 0 | 0
2012 | US | RF | - | PJM | 7b3 | Solar Expected On-Peak |  | 0 | 0 | 0 | 0 | 0 | 0 | 0 | 0 | 0 | 0 | 0
2012 | US | RF | - | PJM | 7b4 | Solar Derate On-Peak |  | 0 | 0 | 0 | 0 | 0 | 0 | 0 | 0 | 0 | 0 | 0
2012 | US | RF | - | PJM | 7b5 | Hydro Expected On-Peak |  | 0 | 0 | 0 | 0 | 0 | 0 | 0 | 0 | 0 | 0 | 0
2012 | US | RF | - | PJM | 7b6 | Hydro Derate On-Peak |  | 0 | 0 | 0 | 0 | 0 | 0 | 0 | 0 | 0 | 0 | 0
2012 | US | RF | - | PJM | 7b7 | Biomass Expected On-Peak |  | 0 | 0 | 0 | 0 | 0 | 0 | 0 | 0 | 0 | 0 | 0
2012 | US | RF | - | PJM | 7b8 | Biomass Derate On-Peak |  | 0 | 0 | 0 | 0 | 0 | 0 | 0 | 0 | 0 | 0 | 0
2012 | US | RF | - | PJM | 7b9 | Transmission-Limited Resources
2012 | US | RF | - | PJM | 7b10 | Scheduled Outage - Maintenance |  | 0 | 0 | 0 | 0 | 0 | 0 | 0 | 0 | 0 | 0 | 0
2012 | US | RF | - | PJM | 7b11 | All Other Derates |  | 0 | 0 | 0 | 0 | 0 | 0 | 0 | 0 | 0 | 0 | 0
2012 | US | RF | - | PJM | 7b12 | Energy-Only |  | 0 | 0 | 0 | 0 | 0 | 0 | 0 | 0 | 0 | 0 | 0
2012 | US | RF | - | PJM | 8 | Conceptual |  | 0 | 4852.975 | 8667.485 | 28417.345 | 37729.355 | 46277.605 | 50570.405 | 50570.405 | 50570.405 | 50570.405 | 50570.405
2012 | US | RF | - | PJM | 8a1 | Wind Expected On-Peak |  | 0 | 945.05 | 2229.68 | 5522.41 | 5842.62 | 5858.87 | 5858.87 | 5858.87 | 5858.87 | 5858.87 | 5858.87
2012 | US | RF | - | PJM | 8a2 | Wind Derate On-Peak |  | 0 | 0 | 0 | 0 | 0 | 0 | 0 | 0 | 0 | 0 | 0
2012 | US | RF | - | PJM | 8a3 | Solar Expected On-Peak |  | 0 | 526.245 | 671.785 | 1224.715 | 1226.615 | 1255.115 | 1277.915 | 1277.915 | 1277.915 | 1277.915 | 1277.915
2012 | US | RF | - | PJM | 8a4 | Solar Derate On-Peak |  | 0 | 0 | 0 | 0 | 0 | 0 | 0 | 0 | 0 | 0 | 0
2012 | US | RF | - | PJM | 8a5 | Hydro Expected On-Peak |  | 0 | 42.4 | 108.5 | 199.9 | 199.9 | 199.9 | 199.9 | 199.9 | 199.9 | 199.9 | 199.9
2012 | US | RF | - | PJM | 8a6 | Hydro Derate On-Peak |  | 0 | 0 | 0 | 0 | 0 | 0 | 0 | 0 | 0 | 0 | 0
2012 | US | RF | - | PJM | 8a7 | Biomass Expected On-Peak |  | 0 | 122.98 | 238.62 | 347.32 | 347.32 | 347.32 | 347.32 | 347.32 | 347.32 | 347.32 | 347.32
2012 | US | RF | - | PJM | 8a8 | Biomass Derate On-Peak |  | 0 | 0 | 0 | 0 | 0 | 0 | 0 | 0 | 0 | 0 | 0
2012 | US | RF | - | PJM | 8a9 | All Other Derates |  | 0 | 0 | 0 | 0 | 0 | 0 | 0 | 0 | 0 | 0 | 0
2012 | US | RF | - | PJM | 8a10 | Energy-Only |  | 0 | 0 | 0 | 0 | 0 | 0 | 0 | 0 | 0 | 0 | 0
2012 | US | RF | - | PJM | 9 | ANTICIPATED INTERNAL CAPACITY |  | 185625.66 | 184707.64 | 185663.54 | 180527.14 | 180606.14 | 180613.74 | 182183.74 | 182183.74 | 182183.74 | 182183.74 | 182183.74
2012 | US | RF | - | PJM | 10 | CAPACITY TRANSACTIONS - IMPORTS | 3858 | 1453 | 1453 | 1453 | 1453 | 1453 | 1453 | 1453 | 1453 | 1453 | 1453 | 1453
2012 | US | RF | - | PJM | 10a | Firm | 3858 | 1453 | 1453 | 1453 | 1453 | 1453 | 1453 | 1453 | 1453 | 1453 | 1453 | 1453
2012 | US | RF | - | PJM | 10a1 | Full-Responsibility Purchases | 3858 | 1453 | 1453 | 1453 | 1453 | 1453 | 1453 | 1453 | 1453 | 1453 | 1453 | 1453
2012 | US | RF | - | PJM | 10a2 | Owned Capacity/Entitlement Located Outside the Region/Subregion |  |  | 0 | 0 | 0 | 0 | 0 | 0 | 0 | 0 | 0 | 0
2012 | US | RF | - | PJM | 10b | Non-firm
2012 | US | RF | - | PJM | 10c | Expected |  |  | 0 | 0 | 0 | 0 | 0 | 0 | 0 | 0 | 0 | 0
2012 | US | RF | - | PJM | 10c1 | Full-Responsibility Purchases |  |  | 0 | 0 | 0 | 0 | 0 | 0 | 0 | 0 | 0 | 0
2012 | US | RF | - | PJM | 10c2 | Owned Capacity/Entitlement Located Outside the Region/Subregion |  |  | 0 | 0 | 0 | 0 | 0 | 0 | 0 | 0 | 0 | 0
2012 | US | RF | - | PJM | 11 | CAPACITY TRANSACTIONS - EXPORTS | 2598 | 1236 | 1236 | 1236 | 1236 | 1236 | 1236 | 1236 | 1236 | 1236 | 1236 | 1236
2012 | US | RF | - | PJM | 11a | Firm | 2598 | 1236 | 1236 | 1236 | 1236 | 1236 | 1236 | 1236 | 1236 | 1236 | 1236 | 1236
2012 | US | RF | - | PJM | 11a1 | Full-Responsibility Purchases | 2598 | 1236 | 1236 | 1236 | 1236 | 1236 | 1236 | 1236 | 1236 | 1236 | 1236 | 1236
2012 | US | RF | - | PJM | 11a2 | Owned Capacity/Entitlement Located Outside the Region/Subregion |  |  | 0 | 0 | 0 | 0 | 0 | 0 | 0 | 0 | 0 | 0
2012 | US | RF | - | PJM | 11b | Non-firm
2012 | US | RF | - | PJM | 11c | Expected |  |  | 0 | 0 | 0 | 0 | 0 | 0 | 0 | 0 | 0 | 0
2012 | US | RF | - | PJM | 11c1 | Full-Responsibility Purchases |  |  | 0 | 0 | 0 | 0 | 0 | 0 | 0 | 0 | 0 | 0
2012 | US | RF | - | PJM | 11c2 | Owned Capacity/Entitlement Located Outside the Region/Subregion |  |  | 0 | 0 | 0 | 0 | 0 | 0 | 0 | 0 | 0 | 0
2012 | US | RF | - | PJM | 12 | EXISTING-CERTAIN & NET FIRM TRANSACTIONS | 181677 | 185640.9 | 185640.9 | 185640.9 | 185640.9 | 185640.9 | 185640.9 | 185640.9 | 185640.9 | 185640.9 | 185640.9 | 185640.9
2012 | US | RF | - | PJM | 13 | ANTICIPATED CAPACITY RESOURCES |  |  | 184924.64 | 185880.54 | 180744.14 | 180823.14 | 180830.74 | 182400.74 | 182400.74 | 182400.74 | 182400.74 | 182400.74
2012 | US | RF | - | PJM | 14 | PROSPECTIVE CAPACITY RESOURCES |  |  | 184924.64 | 185880.54 | 180744.14 | 180823.14 | 180830.74 | 182400.74 | 182400.74 | 182400.74 | 182400.74 | 182400.74
2012 | US | RF | - | PJM | 15 | TOTAL POTENTIAL CAPACITY RESOURCES |  |  | 189777.615 | 194548.025 | 209161.485 | 218552.495 | 227108.345 | 232971.145 | 232971.145 | 232971.145 | 232971.145 | 232971.145
2012 | US | RF | - | PJM | 16 | ADJUSTED POTENTIAL CAPACITY RESOURCES |  |  | 186623.1812 | 188914.1597 | 188715.2053 | 190191.3388 | 191479.2169 | 193693.1114 | 193693.1114 | 193693.1114 | 193693.1114 | 193693.1114
2012 | US | RF | - | PJM | 16a | Confidence of Future-Other |  |  | 0.99999 | 0.99999 | 0.99999 | 0.99999 | 0.99999 | 0.99999 | 0.99999 | 0.99999 | 0.99999 | 0.99999
2012 | US | RF | - | PJM | 16b | Net Future-Other Resources After Confidence Percentage Is Applied |  |  | 0 | 0 | 0 | 0 | 0 | 0 | 0 | 0 | 0 | 0
2012 | US | RF | - | PJM | 16c | Confidence of Conceptual |  |  | 0.35 | 0.35 | 0.2805 | 0.2483 | 0.2301 | 0.2233 | 0.2233 | 0.2233 | 0.2233 | 0.2233
2012 | US | RF | - | PJM | 16d | Net Conceptual Resources After Confidence Percentage Is Applied |  |  | 1698.5412 | 3033.6197 | 7971.0653 | 9368.1988 | 10648.4769 | 11292.3714 | 11292.3714 | 11292.3714 | 11292.3714 | 11292.3714
2012 | US | RF | - | PJM | 17 | ASSESSMENT AREA TARGET RESERVE MARGIN |  | 15.4% | 15.4% | 15.4% | 15.4% | 15.4% | 15.4% | 15.4% | 15.4% | 15.4% | 15.4% | 15.4%
2012 | US | RF | - | PJM | 18 | EXISTING-CERTAIN AND NET FIRM TRANSACTIONS RESERVE MARGIN | 360: 63.73%; 365: 55.71%
2012 | US | RF | - | PJM | 19 | ANTICIPATED CAPACITY RESOURCES RESERVE MARGIN |  |  | 52.63% | 52.9% | 46.1% | 44.24% | 42.99% | 42.9% | 41.6% | 40.07% | 38.56% | 37.23%
2012 | US | RF | - | PJM | 20 | PROSPECTIVE CAPACITY RESOURCES RESERVE MARGIN |  |  | 52.63% | 52.9% | 46.1% | 44.24% | 42.99% | 42.9% | 41.6% | 40.07% | 38.56% | 37.23%
2012 | US | RF | - | PJM | 21 | TOTAL POTENTIAL RESOURCES RESERVE MARGIN |  |  | 56.63% | 60.03% | 69.07% | 74.33% | 79.59% | 82.52% | 80.85% | 78.91% | 76.98% | 75.28%
2012 | US | RF | - | PJM | 22 | ADJUSTED POTENTIAL RESOURCES RESERVE MARGIN |  |  | 54.03% | 55.39% | 52.55% | 51.71% | 51.41% | 51.74% | 50.36% | 48.74% | 47.14% | 45.73%
2012 | US | RF | - | PJM | 23 | Total Baseline Installed Capacity | 360: 186164
2012 | US | RF | - | PJM | 24 | Distributed or Other Capacity (Behind the Meter) < 1 MW |  | 0 | 0 | 0 | 0 | 0 | 0 | 0 | 0 | 0 | 0 | 0
2012 | US | RF | - | PJM | 25 | Distributed or Other Capacity (Behind the Meter) ≥ 1 MW |  | 0 | 0 | 0 | 0 | 0 | 0 | 0 | 0 | 0 | 0 | 0
2012 | US | RF | - | PJM | 26 | Capacity Total from EIA-860 |  | 0 | 0 | 0 | 0 | 0 | 0 | 0 | 0 | 0 | 0 | 0
2012 | US | SERC | - | SERC-E | 1 | Unrestricted Non-coincident Peak Demand |  | 43064.053 | 43593.853 | 44134.653 | 44803.028 | 45376.928 | 45973.728 | 46596.528 | 47351.128 | 48007.228 | 48641.228 | 49282.528
2012 | US | SERC | - | SERC-E | 1a | New Conservation (Energy Efficiency) |  | 223.753 | 290.753 | 436.753 | 563.428 | 667.428 | 773.428 | 884.428 | 997.428 | 1104.428 | 1147.428 | 1193.428
2012 | US | SERC | - | SERC-E | 1b | Estimated Diversity |  | 0 | 0 | 0 | 0 | 0 | 0 | 0 | 0 | 0 | 0 | 0
2012 | US | SERC | - | SERC-E | 1c | Additions for non-member load (load served by non-registered LSE's in a region) |  | 234 | 234 | 234 | 235 | 239 | 243 | 247 | 250 | 254 | 259 | 262
2012 | US | SERC | - | SERC-E | 1d | Stand-by Load Under Contract (Normally served by behind the meter generation) |  | 76 | 45 | 45 | 45 | 44 | 44 | 44 | 44 | 44 | 44 | 44
2012 | US | SERC | - | SERC-E | 1e | Non-Controllable Demand-Side Demand Response |  |  |  | 0 | 0 | 0 | 0 | 0 | 0 | 0 | 0 | 0
2012 | US | SERC | - | SERC-E | 2 | Total Internal Demand | 41788.5 | 43150.3 | 43582.1 | 43976.9 | 44519.6 | 44992.5 | 45487.3 | 46003.1 | 46647.7 | 47200.8 | 47796.8 | 48395.1
2012 | US | SERC | - | SERC-E | 2a | Supply-Side Direct Control Load Management (DCLM) |  |  |  | 0 | 0 | 0 | 0 | 0 | 0 | 0 | 0 | 0
2012 | US | SERC | - | SERC-E | 2b | Supply-Side Contractually Interruptible (Curtailable) |  |  |  | 0 | 0 | 0 | 0 | 0 | 0 | 0 | 0 | 0
2012 | US | SERC | - | SERC-E | 2c | Supply-Side Critical Peak-Pricing (CPP) with Control |  |  |  | 0 | 0 | 0 | 0 | 0 | 0 | 0 | 0 | 0
2012 | US | SERC | - | SERC-E | 2d | Supply-Side Load as a Capacity Resource |  |  |  | 0 | 0 | 0 | 0 | 0 | 0 | 0 | 0 | 0
2012 | US | SERC | - | SERC-E | 3 | Net Internal Demand | 40502.8 | 41639.6 | 42042.4 | 42408.2 | 42933.9 | 43394.8 | 43878.6 | 44382.4 | 45016 | 45557.1 | 46144.1 | 46730.4
2012 | US | SERC | - | SERC-E | 3a | Demand-Side Direct Control Load Management (DCLM) | 453.7 | 471.7 | 490.7 | 507.7 | 517.7 | 526.7 | 535.7 | 545.7 | 554.7 | 563.7 | 570.7 | 580.7
2012 | US | SERC | - | SERC-E | 3b | Demand-Side Contractually Interruptible (Curtailable) | 737 | 940 | 941 | 953 | 960 | 963 | 965 | 967 | 969 | 972 | 974 | 976
2012 | US | SERC | - | SERC-E | 3c | Demand-Side Critical Peak-Pricing (CPP) with Control | 6 | 10 | 19 | 19 | 19 | 19 | 19 | 19 | 19 | 19 | 19 | 19
2012 | US | SERC | - | SERC-E | 3d | Demand-Side Load as a Capacity Resource | 89 | 89 | 89 | 89 | 89 | 89 | 89 | 89 | 89 | 89 | 89 | 89
2012 | US | SERC | - | SERC-E | 4 | Total Controllable Demand Response | 1285.7 | 1510.7 | 1539.7 | 1568.7 | 1585.7 | 1597.7 | 1608.7 | 1620.7 | 1631.7 | 1643.7 | 1652.7 | 1664.7
2012 | US | SERC | - | SERC-E | 4a | Demand Response used for Ancillary Services - Spinning Reserves | 602 | 599 | 599 | 599 | 599 | 599 | 599 | 599 | 599 | 599 | 599 | 599
2012 | US | SERC | - | SERC-E | 4b | Demand Response used for Ancillary Services - Non-Spinning Reserves | 242 | 242 | 242 | 242 | 242 | 242 | 242 | 242 | 242 | 242 | 242 | 242
2012 | US | SERC | - | SERC-E | 4c | Demand Response used for Regulation | 0 | 0 | 0 | 0 | 0 | 0 | 0 | 0 | 0 | 0 | 0 | 0
2012 | US | SERC | - | SERC-E | 4d | Demand Response used for Energy, Voluntary Services - Emergency | 695 | 846 | 860 | 863 | 866 | 869 | 872 | 875 | 879 | 879 | 879 | 879
2012 | US | SERC | - | SERC-E | 5 | TOTAL INTERNAL CAPACITY | 50019.3 | 51996.385 | 53826.485 | 54543.485 | 54543.485 | 55660.485 | 55660.485 | 55660.485 | 56978.485 | 57259.485 | 57937.485 | 58812.485
2012 | US | SERC | - | SERC-E | 6a | Existing-Certain | 50019.3 | 50526.385 | 50526.385 | 50526.385 | 50526.385 | 50526.385 | 50526.385 | 50526.385 | 50526.385 | 50526.385 | 50526.385 | 50526.385
2012 | US | SERC | - | SERC-E | 6a1 | Wind Expected On-Peak |  | 0 | 0 | 0 | 0 | 0 | 0 | 0 | 0 | 0 | 0 | 0
2012 | US | SERC | - | SERC-E | 6a2 | Solar Expected On-Peak |  | 23.2 | 23.2 | 23.2 | 23.2 | 23.2 | 23.2 | 23.2 | 23.2 | 23.2 | 23.2 | 23.2
2012 | US | SERC | - | SERC-E | 6a3 | Hydro Expected On-Peak |  | 3094.42 | 3094.42 | 3094.42 | 3094.42 | 3094.42 | 3094.42 | 3094.42 | 3094.42 | 3094.42 | 3094.42 | 3094.42
2012 | US | SERC | - | SERC-E | 6a4 | Biomass Expected On-Peak |  | 76.8 | 76.8 | 76.8 | 76.8 | 76.8 | 76.8 | 76.8 | 76.8 | 76.8 | 76.8 | 76.8
2012 | US | SERC | - | SERC-E | 6b | Existing-Other |  | 0 | 0 | 0 | 0 | 0 | 0 | 0 | 0 | 0 | 0 | 0
2012 | US | SERC | - | SERC-E | 6b1 | Wind Derate On-Peak |  | 0 | 0 | 0 | 0 | 0 | 0 | 0 | 0 | 0 | 0 | 0
2012 | US | SERC | - | SERC-E | 6b2 | Solar Derate On-Peak |  | 0 | 0 | 0 | 0 | 0 | 0 | 0 | 0 | 0 | 0 | 0
2012 | US | SERC | - | SERC-E | 6b3 | Hydro Derate On-Peak |  | 0 | 0 | 0 | 0 | 0 | 0 | 0 | 0 | 0 | 0 | 0
2012 | US | SERC | - | SERC-E | 6b4 | Biomass Derate On-Peak |  | 0 | 0 | 0 | 0 | 0 | 0 | 0 | 0 | 0 | 0 | 0
2012 | US | SERC | - | SERC-E | 6b5 | Transmission-Limited Resources |  |  | 0 | 0 | 0 | 0 | 0 | 0 | 0 | 0 | 0 | 0
2012 | US | SERC | - | SERC-E | 6b6 | All Other Derates |  | 0 | 0 | 0 | 0 | 0 | 0 | 0 | 0 | 0 | 0 | 0
2012 | US | SERC | - | SERC-E | 6b7 | Energy-Only (Existing-Other) |  | 0 | 0 | 0 | 0 | 0 | 0 | 0 | 0 | 0 | 0 | 0
2012 | US | SERC | - | SERC-E | 6c | Unplanned Outages (Actual) / Current and Future Inoperable Resources |  |  | 0 | 0 | 0 | 0 | 0 | 0 | 0 | 0 | 0 | 0
2012 | US | SERC | - | SERC-E | 6d | Total Supply-Side Demand Response | 0 | 0 | 0 | 0 | 0 | 0 | 0 | 0 | 0 | 0 | 0 | 0
2012 | US | SERC | - | SERC-E | 7 | TOTAL FUTURE CAPACITY ADDITIONS |  | 1470 | 3300.1 | 4017.1 | 4017.1 | 5134.1 | 5134.1 | 5134.1 | 6452.1 | 6733.1 | 7411.1 | 8286.1
2012 | US | SERC | - | SERC-E | 7a | Future-Planned |  | 1470 | 3300.1 | 4017.1 | 4017.1 | 5134.1 | 5134.1 | 5134.1 | 6452.1 | 6733.1 | 7411.1 | 8286.1
2012 | US | SERC | - | SERC-E | 7a1 | Wind Expected On-Peak |  | 0 | 0 | 0 | 0 | 0 | 0 | 0 | 0 | 0 | 0 | 0
2012 | US | SERC | - | SERC-E | 7a2 | Wind Derate On-Peak |  | 0 | 0 | 0 | 0 | 0 | 0 | 0 | 0 | 0 | 0 | 0
2012 | US | SERC | - | SERC-E | 7a3 | Solar Expected On-Peak |  | 5 | 5 | 5 | 5 | 5 | 5 | 5 | 5 | 5 | 5 | 5
2012 | US | SERC | - | SERC-E | 7a4 | Solar Derate On-Peak |  | 0 | 0 | 0 | 0 | 0 | 0 | 0 | 0 | 0 | 0 | 0
2012 | US | SERC | - | SERC-E | 7a5 | Hydro Expected On-Peak |  | 0 | 0 | 0 | 0 | 0 | 0 | 0 | 0 | 0 | 0 | 0
2012 | US | SERC | - | SERC-E | 7a6 | Hydro Derate On-Peak |  | 0 | 0 | 0 | 0 | 0 | 0 | 0 | 0 | 0 | 0 | 0
2012 | US | SERC | - | SERC-E | 7a7 | Biomass Expected On-Peak |  | 20 | 20 | 20 | 20 | 20 | 20 | 20 | 20 | 20 | 20 | 20
2012 | US | SERC | - | SERC-E | 7a8 | Biomass Derate On-Peak |  | 0 | 0 | 0 | 0 | 0 | 0 | 0 | 0 | 0 | 0 | 0
2012 | US | SERC | - | SERC-E | 7a9 | Transmission-Limited Resources
2012 | US | SERC | - | SERC-E | 7a10 | Scheduled Outage - Maintenance |  | 0 | 0 | 0 | 0 | 0 | 0 | 0 | 0 | 0 | 0 | 0
2012 | US | SERC | - | SERC-E | 7a11 | All Other Derates |  | 0 | 0 | 0 | 0 | 0 | 0 | 0 | 0 | 0 | 0 | 0
2012 | US | SERC | - | SERC-E | 7a12 | Energy-Only |  | 0 | 0 | 0 | 0 | 0 | 0 | 0 | 0 | 0 | 0 | 0
2012 | US | SERC | - | SERC-E | 7b | Future-Other |  | 0 | 0 | 0 | 0 | 0 | 0 | 0 | 0 | 0 | 0 | 0
2012 | US | SERC | - | SERC-E | 7b1 | Wind Expected On-Peak |  | 0 | 0 | 0 | 0 | 0 | 0 | 0 | 0 | 0 | 0 | 0
2012 | US | SERC | - | SERC-E | 7b2 | Wind Derate On-Peak |  | 0 | 0 | 0 | 0 | 0 | 0 | 0 | 0 | 0 | 0 | 0
2012 | US | SERC | - | SERC-E | 7b3 | Solar Expected On-Peak |  | 0 | 0 | 0 | 0 | 0 | 0 | 0 | 0 | 0 | 0 | 0
2012 | US | SERC | - | SERC-E | 7b4 | Solar Derate On-Peak |  | 0 | 0 | 0 | 0 | 0 | 0 | 0 | 0 | 0 | 0 | 0
2012 | US | SERC | - | SERC-E | 7b5 | Hydro Expected On-Peak |  | 0 | 0 | 0 | 0 | 0 | 0 | 0 | 0 | 0 | 0 | 0
2012 | US | SERC | - | SERC-E | 7b6 | Hydro Derate On-Peak |  | 0 | 0 | 0 | 0 | 0 | 0 | 0 | 0 | 0 | 0 | 0
2012 | US | SERC | - | SERC-E | 7b7 | Biomass Expected On-Peak |  | 0 | 0 | 0 | 0 | 0 | 0 | 0 | 0 | 0 | 0 | 0
2012 | US | SERC | - | SERC-E | 7b8 | Biomass Derate On-Peak |  | 0 | 0 | 0 | 0 | 0 | 0 | 0 | 0 | 0 | 0 | 0
2012 | US | SERC | - | SERC-E | 7b9 | Transmission-Limited Resources
2012 | US | SERC | - | SERC-E | 7b10 | Scheduled Outage - Maintenance |  | 0 | 0 | 0 | 0 | 0 | 0 | 0 | 0 | 0 | 0 | 0
2012 | US | SERC | - | SERC-E | 7b11 | All Other Derates |  | 0 | 0 | 0 | 0 | 0 | 0 | 0 | 0 | 0 | 0 | 0
2012 | US | SERC | - | SERC-E | 7b12 | Energy-Only |  | 0 | 0 | 0 | 0 | 0 | 0 | 0 | 0 | 0 | 0 | 0
2012 | US | SERC | - | SERC-E | 8 | Conceptual |  | 0 | 14 | 14 | 14 | 14 | 14 | 14 | 14 | 14 | 14 | 14
2012 | US | SERC | - | SERC-E | 8a1 | Wind Expected On-Peak |  | 0 | 0 | 0 | 0 | 0 | 0 | 0 | 0 | 0 | 0 | 0
2012 | US | SERC | - | SERC-E | 8a2 | Wind Derate On-Peak |  | 0 | 0 | 0 | 0 | 0 | 0 | 0 | 0 | 0 | 0 | 0
2012 | US | SERC | - | SERC-E | 8a3 | Solar Expected On-Peak |  | 0 | 4 | 4 | 4 | 4 | 4 | 4 | 4 | 4 | 4 | 4
2012 | US | SERC | - | SERC-E | 8a4 | Solar Derate On-Peak |  | 0 | 0 | 0 | 0 | 0 | 0 | 0 | 0 | 0 | 0 | 0
2012 | US | SERC | - | SERC-E | 8a5 | Hydro Expected On-Peak |  | 0 | 0 | 0 | 0 | 0 | 0 | 0 | 0 | 0 | 0 | 0
2012 | US | SERC | - | SERC-E | 8a6 | Hydro Derate On-Peak |  | 0 | 0 | 0 | 0 | 0 | 0 | 0 | 0 | 0 | 0 | 0
2012 | US | SERC | - | SERC-E | 8a7 | Biomass Expected On-Peak |  | 0 | 10 | 10 | 10 | 10 | 10 | 10 | 10 | 10 | 10 | 10
2012 | US | SERC | - | SERC-E | 8a8 | Biomass Derate On-Peak |  | 0 | 0 | 0 | 0 | 0 | 0 | 0 | 0 | 0 | 0 | 0
2012 | US | SERC | - | SERC-E | 8a9 | All Other Derates |  | 0 | 0 | 0 | 0 | 0 | 0 | 0 | 0 | 0 | 0 | 0
2012 | US | SERC | - | SERC-E | 8a10 | Energy-Only |  | 0 | 0 | 0 | 0 | 0 | 0 | 0 | 0 | 0 | 0 | 0
2012 | US | SERC | - | SERC-E | 9 | ANTICIPATED INTERNAL CAPACITY |  | 51996.385 | 53826.485 | 54543.485 | 54543.485 | 55660.485 | 55660.485 | 55660.485 | 56978.485 | 57259.485 | 57937.485 | 58812.485
2012 | US | SERC | - | SERC-E | 10 | CAPACITY TRANSACTIONS - IMPORTS | 895 | 930 | 1003 | 815 | 715 | 760 | 760 | 850 | 850 | 850 | 850 | 850
2012 | US | SERC | - | SERC-E | 10a | Firm | 731 | 930 | 1003 | 815 | 715 | 760 | 760 | 850 | 850 | 850 | 850 | 850
2012 | US | SERC | - | SERC-E | 10a1 | Full-Responsibility Purchases | 0 | 0 | 0 | 0 | 0 | 0 | 0 | 0 | 0 | 0 | 0 | 0
2012 | US | SERC | - | SERC-E | 10a2 | Owned Capacity/Entitlement Located Outside the Region/Subregion | 0 | 0 | 0 | 0 | 0 | 0 | 0 | 0 | 0 | 0 | 0 | 0
2012 | US | SERC | - | SERC-E | 10b | Non-firm | 360: 164
2012 | US | SERC | - | SERC-E | 10c | Expected |  | 0 | 0 | 0 | 0 | 0 | 0 | 0 | 0 | 0 | 0 | 0
2012 | US | SERC | - | SERC-E | 10c1 | Full-Responsibility Purchases |  | 0 | 0 | 0 | 0 | 0 | 0 | 0 | 0 | 0 | 0 | 0
2012 | US | SERC | - | SERC-E | 10c2 | Owned Capacity/Entitlement Located Outside the Region/Subregion |  | 0 | 0 | 0 | 0 | 0 | 0 | 0 | 0 | 0 | 0 | 0
2012 | US | SERC | - | SERC-E | 11 | CAPACITY TRANSACTIONS - EXPORTS | 117 | 117 | 117 | 167 | 167 | 167 | 167 | 167 | 167 | 167 | 67 | 67
2012 | US | SERC | - | SERC-E | 11a | Firm | 117 | 117 | 117 | 167 | 167 | 167 | 167 | 167 | 167 | 167 | 67 | 67
2012 | US | SERC | - | SERC-E | 11a1 | Full-Responsibility Purchases | 0 | 0 | 0 | 0 | 0 | 0 | 0 | 0 | 0 | 0 | 0 | 0
2012 | US | SERC | - | SERC-E | 11a2 | Owned Capacity/Entitlement Located Outside the Region/Subregion | 0 | 0 | 0 | 0 | 0 | 0 | 0 | 0 | 0 | 0 | 0 | 0
2012 | US | SERC | - | SERC-E | 11b | Non-firm | 360: 0
2012 | US | SERC | - | SERC-E | 11c | Expected |  | 0 | 0 | 0 | 0 | 0 | 0 | 0 | 0 | 0 | 0 | 0
2012 | US | SERC | - | SERC-E | 11c1 | Full-Responsibility Purchases |  | 0 | 0 | 0 | 0 | 0 | 0 | 0 | 0 | 0 | 0 | 0
2012 | US | SERC | - | SERC-E | 11c2 | Owned Capacity/Entitlement Located Outside the Region/Subregion |  | 0 | 0 | 0 | 0 | 0 | 0 | 0 | 0 | 0 | 0 | 0
2012 | US | SERC | - | SERC-E | 12 | EXISTING-CERTAIN & NET FIRM TRANSACTIONS | 50633.3 | 51339.385 | 51412.385 | 51174.385 | 51074.385 | 51119.385 | 51119.385 | 51209.385 | 51209.385 | 51209.385 | 51309.385 | 51309.385
2012 | US | SERC | - | SERC-E | 13 | ANTICIPATED CAPACITY RESOURCES |  |  | 54712.485 | 55191.485 | 55091.485 | 56253.485 | 56253.485 | 56343.485 | 57661.485 | 57942.485 | 58720.485 | 59595.485
2012 | US | SERC | - | SERC-E | 14 | PROSPECTIVE CAPACITY RESOURCES |  |  | 54712.485 | 55191.485 | 55091.485 | 56253.485 | 56253.485 | 56343.485 | 57661.485 | 57942.485 | 58720.485 | 59595.485
2012 | US | SERC | - | SERC-E | 15 | TOTAL POTENTIAL CAPACITY RESOURCES |  |  | 54726.485 | 55205.485 | 55105.485 | 56267.485 | 56267.485 | 56357.485 | 57675.485 | 57956.485 | 58734.485 | 59609.485
2012 | US | SERC | - | SERC-E | 16 | ADJUSTED POTENTIAL CAPACITY RESOURCES |  |  | 54726.4849 | 55205.4849 | 55105.4849 | 56267.4849 | 56267.4849 | 56357.4849 | 57675.4849 | 57956.4849 | 58734.4849 | 59609.4849
2012 | US | SERC | - | SERC-E | 16a | Confidence of Future-Other |  |  | 0.99999 | 0.99999 | 0.99999 | 0.99999 | 0.99999 | 0.99999 | 0.99999 | 0.99999 | 0.99999 | 0.99999
2012 | US | SERC | - | SERC-E | 16b | Net Future-Other Resources After Confidence Percentage Is Applied |  |  | 0 | 0 | 0 | 0 | 0 | 0 | 0 | 0 | 0 | 0
2012 | US | SERC | - | SERC-E | 16c | Confidence of Conceptual |  |  | 0.99999 | 0.99999 | 0.99999 | 0.99999 | 0.99999 | 0.99999 | 0.99999 | 0.99999 | 0.99999 | 0.99999
2012 | US | SERC | - | SERC-E | 16d | Net Conceptual Resources After Confidence Percentage Is Applied |  |  | 13.9999 | 13.9999 | 13.9999 | 13.9999 | 13.9999 | 13.9999 | 13.9999 | 13.9999 | 13.9999 | 13.9999
2012 | US | SERC | - | SERC-E | 17 | ASSESSMENT AREA TARGET RESERVE MARGIN |  |  | 15% | 15% | 15% | 15% | 15% | 15% | 15% | 15% | 15% | 15%
2012 | US | SERC | - | SERC-E | 18 | EXISTING-CERTAIN AND NET FIRM TRANSACTIONS RESERVE MARGIN | 360: 25.01%; 365: 23.29%
2012 | US | SERC | - | SERC-E | 19 | ANTICIPATED CAPACITY RESOURCES RESERVE MARGIN |  |  | 30.14% | 30.14% | 28.32% | 29.63% | 28.2% | 26.95% | 28.09% | 27.19% | 27.25% | 27.53%
2012 | US | SERC | - | SERC-E | 20 | PROSPECTIVE CAPACITY RESOURCES RESERVE MARGIN |  |  | 30.14% | 30.14% | 28.32% | 29.63% | 28.2% | 26.95% | 28.09% | 27.19% | 27.25% | 27.53%
2012 | US | SERC | - | SERC-E | 21 | TOTAL POTENTIAL RESOURCES RESERVE MARGIN |  |  | 30.17% | 30.18% | 28.35% | 29.66% | 28.23% | 26.98% | 28.12% | 27.22% | 27.28% | 27.56%
2012 | US | SERC | - | SERC-E | 22 | ADJUSTED POTENTIAL RESOURCES RESERVE MARGIN |  |  | 30.17% | 30.18% | 28.35% | 29.66% | 28.23% | 26.98% | 28.12% | 27.22% | 27.28% | 27.56%
2012 | US | SERC | - | SERC-E | 23 | Total Baseline Installed Capacity | 360: 50019.3
2012 | US | SERC | - | SERC-E | 24 | Distributed or Other Capacity (Behind the Meter) < 1 MW |  | 0 | 0 | 0 | 0 | 0 | 0 | 0 | 0 | 0 | 0 | 0
2012 | US | SERC | - | SERC-E | 25 | Distributed or Other Capacity (Behind the Meter) ≥ 1 MW |  | 0 | 0 | 0 | 0 | 0 | 0 | 0 | 0 | 0 | 0 | 0
2012 | US | SERC | - | SERC-E | 26 | Capacity Total from EIA-860 |  | 0 | 0 | 0 | 0 | 0 | 0 | 0 | 0 | 0 | 0 | 0
2012 | US | SERC | - | SERC-N | 1 | Unrestricted Non-coincident Peak Demand |  | 45192.7 | 45864.2 | 46637.6 | 47413.1 | 48247.6 | 48976.1 | 49613.7 | 50315.4 | 51001.1 | 51841.9 | 52386.7
2012 | US | SERC | - | SERC-N | 1a | New Conservation (Energy Efficiency) |  | 112 | 151 | 205 | 247 | 281 | 317 | 348 | 383 | 417 | 445 | 473
2012 | US | SERC | - | SERC-N | 1b | Estimated Diversity |  | 0 | 0 | 0 | 0 | 0 | 0 | 0 | 0 | 0 | 0 | 0
2012 | US | SERC | - | SERC-N | 1c | Additions for non-member load (load served by non-registered LSE's in a region) |  | 0 | 0 | 0 | 0 | 0 | 0 | 0 | 0 | 0 | 0 | 0
2012 | US | SERC | - | SERC-N | 1d | Stand-by Load Under Contract (Normally served by behind the meter generation) |  | 0 | 0 | 0 | 0 | 0 | 0 | 0 | 0 | 0 | 0 | 0
2012 | US | SERC | - | SERC-N | 1e | Non-Controllable Demand-Side Demand Response |  |  |  | 0 | 0 | 0 | 0 | 0 | 0 | 0 | 0 | 0
2012 | US | SERC | - | SERC-N | 2 | Total Internal Demand | 44853.5 | 45080.7 | 45713.2 | 46432.6 | 47166.1 | 47966.6 | 48659.1 | 49265.7 | 49932.4 | 50584.1 | 51396.9 | 51913.7
2012 | US | SERC | - | SERC-N | 2a | Supply-Side Direct Control Load Management (DCLM) |  |  |  | 0 | 0 | 0 | 0 | 0 | 0 | 0 | 0 | 0
2012 | US | SERC | - | SERC-N | 2b | Supply-Side Contractually Interruptible (Curtailable) |  |  |  | 0 | 0 | 0 | 0 | 0 | 0 | 0 | 0 | 0
2012 | US | SERC | - | SERC-N | 2c | Supply-Side Critical Peak-Pricing (CPP) with Control |  |  |  | 0 | 0 | 0 | 0 | 0 | 0 | 0 | 0 | 0
2012 | US | SERC | - | SERC-N | 2d | Supply-Side Load as a Capacity Resource |  |  |  | 0 | 0 | 0 | 0 | 0 | 0 | 0 | 0 | 0
2012 | US | SERC | - | SERC-N | 3 | Net Internal Demand | 43833.5 | 43492.7 | 43734.2 | 44211.6 | 44685.1 | 45225.6 | 45723.1 | 46175.7 | 46697.4 | 47211.1 | 47890.9 | 48255.7
2012 | US | SERC | - | SERC-N | 3a | Demand-Side Direct Control Load Management (DCLM) | 3 | 4 | 6 | 8 | 10 | 12 | 13 | 13 | 13 | 13 | 13 | 13
2012 | US | SERC | - | SERC-N | 3b | Demand-Side Contractually Interruptible (Curtailable) | 703 | 988 | 998 | 1000 | 1003 | 1003 | 1003 | 1003 | 1003 | 1003 | 1003 | 1003
2012 | US | SERC | - | SERC-N | 3c | Demand-Side Critical Peak-Pricing (CPP) with Control | 0 | 0 | 0 | 0 | 0 | 0 | 0 | 0 | 0 | 0 | 0 | 0
2012 | US | SERC | - | SERC-N | 3d | Demand-Side Load as a Capacity Resource | 314 | 596 | 975 | 1213 | 1468 | 1726 | 1920 | 2074 | 2219 | 2357 | 2490 | 2642
2012 | US | SERC | - | SERC-N | 4 | Total Controllable Demand Response | 1020 | 1588 | 1979 | 2221 | 2481 | 2741 | 2936 | 3090 | 3235 | 3373 | 3506 | 3658
2012 | US | SERC | - | SERC-N | 4a | Demand Response used for Ancillary Services - Spinning Reserves | 0 | 0 | 0 | 0 | 0 | 0 | 0 | 0 | 0 | 0 | 0 | 0
2012 | US | SERC | - | SERC-N | 4b | Demand Response used for Ancillary Services - Non-Spinning Reserves | 0 | 0 | 0 | 0 | 0 | 0 | 0 | 0 | 0 | 0 | 0 | 0
2012 | US | SERC | - | SERC-N | 4c | Demand Response used for Regulation | 0 | 0 | 0 | 0 | 0 | 0 | 0 | 0 | 0 | 0 | 0 | 0
2012 | US | SERC | - | SERC-N | 4d | Demand Response used for Energy, Voluntary Services - Emergency | 0 | 0 | 0 | 0 | 0 | 0 | 0 | 0 | 0 | 0 | 0 | 0
2012 | US | SERC | - | SERC-N | 5 | TOTAL INTERNAL CAPACITY | 51542.35 | 71829.7 | 72993.7 | 72993.7 | 72993.7 | 72993.7 | 72993.7 | 72993.7 | 72993.7 | 74253.7 | 74253.7 | 74253.7
2012 | US | SERC | - | SERC-N | 6a | Existing-Certain | 51542.35 | 66732.2 | 66732.2 | 66732.2 | 66732.2 | 66732.2 | 66732.2 | 66732.2 | 66732.2 | 66732.2 | 66732.2 | 66732.2
2012 | US | SERC | - | SERC-N | 6a1 | Wind Expected On-Peak |  | 27.6 | 27.6 | 27.6 | 27.6 | 27.6 | 27.6 | 27.6 | 27.6 | 27.6 | 27.6 | 27.6
2012 | US | SERC | - | SERC-N | 6a2 | Solar Expected On-Peak |  | 0 | 0 | 0 | 0 | 0 | 0 | 0 | 0 | 0 | 0 | 0
2012 | US | SERC | - | SERC-N | 6a3 | Hydro Expected On-Peak |  | 5007.1 | 5007.1 | 5007.1 | 5007.1 | 5007.1 | 5007.1 | 5007.1 | 5007.1 | 5007.1 | 5007.1 | 5007.1
2012 | US | SERC | - | SERC-N | 6a4 | Biomass Expected On-Peak |  | 16.8 | 16.8 | 16.8 | 16.8 | 16.8 | 16.8 | 16.8 | 16.8 | 16.8 | 16.8 | 16.8
2012 | US | SERC | - | SERC-N | 6b | Existing-Other |  | 3991 | 3991 | 3991 | 3991 | 3991 | 3991 | 3991 | 3991 | 3991 | 3991 | 3991
2012 | US | SERC | - | SERC-N | 6b1 | Wind Derate On-Peak |  | 151.5 | 151.5 | 151.5 | 151.5 | 151.5 | 151.5 | 151.5 | 151.5 | 151.5 | 151.5 | 151.5
2012 | US | SERC | - | SERC-N | 6b2 | Solar Derate On-Peak |  | 0 | 0 | 0 | 0 | 0 | 0 | 0 | 0 | 0 | 0 | 0
2012 | US | SERC | - | SERC-N | 6b3 | Hydro Derate On-Peak |  | 0 | 0 | 0 | 0 | 0 | 0 | 0 | 0 | 0 | 0 | 0
2012 | US | SERC | - | SERC-N | 6b4 | Biomass Derate On-Peak |  | 0 | 0 | 0 | 0 | 0 | 0 | 0 | 0 | 0 | 0 | 0
2012 | US | SERC | - | SERC-N | 6b5 | Transmission-Limited Resources |  |  | 0 | 0 | 0 | 0 | 0 | 0 | 0 | 0 | 0 | 0
2012 | US | SERC | - | SERC-N | 6b6 | All Other Derates |  | 0 | 0 | 0 | 0 | 0 | 0 | 0 | 0 | 0 | 0 | 0
2012 | US | SERC | - | SERC-N | 6b7 | Energy-Only (Existing-Other) |  | 0 | 0 | 0 | 0 | 0 | 0 | 0 | 0 | 0 | 0 | 0
2012 | US | SERC | - | SERC-N | 6c | Unplanned Outages (Actual) / Current and Future Inoperable Resources |  |  | 0 | 0 | 0 | 0 | 0 | 0 | 0 | 0 | 0 | 0
2012 | US | SERC | - | SERC-N | 6d | Total Supply-Side Demand Response | 0 | 0 | 0 | 0 | 0 | 0 | 0 | 0 | 0 | 0 | 0 | 0
2012 | US | SERC | - | SERC-N | 7 | TOTAL FUTURE CAPACITY ADDITIONS |  | 955 | 2119 | 2119 | 2119 | 2119 | 2119 | 2119 | 2119 | 3379 | 3379 | 3379
2012 | US | SERC | - | SERC-N | 7a | Future-Planned |  | 955 | 2119 | 2119 | 2119 | 2119 | 2119 | 2119 | 2119 | 3379 | 3379 | 3379
2012 | US | SERC | - | SERC-N | 7a1 | Wind Expected On-Peak |  | 0 | 0 | 0 | 0 | 0 | 0 | 0 | 0 | 0 | 0 | 0
2012 | US | SERC | - | SERC-N | 7a2 | Wind Derate On-Peak |  | 0 | 0 | 0 | 0 | 0 | 0 | 0 | 0 | 0 | 0 | 0
2012 | US | SERC | - | SERC-N | 7a3 | Solar Expected On-Peak |  | 0 | 0 | 0 | 0 | 0 | 0 | 0 | 0 | 0 | 0 | 0
2012 | US | SERC | - | SERC-N | 7a4 | Solar Derate On-Peak |  | 0 | 0 | 0 | 0 | 0 | 0 | 0 | 0 | 0 | 0 | 0
2012 | US | SERC | - | SERC-N | 7a5 | Hydro Expected On-Peak |  | 0 | 0 | 0 | 0 | 0 | 0 | 0 | 0 | 0 | 0 | 0
2012 | US | SERC | - | SERC-N | 7a6 | Hydro Derate On-Peak |  | 0 | 0 | 0 | 0 | 0 | 0 | 0 | 0 | 0 | 0 | 0
2012 | US | SERC | - | SERC-N | 7a7 | Biomass Expected On-Peak |  | 0 | 0 | 0 | 0 | 0 | 0 | 0 | 0 | 0 | 0 | 0
2012 | US | SERC | - | SERC-N | 7a8 | Biomass Derate On-Peak |  | 0 | 0 | 0 | 0 | 0 | 0 | 0 | 0 | 0 | 0 | 0
2012 | US | SERC | - | SERC-N | 7a9 | Transmission-Limited Resources
2012 | US | SERC | - | SERC-N | 7a10 | Scheduled Outage - Maintenance |  | 0 | 0 | 0 | 0 | 0 | 0 | 0 | 0 | 0 | 0 | 0
2012 | US | SERC | - | SERC-N | 7a11 | All Other Derates |  | 0 | 0 | 0 | 0 | 0 | 0 | 0 | 0 | 0 | 0 | 0
2012 | US | SERC | - | SERC-N | 7a12 | Energy-Only |  | 0 | 0 | 0 | 0 | 0 | 0 | 0 | 0 | 0 | 0 | 0
2012 | US | SERC | - | SERC-N | 7b | Future-Other |  | 0 | 0 | 0 | 0 | 0 | 0 | 0 | 0 | 0 | 0 | 0
2012 | US | SERC | - | SERC-N | 7b1 | Wind Expected On-Peak |  | 0 | 0 | 0 | 0 | 0 | 0 | 0 | 0 | 0 | 0 | 0
2012 | US | SERC | - | SERC-N | 7b2 | Wind Derate On-Peak |  | 0 | 0 | 0 | 0 | 0 | 0 | 0 | 0 | 0 | 0 | 0
2012 | US | SERC | - | SERC-N | 7b3 | Solar Expected On-Peak |  | 0 | 0 | 0 | 0 | 0 | 0 | 0 | 0 | 0 | 0 | 0
2012 | US | SERC | - | SERC-N | 7b4 | Solar Derate On-Peak |  | 0 | 0 | 0 | 0 | 0 | 0 | 0 | 0 | 0 | 0 | 0
2012 | US | SERC | - | SERC-N | 7b5 | Hydro Expected On-Peak |  | 0 | 0 | 0 | 0 | 0 | 0 | 0 | 0 | 0 | 0 | 0
2012 | US | SERC | - | SERC-N | 7b6 | Hydro Derate On-Peak |  | 0 | 0 | 0 | 0 | 0 | 0 | 0 | 0 | 0 | 0 | 0
2012 | US | SERC | - | SERC-N | 7b7 | Biomass Expected On-Peak |  | 0 | 0 | 0 | 0 | 0 | 0 | 0 | 0 | 0 | 0 | 0
2012 | US | SERC | - | SERC-N | 7b8 | Biomass Derate On-Peak |  | 0 | 0 | 0 | 0 | 0 | 0 | 0 | 0 | 0 | 0 | 0
2012 | US | SERC | - | SERC-N | 7b9 | Transmission-Limited Resources
2012 | US | SERC | - | SERC-N | 7b10 | Scheduled Outage - Maintenance |  | 0 | 0 | 0 | 0 | 0 | 0 | 0 | 0 | 0 | 0 | 0
2012 | US | SERC | - | SERC-N | 7b11 | All Other Derates |  | 0 | 0 | 0 | 0 | 0 | 0 | 0 | 0 | 0 | 0 | 0
2012 | US | SERC | - | SERC-N | 7b12 | Energy-Only |  | 0 | 0 | 0 | 0 | 0 | 0 | 0 | 0 | 0 | 0 | 0
2012 | US | SERC | - | SERC-N | 8 | Conceptual |  | 0 | 0 | 0 | 0 | 2072 | 2072 | 2952 | 3832 | 3832 | 4712 | 4712
2012 | US | SERC | - | SERC-N | 8a1 | Wind Expected On-Peak |  | 0 | 0 | 0 | 0 | 0 | 0 | 0 | 0 | 0 | 0 | 0
2012 | US | SERC | - | SERC-N | 8a2 | Wind Derate On-Peak |  | 0 | 0 | 0 | 0 | 0 | 0 | 0 | 0 | 0 | 0 | 0
2012 | US | SERC | - | SERC-N | 8a3 | Solar Expected On-Peak |  | 0 | 0 | 0 | 0 | 0 | 0 | 0 | 0 | 0 | 0 | 0
2012 | US | SERC | - | SERC-N | 8a4 | Solar Derate On-Peak |  | 0 | 0 | 0 | 0 | 0 | 0 | 0 | 0 | 0 | 0 | 0
2012 | US | SERC | - | SERC-N | 8a5 | Hydro Expected On-Peak |  | 0 | 0 | 0 | 0 | 0 | 0 | 0 | 0 | 0 | 0 | 0
2012 | US | SERC | - | SERC-N | 8a6 | Hydro Derate On-Peak |  | 0 | 0 | 0 | 0 | 0 | 0 | 0 | 0 | 0 | 0 | 0
2012 | US | SERC | - | SERC-N | 8a7 | Biomass Expected On-Peak |  | 0 | 0 | 0 | 0 | 0 | 0 | 0 | 0 | 0 | 0 | 0
2012 | US | SERC | - | SERC-N | 8a8 | Biomass Derate On-Peak |  | 0 | 0 | 0 | 0 | 0 | 0 | 0 | 0 | 0 | 0 | 0
2012 | US | SERC | - | SERC-N | 8a9 | All Other Derates |  | 0 | 0 | 0 | 0 | 0 | 0 | 0 | 0 | 0 | 0 | 0
2012 | US | SERC | - | SERC-N | 8a10 | Energy-Only |  | 0 | 0 | 0 | 0 | 0 | 0 | 0 | 0 | 0 | 0 | 0
2012 | US | SERC | - | SERC-N | 9 | ANTICIPATED INTERNAL CAPACITY |  | 67687.2 | 68851.2 | 68851.2 | 68851.2 | 68851.2 | 68851.2 | 68851.2 | 68851.2 | 70111.2 | 70111.2 | 70111.2
2012 | US | SERC | - | SERC-N | 10 | CAPACITY TRANSACTIONS - IMPORTS | 1075.2 | 1640.2 | 1640.2 | 1640.2 | 1640.2 | 1640.2 | 1640.2 | 1640.2 | 1640.2 | 1640.2 | 1640.2 | 2040.2
2012 | US | SERC | - | SERC-N | 10a | Firm | 239.2 | 307.2 | 307.2 | 307.2 | 307.2 | 307.2 | 307.2 | 307.2 | 307.2 | 307.2 | 307.2 | 307.2
2012 | US | SERC | - | SERC-N | 10a1 | Full-Responsibility Purchases | 0 | 0 | 0 | 0 | 0 | 0 | 0 | 0 | 0 | 0 | 0 | 0
2012 | US | SERC | - | SERC-N | 10a2 | Owned Capacity/Entitlement Located Outside the Region/Subregion | 0 | 0 | 0 | 0 | 0 | 0 | 0 | 0 | 0 | 0 | 0 | 0
2012 | US | SERC | - | SERC-N | 10b | Non-firm | 360: 836
2012 | US | SERC | - | SERC-N | 10c | Expected |  | 1333 | 1333 | 1333 | 1333 | 1333 | 1333 | 1333 | 1333 | 1333 | 1333 | 1733
2012 | US | SERC | - | SERC-N | 10c1 | Full-Responsibility Purchases |  | 0 | 1333 | 1333 | 1333 | 1333 | 1333 | 1333 | 1333 | 1333 | 1333 | 1733
2012 | US | SERC | - | SERC-N | 10c2 | Owned Capacity/Entitlement Located Outside the Region/Subregion |  | 0 | 0 | 0 | 0 | 0 | 0 | 0 | 0 | 0 | 0 | 0
2012 | US | SERC | - | SERC-N | 11 | CAPACITY TRANSACTIONS - EXPORTS | 1468.2 | 1568.2 | 1582.2 | 1582.2 | 1582.2 | 1582.2 | 1582.2 | 1582.2 | 1582.2 | 1582.2 | 1582.2 | 1582.2
2012 | US | SERC | - | SERC-N | 11a | Firm | 1312.2 | 1412.2 | 1426.2 | 1426.2 | 1426.2 | 1426.2 | 1426.2 | 1426.2 | 1426.2 | 1426.2 | 1426.2 | 1426.2
2012 | US | SERC | - | SERC-N | 11a1 | Full-Responsibility Purchases | 0 | 0 | 0 | 0 | 0 | 0 | 0 | 0 | 0 | 0 | 0 | 0
2012 | US | SERC | - | SERC-N | 11a2 | Owned Capacity/Entitlement Located Outside the Region/Subregion | 217 | 324 | 324 | 324 | 324 | 324 | 324 | 324 | 324 | 324 | 324 | 324
2012 | US | SERC | - | SERC-N | 11b | Non-firm | 360: 156
2012 | US | SERC | - | SERC-N | 11c | Expected |  | 156 | 156 | 156 | 156 | 156 | 156 | 156 | 156 | 156 | 156 | 156
2012 | US | SERC | - | SERC-N | 11c1 | Full-Responsibility Purchases |  | 0 | 0 | 0 | 0 | 0 | 0 | 0 | 0 | 0 | 0 | 0
2012 | US | SERC | - | SERC-N | 11c2 | Owned Capacity/Entitlement Located Outside the Region/Subregion |  | 0 | 0 | 0 | 0 | 0 | 0 | 0 | 0 | 0 | 0 | 0
2012 | US | SERC | - | SERC-N | 12 | EXISTING-CERTAIN & NET FIRM TRANSACTIONS | 50469.35 | 65627.2 | 65613.2 | 65613.2 | 65613.2 | 65613.2 | 65613.2 | 65613.2 | 65613.2 | 65613.2 | 65613.2 | 65613.2
2012 | US | SERC | - | SERC-N | 13 | ANTICIPATED CAPACITY RESOURCES |  |  | 68909.2 | 68909.2 | 68909.2 | 68909.2 | 68909.2 | 68909.2 | 68909.2 | 70169.2 | 70169.2 | 70569.2
2012 | US | SERC | - | SERC-N | 14 | PROSPECTIVE CAPACITY RESOURCES |  |  | 72900.2 | 72900.2 | 72900.2 | 72900.2 | 72900.2 | 72900.2 | 72900.2 | 74160.2 | 74160.2 | 74560.2
2012 | US | SERC | - | SERC-N | 15 | TOTAL POTENTIAL CAPACITY RESOURCES |  |  | 72900.2 | 72900.2 | 72900.2 | 74972.2 | 74972.2 | 75852.2 | 76732.2 | 77992.2 | 78872.2 | 79272.2
2012 | US | SERC | - | SERC-N | 16 | ADJUSTED POTENTIAL CAPACITY RESOURCES |  |  | 72900.2 | 72900.2 | 72900.2 | 74972.1793 | 74972.1793 | 75852.1705 | 76732.1617 | 77992.1617 | 78872.1529 | 79272.1529
2012 | US | SERC | - | SERC-N | 16a | Confidence of Future-Other |  |  | 0.99999 | 0.99999 | 0.99999 | 0.99999 | 0.99999 | 0.99999 | 0.99999 | 0.99999 | 0.99999 | 0.99999
2012 | US | SERC | - | SERC-N | 16b | Net Future-Other Resources After Confidence Percentage Is Applied |  |  | 0 | 0 | 0 | 0 | 0 | 0 | 0 | 0 | 0 | 0
2012 | US | SERC | - | SERC-N | 16c | Confidence of Conceptual |  |  | 0.99999 | 0.99999 | 0.99999 | 0.99999 | 0.99999 | 0.99999 | 0.99999 | 0.99999 | 0.99999 | 0.99999
2012 | US | SERC | - | SERC-N | 16d | Net Conceptual Resources After Confidence Percentage Is Applied |  |  | 0 | 0 | 0 | 2071.9793 | 2071.9793 | 2951.9705 | 3831.9617 | 3831.9617 | 4711.9529 | 4711.9529
2012 | US | SERC | - | SERC-N | 17 | ASSESSMENT AREA TARGET RESERVE MARGIN |  |  | 15% | 15% | 15% | 15% | 15% | 15% | 15% | 15% | 15% | 15%
2012 | US | SERC | - | SERC-N | 18 | EXISTING-CERTAIN AND NET FIRM TRANSACTIONS RESERVE MARGIN | 360: 15.14%; 365: 50.89%
2012 | US | SERC | - | SERC-N | 19 | ANTICIPATED CAPACITY RESOURCES RESERVE MARGIN |  |  | 57.56% | 55.86% | 54.21% | 52.37% | 50.71% | 49.23% | 47.57% | 48.63% | 46.52% | 46.24%
2012 | US | SERC | - | SERC-N | 20 | PROSPECTIVE CAPACITY RESOURCES RESERVE MARGIN |  |  | 66.69% | 64.89% | 63.14% | 61.19% | 59.44% | 57.88% | 56.11% | 57.08% | 54.85% | 54.51%
2012 | US | SERC | - | SERC-N | 21 | TOTAL POTENTIAL RESOURCES RESERVE MARGIN |  |  | 66.69% | 64.89% | 63.14% | 65.77% | 63.97% | 64.27% | 64.32% | 65.2% | 64.69% | 64.28%
2012 | US | SERC | - | SERC-N | 22 | ADJUSTED POTENTIAL RESOURCES RESERVE MARGIN |  |  | 66.69% | 64.89% | 63.14% | 65.77% | 63.97% | 64.27% | 64.32% | 65.2% | 64.69% | 64.28%
2012 | US | SERC | - | SERC-N | 23 | Total Baseline Installed Capacity | 360: 51542.35
2012 | US | SERC | - | SERC-N | 24 | Distributed or Other Capacity (Behind the Meter) < 1 MW |  | 0 | 0 | 0 | 0 | 0 | 0 | 0 | 0 | 0 | 0 | 0
2012 | US | SERC | - | SERC-N | 25 | Distributed or Other Capacity (Behind the Meter) ≥ 1 MW |  | 0 | 0 | 0 | 0 | 0 | 0 | 0 | 0 | 0 | 0 | 0
2012 | US | SERC | - | SERC-N | 26 | Capacity Total from EIA-860 |  | 0 | 0 | 0 | 0 | 0 | 0 | 0 | 0 | 0 | 0 | 0
2012 | US | SERC | - | SERC-SE | 1 | Unrestricted Non-coincident Peak Demand |  | 45620 | 46534 | 47197 | 47814 | 48485 | 48978 | 49665 | 50338 | 51193 | 52029 | 52894
2012 | US | SERC | - | SERC-SE | 1a | New Conservation (Energy Efficiency) |  |  |  | 0 | 0 | 0 | 0 | 0 | 0 | 0 | 0 | 0
2012 | US | SERC | - | SERC-SE | 1b | Estimated Diversity |  |  |  | 0 | 0 | 0 | 0 | 0 | 0 | 0 | 0 | 0
2012 | US | SERC | - | SERC-SE | 1c | Additions for non-member load (load served by non-registered LSE's in a region) |  |  |  | 0 | 0 | 0 | 0 | 0 | 0 | 0 | 0 | 0
2012 | US | SERC | - | SERC-SE | 1d | Stand-by Load Under Contract (Normally served by behind the meter generation) |  |  |  | 0 | 0 | 0 | 0 | 0 | 0 | 0 | 0 | 0
2012 | US | SERC | - | SERC-SE | 1e | Non-Controllable Demand-Side Demand Response |  |  |  | 0 | 0 | 0 | 0 | 0 | 0 | 0 | 0 | 0
2012 | US | SERC | - | SERC-SE | 2 | Total Internal Demand | 44317 | 45620 | 46534 | 47197 | 47814 | 48485 | 48978 | 49665 | 50338 | 51193 | 52029 | 52894
2012 | US | SERC | - | SERC-SE | 2a | Supply-Side Direct Control Load Management (DCLM) |  |  |  | 0 | 0 | 0 | 0 | 0 | 0 | 0 | 0 | 0
2012 | US | SERC | - | SERC-SE | 2b | Supply-Side Contractually Interruptible (Curtailable) |  |  |  | 0 | 0 | 0 | 0 | 0 | 0 | 0 | 0 | 0
2012 | US | SERC | - | SERC-SE | 2c | Supply-Side Critical Peak-Pricing (CPP) with Control |  |  |  | 0 | 0 | 0 | 0 | 0 | 0 | 0 | 0 | 0
2012 | US | SERC | - | SERC-SE | 2d | Supply-Side Load as a Capacity Resource |  |  |  | 0 | 0 | 0 | 0 | 0 | 0 | 0 | 0 | 0
2012 | US | SERC | - | SERC-SE | 3 | Net Internal Demand | 42633 | 43860 | 44652 | 45103 | 45615 | 46266 | 46743 | 47434 | 48097 | 48943 | 49770 | 50627
2012 | US | SERC | - | SERC-SE | 3a | Demand-Side Direct Control Load Management (DCLM) | 361 | 462 | 618 | 828 | 852 | 869 | 883 | 893 | 901 | 909 | 917 | 924
2012 | US | SERC | - | SERC-SE | 3b | Demand-Side Contractually Interruptible (Curtailable) | 1231 | 1196 | 1179 | 1179 | 1258 | 1258 | 1258 | 1243 | 1243 | 1243 | 1244 | 1244
2012 | US | SERC | - | SERC-SE | 3c | Demand-Side Critical Peak-Pricing (CPP) with Control | 0 | 0 | 0 | 0 | 0 | 0 | 0 | 0 | 0 | 0 | 0 | 0
2012 | US | SERC | - | SERC-SE | 3d | Demand-Side Load as a Capacity Resource | 92 | 102 | 85 | 87 | 89 | 92 | 94 | 95 | 97 | 98 | 98 | 99
2012 | US | SERC | - | SERC-SE | 4 | Total Controllable Demand Response | 1684 | 1760 | 1882 | 2094 | 2199 | 2219 | 2235 | 2231 | 2241 | 2250 | 2259 | 2267
2012 | US | SERC | - | SERC-SE | 4a | Demand Response used for Ancillary Services - Spinning Reserves | 0 | 0 | 0 | 0 | 0 | 0 | 0 | 0 | 0 | 0 | 0 | 0
2012 | US | SERC | - | SERC-SE | 4b | Demand Response used for Ancillary Services - Non-Spinning Reserves | 0 | 0 | 0 | 0 | 0 | 0 | 0 | 0 | 0 | 0 | 0 | 0
2012 | US | SERC | - | SERC-SE | 4c | Demand Response used for Regulation | 0 | 0 | 0 | 0 | 0 | 0 | 0 | 0 | 0 | 0 | 0 | 0
2012 | US | SERC | - | SERC-SE | 4d | Demand Response used for Energy, Voluntary Services - Emergency | 75 | 75 | 75 | 75 | 75 | 75 | 75 | 75 | 75 | 75 | 75 | 75
2012 | US | SERC | - | SERC-SE | 5 | TOTAL INTERNAL CAPACITY | 68466.8 | 65894.32 | 66785.32 | 67370.32 | 67370.32 | 68566.32 | 69666.32 | 69666.32 | 69666.32 | 69666.32 | 69666.32 | 69666.32
2012 | US | SERC | - | SERC-SE | 6a | Existing-Certain | 68466.8 | 64570.32 | 64570.32 | 64570.32 | 64570.32 | 64570.32 | 64570.32 | 64570.32 | 64570.32 | 64570.32 | 64570.32 | 64570.32
2012 | US | SERC | - | SERC-SE | 6a1 | Wind Expected On-Peak |  | 0 | 0 | 0 | 0 | 0 | 0 | 0 | 0 | 0 | 0 | 0
2012 | US | SERC | - | SERC-SE | 6a2 | Solar Expected On-Peak |  | 4 | 4 | 4 | 4 | 4 | 4 | 4 | 4 | 4 | 4 | 4
2012 | US | SERC | - | SERC-SE | 6a3 | Hydro Expected On-Peak |  | 3310.74 | 3310.74 | 3310.74 | 3310.74 | 3310.74 | 3310.74 | 3310.74 | 3310.74 | 3310.74 | 3310.74 | 3310.74
2012 | US | SERC | - | SERC-SE | 6a4 | Biomass Expected On-Peak |  | 17 | 17 | 17 | 17 | 17 | 17 | 17 | 17 | 17 | 17 | 17
2012 | US | SERC | - | SERC-SE | 6b | Existing-Other |  | 300 | 300 | 300 | 300 | 300 | 300 | 300 | 300 | 300 | 300 | 300
2012 | US | SERC | - | SERC-SE | 6b1 | Wind Derate On-Peak |  | 0 | 0 | 0 | 0 | 0 | 0 | 0 | 0 | 0 | 0 | 0
2012 | US | SERC | - | SERC-SE | 6b2 | Solar Derate On-Peak |  | 0 | 0 | 0 | 0 | 0 | 0 | 0 | 0 | 0 | 0 | 0
2012 | US | SERC | - | SERC-SE | 6b3 | Hydro Derate On-Peak |  | 0 | 0 | 0 | 0 | 0 | 0 | 0 | 0 | 0 | 0 | 0
2012 | US | SERC | - | SERC-SE | 6b4 | Biomass Derate On-Peak |  | 0 | 0 | 0 | 0 | 0 | 0 | 0 | 0 | 0 | 0 | 0
2012 | US | SERC | - | SERC-SE | 6b5 | Transmission-Limited Resources |  |  | 0 | 0 | 0 | 0 | 0 | 0 | 0 | 0 | 0 | 0
2012 | US | SERC | - | SERC-SE | 6b6 | All Other Derates |  | 0 | 0 | 0 | 0 | 0 | 0 | 0 | 0 | 0 | 0 | 0
2012 | US | SERC | - | SERC-SE | 6b7 | Energy-Only (Existing-Other) |  | 0 | 0 | 0 | 0 | 0 | 0 | 0 | 0 | 0 | 0 | 0
2012 | US | SERC | - | SERC-SE | 6c | Unplanned Outages (Actual) / Current and Future Inoperable Resources |  |  | 0 | 0 | 0 | 0 | 0 | 0 | 0 | 0 | 0 | 0
2012 | US | SERC | - | SERC-SE | 6d | Total Supply-Side Demand Response | 0 | 0 | 0 | 0 | 0 | 0 | 0 | 0 | 0 | 0 | 0 | 0
2012 | US | SERC | - | SERC-SE | 7 | TOTAL FUTURE CAPACITY ADDITIONS |  | 1024 | 1915 | 2500 | 2500 | 3696 | 4796 | 4796 | 4796 | 4796 | 4796 | 4796
2012 | US | SERC | - | SERC-SE | 7a | Future-Planned |  | 1024 | 1915 | 2500 | 2500 | 3696 | 4796 | 4796 | 4796 | 4796 | 4796 | 4796
2012 | US | SERC | - | SERC-SE | 7a1 | Wind Expected On-Peak |  | 0 | 0 | 0 | 0 | 0 | 0 | 0 | 0 | 0 | 0 | 0
2012 | US | SERC | - | SERC-SE | 7a2 | Wind Derate On-Peak |  | 0 | 0 | 0 | 0 | 0 | 0 | 0 | 0 | 0 | 0 | 0
2012 | US | SERC | - | SERC-SE | 7a3 | Solar Expected On-Peak |  | 0 | 0 | 0 | 0 | 0 | 0 | 0 | 0 | 0 | 0 | 0
2012 | US | SERC | - | SERC-SE | 7a4 | Solar Derate On-Peak |  | 0 | 0 | 0 | 0 | 0 | 0 | 0 | 0 | 0 | 0 | 0
2012 | US | SERC | - | SERC-SE | 7a5 | Hydro Expected On-Peak |  | 0 | 0 | 0 | 0 | 0 | 0 | 0 | 0 | 0 | 0 | 0
2012 | US | SERC | - | SERC-SE | 7a6 | Hydro Derate On-Peak |  | 0 | 0 | 0 | 0 | 0 | 0 | 0 | 0 | 0 | 0 | 0
2012 | US | SERC | - | SERC-SE | 7a7 | Biomass Expected On-Peak |  | 50 | 50 | 50 | 50 | 146 | 146 | 146 | 146 | 146 | 146 | 146
2012 | US | SERC | - | SERC-SE | 7a8 | Biomass Derate On-Peak |  | 0 | 0 | 0 | 0 | 0 | 0 | 0 | 0 | 0 | 0 | 0
2012 | US | SERC | - | SERC-SE | 7a9 | Transmission-Limited Resources
2012 | US | SERC | - | SERC-SE | 7a10 | Scheduled Outage - Maintenance |  | 0 | 0 | 0 | 0 | 0 | 0 | 0 | 0 | 0 | 0 | 0
2012 | US | SERC | - | SERC-SE | 7a11 | All Other Derates |  | 0 | 0 | 0 | 0 | 0 | 0 | 0 | 0 | 0 | 0 | 0
2012 | US | SERC | - | SERC-SE | 7a12 | Energy-Only |  | 0 | 0 | 0 | 0 | 0 | 0 | 0 | 0 | 0 | 0 | 0
2012 | US | SERC | - | SERC-SE | 7b | Future-Other |  | 0 | 0 | 0 | 0 | 0 | 0 | 0 | 0 | 0 | 0 | 0
2012 | US | SERC | - | SERC-SE | 7b1 | Wind Expected On-Peak |  | 0 | 0 | 0 | 0 | 0 | 0 | 0 | 0 | 0 | 0 | 0
2012 | US | SERC | - | SERC-SE | 7b2 | Wind Derate On-Peak |  | 0 | 0 | 0 | 0 | 0 | 0 | 0 | 0 | 0 | 0 | 0
2012 | US | SERC | - | SERC-SE | 7b3 | Solar Expected On-Peak |  | 0 | 0 | 0 | 0 | 0 | 0 | 0 | 0 | 0 | 0 | 0
2012 | US | SERC | - | SERC-SE | 7b4 | Solar Derate On-Peak |  | 0 | 0 | 0 | 0 | 0 | 0 | 0 | 0 | 0 | 0 | 0
2012 | US | SERC | - | SERC-SE | 7b5 | Hydro Expected On-Peak |  | 0 | 0 | 0 | 0 | 0 | 0 | 0 | 0 | 0 | 0 | 0
2012 | US | SERC | - | SERC-SE | 7b6 | Hydro Derate On-Peak |  | 0 | 0 | 0 | 0 | 0 | 0 | 0 | 0 | 0 | 0 | 0
2012 | US | SERC | - | SERC-SE | 7b7 | Biomass Expected On-Peak |  | 0 | 0 | 0 | 0 | 0 | 0 | 0 | 0 | 0 | 0 | 0
2012 | US | SERC | - | SERC-SE | 7b8 | Biomass Derate On-Peak |  | 0 | 0 | 0 | 0 | 0 | 0 | 0 | 0 | 0 | 0 | 0
2012 | US | SERC | - | SERC-SE | 7b9 | Transmission-Limited Resources
2012 | US | SERC | - | SERC-SE | 7b10 | Scheduled Outage - Maintenance |  | 0 | 0 | 0 | 0 | 0 | 0 | 0 | 0 | 0 | 0 | 0
2012 | US | SERC | - | SERC-SE | 7b11 | All Other Derates |  | 0 | 0 | 0 | 0 | 0 | 0 | 0 | 0 | 0 | 0 | 0
2012 | US | SERC | - | SERC-SE | 7b12 | Energy-Only |  | 0 | 0 | 0 | 0 | 0 | 0 | 0 | 0 | 0 | 0 | 0
2012 | US | SERC | - | SERC-SE | 8 | Conceptual |  | 88 | 57.3 | 157.3 | 157.3 | 157.3 | 157.3 | 157.3 | 157.3 | 345.3 | 345.3 | 345.3
2012 | US | SERC | - | SERC-SE | 8a1 | Wind Expected On-Peak |  | 0 | 0 | 0 | 0 | 0 | 0 | 0 | 0 | 0 | 0 | 0
2012 | US | SERC | - | SERC-SE | 8a2 | Wind Derate On-Peak |  | 0 | 0 | 0 | 0 | 0 | 0 | 0 | 0 | 0 | 0 | 0
2012 | US | SERC | - | SERC-SE | 8a3 | Solar Expected On-Peak |  | 0 | 0 | 0 | 0 | 0 | 0 | 0 | 0 | 0 | 0 | 0
2012 | US | SERC | - | SERC-SE | 8a4 | Solar Derate On-Peak |  | 0 | 0 | 0 | 0 | 0 | 0 | 0 | 0 | 0 | 0 | 0
2012 | US | SERC | - | SERC-SE | 8a5 | Hydro Expected On-Peak |  | 0 | 0 | 0 | 0 | 0 | 0 | 0 | 0 | 0 | 0 | 0
2012 | US | SERC | - | SERC-SE | 8a6 | Hydro Derate On-Peak |  | 0 | 0 | 0 | 0 | 0 | 0 | 0 | 0 | 0 | 0 | 0
2012 | US | SERC | - | SERC-SE | 8a7 | Biomass Expected On-Peak |  | 50 | 107.3 | 207.3 | 207.3 | 207.3 | 207.3 | 207.3 | 207.3 | 207.3 | 207.3 | 207.3
2012 | US | SERC | - | SERC-SE | 8a8 | Biomass Derate On-Peak |  | 0 | 0 | 0 | 0 | 0 | 0 | 0 | 0 | 0 | 0 | 0
2012 | US | SERC | - | SERC-SE | 8a9 | All Other Derates |  | 0 | 0 | 0 | 0 | 0 | 0 | 0 | 0 | 0 | 0 | 0
2012 | US | SERC | - | SERC-SE | 8a10 | Energy-Only |  | 0 | 0 | 0 | 0 | 0 | 0 | 0 | 0 | 0 | 0 | 0
2012 | US | SERC | - | SERC-SE | 9 | ANTICIPATED INTERNAL CAPACITY |  | 65594.32 | 66485.32 | 67070.32 | 67070.32 | 68266.32 | 69366.32 | 69366.32 | 69366.32 | 69366.32 | 69366.32 | 69366.32
2012 | US | SERC | - | SERC-SE | 10 | CAPACITY TRANSACTIONS - IMPORTS | 834 | 834 | 850 | 900 | 900 | 825 | 825 | 825 | 825 | 825 | 446 | 446
2012 | US | SERC | - | SERC-SE | 10a | Firm | 834 | 834 | 850 | 900 | 900 | 825 | 825 | 825 | 825 | 825 | 446 | 446
2012 | US | SERC | - | SERC-SE | 10a1 | Full-Responsibility Purchases | 0 | 0 | 0 | 0 | 0 | 0 | 0 | 0 | 0 | 0 | 0 | 0
2012 | US | SERC | - | SERC-SE | 10a2 | Owned Capacity/Entitlement Located Outside the Region/Subregion | 127 | 127 | 143 | 143 | 143 | 143 | 143 | 143 | 143 | 143 | 143 | 143
2012 | US | SERC | - | SERC-SE | 10b | Non-firm | 360: 0
2012 | US | SERC | - | SERC-SE | 10c | Expected |  | 0 | 0 | 0 | 0 | 0 | 0 | 0 | 0 | 0 | 0 | 0
2012 | US | SERC | - | SERC-SE | 10c1 | Full-Responsibility Purchases |  | 0 | 0 | 0 | 0 | 0 | 0 | 0 | 0 | 0 | 0 | 0
2012 | US | SERC | - | SERC-SE | 10c2 | Owned Capacity/Entitlement Located Outside the Region/Subregion |  | 0 | 0 | 0 | 0 | 0 | 0 | 0 | 0 | 0 | 0 | 0
2012 | US | SERC | - | SERC-SE | 11 | CAPACITY TRANSACTIONS - EXPORTS | 2356.4 | 2784.9 | 2886.4 | 2685.9 | 2667.5 | 1439.5 | 1550.6 | 1665.8 | 1685 | 1692.2 | 1699.3 | 1706.5
2012 | US | SERC | - | SERC-SE | 11a | Firm | 2356.4 | 2784.9 | 2886.4 | 2685.9 | 2667.5 | 1439.5 | 1550.6 | 1665.8 | 1685 | 1692.2 | 1699.3 | 1706.5
2012 | US | SERC | - | SERC-SE | 11a1 | Full-Responsibility Purchases | 0 | 0 | 0 | 0 | 0 | 0 | 0 | 0 | 0 | 0 | 0 | 0
2012 | US | SERC | - | SERC-SE | 11a2 | Owned Capacity/Entitlement Located Outside the Region/Subregion | 0 | 0 | 0 | 0 | 0 | 0 | 0 | 0 | 0 | 0 | 0 | 0
2012 | US | SERC | - | SERC-SE | 11b | Non-firm | 360: 0
2012 | US | SERC | - | SERC-SE | 11c | Expected |  | 0 | 0 | 0 | 0 | 0 | 0 | 0 | 0 | 0 | 0 | 0
2012 | US | SERC | - | SERC-SE | 11c1 | Full-Responsibility Purchases |  | 0 | 0 | 0 | 0 | 0 | 0 | 0 | 0 | 0 | 0 | 0
2012 | US | SERC | - | SERC-SE | 11c2 | Owned Capacity/Entitlement Located Outside the Region/Subregion |  | 0 | 0 | 0 | 0 | 0 | 0 | 0 | 0 | 0 | 0 | 0
2012 | US | SERC | - | SERC-SE | 12 | EXISTING-CERTAIN & NET FIRM TRANSACTIONS | 66944.4 | 62619.42 | 62533.92 | 62784.42 | 62802.82 | 63955.82 | 63844.72 | 63729.52 | 63710.32 | 63703.12 | 63317.02 | 63309.82
2012 | US | SERC | - | SERC-SE | 13 | ANTICIPATED CAPACITY RESOURCES |  |  | 64448.92 | 65284.42 | 65302.82 | 67651.82 | 68640.72 | 68525.52 | 68506.32 | 68499.12 | 68113.02 | 68105.82
2012 | US | SERC | - | SERC-SE | 14 | PROSPECTIVE CAPACITY RESOURCES |  |  | 64748.92 | 65584.42 | 65602.82 | 67951.82 | 68940.72 | 68825.52 | 68806.32 | 68799.12 | 68413.02 | 68405.82
2012 | US | SERC | - | SERC-SE | 15 | TOTAL POTENTIAL CAPACITY RESOURCES |  |  | 64806.22 | 65741.72 | 65760.12 | 68109.12 | 69098.02 | 68982.82 | 68963.62 | 69144.42 | 68758.32 | 68751.12
2012 | US | SERC | - | SERC-SE | 16 | ADJUSTED POTENTIAL CAPACITY RESOURCES |  |  | 64806.2194 | 65741.7184 | 65760.1184 | 68109.1184 | 69098.0184 | 68982.8184 | 68963.6184 | 69144.4165 | 68758.3165 | 68751.1165
2012 | US | SERC | - | SERC-SE | 16a | Confidence of Future-Other |  |  | 0.99999 | 0.99999 | 0.99999 | 0.99999 | 0.99999 | 0.99999 | 0.99999 | 0.99999 | 0.99999 | 0.99999
2012 | US | SERC | - | SERC-SE | 16b | Net Future-Other Resources After Confidence Percentage Is Applied |  |  | 0 | 0 | 0 | 0 | 0 | 0 | 0 | 0 | 0 | 0
2012 | US | SERC | - | SERC-SE | 16c | Confidence of Conceptual |  |  | 0.99999 | 0.99999 | 0.99999 | 0.99999 | 0.99999 | 0.99999 | 0.99999 | 0.99999 | 0.99999 | 0.99999
2012 | US | SERC | - | SERC-SE | 16d | Net Conceptual Resources After Confidence Percentage Is Applied |  |  | 57.2994 | 157.2984 | 157.2984 | 157.2984 | 157.2984 | 157.2984 | 157.2984 | 345.2965 | 345.2965 | 345.2965
2012 | US | SERC | - | SERC-SE | 17 | ASSESSMENT AREA TARGET RESERVE MARGIN |  |  | 15% | 15% | 15% | 15% | 15% | 15% | 15% | 15% | 15% | 15%
2012 | US | SERC | - | SERC-SE | 18 | EXISTING-CERTAIN AND NET FIRM TRANSACTIONS RESERVE MARGIN | 360: 57.02%; 365: 42.77%
2012 | US | SERC | - | SERC-SE | 19 | ANTICIPATED CAPACITY RESOURCES RESERVE MARGIN |  |  | 44.34% | 44.75% | 43.16% | 46.22% | 46.85% | 44.46% | 42.43% | 39.96% | 36.86% | 34.52%
2012 | US | SERC | - | SERC-SE | 20 | PROSPECTIVE CAPACITY RESOURCES RESERVE MARGIN |  |  | 45.01% | 45.41% | 43.82% | 46.87% | 47.49% | 45.1% | 43.06% | 40.57% | 37.46% | 35.12%
2012 | US | SERC | - | SERC-SE | 21 | TOTAL POTENTIAL RESOURCES RESERVE MARGIN |  |  | 45.14% | 45.76% | 44.16% | 47.21% | 47.83% | 45.43% | 43.38% | 41.28% | 38.15% | 35.8%
2012 | US | SERC | - | SERC-SE | 22 | ADJUSTED POTENTIAL RESOURCES RESERVE MARGIN |  |  | 45.14% | 45.76% | 44.16% | 47.21% | 47.83% | 45.43% | 43.38% | 41.28% | 38.15% | 35.8%
2012 | US | SERC | - | SERC-SE | 23 | Total Baseline Installed Capacity | 360: 68466.8
2012 | US | SERC | - | SERC-SE | 24 | Distributed or Other Capacity (Behind the Meter) < 1 MW |  | 0 | 0 | 0 | 0 | 0 | 0 | 0 | 0 | 0 | 0 | 0
2012 | US | SERC | - | SERC-SE | 25 | Distributed or Other Capacity (Behind the Meter) ≥ 1 MW |  | 0 | 0 | 0 | 0 | 0 | 0 | 0 | 0 | 0 | 0 | 0
2012 | US | SERC | - | SERC-SE | 26 | Capacity Total from EIA-860 |  | 0 | 0 | 0 | 0 | 0 | 0 | 0 | 0 | 0 | 0 | 0
2012 | US | SERC | - | SERC-W | 1 | Unrestricted Non-coincident Peak Demand |  | 20385 | 20822 | 21288 | 21956 | 21756 | 21994 | 22155 | 22955 | 22901 | 23169 | 23361
2012 | US | SERC | - | SERC-W | 1a | New Conservation (Energy Efficiency) |  | 0 | 0 | 0 | 0 | 0 | 0 | 0 | 0 | 0 | 0 | 0
2012 | US | SERC | - | SERC-W | 1b | Estimated Diversity |  | 746 | 751 | 897 | 1551 | 812 | 668 | 675 | 1740 | 854 | 966 | 869
2012 | US | SERC | - | SERC-W | 1c | Additions for non-member load (load served by non-registered LSE's in a region) |  | 537 | 426 | 444 | 587 | 549 | 582 | 735 | 708 | 492 | 504 | 590
2012 | US | SERC | - | SERC-W | 1d | Stand-by Load Under Contract (Normally served by behind the meter generation) |  | 0 | 0 | 0 | 0 | 0 | 0 | 0 | 0 | 0 | 0 | 0
2012 | US | SERC | - | SERC-W | 1e | Non-Controllable Demand-Side Demand Response |  |  |  | 0 | 0 | 0 | 0 | 0 | 0 | 0 | 0 | 0
2012 | US | SERC | - | SERC-W | 2 | Total Internal Demand | 2485 | 20176 | 20497 | 20835 | 20992 | 21493 | 21908 | 22215 | 21923 | 22539 | 22707 | 23082
2012 | US | SERC | - | SERC-W | 2a | Supply-Side Direct Control Load Management (DCLM) |  |  |  | 0 | 0 | 0 | 0 | 0 | 0 | 0 | 0 | 0
2012 | US | SERC | - | SERC-W | 2b | Supply-Side Contractually Interruptible (Curtailable) |  |  |  | 0 | 0 | 0 | 0 | 0 | 0 | 0 | 0 | 0
2012 | US | SERC | - | SERC-W | 2c | Supply-Side Critical Peak-Pricing (CPP) with Control |  |  |  | 0 | 0 | 0 | 0 | 0 | 0 | 0 | 0 | 0
2012 | US | SERC | - | SERC-W | 2d | Supply-Side Load as a Capacity Resource |  |  |  | 0 | 0 | 0 | 0 | 0 | 0 | 0 | 0 | 0
2012 | US | SERC | - | SERC-W | 3 | Net Internal Demand | 20485 | 19412 | 19731 | 20042 | 20209 | 20694 | 21106 | 21410 | 21118 | 21726 | 21891 | 22262
2012 | US | SERC | - | SERC-W | 3a | Demand-Side Direct Control Load Management (DCLM) | 0 | 0 | 0 | 0 | 0 | 0 | 0 | 0 | 0 | 0 | 0 | 0
2012 | US | SERC | - | SERC-W | 3b | Demand-Side Contractually Interruptible (Curtailable) | 11 | 764 | 766 | 793 | 783 | 799 | 802 | 805 | 805 | 813 | 816 | 820
2012 | US | SERC | - | SERC-W | 3c | Demand-Side Critical Peak-Pricing (CPP) with Control | 0 | 0 | 0 | 0 | 0 | 0 | 0 | 0 | 0 | 0 | 0 | 0
2012 | US | SERC | - | SERC-W | 3d | Demand-Side Load as a Capacity Resource | 0 | 0 | 0 | 0 | 0 | 0 | 0 | 0 | 0 | 0 | 0 | 0
2012 | US | SERC | - | SERC-W | 4 | Total Controllable Demand Response | 11 | 764 | 766 | 793 | 783 | 799 | 802 | 805 | 805 | 813 | 816 | 820
2012 | US | SERC | - | SERC-W | 4a | Demand Response used for Ancillary Services - Spinning Reserves |  |  |  | 0 | 0 | 0 | 0 | 0 | 0 | 0 | 0 | 0
2012 | US | SERC | - | SERC-W | 4b | Demand Response used for Ancillary Services - Non-Spinning Reserves |  |  |  | 0 | 0 | 0 | 0 | 0 | 0 | 0 | 0 | 0
2012 | US | SERC | - | SERC-W | 4c | Demand Response used for Regulation |  |  |  | 0 | 0 | 0 | 0 | 0 | 0 | 0 | 0 | 0
2012 | US | SERC | - | SERC-W | 4d | Demand Response used for Energy, Voluntary Services - Emergency |  |  |  | 0 | 0 | 0 | 0 | 0 | 0 | 0 | 0 | 0
2012 | US | SERC | - | SERC-W | 5 | TOTAL INTERNAL CAPACITY | 32259.9 | 49510.3 | 49510.3 | 49560.3 | 49587.3 | 49713.3 | 49713.3 | 49713.3 | 49713.3 | 49713.3 | 49713.3 | 49713.3
2012 | US | SERC | - | SERC-W | 6a | Existing-Certain | 32259.9 | 43205.3 | 43205.3 | 43205.3 | 43205.3 | 43205.3 | 43205.3 | 43205.3 | 43205.3 | 43205.3 | 43205.3 | 43205.3
2012 | US | SERC | - | SERC-W | 6a1 | Wind Expected On-Peak |  | 0 | 0 | 0 | 0 | 0 | 0 | 0 | 0 | 0 | 0 | 0
2012 | US | SERC | - | SERC-W | 6a2 | Solar Expected On-Peak |  | 0 | 0 | 0 | 0 | 0 | 0 | 0 | 0 | 0 | 0 | 0
2012 | US | SERC | - | SERC-W | 6a3 | Hydro Expected On-Peak |  | 302.4 | 302.4 | 302.4 | 302.4 | 302.4 | 302.4 | 302.4 | 302.4 | 302.4 | 302.4 | 302.4
2012 | US | SERC | - | SERC-W | 6a4 | Biomass Expected On-Peak |  | 0 | 0 | 0 | 0 | 0 | 0 | 0 | 0 | 0 | 0 | 0
2012 | US | SERC | - | SERC-W | 6b | Existing-Other |  | 4268 | 4268 | 4268 | 4268 | 4268 | 4268 | 4268 | 4268 | 4268 | 4268 | 4268
2012 | US | SERC | - | SERC-W | 6b1 | Wind Derate On-Peak |  | 0 | 0 | 0 | 0 | 0 | 0 | 0 | 0 | 0 | 0 | 0
2012 | US | SERC | - | SERC-W | 6b2 | Solar Derate On-Peak |  | 0 | 0 | 0 | 0 | 0 | 0 | 0 | 0 | 0 | 0 | 0
2012 | US | SERC | - | SERC-W | 6b3 | Hydro Derate On-Peak |  | 0 | 0 | 0 | 0 | 0 | 0 | 0 | 0 | 0 | 0 | 0
2012 | US | SERC | - | SERC-W | 6b4 | Biomass Derate On-Peak |  | 0 | 0 | 0 | 0 | 0 | 0 | 0 | 0 | 0 | 0 | 0
2012 | US | SERC | - | SERC-W | 6b5 | Transmission-Limited Resources |  |  | 0 | 0 | 0 | 0 | 0 | 0 | 0 | 0 | 0 | 0
2012 | US | SERC | - | SERC-W | 6b6 | All Other Derates |  | 59 | 59 | 59 | 59 | 59 | 59 | 59 | 59 | 59 | 59 | 59
2012 | US | SERC | - | SERC-W | 6b7 | Energy-Only (Existing-Other) |  | 0 | 0 | 0 | 0 | 0 | 0 | 0 | 0 | 0 | 0 | 0
2012 | US | SERC | - | SERC-W | 6c | Unplanned Outages (Actual) / Current and Future Inoperable Resources |  |  | 0 | 0 | 0 | 0 | 0 | 0 | 0 | 0 | 0 | 0
2012 | US | SERC | - | SERC-W | 6d | Total Supply-Side Demand Response | 0 | 0 | 0 | 0 | 0 | 0 | 0 | 0 | 0 | 0 | 0 | 0
2012 | US | SERC | - | SERC-W | 7 | TOTAL FUTURE CAPACITY ADDITIONS |  | 1978 | 1978 | 2028 | 2055 | 2181 | 2181 | 2181 | 2181 | 2181 | 2181 | 2181
2012 | US | SERC | - | SERC-W | 7a | Future-Planned |  | 1978 | 1978 | 2028 | 2055 | 2181 | 2181 | 2181 | 2181 | 2181 | 2181 | 2181
2012 | US | SERC | - | SERC-W | 7a1 | Wind Expected On-Peak |  | 0 | 0 | 0 | 0 | 0 | 0 | 0 | 0 | 0 | 0 | 0
2012 | US | SERC | - | SERC-W | 7a2 | Wind Derate On-Peak |  | 0 | 0 | 0 | 0 | 0 | 0 | 0 | 0 | 0 | 0 | 0
2012 | US | SERC | - | SERC-W | 7a3 | Solar Expected On-Peak |  | 0 | 0 | 0 | 0 | 0 | 0 | 0 | 0 | 0 | 0 | 0
2012 | US | SERC | - | SERC-W | 7a4 | Solar Derate On-Peak |  | 0 | 0 | 0 | 0 | 0 | 0 | 0 | 0 | 0 | 0 | 0
2012 | US | SERC | - | SERC-W | 7a5 | Hydro Expected On-Peak |  | 0 | 0 | 0 | 27 | 27 | 27 | 27 | 27 | 27 | 27 | 27
2012 | US | SERC | - | SERC-W | 7a6 | Hydro Derate On-Peak |  | 0 | 0 | 0 | 0 | 0 | 0 | 0 | 0 | 0 | 0 | 0
2012 | US | SERC | - | SERC-W | 7a7 | Biomass Expected On-Peak |  | 0 | 0 | 50 | 50 | 50 | 50 | 50 | 50 | 50 | 50 | 50
2012 | US | SERC | - | SERC-W | 7a8 | Biomass Derate On-Peak |  | 0 | 0 | 0 | 0 | 0 | 0 | 0 | 0 | 0 | 0 | 0
2012 | US | SERC | - | SERC-W | 7a9 | Transmission-Limited Resources
2012 | US | SERC | - | SERC-W | 7a10 | Scheduled Outage - Maintenance |  | 0 | 0 | 0 | 0 | 0 | 0 | 0 | 0 | 0 | 0 | 0
2012 | US | SERC | - | SERC-W | 7a11 | All Other Derates |  | 0 | 0 | 0 | 0 | 0 | 0 | 0 | 0 | 0 | 0 | 0
2012 | US | SERC | - | SERC-W | 7a12 | Energy-Only |  | 0 | 0 | 0 | 0 | 0 | 0 | 0 | 0 | 0 | 0 | 0
2012 | US | SERC | - | SERC-W | 7b | Future-Other |  | 0 | 0 | 0 | 0 | 0 | 0 | 0 | 0 | 0 | 0 | 0
2012 | US | SERC | - | SERC-W | 7b1 | Wind Expected On-Peak |  | 0 | 0 | 0 | 0 | 0 | 0 | 0 | 0 | 0 | 0 | 0
2012 | US | SERC | - | SERC-W | 7b2 | Wind Derate On-Peak |  | 0 | 0 | 0 | 0 | 0 | 0 | 0 | 0 | 0 | 0 | 0
2012 | US | SERC | - | SERC-W | 7b3 | Solar Expected On-Peak |  | 0 | 0 | 0 | 0 | 0 | 0 | 0 | 0 | 0 | 0 | 0
2012 | US | SERC | - | SERC-W | 7b4 | Solar Derate On-Peak |  | 0 | 0 | 0 | 0 | 0 | 0 | 0 | 0 | 0 | 0 | 0
2012 | US | SERC | - | SERC-W | 7b5 | Hydro Expected On-Peak |  | 0 | 0 | 0 | 0 | 0 | 0 | 0 | 0 | 0 | 0 | 0
2012 | US | SERC | - | SERC-W | 7b6 | Hydro Derate On-Peak |  | 0 | 0 | 0 | 0 | 0 | 0 | 0 | 0 | 0 | 0 | 0
2012 | US | SERC | - | SERC-W | 7b7 | Biomass Expected On-Peak |  | 0 | 0 | 0 | 0 | 0 | 0 | 0 | 0 | 0 | 0 | 0
2012 | US | SERC | - | SERC-W | 7b8 | Biomass Derate On-Peak |  | 0 | 0 | 0 | 0 | 0 | 0 | 0 | 0 | 0 | 0 | 0
2012 | US | SERC | - | SERC-W | 7b9 | Transmission-Limited Resources
2012 | US | SERC | - | SERC-W | 7b10 | Scheduled Outage - Maintenance |  | 0 | 0 | 0 | 0 | 0 | 0 | 0 | 0 | 0 | 0 | 0
2012 | US | SERC | - | SERC-W | 7b11 | All Other Derates |  | 0 | 0 | 0 | 0 | 0 | 0 | 0 | 0 | 0 | 0 | 0
2012 | US | SERC | - | SERC-W | 7b12 | Energy-Only |  | 0 | 0 | 0 | 0 | 0 | 0 | 0 | 0 | 0 | 0 | 0
2012 | US | SERC | - | SERC-W | 8 | Conceptual |  | 0 | 10 | 710 | 1695.5 | 1798 | 1900.5 | 3123 | 3942 | 4092 | 4842 | 4904.5
2012 | US | SERC | - | SERC-W | 8a1 | Wind Expected On-Peak |  | 0 | 0 | 0 | 2.5 | 5 | 7.5 | 10 | 10 | 10 | 10 | 22.5
2012 | US | SERC | - | SERC-W | 8a2 | Wind Derate On-Peak |  | 0 | 0 | 0 | 0 | 0 | 0 | 0 | 0 | 0 | 0 | 0
2012 | US | SERC | - | SERC-W | 8a3 | Solar Expected On-Peak |  | 0 | 0 | 0 | 0 | 0 | 0 | 0 | 0 | 0 | 0 | 0
2012 | US | SERC | - | SERC-W | 8a4 | Solar Derate On-Peak |  | 0 | 0 | 0 | 0 | 0 | 0 | 0 | 0 | 0 | 0 | 0
2012 | US | SERC | - | SERC-W | 8a5 | Hydro Expected On-Peak |  | 0 | 0 | 0 | 0 | 0 | 0 | 0 | 119 | 169 | 219 | 269
2012 | US | SERC | - | SERC-W | 8a6 | Hydro Derate On-Peak |  | 0 | 0 | 0 | 0 | 0 | 0 | 0 | 0 | 0 | 0 | 0
2012 | US | SERC | - | SERC-W | 8a7 | Biomass Expected On-Peak |  | 0 | 10 | 110 | 210 | 310 | 410 | 510 | 610 | 710 | 810 | 810
2012 | US | SERC | - | SERC-W | 8a8 | Biomass Derate On-Peak |  | 0 | 0 | 0 | 0 | 0 | 0 | 0 | 0 | 0 | 0 | 0
2012 | US | SERC | - | SERC-W | 8a9 | All Other Derates |  | 0 | 0 | 0 | 0 | 0 | 0 | 0 | 0 | 0 | 0 | 0
2012 | US | SERC | - | SERC-W | 8a10 | Energy-Only |  | 0 | 0 | 100 | 485.5 | 588 | 690.5 | 793 | 962 | 1062 | 1812 | 1812
2012 | US | SERC | - | SERC-W | 9 | ANTICIPATED INTERNAL CAPACITY |  | 45183.3 | 45183.3 | 45233.3 | 45260.3 | 45386.3 | 45386.3 | 45386.3 | 45386.3 | 45386.3 | 45386.3 | 45386.3
2012 | US | SERC | - | SERC-W | 10 | CAPACITY TRANSACTIONS - IMPORTS | 155 | 180 | 50 | 50 | 50 | 50 | 50 | 50 | 50 | 50 | 50 | 50
2012 | US | SERC | - | SERC-W | 10a | Firm | 155 | 180 | 50 | 50 | 50 | 50 | 50 | 50 | 50 | 50 | 50 | 50
2012 | US | SERC | - | SERC-W | 10a1 | Full-Responsibility Purchases | 0 | 0 | 0 | 0 | 0 | 0 | 0 | 0 | 0 | 0 | 0 | 0
2012 | US | SERC | - | SERC-W | 10a2 | Owned Capacity/Entitlement Located Outside the Region/Subregion | 50 | 50 | 50 | 50 | 50 | 50 | 50 | 50 | 50 | 50 | 50 | 50
2012 | US | SERC | - | SERC-W | 10b | Non-firm | 360: 0
2012 | US | SERC | - | SERC-W | 10c | Expected |  | 0 | 0 | 0 | 0 | 0 | 0 | 0 | 0 | 0 | 0 | 0
2012 | US | SERC | - | SERC-W | 10c1 | Full-Responsibility Purchases |  | 0 | 0 | 0 | 0 | 0 | 0 | 0 | 0 | 0 | 0 | 0
2012 | US | SERC | - | SERC-W | 10c2 | Owned Capacity/Entitlement Located Outside the Region/Subregion |  | 0 | 0 | 0 | 0 | 0 | 0 | 0 | 0 | 0 | 0 | 0
2012 | US | SERC | - | SERC-W | 11 | CAPACITY TRANSACTIONS - EXPORTS | 2423 | 2434 | 2304 | 1746 | 1746 | 1671 | 1671 | 1671 | 1671 | 1671 | 1392 | 1392
2012 | US | SERC | - | SERC-W | 11a | Firm | 2409 | 2434 | 2304 | 1746 | 1746 | 1671 | 1671 | 1671 | 1671 | 1671 | 1392 | 1392
2012 | US | SERC | - | SERC-W | 11a1 | Full-Responsibility Purchases | 588 | 588 | 588 | 588 | 588 | 588 | 588 | 588 | 588 | 588 | 588 | 588
2012 | US | SERC | - | SERC-W | 11a2 | Owned Capacity/Entitlement Located Outside the Region/Subregion | 373 | 373 | 373 | 373 | 373 | 373 | 373 | 373 | 373 | 373 | 373 | 373
2012 | US | SERC | - | SERC-W | 11b | Non-firm | 360: 14
2012 | US | SERC | - | SERC-W | 11c | Expected |  | 0 | 0 | 0 | 0 | 0 | 0 | 0 | 0 | 0 | 0 | 0
2012 | US | SERC | - | SERC-W | 11c1 | Full-Responsibility Purchases |  | 0 | 0 | 0 | 0 | 0 | 0 | 0 | 0 | 0 | 0 | 0
2012 | US | SERC | - | SERC-W | 11c2 | Owned Capacity/Entitlement Located Outside the Region/Subregion |  | 0 | 0 | 0 | 0 | 0 | 0 | 0 | 0 | 0 | 0 | 0
2012 | US | SERC | - | SERC-W | 12 | EXISTING-CERTAIN & NET FIRM TRANSACTIONS | 30005.9 | 40951.3 | 40951.3 | 41509.3 | 41509.3 | 41584.3 | 41584.3 | 41584.3 | 41584.3 | 41584.3 | 41863.3 | 41863.3
2012 | US | SERC | - | SERC-W | 13 | ANTICIPATED CAPACITY RESOURCES |  |  | 42929.3 | 43537.3 | 43564.3 | 43765.3 | 43765.3 | 43765.3 | 43765.3 | 43765.3 | 44044.3 | 44044.3
2012 | US | SERC | - | SERC-W | 14 | PROSPECTIVE CAPACITY RESOURCES |  |  | 47197.3 | 47805.3 | 47832.3 | 48033.3 | 48033.3 | 48033.3 | 48033.3 | 48033.3 | 48312.3 | 48312.3
2012 | US | SERC | - | SERC-W | 15 | TOTAL POTENTIAL CAPACITY RESOURCES |  |  | 47207.3 | 48515.3 | 49527.8 | 49831.3 | 49933.8 | 51156.3 | 51975.3 | 52125.3 | 53154.3 | 53216.8
2012 | US | SERC | - | SERC-W | 16 | ADJUSTED POTENTIAL CAPACITY RESOURCES |  |  | 47207.2999 | 48515.2929 | 49527.783 | 49831.282 | 49933.781 | 51156.2688 | 51975.2606 | 52125.2591 | 53154.2516 | 53216.751
2012 | US | SERC | - | SERC-W | 16a | Confidence of Future-Other |  |  | 0.99999 | 0.99999 | 0.99999 | 0.99999 | 0.99999 | 0.99999 | 0.99999 | 0.99999 | 0.99999 | 0.99999
2012 | US | SERC | - | SERC-W | 16b | Net Future-Other Resources After Confidence Percentage Is Applied |  |  | 0 | 0 | 0 | 0 | 0 | 0 | 0 | 0 | 0 | 0
2012 | US | SERC | - | SERC-W | 16c | Confidence of Conceptual |  |  | 0.99999 | 0.99999 | 0.99999 | 0.99999 | 0.99999 | 0.99999 | 0.99999 | 0.99999 | 0.99999 | 0.99999
2012 | US | SERC | - | SERC-W | 16d | Net Conceptual Resources After Confidence Percentage Is Applied |  |  | 9.9999 | 709.9929 | 1695.483 | 1797.982 | 1900.481 | 3122.9688 | 3941.9606 | 4091.9591 | 4841.9516 | 4904.451
2012 | US | SERC | - | SERC-W | 17 | ASSESSMENT AREA TARGET RESERVE MARGIN |  | 15% | 15% | 15% | 15% | 15% | 15% | 15% | 15% | 15% | 15% | 15%
2012 | US | SERC | - | SERC-W | 18 | EXISTING-CERTAIN AND NET FIRM TRANSACTIONS RESERVE MARGIN | 360: 46.48%; 365: 111%
2012 | US | SERC | - | SERC-W | 19 | ANTICIPATED CAPACITY RESOURCES RESERVE MARGIN |  |  | 117.6% | 117.2% | 115.6% | 111.5% | 107.4% | 104.4% | 107.2% | 101.4% | 101.2% | 97.85%
2012 | US | SERC | - | SERC-W | 20 | PROSPECTIVE CAPACITY RESOURCES RESERVE MARGIN |  |  | 139.2% | 138.5% | 136.7% | 132.1% | 127.6% | 124.3% | 127.5% | 121.1% | 120.7% | 117%
2012 | US | SERC | - | SERC-W | 21 | TOTAL POTENTIAL RESOURCES RESERVE MARGIN |  |  | 139.3% | 142.1% | 145.1% | 140.8% | 136.6% | 138.9% | 146.1% | 139.9% | 142.8% | 139%
2012 | US | SERC | - | SERC-W | 22 | ADJUSTED POTENTIAL RESOURCES RESERVE MARGIN |  |  | 139.3% | 142.1% | 145.1% | 140.8% | 136.6% | 138.9% | 146.1% | 139.9% | 142.8% | 139%
2012 | US | SERC | - | SERC-W | 23 | Total Baseline Installed Capacity | 360: 32259.9
2012 | US | SERC | - | SERC-W | 24 | Distributed or Other Capacity (Behind the Meter) < 1 MW |  | 0 | 0 | 0 | 0 | 0 | 0 | 0 | 0 | 0 | 0 | 0
2012 | US | SERC | - | SERC-W | 25 | Distributed or Other Capacity (Behind the Meter) ≥ 1 MW |  | 0 | 0 | 0 | 0 | 0 | 0 | 0 | 0 | 0 | 0 | 0
2012 | US | SERC | - | SERC-W | 26 | Capacity Total from EIA-860 |  | 0 | 0 | 0 | 0 | 0 | 0 | 0 | 0 | 0 | 0 | 0
2012 | US | SPP | - | SPP | 1 | Unrestricted Non-coincident Peak Demand |  | 40827.9441 | 42376.8934 | 42993.4619 | 43347.1384 | 44348.2907 | 45182.0803 | 46128.6713 | 47187.6418 | 48182.088 | 49146.2462 | 49948.564
2012 | US | SPP | - | SPP | 1a | New Conservation (Energy Efficiency) |  | 182.4682 | 235.1178 | 289.1696 | 324.6213 | 384.5198 | 439.2507 | 493.5626 | 546.0804 | 595.346 | 640.7289 | 669.9384
2012 | US | SPP | - | SPP | 1b | Estimated Diversity |  | 276.3307 | 281.282 | 283.6257 | 269.2178 | 269.7588 | 272.1116 | 273.0612 | 274.2497 | 274.131 | 276.7429 | 278.5579
2012 | US | SPP | - | SPP | 1c | Additions for non-member load (load served by non-registered LSE's in a region) |  | 14 | 14 | 14 | 14 | 14 | 14 | 14 | 14 | 14 | 14 | 14
2012 | US | SPP | - | SPP | 1d | Stand-by Load Under Contract (Normally served by behind the meter generation) |  | 0 | 0 | 0 | 0 | 0 | 0 | 0 | 0 | 0 | 0 | 0
2012 | US | SPP | - | SPP | 1e | Non-Controllable Demand-Side Demand Response |  | 68.2 | 160 | 425 | 727 | 1064 | 1416 | 1786 | 2158 | 2533 | 2909 | 3288
2012 | US | SPP | - | SPP | 2 | Total Internal Demand | 39220.0689 | 40314.9452 | 41714.4936 | 42009.6666 | 42040.2994 | 42644.0121 | 43068.7179 | 43590.0476 | 44223.3118 | 44793.611 | 45333.7744 | 45726.0678
2012 | US | SPP | - | SPP | 2a | Supply-Side Direct Control Load Management (DCLM) | 45.6 | 44.2 | 61.9 | 139.4 | 233.1 | 343.2 | 461.7 | 588.6 | 723.9 | 867.7 | 1019.9 | 1180.5
2012 | US | SPP | - | SPP | 2b | Supply-Side Contractually Interruptible (Curtailable) | 158.3 | 147.2411 | 138.5388 | 138.5388 | 138.5388 | 138.5388 | 138.5388 | 138.5388 | 138.5388 | 138.5388 | 138.5388 | 138.5388
2012 | US | SPP | - | SPP | 2c | Supply-Side Critical Peak-Pricing (CPP) with Control | 0 | 0 | 0 | 0 | 0 | 0 | 0 | 0 | 0 | 0 | 0 | 0
2012 | US | SPP | - | SPP | 2d | Supply-Side Load as a Capacity Resource | 0 | 0 | 0 | 0 | 0 | 0 | 0 | 0 | 0 | 0 | 0 | 0
2012 | US | SPP | - | SPP | 3 | Net Internal Demand | 38621.7689 | 39602.4592 | 40983.0076 | 41344.9152 | 41224.5479 | 41812.2607 | 42204.9665 | 42726.2961 | 43359.5603 | 43929.8596 | 44470.0229 | 44862.3163
2012 | US | SPP | - | SPP | 3a | Demand-Side Direct Control Load Management (DCLM) |  | 115.594 | 115.594 | 115.594 | 115.594 | 115.594 | 115.594 | 115.594 | 115.594 | 115.594 | 115.594 | 115.594
2012 | US | SPP | - | SPP | 3b | Demand-Side Contractually Interruptible (Curtailable) | 570.3 | 568.892 | 587.892 | 521.1575 | 672.1575 | 688.1575 | 720.1575 | 720.1575 | 720.1575 | 720.1575 | 720.1575 | 720.1575
2012 | US | SPP | - | SPP | 3c | Demand-Side Critical Peak-Pricing (CPP) with Control |  |  |  | 0 | 0 | 0 | 0 | 0 | 0 | 0 | 0 | 0
2012 | US | SPP | - | SPP | 3d | Demand-Side Load as a Capacity Resource | 28 | 28 | 28 | 28 | 28 | 28 | 28 | 28 | 28 | 28 | 28 | 28
2012 | US | SPP | - | SPP | 4 | Total Controllable Demand Response | 802.2 | 903.927 | 931.9247 | 942.6903 | 1187.3903 | 1313.4903 | 1463.9903 | 1590.8903 | 1726.1903 | 1869.9903 | 2022.1903 | 2182.7903
2012 | US | SPP | - | SPP | 4a | Demand Response used for Ancillary Services - Spinning Reserves | 2 | 2 | 2 | 2 | 2 | 2 | 2 | 2 | 2 | 2 | 2 | 2
2012 | US | SPP | - | SPP | 4b | Demand Response used for Ancillary Services - Non-Spinning Reserves | bar: 360 to 415
2012 | US | SPP | - | SPP | 4c | Demand Response used for Regulation |  |  |  | 0 | 0 | 0 | 0 | 0 | 0 | 0 | 0 | 0
2012 | US | SPP | - | SPP | 4d | Demand Response used for Energy, Voluntary Services - Emergency |  |  |  | 0 | 0 | 0 | 0 | 0 | 0 | 0 | 0 | 0
2012 | US | SPP | - | SPP | 5 | TOTAL INTERNAL CAPACITY | 72771.2192 | 70763.4733 | 76481.4133 | 81148.9133 | 83179.5133 | 83167.2033 | 83957.2653 | 84110.6373 | 84173.6373 | 84811.6373 | 84961.6373 | 85090.6373
2012 | US | SPP | - | SPP | 6a | Existing-Certain | 60232.4892 | 59968.2923 | 59968.2923 | 59968.2923 | 59968.2923 | 59968.2923 | 59968.2923 | 59968.2923 | 59968.2923 | 59968.2923 | 59968.2923 | 59968.2923
2012 | US | SPP | - | SPP | 6a1 | Wind Expected On-Peak | 669.062 | 252.512 | 252.512 | 252.512 | 252.512 | 252.512 | 252.512 | 252.512 | 252.512 | 252.512 | 252.512 | 252.512
2012 | US | SPP | - | SPP | 6a2 | Solar Expected On-Peak | 0 | 5 | 5 | 5 | 5 | 5 | 5 | 5 | 5 | 5 | 5 | 5
2012 | US | SPP | - | SPP | 6a3 | Hydro Expected On-Peak | 2583.518 | 2345.968 | 2345.968 | 2345.968 | 2345.968 | 2345.968 | 2345.968 | 2345.968 | 2345.968 | 2345.968 | 2345.968 | 2345.968
2012 | US | SPP | - | SPP | 6a4 | Biomass Expected On-Peak | 14.24 | 18.84 | 18.84 | 18.84 | 18.84 | 18.84 | 18.84 | 18.84 | 18.84 | 18.84 | 18.84 | 18.84
2012 | US | SPP | - | SPP | 6b | Existing-Other | 7347.23 | 4826.577 | 4826.577 | 4826.577 | 4826.577 | 4826.577 | 4826.577 | 4826.577 | 4826.577 | 4826.577 | 4826.577 | 4826.577
2012 | US | SPP | - | SPP | 6b1 | Wind Derate On-Peak | 4529 | 4730.9 | 4730.9 | 4730.9 | 4730.9 | 4730.9 | 4730.9 | 4730.9 | 4730.9 | 4730.9 | 4730.9 | 4730.9
2012 | US | SPP | - | SPP | 6b2 | Solar Derate On-Peak | 0 | 45 | 45 | 45 | 45 | 45 | 45 | 45 | 45 | 45 | 45 | 45
2012 | US | SPP | - | SPP | 6b3 | Hydro Derate On-Peak | 135.5 | 152.5 | 152.5 | 152.5 | 152.5 | 152.5 | 152.5 | 152.5 | 152.5 | 152.5 | 152.5 | 152.5
2012 | US | SPP | - | SPP | 6b4 | Biomass Derate On-Peak | 0 | 0 | 0 | 0 | 0 | 0 | 0 | 0 | 0 | 0 | 0 | 0
2012 | US | SPP | - | SPP | 6b5 | Transmission-Limited Resources | 0 |  | 0 | 0 | 0 | 0 | 0 | 0 | 0 | 0 | 0 | 0
2012 | US | SPP | - | SPP | 6b6 | All Other Derates | -3 | 459.194 | 459.194 | 459.194 | 459.194 | 459.194 | 459.194 | 459.194 | 459.194 | 459.194 | 459.194 | 459.194
2012 | US | SPP | - | SPP | 6b7 | Energy-Only (Existing-Other) | 0 | 0 | 0 | 0 | 0 | 0 | 0 | 0 | 0 | 0 | 0 | 0
2012 | US | SPP | - | SPP | 6c | Unplanned Outages (Actual) / Current and Future Inoperable Resources | 530 | 281 | 285 | 290 | 852 | 857 | 857 | 857 | 857 | 857 | 857 | 857
2012 | US | SPP | - | SPP | 6d | Total Supply-Side Demand Response | 203.9 | 191.4411 | 200.4388 | 277.9388 | 371.6388 | 481.7388 | 600.2388 | 727.1388 | 862.4388 | 1006.2388 | 1158.4388 | 1319.0388
2012 | US | SPP | - | SPP | 7 | TOTAL FUTURE CAPACITY ADDITIONS |  | 81.01 | 1398.95 | 1776.45 | 1612.05 | 1420.905 | 2147.956 | 2232.142 | 2233.642 | 2736.642 | 2776.642 | 2795.642
2012 | US | SPP | - | SPP | 7a | Future-Planned |  | 81.01 | 1398.95 | 1776.45 | 1612.05 | 1420.905 | 2147.956 | 2232.142 | 2233.642 | 2736.642 | 2776.642 | 2795.642
2012 | US | SPP | - | SPP | 7a1 | Wind Expected On-Peak |  | 11.01 | 420.95 | 848.45 | 1005.05 | 1025.05 | 1025.05 | 1025.05 | 1025.05 | 1025.05 | 1025.05 | 1025.05
2012 | US | SPP | - | SPP | 7a2 | Wind Derate On-Peak |  | 219 | 4600 | 8875 | 10441 | 10641 | 10641 | 10641 | 10641 | 10641 | 10641 | 10641
2012 | US | SPP | - | SPP | 7a3 | Solar Expected On-Peak |  | 0 | 0 | 0 | 2.5 | 2.5 | 2.5 | 2.5 | 2.5 | 5 | 5 | 5
2012 | US | SPP | - | SPP | 7a4 | Solar Derate On-Peak |  | 0 | 0 | 0 | 22.5 | 22.5 | 22.5 | 22.5 | 22.5 | 45 | 45 | 45
2012 | US | SPP | - | SPP | 7a5 | Hydro Expected On-Peak |  | -20 | 7 | 7 | 7 | 7 | 7 | 7 | 7 | 7 | 7 | 7
2012 | US | SPP | - | SPP | 7a6 | Hydro Derate On-Peak |  | 0 | 0 | 0 | 0 | 0 | 0 | 0 | 0 | 0 | 0 | 0
2012 | US | SPP | - | SPP | 7a7 | Biomass Expected On-Peak |  | 0 | 1 | 1 | 201.5 | 201.5 | 201.5 | 201.5 | 201.5 | 202 | 202 | 202
2012 | US | SPP | - | SPP | 7a8 | Biomass Derate On-Peak |  | 0 | 5 | 5 | 7.5 | 7.5 | 7.5 | 7.5 | 7.5 | 10 | 10 | 10
2012 | US | SPP | - | SPP | 7a9 | Transmission-Limited Resources
2012 | US | SPP | - | SPP | 7a10 | Scheduled Outage - Maintenance |  | -20 | -20 | -60 | -60 | -60 | -60 | -60 | -60 | -60 | -60 | -60
2012 | US | SPP | - | SPP | 7a11 | All Other Derates |  | 0 | 10 | 20 | 62 | 35.835 | 98.846 | 168.032 | 229.532 | 339.532 | 449.532 | 559.532
2012 | US | SPP | - | SPP | 7a12 | Energy-Only |  | 0 | 0 | 0 | 0 | 0 | 0 | 0 | 0 | 0 | 0 | 0
2012 | US | SPP | - | SPP | 7b | Future-Other |  | 0 | 0 | 0 | 0 | 0 | 0 | 0 | 0 | 0 | 0 | 0
2012 | US | SPP | - | SPP | 7b1 | Wind Expected On-Peak |  | 0 | 0 | 0 | 0 | 0 | 0 | 0 | 0 | 0 | 0 | 0
2012 | US | SPP | - | SPP | 7b2 | Wind Derate On-Peak |  | 0 | 0 | 0 | 0 | 0 | 0 | 0 | 0 | 0 | 0 | 0
2012 | US | SPP | - | SPP | 7b3 | Solar Expected On-Peak |  | 0 | 0 | 0 | 0 | 0 | 0 | 0 | 0 | 0 | 0 | 0
2012 | US | SPP | - | SPP | 7b4 | Solar Derate On-Peak |  | 0 | 0 | 0 | 0 | 0 | 0 | 0 | 0 | 0 | 0 | 0
2012 | US | SPP | - | SPP | 7b5 | Hydro Expected On-Peak |  | 0 | 0 | 0 | 0 | 0 | 0 | 0 | 0 | 0 | 0 | 0
2012 | US | SPP | - | SPP | 7b6 | Hydro Derate On-Peak |  | 0 | 0 | 0 | 0 | 0 | 0 | 0 | 0 | 0 | 0 | 0
2012 | US | SPP | - | SPP | 7b7 | Biomass Expected On-Peak |  | 0 | 0 | 0 | 0 | 0 | 0 | 0 | 0 | 0 | 0 | 0
2012 | US | SPP | - | SPP | 7b8 | Biomass Derate On-Peak |  | 0 | 0 | 0 | 0 | 0 | 0 | 0 | 0 | 0 | 0 | 0
2012 | US | SPP | - | SPP | 7b9 | Transmission-Limited Resources
2012 | US | SPP | - | SPP | 7b10 | Scheduled Outage - Maintenance |  | 0 | 0 | 0 | 0 | 0 | 0 | 0 | 0 | 0 | 0 | 0
2012 | US | SPP | - | SPP | 7b11 | All Other Derates |  | 0 | 0 | 0 | 0 | 0 | 0 | 0 | 0 | 0 | 0 | 0
2012 | US | SPP | - | SPP | 7b12 | Energy-Only |  | 0 | 0 | 0 | 0 | 0 | 0 | 0 | 0 | 0 | 0 | 0
2012 | US | SPP | - | SPP | 8 | Conceptual |  | 0 | 1045.3 | 1105.4 | 1196.4 | 1178 | 1181 | 1351.4 | 1353.5 | 1574.9 | 1574.9 | 1574.9
2012 | US | SPP | - | SPP | 8a1 | Wind Expected On-Peak |  | 0 | 1045.3 | 1105.4 | 1193.4 | 1197 | 1200 | 1202.4 | 1204.5 | 1215.9 | 1215.9 | 1215.9
2012 | US | SPP | - | SPP | 8a2 | Wind Derate On-Peak |  | 0 | 10453 | 11054 | 11934 | 12054 | 12154 | 12234 | 12304 | 12684 | 12684 | 12684
2012 | US | SPP | - | SPP | 8a3 | Solar Expected On-Peak |  | 0 | 0 | 0 | 3 | 3 | 3 | 3 | 3 | 3 | 3 | 3
2012 | US | SPP | - | SPP | 8a4 | Solar Derate On-Peak |  | 0 | 0 | 0 | 0 | 0 | 0 | 0 | 0 | 0 | 0 | 0
2012 | US | SPP | - | SPP | 8a5 | Hydro Expected On-Peak |  | 0 | 0 | 0 | 0 | 0 | 0 | 0 | 0 | 0 | 0 | 0
2012 | US | SPP | - | SPP | 8a6 | Hydro Derate On-Peak |  | 0 | 0 | 0 | 0 | 0 | 0 | 0 | 0 | 0 | 0 | 0
2012 | US | SPP | - | SPP | 8a7 | Biomass Expected On-Peak |  | 0 | 0 | 0 | 0 | 0 | 0 | 0 | 0 | 0 | 0 | 0
2012 | US | SPP | - | SPP | 8a8 | Biomass Derate On-Peak |  | 0 | 0 | 0 | 0 | 0 | 0 | 0 | 0 | 0 | 0 | 0
2012 | US | SPP | - | SPP | 8a9 | All Other Derates |  | 0 | 0 | 0 | 0 | 0 | 0 | 0 | 0 | 0 | 0 | 0
2012 | US | SPP | - | SPP | 8a10 | Energy-Only |  | 0 | 0 | 0 | 0 | 0 | 0 | 0 | 0 | 0 | 0 | 0
2012 | US | SPP | - | SPP | 9 | ANTICIPATED INTERNAL CAPACITY |  | 60240.7434 | 61567.6811 | 62022.6811 | 61951.9811 | 61870.9361 | 62716.4871 | 62927.5731 | 63064.3731 | 63711.1731 | 63903.3731 | 64082.9731
2012 | US | SPP | - | SPP | 10 | CAPACITY TRANSACTIONS - IMPORTS | 1606.7 | 1862.3 | 1863.7 | 2050.8033 | 1958.7 | 1958.7 | 2008.7 | 2008.7 | 2038.7 | 2038.7 | 2038.7 | 2038.7
2012 | US | SPP | - | SPP | 10a | Firm | 1606.7 | 1862.3 | 1863.7 | 2050.8033 | 1958.7 | 1958.7 | 2008.7 | 2008.7 | 2038.7 | 2038.7 | 2038.7 | 2038.7
2012 | US | SPP | - | SPP | 10a1 | Full-Responsibility Purchases | 1341.7 | 1550.3 | 1551.7 | 1738.8033 | 1646.7 | 1646.7 | 1696.7 | 1696.7 | 1726.7 | 1726.7 | 1726.7 | 1726.7
2012 | US | SPP | - | SPP | 10a2 | Owned Capacity/Entitlement Located Outside the Region/Subregion | 265 | 312 | 312 | 312 | 312 | 312 | 312 | 312 | 312 | 312 | 312 | 312
2012 | US | SPP | - | SPP | 10b | Non-firm
2012 | US | SPP | - | SPP | 10c | Expected |  |  | 0 | 0 | 0 | 0 | 0 | 0 | 0 | 0 | 0 | 0
2012 | US | SPP | - | SPP | 10c1 | Full-Responsibility Purchases |  |  | 0 | 0 | 0 | 0 | 0 | 0 | 0 | 0 | 0 | 0
2012 | US | SPP | - | SPP | 10c2 | Owned Capacity/Entitlement Located Outside the Region/Subregion |  |  | 0 | 0 | 0 | 0 | 0 | 0 | 0 | 0 | 0 | 0
2012 | US | SPP | - | SPP | 11 | CAPACITY TRANSACTIONS - EXPORTS | 2169 | 2282.0116 | 2234.7178 | 2249.4874 | 1939 | 1939 | 2009 | 1976 | 1976 | 1976 | 1976 | 1985
2012 | US | SPP | - | SPP | 11a | Firm | 2169 | 2282.0116 | 2234.7178 | 2249.4874 | 1939 | 1939 | 2009 | 1976 | 1976 | 1976 | 1976 | 1985
2012 | US | SPP | - | SPP | 11a1 | Full-Responsibility Purchases | 2123 | 2234.0116 | 2186.7178 | 2201.4874 | 1891 | 1891 | 1961 | 1926 | 1926 | 1926 | 1926 | 1935
2012 | US | SPP | - | SPP | 11a2 | Owned Capacity/Entitlement Located Outside the Region/Subregion | 46 | 48 | 48 | 48 | 48 | 48 | 48 | 50 | 50 | 50 | 50 | 50
2012 | US | SPP | - | SPP | 11b | Non-firm
2012 | US | SPP | - | SPP | 11c | Expected |  |  | 0 | 0 | 0 | 0 | 0 | 0 | 0 | 0 | 0 | 0
2012 | US | SPP | - | SPP | 11c1 | Full-Responsibility Purchases |  |  | 0 | 0 | 0 | 0 | 0 | 0 | 0 | 0 | 0 | 0
2012 | US | SPP | - | SPP | 11c2 | Owned Capacity/Entitlement Located Outside the Region/Subregion |  |  | 0 | 0 | 0 | 0 | 0 | 0 | 0 | 0 | 0 | 0
2012 | US | SPP | - | SPP | 12 | EXISTING-CERTAIN & NET FIRM TRANSACTIONS | 59874.0892 | 59740.0218 | 59797.7133 | 60047.547 | 60359.6311 | 60469.7311 | 60568.2311 | 60728.1311 | 60893.4311 | 61037.2311 | 61189.4311 | 61341.0311
2012 | US | SPP | - | SPP | 13 | ANTICIPATED CAPACITY RESOURCES |  |  | 61196.6633 | 61823.997 | 61971.6811 | 61890.6361 | 62716.1871 | 62960.2731 | 63127.0731 | 63773.8731 | 63966.0731 | 64136.6731
2012 | US | SPP | - | SPP | 14 | PROSPECTIVE CAPACITY RESOURCES |  |  | 66023.2403 | 66650.574 | 66798.2581 | 66717.2131 | 67542.7641 | 67786.8501 | 67953.6501 | 68600.4501 | 68792.6501 | 68963.2501
2012 | US | SPP | - | SPP | 15 | TOTAL POTENTIAL CAPACITY RESOURCES |  |  | 67068.5403 | 67755.974 | 67994.6581 | 67895.2131 | 68723.7641 | 69138.2501 | 69307.1501 | 70175.3501 | 70367.5501 | 70538.1501
2012 | US | SPP | - | SPP | 16 | ADJUSTED POTENTIAL CAPACITY RESOURCES |  |  | 67068.5299 | 67755.9629 | 67994.6462 | 67895.2013 | 68723.7523 | 69138.2366 | 69307.1366 | 70175.3344 | 70367.5344 | 70538.1344
2012 | US | SPP | - | SPP | 16a | Confidence of Future-Other |  |  | 0.99999 | 0.99999 | 0.99999 | 0.99999 | 0.99999 | 0.99999 | 0.99999 | 0.99999 | 0.99999 | 0.99999
2012 | US | SPP | - | SPP | 16b | Net Future-Other Resources After Confidence Percentage Is Applied |  |  | 0 | 0 | 0 | 0 | 0 | 0 | 0 | 0 | 0 | 0
2012 | US | SPP | - | SPP | 16c | Confidence of Conceptual |  |  | 0.99999 | 0.99999 | 0.99999 | 0.99999 | 0.99999 | 0.99999 | 0.99999 | 0.99999 | 0.99999 | 0.99999
2012 | US | SPP | - | SPP | 16d | Net Conceptual Resources After Confidence Percentage Is Applied |  |  | 1045.2895 | 1105.3889 | 1196.388 | 1177.9882 | 1180.9882 | 1351.3865 | 1353.4865 | 1574.8843 | 1574.8843 | 1574.8843
2012 | US | SPP | - | SPP | 17 | ASSESSMENT AREA TARGET RESERVE MARGIN |  | 13.6% | 13.6% | 13.6% | 13.6% | 13.6% | 13.6% | 13.6% | 13.6% | 13.6% | 13.6% | 13.6%
2012 | US | SPP | - | SPP | 18 | EXISTING-CERTAIN AND NET FIRM TRANSACTIONS RESERVE MARGIN | 360: 55.03%; 365: 50.85%
2012 | US | SPP | - | SPP | 19 | ANTICIPATED CAPACITY RESOURCES RESERVE MARGIN |  |  | 49.32% | 49.53% | 50.33% | 48.02% | 48.6% | 47.36% | 45.59% | 45.17% | 43.84% | 42.96%
2012 | US | SPP | - | SPP | 20 | PROSPECTIVE CAPACITY RESOURCES RESERVE MARGIN |  |  | 61.1% | 61.21% | 62.04% | 59.56% | 60.04% | 58.65% | 56.72% | 56.16% | 54.69% | 53.72%
2012 | US | SPP | - | SPP | 21 | TOTAL POTENTIAL RESOURCES RESERVE MARGIN |  |  | 63.65% | 63.88% | 64.94% | 62.38% | 62.83% | 61.82% | 59.84% | 59.74% | 58.24% | 57.23%
2012 | US | SPP | - | SPP | 22 | ADJUSTED POTENTIAL RESOURCES RESERVE MARGIN |  |  | 63.65% | 63.88% | 64.94% | 62.38% | 62.83% | 61.82% | 59.84% | 59.74% | 58.24% | 57.23%
2012 | US | SPP | - | SPP | 23 | Total Baseline Installed Capacity | 360: 72771.2192
2012 | US | SPP | - | SPP | 24 | Distributed or Other Capacity (Behind the Meter) < 1 MW | 1.5 | 1.5 | 1.5 | 1.5 | 1.5 | 1.5 | 1.5 | 1.5 | 1.5 | 1.5 | 1.5 | 1.5
2012 | US | SPP | - | SPP | 25 | Distributed or Other Capacity (Behind the Meter) ≥ 1 MW | 54.5 | 54.5 | 54.5 | 54.5 | 54.5 | 54.5 | 54.5 | 54.5 | 54.5 | 54.5 | 54.5 | 54.5
2012 | US | SPP | - | SPP | 26 | Capacity Total from EIA-860 |  | 0 | 0 | 0 | 0 | 0 | 0 | 0 | 0 | 0 | 0 | 0
2012 | US | TRE | - | ERCOT | 1 | Unrestricted Non-coincident Peak Demand |  | 52909 | 51974 | 52429 | 55470 | 56663 | 59644 | 60119 | 60378 | 61245 | 62272 | 64842
2012 | US | TRE | - | ERCOT | 1a | New Conservation (Energy Efficiency) |  | 119 | 240 | 366 | 498 | 635 | 775 | 917 | 1060 | 1206 | 1355 | 1506
2012 | US | TRE | - | ERCOT | 1b | Estimated Diversity |  |  |  | 0 | 0 | 0 | 0 | 0 | 0 | 0 | 0 | 0
2012 | US | TRE | - | ERCOT | 1c | Additions for non-member load (load served by non-registered LSE's in a region) |  |  |  | 0 | 0 | 0 | 0 | 0 | 0 | 0 | 0 | 0
2012 | US | TRE | - | ERCOT | 1d | Stand-by Load Under Contract (Normally served by behind the meter generation) |  |  |  | 0 | 0 | 0 | 0 | 0 | 0 | 0 | 0 | 0
2012 | US | TRE | - | ERCOT | 1e | Non-Controllable Demand-Side Demand Response |  |  |  | 0 | 0 | 0 | 0 | 0 | 0 | 0 | 0 | 0
2012 | US | TRE | - | ERCOT | 2 | Total Internal Demand | 50100 | 52790 | 51734 | 52063 | 54972 | 56028 | 58869 | 59202 | 59318 | 60039 | 60917 | 63336
2012 | US | TRE | - | ERCOT | 2a | Supply-Side Direct Control Load Management (DCLM) |  |  |  | 0 | 0 | 0 | 0 | 0 | 0 | 0 | 0 | 0
2012 | US | TRE | - | ERCOT | 2b | Supply-Side Contractually Interruptible (Curtailable) |  |  |  | 0 | 0 | 0 | 0 | 0 | 0 | 0 | 0 | 0
2012 | US | TRE | - | ERCOT | 2c | Supply-Side Critical Peak-Pricing (CPP) with Control |  |  |  | 0 | 0 | 0 | 0 | 0 | 0 | 0 | 0 | 0
2012 | US | TRE | - | ERCOT | 2d | Supply-Side Load as a Capacity Resource |  |  |  | 0 | 0 | 0 | 0 | 0 | 0 | 0 | 0 | 0
2012 | US | TRE | - | ERCOT | 3 | Net Internal Demand | 50100 | 51319 | 50263 | 50533 | 53378 | 54363 | 57204 | 57459 | 57575 | 58210 | 59031 | 61450
2012 | US | TRE | - | ERCOT | 3a | Demand-Side Direct Control Load Management (DCLM) | 0 | 0 | 0 | 0 | 0 | 0 | 0 | 0 | 0 | 0 | 0 | 0
2012 | US | TRE | - | ERCOT | 3b | Demand-Side Contractually Interruptible (Curtailable) | 0 | 585 | 585 | 644 | 708 | 779 | 779 | 857 | 857 | 943 | 1000 | 1000
2012 | US | TRE | - | ERCOT | 3c | Demand-Side Critical Peak-Pricing (CPP) with Control | 0 | 0 | 0 | 0 | 0 | 0 | 0 | 0 | 0 | 0 | 0 | 0
2012 | US | TRE | - | ERCOT | 3d | Demand-Side Load as a Capacity Resource | 0 | 886 | 886 | 886 | 886 | 886 | 886 | 886 | 886 | 886 | 886 | 886
2012 | US | TRE | - | ERCOT | 4 | Total Controllable Demand Response | 0 | 1471 | 1471 | 1530 | 1594 | 1665 | 1665 | 1743 | 1743 | 1829 | 1886 | 1886
2012 | US | TRE | - | ERCOT | 4a | Demand Response used for Ancillary Services - Spinning Reserves |  |  |  | 0 | 0 | 0 | 0 | 0 | 0 | 0 | 0 | 0
2012 | US | TRE | - | ERCOT | 4b | Demand Response used for Ancillary Services - Non-Spinning Reserves |  |  |  | 0 | 0 | 0 | 0 | 0 | 0 | 0 | 0 | 0
2012 | US | TRE | - | ERCOT | 4c | Demand Response used for Regulation |  |  |  | 0 | 0 | 0 | 0 | 0 | 0 | 0 | 0 | 0
2012 | US | TRE | - | ERCOT | 4d | Demand Response used for Energy, Voluntary Services - Emergency |  |  |  | 0 | 0 | 0 | 0 | 0 | 0 | 0 | 0 | 0
2012 | US | TRE | - | ERCOT | 5 | TOTAL INTERNAL CAPACITY | 82393 | 88366.562 | 90363.562 | 91063.562 | 92560.562 | 94720.562 | 94720.562 | 95960.562 | 95100.562 | 95100.562 | 95100.562 | 95100.562
2012 | US | TRE | - | ERCOT | 6a | Existing-Certain | 69519 | 75405.405 | 75405.405 | 75405.405 | 75405.405 | 75405.405 | 75405.405 | 75405.405 | 75405.405 | 75405.405 | 75405.405 | 75405.405
2012 | US | TRE | - | ERCOT | 6a1 | Wind Expected On-Peak | 2084 | 855.123 | 855.123 | 855.123 | 855.123 | 855.123 | 855.123 | 855.123 | 855.123 | 855.123 | 855.123 | 855.123
2012 | US | TRE | - | ERCOT | 6a2 | Solar Expected On-Peak | 0 | 73.72 | 73.72 | 73.72 | 73.72 | 73.72 | 73.72 | 73.72 | 73.72 | 73.72 | 73.72 | 73.72
2012 | US | TRE | - | ERCOT | 6a3 | Hydro Expected On-Peak | 132 | 0 | 0 | 0 | 0 | 0 | 0 | 0 | 0 | 0 | 0 | 0
2012 | US | TRE | - | ERCOT | 6a4 | Biomass Expected On-Peak | 26 | 108.145 | 108.145 | 108.145 | 108.145 | 108.145 | 108.145 | 108.145 | 108.145 | 108.145 | 108.145 | 108.145
2012 | US | TRE | - | ERCOT | 6b | Existing-Other |  | 0 | 0 | 0 | 0 | 0 | 0 | 0 | 0 | 0 | 0 | 0
2012 | US | TRE | - | ERCOT | 6b1 | Wind Derate On-Peak | 7520 | 8973.877 | 8973.877 | 8973.877 | 8973.877 | 8973.877 | 8973.877 | 8973.877 | 8973.877 | 8973.877 | 8973.877 | 8973.877
2012 | US | TRE | - | ERCOT | 6b2 | Solar Derate On-Peak | 4 | 0 | 0 | 0 | 0 | 0 | 0 | 0 | 0 | 0 | 0 | 0
2012 | US | TRE | - | ERCOT | 6b3 | Hydro Derate On-Peak | 405 | 544.28 | 544.28 | 544.28 | 544.28 | 544.28 | 544.28 | 544.28 | 544.28 | 544.28 | 544.28 | 544.28
2012 | US | TRE | - | ERCOT | 6b4 | Biomass Derate On-Peak | 0 | 0 | 0 | 0 | 0 | 0 | 0 | 0 | 0 | 0 | 0 | 0
2012 | US | TRE | - | ERCOT | 6b5 | Transmission-Limited Resources | 0 |  | 0 | 0 | 0 | 0 | 0 | 0 | 0 | 0 | 0 | 0
2012 | US | TRE | - | ERCOT | 6b6 | All Other Derates | 0 | 0 | 0 | 0 | 0 | 0 | 0 | 0 | 0 | 0 | 0 | 0
2012 | US | TRE | - | ERCOT | 6b7 | Energy-Only (Existing-Other) | 0 | 0 | 0 | 0 | 0 | 0 | 0 | 0 | 0 | 0 | 0 | 0
2012 | US | TRE | - | ERCOT | 6c | Unplanned Outages (Actual) / Current and Future Inoperable Resources | 4945 | 2752 | 2752 | 2752 | 2752 | 2752 | 2752 | 2752 | 2752 | 2752 | 2752 | 2752
2012 | US | TRE | - | ERCOT | 6d | Total Supply-Side Demand Response | 0 | 0 | 0 | 0 | 0 | 0 | 0 | 0 | 0 | 0 | 0 | 0
2012 | US | TRE | - | ERCOT | 7 | TOTAL FUTURE CAPACITY ADDITIONS |  | 210.762 | 1229.026 | 1289.926 | 2786.926 | 4946.926 | 4946.926 | 6186.926 | 5326.926 | 5326.926 | 5326.926 | 5326.926
2012 | US | TRE | - | ERCOT | 7a | Future-Planned |  | 210.762 | 1229.026 | 1289.926 | 2786.926 | 4946.926 | 4946.926 | 6186.926 | 5326.926 | 5326.926 | 5326.926 | 5326.926
2012 | US | TRE | - | ERCOT | 7a1 | Wind Expected On-Peak |  | 45.762 | 139.026 | 199.926 | 199.926 | 199.926 | 199.926 | 199.926 | 199.926 | 199.926 | 199.926 | 199.926
2012 | US | TRE | - | ERCOT | 7a2 | Wind Derate On-Peak |  | 480.238 | 1458.974 | 2098.074 | 2098.074 | 2098.074 | 2098.074 | 2098.074 | 2098.074 | 2098.074 | 2098.074 | 2098.074
2012 | US | TRE | - | ERCOT | 7a3 | Solar Expected On-Peak |  | 60 | 60 | 60 | 60 | 60 | 60 | 60 | 60 | 60 | 60 | 60
2012 | US | TRE | - | ERCOT | 7a4 | Solar Derate On-Peak |  | 0 | 0 | 0 | 0 | 0 | 0 | 0 | 0 | 0 | 0 | 0
2012 | US | TRE | - | ERCOT | 7a5 | Hydro Expected On-Peak |  | 0 | 0 | 0 | 0 | 0 | 0 | 0 | 0 | 0 | 0 | 0
2012 | US | TRE | - | ERCOT | 7a6 | Hydro Derate On-Peak |  | 0 | 0 | 0 | 0 | 0 | 0 | 0 | 0 | 0 | 0 | 0
2012 | US | TRE | - | ERCOT | 7a7 | Biomass Expected On-Peak |  | 105 | 105 | 105 | 105 | 105 | 105 | 105 | 105 | 105 | 105 | 105
2012 | US | TRE | - | ERCOT | 7a8 | Biomass Derate On-Peak |  | 0 | 0 | 0 | 0 | 0 | 0 | 0 | 0 | 0 | 0 | 0
2012 | US | TRE | - | ERCOT | 7a9 | Transmission-Limited Resources
2012 | US | TRE | - | ERCOT | 7a10 | Scheduled Outage - Maintenance |  | 0 | 0 | 0 | 0 | 0 | 0 | 0 | 0 | 0 | 0 | 0
2012 | US | TRE | - | ERCOT | 7a11 | All Other Derates |  | 0 | -1.1369e-13 | 0 | 0 | 0 | 0 | 0 | 0 | 0 | 0 | 0
2012 | US | TRE | - | ERCOT | 7a12 | Energy-Only |  | 0 | 0 | 0 | 0 | 0 | 0 | 0 | 0 | 0 | 0 | 0
2012 | US | TRE | - | ERCOT | 7b | Future-Other |  | 0 | 0 | 0 | 0 | 0 | 0 | 0 | 0 | 0 | 0 | 0
2012 | US | TRE | - | ERCOT | 7b1 | Wind Expected On-Peak |  | 0 | 0 | 0 | 0 | 0 | 0 | 0 | 0 | 0 | 0 | 0
2012 | US | TRE | - | ERCOT | 7b2 | Wind Derate On-Peak |  | 0 | 0 | 0 | 0 | 0 | 0 | 0 | 0 | 0 | 0 | 0
2012 | US | TRE | - | ERCOT | 7b3 | Solar Expected On-Peak |  | 0 | 0 | 0 | 0 | 0 | 0 | 0 | 0 | 0 | 0 | 0
2012 | US | TRE | - | ERCOT | 7b4 | Solar Derate On-Peak |  | 0 | 0 | 0 | 0 | 0 | 0 | 0 | 0 | 0 | 0 | 0
2012 | US | TRE | - | ERCOT | 7b5 | Hydro Expected On-Peak |  | 0 | 0 | 0 | 0 | 0 | 0 | 0 | 0 | 0 | 0 | 0
2012 | US | TRE | - | ERCOT | 7b6 | Hydro Derate On-Peak |  | 0 | 0 | 0 | 0 | 0 | 0 | 0 | 0 | 0 | 0 | 0
2012 | US | TRE | - | ERCOT | 7b7 | Biomass Expected On-Peak |  | 0 | 0 | 0 | 0 | 0 | 0 | 0 | 0 | 0 | 0 | 0
2012 | US | TRE | - | ERCOT | 7b8 | Biomass Derate On-Peak |  | 0 | 0 | 0 | 0 | 0 | 0 | 0 | 0 | 0 | 0 | 0
2012 | US | TRE | - | ERCOT | 7b9 | Transmission-Limited Resources
2012 | US | TRE | - | ERCOT | 7b10 | Scheduled Outage - Maintenance |  | 0 | 0 | 0 | 0 | 0 | 0 | 0 | 0 | 0 | 0 | 0
2012 | US | TRE | - | ERCOT | 7b11 | All Other Derates |  | 0 | 0 | 0 | 0 | 0 | 0 | 0 | 0 | 0 | 0 | 0
2012 | US | TRE | - | ERCOT | 7b12 | Energy-Only |  | 0 | 0 | 0 | 0 | 0 | 0 | 0 | 0 | 0 | 0 | 0
2012 | US | TRE | - | ERCOT | 8 | Conceptual |  | 351.759 | 1165.1491 | 2575.7421 | 3372.1681 | 4613.6181 | 4613.6181 | 5463.6181 | 5463.6181 | 5463.6181 | 5463.6181 | 5463.6181
2012 | US | TRE | - | ERCOT | 8a1 | Wind Expected On-Peak |  | 126.759 | 459.9081 | 1037.5011 | 1193.9271 | 1224.3771 | 1224.3771 | 1224.3771 | 1224.3771 | 1224.3771 | 1224.3771 | 1224.3771
2012 | US | TRE | - | ERCOT | 8a2 | Wind Derate On-Peak |  | 1330.241 | 3496.1509 | 9557.5579 | 11199.1319 | 11518.6819 | 11518.6819 | 11518.6819 | 11518.6819 | 11518.6819 | 11518.6819 | 11518.6819
2012 | US | TRE | - | ERCOT | 8a3 | Solar Expected On-Peak |  | 100 | 260 | 441 | 481 | 481 | 481 | 481 | 481 | 481 | 481 | 481
2012 | US | TRE | - | ERCOT | 8a4 | Solar Derate On-Peak |  | 0 | 0 | 0 | 0 | 0 | 0 | 0 | 0 | 0 | 0 | 0
2012 | US | TRE | - | ERCOT | 8a5 | Hydro Expected On-Peak |  | 0 | 0 | 0 | 0 | 0 | 0 | 0 | 0 | 0 | 0 | 0
2012 | US | TRE | - | ERCOT | 8a6 | Hydro Derate On-Peak |  | 0 | 0 | 0 | 0 | 0 | 0 | 0 | 0 | 0 | 0 | 0
2012 | US | TRE | - | ERCOT | 8a7 | Biomass Expected On-Peak |  | 0 | 0 | 0 | 0 | 0 | 0 | 0 | 0 | 0 | 0 | 0
2012 | US | TRE | - | ERCOT | 8a8 | Biomass Derate On-Peak |  | 0 | 0 | 0 | 0 | 0 | 0 | 0 | 0 | 0 | 0 | 0
2012 | US | TRE | - | ERCOT | 8a9 | All Other Derates |  | 0 | 1330.241 | 1330.241 | 1330.241 | 1330.241 | 1330.241 | 1330.241 | 1330.241 | 1330.241 | 1330.241 | 1330.241
2012 | US | TRE | - | ERCOT | 8a10 | Energy-Only |  | 0 | 0 | 0 | 0 | 0 | 0 | 0 | 0 | 0 | 0 | 0
2012 | US | TRE | - | ERCOT | 9 | ANTICIPATED INTERNAL CAPACITY |  | 75616.167 | 76634.431 | 76695.331 | 78192.331 | 80352.331 | 80352.331 | 81592.331 | 80732.331 | 80732.331 | 80732.331 | 80732.331
2012 | US | TRE | - | ERCOT | 10 | CAPACITY TRANSACTIONS - IMPORTS | 0 | 598 | 598 | 598 | 598 | 598 | 598 | 598 | 598 | 598 | 598 | 598
2012 | US | TRE | - | ERCOT | 10a | Firm |  | 598 | 598 | 598 | 598 | 598 | 598 | 598 | 598 | 598 | 598 | 598
2012 | US | TRE | - | ERCOT | 10a1 | Full-Responsibility Purchases |  | 48 | 48 | 48 | 48 | 48 | 48 | 48 | 48 | 48 | 48 | 48
2012 | US | TRE | - | ERCOT | 10a2 | Owned Capacity/Entitlement Located Outside the Region/Subregion |  |  | 0 | 0 | 0 | 0 | 0 | 0 | 0 | 0 | 0 | 0
2012 | US | TRE | - | ERCOT | 10b | Non-firm
2012 | US | TRE | - | ERCOT | 10c | Expected |  |  | 0 | 0 | 0 | 0 | 0 | 0 | 0 | 0 | 0 | 0
2012 | US | TRE | - | ERCOT | 10c1 | Full-Responsibility Purchases |  |  | 0 | 0 | 0 | 0 | 0 | 0 | 0 | 0 | 0 | 0
2012 | US | TRE | - | ERCOT | 10c2 | Owned Capacity/Entitlement Located Outside the Region/Subregion |  |  | 0 | 0 | 0 | 0 | 0 | 0 | 0 | 0 | 0 | 0
2012 | US | TRE | - | ERCOT | 11 | CAPACITY TRANSACTIONS - EXPORTS | 317 | 317 | 317 | 317 | 317 | 317 | 317 | 317 | 317 | 0 | 0 | 0
2012 | US | TRE | - | ERCOT | 11a | Firm | 317 | 317 | 317 | 317 | 317 | 317 | 317 | 317 | 317 | 0 | 0 | 0
2012 | US | TRE | - | ERCOT | 11a1 | Full-Responsibility Purchases |  |  | 0 | 0 | 0 | 0 | 0 | 0 | 0 | 0 | 0 | 0
2012 | US | TRE | - | ERCOT | 11a2 | Owned Capacity/Entitlement Located Outside the Region/Subregion | 317 | 317 | 317 | 317 | 317 | 317 | 317 | 317 | 317 | 317 | 317 | 317
2012 | US | TRE | - | ERCOT | 11b | Non-firm
2012 | US | TRE | - | ERCOT | 11c | Expected |  |  | 0 | 0 | 0 | 0 | 0 | 0 | 0 | 0 | 0 | 0
2012 | US | TRE | - | ERCOT | 11c1 | Full-Responsibility Purchases |  |  | 0 | 0 | 0 | 0 | 0 | 0 | 0 | 0 | 0 | 0
2012 | US | TRE | - | ERCOT | 11c2 | Owned Capacity/Entitlement Located Outside the Region/Subregion |  |  | 0 | 0 | 0 | 0 | 0 | 0 | 0 | 0 | 0 | 0
2012 | US | TRE | - | ERCOT | 12 | EXISTING-CERTAIN & NET FIRM TRANSACTIONS | 69202 | 75686.405 | 75686.405 | 75686.405 | 75686.405 | 75686.405 | 75686.405 | 75686.405 | 75686.405 | 76003.405 | 76003.405 | 76003.405
2012 | US | TRE | - | ERCOT | 13 | ANTICIPATED CAPACITY RESOURCES |  |  | 76915.431 | 76976.331 | 78473.331 | 80633.331 | 80633.331 | 81873.331 | 81013.331 | 81330.331 | 81330.331 | 81330.331
2012 | US | TRE | - | ERCOT | 14 | PROSPECTIVE CAPACITY RESOURCES |  |  | 76915.431 | 76976.331 | 78473.331 | 80633.331 | 80633.331 | 81873.331 | 81013.331 | 81330.331 | 81330.331 | 81330.331
2012 | US | TRE | - | ERCOT | 15 | TOTAL POTENTIAL CAPACITY RESOURCES |  |  | 78080.5801 | 79552.0731 | 81845.4991 | 85246.9491 | 85246.9491 | 87336.9491 | 86476.9491 | 86793.9491 | 86793.9491 | 86793.9491
2012 | US | TRE | - | ERCOT | 16 | ADJUSTED POTENTIAL CAPACITY RESOURCES |  |  | 78080.5684 | 79552.0473 | 81845.4654 | 85246.903 | 85246.903 | 87336.8945 | 86476.8945 | 86793.8945 | 86793.8945 | 86793.8945
2012 | US | TRE | - | ERCOT | 16a | Confidence of Future-Other |  |  | 0.99999 | 0.99999 | 0.99999 | 0.99999 | 0.99999 | 0.99999 | 0.99999 | 0.99999 | 0.99999 | 0.99999
2012 | US | TRE | - | ERCOT | 16b | Net Future-Other Resources After Confidence Percentage Is Applied |  |  | 0 | 0 | 0 | 0 | 0 | 0 | 0 | 0 | 0 | 0
2012 | US | TRE | - | ERCOT | 16c | Confidence of Conceptual |  |  | 0.99999 | 0.99999 | 0.99999 | 0.99999 | 0.99999 | 0.99999 | 0.99999 | 0.99999 | 0.99999 | 0.99999
2012 | US | TRE | - | ERCOT | 16d | Net Conceptual Resources After Confidence Percentage Is Applied |  |  | 1165.1374 | 2575.7163 | 3372.1344 | 4613.572 | 4613.572 | 5463.5635 | 5463.5635 | 5463.5635 | 5463.5635 | 5463.5635
2012 | US | TRE | - | ERCOT | 17 | ASSESSMENT AREA TARGET RESERVE MARGIN |  | 13.75% | 13.75% | 13.75% | 13.75% | 13.75% | 13.75% | 13.75% | 13.75% | 13.75% | 13.75% | 13.75%
2012 | US | TRE | - | ERCOT | 18 | EXISTING-CERTAIN AND NET FIRM TRANSACTIONS RESERVE MARGIN | 360: 38.13%; 365: 47.48%
2012 | US | TRE | - | ERCOT | 19 | ANTICIPATED CAPACITY RESOURCES RESERVE MARGIN |  |  | 53.03% | 52.33% | 47.01% | 48.32% | 40.96% | 42.49% | 40.71% | 39.72% | 37.78% | 32.35%
2012 | US | TRE | - | ERCOT | 20 | PROSPECTIVE CAPACITY RESOURCES RESERVE MARGIN |  |  | 53.03% | 52.33% | 47.01% | 48.32% | 40.96% | 42.49% | 40.71% | 39.72% | 37.78% | 32.35%
2012 | US | TRE | - | ERCOT | 21 | TOTAL POTENTIAL RESOURCES RESERVE MARGIN |  |  | 55.34% | 57.43% | 53.33% | 56.81% | 49.02% | 52% | 50.2% | 49.1% | 47.03% | 41.24%
2012 | US | TRE | - | ERCOT | 22 | ADJUSTED POTENTIAL RESOURCES RESERVE MARGIN |  |  | 55.34% | 57.43% | 53.33% | 56.81% | 49.02% | 52% | 50.2% | 49.1% | 47.03% | 41.24%
2012 | US | TRE | - | ERCOT | 23 | Total Baseline Installed Capacity | 360: 82393
2012 | US | TRE | - | ERCOT | 24 | Distributed or Other Capacity (Behind the Meter) < 1 MW |  | 0 | 0 | 0 | 0 | 0 | 0 | 0 | 0 | 0 | 0 | 0
2012 | US | TRE | - | ERCOT | 25 | Distributed or Other Capacity (Behind the Meter) ≥ 1 MW |  | 0 | 0 | 0 | 0 | 0 | 0 | 0 | 0 | 0 | 0 | 0
2012 | US | TRE | - | ERCOT | 26 | Capacity Total from EIA-860 |  | 0 | 0 | 0 | 0 | 0 | 0 | 0 | 0 | 0 | 0 | 0
2012 | TL | WECC | - | WECC | 1 | Unrestricted Non-coincident Peak Demand |  | 129225.42 | 132618.91 | 135815.03 | 138720.54 | 140737.74 | 143404.6 | 145927.8 | 148977.4 | 151871.3 | 154714.3 | 155294.8
2012 | TL | WECC | - | WECC | 1a | New Conservation (Energy Efficiency) |  | 393 | 859 | 1263 | 1723 | 2202 | 2721 | 3261 | 3811 | 4369 | 4981 | 5007
2012 | TL | WECC | - | WECC | 1b | Estimated Diversity |  | 0 | 0 | 0 | 0 | 0 | 0 | 0 | 0 | 0 | 0 | 0
2012 | TL | WECC | - | WECC | 1c | Additions for non-member load (load served by non-registered LSE's in a region) |  | 0 | 0 | 0 | 0 | 0 | 0 | 0 | 0 | 0 | 0 | 0
2012 | TL | WECC | - | WECC | 1d | Stand-by Load Under Contract (Normally served by behind the meter generation) |  | 2238 | 2264 | 2291 | 2319 | 2346 | 2375 | 2404 | 2433 | 2464 | 2494 | 2526
2012 | TL | WECC | - | WECC | 1e | Non-Controllable Demand-Side Demand Response |  | 0 | 0 | 0 | 0 | 0 | 0 | 0 | 0 | 0 | 0 | 0
2012 | TL | WECC | - | WECC | 2 | Total Internal Demand | 129458 | 131070.42 | 134023.91 | 136843.03 | 139316.54 | 140881.74 | 143058.6 | 145070.8 | 147599.4 | 149966.3 | 152227.3 | 152813.8
2012 | TL | WECC | - | WECC | 2a | Supply-Side Direct Control Load Management (DCLM) | 0 | 0 | 0 | 0 | 0 | 0 | 0 | 0 | 0 | 0 | 0 | 0
2012 | TL | WECC | - | WECC | 2b | Supply-Side Contractually Interruptible (Curtailable) | 0 | 0 | 0 | 0 | 0 | 0 | 0 | 0 | 0 | 0 | 0 | 0
2012 | TL | WECC | - | WECC | 2c | Supply-Side Critical Peak-Pricing (CPP) with Control | 0 | 0 | 0 | 0 | 0 | 0 | 0 | 0 | 0 | 0 | 0 | 0
2012 | TL | WECC | - | WECC | 2d | Supply-Side Load as a Capacity Resource | 0 | 0 | 0 | 0 | 0 | 0 | 0 | 0 | 0 | 0 | 0 | 0
2012 | TL | WECC | - | WECC | 3 | Net Internal Demand | 128567 | 129150.42 | 132005.91 | 134787.03 | 137224.54 | 138750.74 | 140887.6 | 142870.8 | 145336.4 | 147641.3 | 149894.3 | 150428.8
2012 | TL | WECC | - | WECC | 3a | Demand-Side Direct Control Load Management (DCLM) | 0 | 79 | 104 | 119 | 122 | 122 | 122 | 122 | 122 | 122 | 122 | 122
2012 | TL | WECC | - | WECC | 3b | Demand-Side Contractually Interruptible (Curtailable) | 751 | 1427 | 1423 | 1460 | 1479 | 1496 | 1500 | 1505 | 1519 | 1533 | 1493 | 1495
2012 | TL | WECC | - | WECC | 3c | Demand-Side Critical Peak-Pricing (CPP) with Control | 0 | 0 | 0 | 0 | 0 | 0 | 0 | 0 | 0 | 0 | 0 | 0
2012 | TL | WECC | - | WECC | 3d | Demand-Side Load as a Capacity Resource | 140 | 414 | 491 | 477 | 491 | 513 | 549 | 573 | 622 | 670 | 718 | 768
2012 | TL | WECC | - | WECC | 4 | Total Controllable Demand Response | 891 | 1920 | 2018 | 2056 | 2092 | 2131 | 2171 | 2200 | 2263 | 2325 | 2333 | 2385
2012 | TL | WECC | - | WECC | 4a | Demand Response used for Ancillary Services - Spinning Reserves | 432 | 634 | 641 | 646 | 651 | 656 | 656 | 661 | 661 | 666 | 666 | 666
2012 | TL | WECC | - | WECC | 4b | Demand Response used for Ancillary Services - Non-Spinning Reserves | 486 | 532 | 534 | 534 | 534 | 534 | 534 | 534 | 534 | 534 | 534 | 534
2012 | TL | WECC | - | WECC | 4c | Demand Response used for Regulation | 112 | 75 | 80 | 85 | 90 | 95 | 95 | 100 | 100 | 105 | 105 | 105
2012 | TL | WECC | - | WECC | 4d | Demand Response used for Energy, Voluntary Services - Emergency | 1171 | 1171 | 1340 | 1244 | 1250 | 1224 | 1227 | 1227 | 1229 | 1227 | 1227 | 1231
2012 | TL | WECC | - | WECC | 5 | TOTAL INTERNAL CAPACITY | 221000.4196 | 230299.0148 | 243213.9689 | 250391.5789 | 256332.9729 | 258981.6529 | 259886.6529 | 260252.6529 | 260262.6529 | 259650.8529 | 259615.8529 | 259629.8529
2012 | TL | WECC | - | WECC | 6a | Existing-Certain | 173324.1116 | 173687.517 | 173268.387 | 173055.997 | 174389.007 | 173931.577 | 174799.377 | 176668.117 | 175019.427 | 174200.847 | 173550.117 | 173571.987
2012 | TL | WECC | - | WECC | 6a1 | Wind Expected On-Peak | 1800.2506 | 3082.03 | 3057.46 | 1346.44 | 3118.81 | 3515.46 | 3082.78 | 5198.63 | 3057.17 | 3118.53 | 3149.73 | 3515.35
2012 | TL | WECC | - | WECC | 6a2 | Solar Expected On-Peak | 507.5391 | 8.05 | 8.16 | 8.22 | 8.18 | 8.19 | 8.17 | 8.15 | 8.16 | 8.06 | 8.14 | 7.8
2012 | TL | WECC | - | WECC | 6a3 | Hydro Expected On-Peak | 39596.1449 | 42914.06 | 42452.08 | 43874.52 | 43401.39 | 42469.44 | 43689.63 | 43461.43 | 43891.1 | 43046.94 | 42270.95 | 41826.74
2012 | TL | WECC | - | WECC | 6a4 | Biomass Expected On-Peak | 1356.7 | 1141.9 | 1135.21 | 1123.34 | 1107.15 | 1145.01 | 1147.32 | 1161.43 | 1184.52 | 1182.84 | 1156.82 | 1189.62
2012 | TL | WECC | - | WECC | 6b | Existing-Other | 0 | 0 | 0 | 0 | 0 | 0 | 0 | 0 | 0 | 0 | 0 | 0
2012 | TL | WECC | - | WECC | 6b1 | Wind Derate On-Peak | 13559.3184 | 12277.539 | 12302.109 | 14013.129 | 12240.759 | 11844.109 | 12276.789 | 10160.939 | 12302.399 | 12241.039 | 12209.839 | 11844.219
2012 | TL | WECC | - | WECC | 6b2 | Solar Derate On-Peak | 488.8699 | 988.359 | 988.249 | 988.189 | 988.229 | 988.219 | 988.239 | 988.259 | 988.249 | 988.349 | 988.269 | 988.609
2012 | TL | WECC | - | WECC | 6b3 | Hydro Derate On-Peak | 26851.9746 | 23534.0596 | 23996.0396 | 22573.5996 | 23046.7296 | 23978.6796 | 22758.4896 | 22986.6896 | 22557.0196 | 23401.1796 | 24177.1696 | 24621.3796
2012 | TL | WECC | - | WECC | 6b4 | Biomass Derate On-Peak | 446.145 | 660.945 | 667.635 | 679.505 | 695.695 | 657.835 | 655.525 | 641.415 | 618.325 | 620.005 | 646.025 | 613.225
2012 | TL | WECC | - | WECC | 6b5 | Transmission-Limited Resources | 0 | 0 | 0 | 0 | 0 | 0 | 0 | 0 | 0 | 0 | 0 | 0
2012 | TL | WECC | - | WECC | 6b6 | All Other Derates | 0 | 0 | 0 | 0 | 0 | 0 | 0 | 0 | 0 | 0 | 0 | 0
2012 | TL | WECC | - | WECC | 6b7 | Energy-Only (Existing-Other) | 0 | 0 | 0 | 0 | 0 | 0 | 0 | 0 | 0 | 0 | 0 | 0
2012 | TL | WECC | - | WECC | 6c | Unplanned Outages (Actual) / Current and Future Inoperable Resources | 6330 | 9852 | 9778 | 9690 | 9640 | 9600 | 9522 | 9555 | 9515 | 9549 | 9429 | 9361
2012 | TL | WECC | - | WECC | 6d | Total Supply-Side Demand Response | 0 | 0 | 0 | 0 | 0 | 0 | 0 | 0 | 0 | 0 | 0 | 0
2012 | TL | WECC | - | WECC | 7 | TOTAL FUTURE CAPACITY ADDITIONS |  | 2816.22 | 8602.64 | 12668.6 | 15112.4 | 16572.3 | 17804.74 | 17027.87 | 16409.33 | 15663.54 | 15457.91 | 17571.2
2012 | TL | WECC | - | WECC | 7a | Future-Planned |  | 2816.22 | 8602.64 | 12668.6 | 15112.4 | 16572.3 | 17804.74 | 17027.87 | 16409.33 | 15663.54 | 15457.91 | 17571.2
2012 | TL | WECC | - | WECC | 7a1 | Wind Expected On-Peak |  | 575.71 | 1762.28 | 3448.03 | 3779.35 | 4893.08 | 5958 | 5712.01 | 5104.44 | 4937.41 | 4784.69 | 6931.26
2012 | TL | WECC | - | WECC | 7a2 | Wind Derate On-Peak |  | 3971.23 | 5656.18 | 6683.43 | 7721.51 | 7382.78 | 6937.86 | 7583.85 | 8291.42 | 8458.45 | 8611.17 | 6464.6
2012 | TL | WECC | - | WECC | 7a3 | Solar Expected On-Peak |  | 36.54 | 83.1 | 107.77 | 127.4 | 132.68 | 144.63 | 148.08 | 152.58 | 154.67 | 156.37 | 150.57
2012 | TL | WECC | - | WECC | 7a4 | Solar Derate On-Peak |  | 2296.05 | 7359.24 | 8982.27 | 11130.64 | 12513.36 | 12535.41 | 12610.96 | 12687.46 | 12765.37 | 12841.67 | 12861.47
2012 | TL | WECC | - | WECC | 7a5 | Hydro Expected On-Peak |  | 524.37 | 585.02 | 1093.32 | 1542.11 | 1565.66 | 1568.23 | 1146.9 | 1302.43 | 1234.58 | 1292.97 | 1265.49
2012 | TL | WECC | - | WECC | 7a6 | Hydro Derate On-Peak |  | 55.1696 | 113.2382 | 172.0082 | 219.2122 | 210.9422 | 216.3722 | 637.7022 | 482.1722 | 371.2222 | 312.8322 | 340.3122
2012 | TL | WECC | - | WECC | 7a7 | Biomass Expected On-Peak |  | 57.4 | 57.4 | 57.4 | 170.46 | 186.8 | 186.8 | 186.8 | 186.8 | 186.8 | 186.8 | 186.8
2012 | TL | WECC | - | WECC | 7a8 | Biomass Derate On-Peak |  | 159.9255 | 482.2511 | 884.8511 | 1148.7911 | 1301.8511 | 1391.8511 | 1391.8511 | 1391.8511 | 1391.8511 | 1391.8511 | 1391.8511
2012 | TL | WECC | - | WECC | 7a9 | Transmission-Limited Resources |  | 0 | 0 | 0 | 0 | 0 | 0 | 0 | 0 | 0 | 0 | 0
2012 | TL | WECC | - | WECC | 7a10 | Scheduled Outage - Maintenance |  | 23738 | 22682 | 23292 | 23063 | 22805 | 22627 | 23890 | 22409 | 22855 | 21845 | 22482
2012 | TL | WECC | - | WECC | 7a11 | All Other Derates |  | 0 | 0 | 0 | 0 | 0 | 0 | 0 | 0 | 0 | 0 | 0
2012 | TL | WECC | - | WECC | 7a12 | Energy-Only |  | 0 | 0 | 0 | 0 | 0 | 0 | 0 | 0 | 0 | 0 | 0
2012 | TL | WECC | - | WECC | 7b | Future-Other |  | 0 | 0 | 0 | 0 | 0 | 0 | 0 | 0 | 0 | 0 | 0
2012 | TL | WECC | - | WECC | 7b1 | Wind Expected On-Peak |  | 0 | 0 | 0 | 0 | 0 | 0 | 0 | 0 | 0 | 0 | 0
2012 | TL | WECC | - | WECC | 7b2 | Wind Derate On-Peak |  | 0 | 0 | 0 | 0 | 0 | 0 | 0 | 0 | 0 | 0 | 0
2012 | TL | WECC | - | WECC | 7b3 | Solar Expected On-Peak |  | 0 | 0 | 0 | 0 | 0 | 0 | 0 | 0 | 0 | 0 | 0
2012 | TL | WECC | - | WECC | 7b4 | Solar Derate On-Peak |  | 0 | 0 | 0 | 0 | 0 | 0 | 0 | 0 | 0 | 0 | 0
2012 | TL | WECC | - | WECC | 7b5 | Hydro Expected On-Peak |  | 0 | 0 | 0 | 0 | 0 | 0 | 0 | 0 | 0 | 0 | 0
2012 | TL | WECC | - | WECC | 7b6 | Hydro Derate On-Peak |  | 0 | 0 | 0 | 0 | 0 | 0 | 0 | 0 | 0 | 0 | 0
2012 | TL | WECC | - | WECC | 7b7 | Biomass Expected On-Peak |  | 0 | 0 | 0 | 0 | 0 | 0 | 0 | 0 | 0 | 0 | 0
2012 | TL | WECC | - | WECC | 7b8 | Biomass Derate On-Peak |  | 0 | 0 | 0 | 0 | 0 | 0 | 0 | 0 | 0 | 0 | 0
2012 | TL | WECC | - | WECC | 7b9 | Transmission-Limited Resources |  | 0 | 0 | 0 | 0 | 0 | 0 | 0 | 0 | 0 | 0 | 0
2012 | TL | WECC | - | WECC | 7b10 | Scheduled Outage - Maintenance |  | 0 | 0 | 0 | 0 | 0 | 0 | 0 | 0 | 0 | 0 | 0
2012 | TL | WECC | - | WECC | 7b11 | All Other Derates |  | 0 | 0 | 0 | 0 | 0 | 0 | 0 | 0 | 0 | 0 | 0
2012 | TL | WECC | - | WECC | 7b12 | Energy-Only |  | 0 | 0 | 0 | 0 | 0 | 0 | 0 | 0 | 0 | 0 | 0
2012 | TL | WECC | - | WECC | 8 | Conceptual |  | 238.92 | 478.3 | 1005.59 | 967.83 | 1895.836 | 2234.706 | 2754.366 | 4059.656 | 4591.036 | 3683.246 | 3443.966
2012 | TL | WECC | - | WECC | 8a1 | Wind Expected On-Peak |  | 164.66 | 402.37 | 482.84 | 411.79 | 515.12 | 772.44 | 830.53 | 1478.04 | 1488.46 | 675.22 | 362.11
2012 | TL | WECC | - | WECC | 8a2 | Wind Derate On-Peak |  | 150.59 | 500.38 | 577.41 | 1083.46 | 1000.13 | 762.81 | 852.22 | 337.21 | 346.79 | 1235.03 | 1598.14
2012 | TL | WECC | - | WECC | 8a3 | Solar Expected On-Peak |  | 0 | 1.25 | 2.38 | 2.38 | 3.28 | 3.37 | 3.35 | 3.55 | 3.52 | 3.55 | 3.49
2012 | TL | WECC | - | WECC | 8a4 | Solar Derate On-Peak |  | 0.125 | 250.625 | 564.095 | 564.095 | 733.195 | 758.105 | 833.125 | 832.925 | 832.955 | 832.925 | 832.985
2012 | TL | WECC | - | WECC | 8a5 | Hydro Expected On-Peak |  | 0 | 0 | 0 | 32.87 | 34.13 | 34.07 | 229.03 | 229.22 | 226.32 | 131.32 | 204.79
2012 | TL | WECC | - | WECC | 8a6 | Hydro Derate On-Peak |  | 1 | 1 | 1 | 29.63 | 30.87 | 30.93 | 30.97 | 30.78 | 33.68 | 128.68 | 55.21
2012 | TL | WECC | - | WECC | 8a7 | Biomass Expected On-Peak |  | 0.42 | 0.84 | 0.84 | 1.26 | 1.68 | 1.05 | 2.52 | 2.94 | 3.36 | 3.78 | 4.2
2012 | TL | WECC | - | WECC | 8a8 | Biomass Derate On-Peak |  | 9.4391 | 28.0184 | 45.261 | 60.008 | 72.6794 | 84.5252 | 93.4332 | 103.3912 | 113.3492 | 123.3072 | 133.2652
2012 | TL | WECC | - | WECC | 8a9 | All Other Derates |  | 0 | 0 | 0 | 0 | 0 | 0 | 0 | 0 | 0 | 0 | 0
2012 | TL | WECC | - | WECC | 8a10 | Energy-Only |  | 0 | 0 | 0 | 0 | 0 | 0 | 0 | 0 | 0 | 0 | 0
2012 | TL | WECC | - | WECC | 9 | ANTICIPATED INTERNAL CAPACITY |  | 176503.737 | 181871.027 | 185724.597 | 189501.407 | 190503.877 | 192604.117 | 193695.987 | 191428.757 | 189864.387 | 189008.027 | 191143.187
2012 | TL | WECC | - | WECC | 10 | CAPACITY TRANSACTIONS - IMPORTS | 0 | 0 | 0 | 0 | 0 | 0 | 0 | 0 | 0 | 0 | 0 | 0
2012 | TL | WECC | - | WECC | 10a | Firm | 0 | 0 | 0 | 0 | 0 | 0 | 0 | 0 | 0 | 0 | 0 | 0
2012 | TL | WECC | - | WECC | 10a1 | Full-Responsibility Purchases | 0 | 0 | 0 | 0 | 0 | 0 | 0 | 0 | 0 | 0 | 0 | 0
2012 | TL | WECC | - | WECC | 10a2 | Owned Capacity/Entitlement Located Outside the Region/Subregion | 0 | 0 | 0 | 0 | 0 | 0 | 0 | 0 | 0 | 0 | 0 | 0
2012 | TL | WECC | - | WECC | 10b | Non-firm | 360: 0
2012 | TL | WECC | - | WECC | 10c | Expected |  | 0 | 0 | 0 | 0 | 0 | 0 | 0 | 0 | 0 | 0 | 0
2012 | TL | WECC | - | WECC | 10c1 | Full-Responsibility Purchases |  | 0 | 0 | 0 | 0 | 0 | 0 | 0 | 0 | 0 | 0 | 0
2012 | TL | WECC | - | WECC | 10c2 | Owned Capacity/Entitlement Located Outside the Region/Subregion |  | 0 | 0 | 0 | 0 | 0 | 0 | 0 | 0 | 0 | 0 | 0
2012 | TL | WECC | - | WECC | 11 | CAPACITY TRANSACTIONS - EXPORTS | 0 | 0 | 0 | 0 | 0 | 0 | 0 | 0 | 0 | 0 | 0 | 0
2012 | TL | WECC | - | WECC | 11a | Firm | 0 | 0 | 0 | 0 | 0 | 0 | 0 | 0 | 0 | 0 | 0 | 0
2012 | TL | WECC | - | WECC | 11a1 | Full-Responsibility Purchases | 0 | 0 | 0 | 0 | 0 | 0 | 0 | 0 | 0 | 0 | 0 | 0
2012 | TL | WECC | - | WECC | 11a2 | Owned Capacity/Entitlement Located Outside the Region/Subregion | 0 | 0 | 0 | 0 | 0 | 0 | 0 | 0 | 0 | 0 | 0 | 0
2012 | TL | WECC | - | WECC | 11b | Non-firm | 360: 0
2012 | TL | WECC | - | WECC | 11c | Expected |  | 0 | 0 | 0 | 0 | 0 | 0 | 0 | 0 | 0 | 0 | 0
2012 | TL | WECC | - | WECC | 11c1 | Full-Responsibility Purchases |  | 0 | 0 | 0 | 0 | 0 | 0 | 0 | 0 | 0 | 0 | 0
2012 | TL | WECC | - | WECC | 11c2 | Owned Capacity/Entitlement Located Outside the Region/Subregion |  | 0 | 0 | 0 | 0 | 0 | 0 | 0 | 0 | 0 | 0 | 0
2012 | TL | WECC | - | WECC | 12 | EXISTING-CERTAIN & NET FIRM TRANSACTIONS | 173324.1116 | 173687.517 | 173268.387 | 173055.997 | 174389.007 | 173931.577 | 174799.377 | 176668.117 | 175019.427 | 174200.847 | 173550.117 | 173571.987
2012 | TL | WECC | - | WECC | 13 | ANTICIPATED CAPACITY RESOURCES |  |  | 181871.027 | 185724.597 | 189501.407 | 190503.877 | 192604.117 | 193695.987 | 191428.757 | 189864.387 | 189008.027 | 191143.187
2012 | TL | WECC | - | WECC | 14 | PROSPECTIVE CAPACITY RESOURCES |  |  | 181871.027 | 185724.597 | 189501.407 | 190503.877 | 192604.117 | 193695.987 | 191428.757 | 189864.387 | 189008.027 | 191143.187
2012 | TL | WECC | - | WECC | 15 | TOTAL POTENTIAL CAPACITY RESOURCES |  |  | 182349.327 | 186730.187 | 190469.237 | 192399.713 | 194838.823 | 196450.353 | 195488.413 | 194455.423 | 192691.273 | 194587.153
2012 | TL | WECC | - | WECC | 16 | ADJUSTED POTENTIAL CAPACITY RESOURCES |  |  | 182349.3222 | 186730.1769 | 190469.2273 | 192399.694 | 194838.8007 | 196450.3255 | 195488.3724 | 194455.3771 | 192691.2362 | 194587.1186
2012 | TL | WECC | - | WECC | 16a | Confidence of Future-Other |  |  | 0.99999 | 0.99999 | 0.99999 | 0.99999 | 0.99999 | 0.99999 | 0.99999 | 0.99999 | 0.99999 | 0.99999
2012 | TL | WECC | - | WECC | 16b | Net Future-Other Resources After Confidence Percentage Is Applied |  |  | 0 | 0 | 0 | 0 | 0 | 0 | 0 | 0 | 0 | 0
2012 | TL | WECC | - | WECC | 16c | Confidence of Conceptual |  |  | 0.99999 | 0.99999 | 0.99999 | 0.99999 | 0.99999 | 0.99999 | 0.99999 | 0.99999 | 0.99999 | 0.99999
2012 | TL | WECC | - | WECC | 16d | Net Conceptual Resources After Confidence Percentage Is Applied |  |  | 478.2952 | 1005.5799 | 967.8203 | 1895.817 | 2234.6837 | 2754.3385 | 4059.6154 | 4590.9901 | 3683.2092 | 3443.9316
2012 | TL | WECC | - | WECC | 17 | ASSESSMENT AREA TARGET RESERVE MARGIN |  |  | 14.6% | 14.6% | 14.6% | 14.6% | 14.6% | 14.6% | 14.6% | 14.6% | 14.6% | 14.6%
2012 | TL | WECC | - | WECC | 18 | EXISTING-CERTAIN AND NET FIRM TRANSACTIONS RESERVE MARGIN | 34.81% | 34.48% | 31.26% | 28.39% | 27.08% | 25.36% | 24.07% | 23.66% | 20.42% | 17.99% | 15.78% | 15.38%
2012 | TL | WECC | - | WECC | 19 | ANTICIPATED CAPACITY RESOURCES RESERVE MARGIN |  |  | 37.77% | 37.79% | 38.1% | 37.3% | 36.71% | 35.57% | 31.71% | 28.6% | 26.09% | 27.07%
2012 | TL | WECC | - | WECC | 20 | PROSPECTIVE CAPACITY RESOURCES RESERVE MARGIN |  |  | 37.77% | 37.79% | 38.1% | 37.3% | 36.71% | 35.57% | 31.71% | 28.6% | 26.09% | 27.07%
2012 | TL | WECC | - | WECC | 21 | TOTAL POTENTIAL RESOURCES RESERVE MARGIN |  |  | 38.14% | 38.54% | 38.8% | 38.67% | 38.29% | 37.5% | 34.51% | 31.71% | 28.55% | 29.35%
2012 | TL | WECC | - | WECC | 22 | ADJUSTED POTENTIAL RESOURCES RESERVE MARGIN |  |  | 38.14% | 38.54% | 38.8% | 38.67% | 38.29% | 37.5% | 34.51% | 31.71% | 28.55% | 29.35%
2012 | TL | WECC | - | WECC | 23 | Total Baseline Installed Capacity | 360: 221000.4196
2012 | TL | WECC | - | WECC | 24 | Distributed or Other Capacity (Behind the Meter) < 1 MW |  | 0 | 0 | 0 | 0 | 0 | 0 | 0 | 0 | 0 | 0 | 0
2012 | TL | WECC | - | WECC | 25 | Distributed or Other Capacity (Behind the Meter) ≥ 1 MW |  | 0 | 0 | 0 | 0 | 0 | 0 | 0 | 0 | 0 | 0 | 0
2012 | TL | WECC | - | WECC | 26 | Capacity Total from EIA-860 |  | 0 | 0 | 0 | 0 | 0 | 0 | 0 | 0 | 0 | 0 | 0
2012 | CAN | WECC | - | AB | 1 | Unrestricted Non-coincident Peak Demand |  | 11076 | 11664 | 12162 | 12801 | 13382 | 13856 | 14351 | 14759 | 15162 | 15618 | 15994
2012 | CAN | WECC | - | AB | 1a | New Conservation (Energy Efficiency) |  | 0 | 0 | 0 | 0 | 0 | 0 | 0 | 0 | 0 | 0 | 0
2012 | CAN | WECC | - | AB | 1b | Estimated Diversity |  | 0 | 0 | 0 | 0 | 0 | 0 | 0 | 0 | 0 | 0 | 0
2012 | CAN | WECC | - | AB | 1c | Additions for non-member load (load served by non-registered LSE's in a region) |  | 0 | 0 | 0 | 0 | 0 | 0 | 0 | 0 | 0 | 0 | 0
2012 | CAN | WECC | - | AB | 1d | Stand-by Load Under Contract (Normally served by behind the meter generation) |  | 0 | 0 | 0 | 0 | 0 | 0 | 0 | 0 | 0 | 0 | 0
2012 | CAN | WECC | - | AB | 1e | Non-Controllable Demand-Side Demand Response |  | 0 | 0 | 0 | 0 | 0 | 0 | 0 | 0 | 0 | 0 | 0
2012 | CAN | WECC | - | AB | 2 | Total Internal Demand | 10226 | 11076 | 11664 | 12162 | 12801 | 13382 | 13856 | 14351 | 14759 | 15162 | 15618 | 15994
2012 | CAN | WECC | - | AB | 2a | Supply-Side Direct Control Load Management (DCLM) | 0 | 0 | 0 | 0 | 0 | 0 | 0 | 0 | 0 | 0 | 0 | 0
2012 | CAN | WECC | - | AB | 2b | Supply-Side Contractually Interruptible (Curtailable) | 0 | 0 | 0 | 0 | 0 | 0 | 0 | 0 | 0 | 0 | 0 | 0
2012 | CAN | WECC | - | AB | 2c | Supply-Side Critical Peak-Pricing (CPP) with Control | 0 | 0 | 0 | 0 | 0 | 0 | 0 | 0 | 0 | 0 | 0 | 0
2012 | CAN | WECC | - | AB | 2d | Supply-Side Load as a Capacity Resource | 0 | 0 | 0 | 0 | 0 | 0 | 0 | 0 | 0 | 0 | 0 | 0
2012 | CAN | WECC | - | AB | 3 | Net Internal Demand | 10226 | 11076 | 11664 | 12162 | 12801 | 13382 | 13856 | 14351 | 14759 | 15162 | 15618 | 15994
2012 | CAN | WECC | - | AB | 3a | Demand-Side Direct Control Load Management (DCLM) | 0 | 0 | 0 | 0 | 0 | 0 | 0 | 0 | 0 | 0 | 0 | 0
2012 | CAN | WECC | - | AB | 3b | Demand-Side Contractually Interruptible (Curtailable) | 0 | 0 | 0 | 0 | 0 | 0 | 0 | 0 | 0 | 0 | 0 | 0
2012 | CAN | WECC | - | AB | 3c | Demand-Side Critical Peak-Pricing (CPP) with Control | 0 | 0 | 0 | 0 | 0 | 0 | 0 | 0 | 0 | 0 | 0 | 0
2012 | CAN | WECC | - | AB | 3d | Demand-Side Load as a Capacity Resource | 0 | 0 | 0 | 0 | 0 | 0 | 0 | 0 | 0 | 0 | 0 | 0
2012 | CAN | WECC | - | AB | 4 | Total Controllable Demand Response | 0 | 0 | 0 | 0 | 0 | 0 | 0 | 0 | 0 | 0 | 0 | 0
2012 | CAN | WECC | - | AB | 4a | Demand Response used for Ancillary Services - Spinning Reserves | 0 | 0 | 0 | 0 | 0 | 0 | 0 | 0 | 0 | 0 | 0 | 0
2012 | CAN | WECC | - | AB | 4b | Demand Response used for Ancillary Services - Non-Spinning Reserves | 0 | 0 | 0 | 0 | 0 | 0 | 0 | 0 | 0 | 0 | 0 | 0
2012 | CAN | WECC | - | AB | 4c | Demand Response used for Regulation | 0 | 0 | 0 | 0 | 0 | 0 | 0 | 0 | 0 | 0 | 0 | 0
2012 | CAN | WECC | - | AB | 4d | Demand Response used for Energy, Voluntary Services - Emergency | 0 | 0 | 0 | 0 | 0 | 0 | 0 | 0 | 0 | 0 | 0 | 0
2012 | CAN | WECC | - | AB | 5 | TOTAL INTERNAL CAPACITY | 13094.796 | 14240.096 | 16175.096 | 18155.096 | 20615.096 | 20700.096 | 20785.096 | 20785.096 | 20785.096 | 20785.096 | 20785.096 | 20785.096
2012 | CAN | WECC | - | AB | 6a | Existing-Certain | 11140.56 | 12369.18 | 12365.67 | 12476.56 | 12296.29 | 12429.92 | 12466.64 | 12466.62 | 12364.22 | 12347.4 | 12384.28 | 12425.53
2012 | CAN | WECC | - | AB | 6a1 | Wind Expected On-Peak | 104 | 640.12 | 633.8 | 743.86 | 615.56 | 700.59 | 738.07 | 738.6 | 633.82 | 615.58 | 652.46 | 700.59
2012 | CAN | WECC | - | AB | 6a2 | Solar Expected On-Peak | 0 | 0 | 0 | 0 | 0 | 0 | 0 | 0 | 0 | 0 | 0 | 0
2012 | CAN | WECC | - | AB | 6a3 | Hydro Expected On-Peak | 378 | 434.8 | 437.61 | 438.44 | 438.52 | 435.07 | 434.31 | 433.76 | 436.14 | 437.56 | 437.56 | 430.68
2012 | CAN | WECC | - | AB | 6a4 | Biomass Expected On-Peak | 168 | 227.7 | 227.7 | 227.7 | 175.65 | 227.7 | 227.7 | 227.7 | 227.7 | 227.7 | 227.7 | 227.7
2012 | CAN | WECC | - | AB | 6b | Existing-Other | 0 | 0 | 0 | 0 | 0 | 0 | 0 | 0 | 0 | 0 | 0 | 0
2012 | CAN | WECC | - | AB | 6b1 | Wind Derate On-Peak | 766.036 | 229.916 | 236.236 | 126.176 | 254.476 | 169.446 | 131.966 | 131.436 | 236.216 | 254.456 | 217.576 | 169.446
2012 | CAN | WECC | - | AB | 6b2 | Solar Derate On-Peak | 0 | 0 | 0 | 0 | 0 | 0 | 0 | 0 | 0 | 0 | 0 | 0
2012 | CAN | WECC | - | AB | 6b3 | Hydro Derate On-Peak | 532.5 | 475.7 | 472.89 | 472.06 | 471.98 | 475.43 | 476.19 | 476.74 | 474.36 | 472.94 | 472.94 | 479.82
2012 | CAN | WECC | - | AB | 6b4 | Biomass Derate On-Peak | 79.7 | 20 | 20 | 20 | 72.05 | 20 | 20 | 20 | 20 | 20 | 20 | 20
2012 | CAN | WECC | - | AB | 6b5 | Transmission-Limited Resources | 0 | 0 | 0 | 0 | 0 | 0 | 0 | 0 | 0 | 0 | 0 | 0
2012 | CAN | WECC | - | AB | 6b6 | All Other Derates | 0 | 0 | 0 | 0 | 0 | 0 | 0 | 0 | 0 | 0 | 0 | 0
2012 | CAN | WECC | - | AB | 6b7 | Energy-Only (Existing-Other) | 0 | 0 | 0 | 0 | 0 | 0 | 0 | 0 | 0 | 0 | 0 | 0
2012 | CAN | WECC | - | AB | 6c | Unplanned Outages (Actual) / Current and Future Inoperable Resources | 576 | 0 | 0 | 0 | 0 | 0 | 0 | 0 | 0 | 0 | 0 | 0
2012 | CAN | WECC | - | AB | 6d | Total Supply-Side Demand Response | 0 | 0 | 0 | 0 | 0 | 0 | 0 | 0 | 0 | 0 | 0 | 0
2012 | CAN | WECC | - | AB | 7 | TOTAL FUTURE CAPACITY ADDITIONS |  | 655.22 | 2065.28 | 3808.3 | 5871.4 | 6213.39 | 6888.26 | 6214.08 | 6376.22 | 6998.32 | 6249.94 | 6298.39
2012 | CAN | WECC | - | AB | 7a | Future-Planned |  | 655.22 | 2065.28 | 3808.3 | 5871.4 | 6213.39 | 6888.26 | 6214.08 | 6376.22 | 6998.32 | 6249.94 | 6298.39
2012 | CAN | WECC | - | AB | 7a1 | Wind Expected On-Peak |  | 456.92 | 1526.98 | 2905 | 3304.44 | 3545.09 | 4134.96 | 3460.78 | 3622.92 | 4245.02 | 3496.64 | 3545.09
2012 | CAN | WECC | - | AB | 7a2 | Wind Derate On-Peak |  | 464.08 | 929.02 | 1106 | 1456.56 | 1215.91 | 626.04 | 1300.22 | 1138.08 | 515.98 | 1264.36 | 1215.91
2012 | CAN | WECC | - | AB | 7a3 | Solar Expected On-Peak |  | 0 | 0 | 0 | 0 | 0 | 0 | 0 | 0 | 0 | 0 | 0
2012 | CAN | WECC | - | AB | 7a4 | Solar Derate On-Peak |  | 0 | 0 | 0 | 0 | 0 | 0 | 0 | 0 | 0 | 0 | 0
2012 | CAN | WECC | - | AB | 7a5 | Hydro Expected On-Peak |  | 0 | 0 | 0 | 0 | 0 | 0 | 0 | 0 | 0 | 0 | 0
2012 | CAN | WECC | - | AB | 7a6 | Hydro Derate On-Peak |  | 0 | 0 | 0 | 0 | 0 | 0 | 0 | 0 | 0 | 0 | 0
2012 | CAN | WECC | - | AB | 7a7 | Biomass Expected On-Peak |  | 34 | 34 | 34 | 47.66 | 64 | 64 | 64 | 64 | 64 | 64 | 64
2012 | CAN | WECC | - | AB | 7a8 | Biomass Derate On-Peak |  | 26 | 86 | 146 | 192.34 | 176 | 176 | 176 | 176 | 176 | 176 | 176
2012 | CAN | WECC | - | AB | 7a9 | Transmission-Limited Resources |  | 0 | 0 | 0 | 0 | 0 | 0 | 0 | 0 | 0 | 0 | 0
2012 | CAN | WECC | - | AB | 7a10 | Scheduled Outage - Maintenance |  | 494 | 494 | 494 | 494 | 494 | 494 | 494 | 494 | 494 | 494 | 494
2012 | CAN | WECC | - | AB | 7a11 | All Other Derates |  | 0 | 0 | 0 | 0 | 0 | 0 | 0 | 0 | 0 | 0 | 0
2012 | CAN | WECC | - | AB | 7a12 | Energy-Only |  | 0 | 0 | 0 | 0 | 0 | 0 | 0 | 0 | 0 | 0 | 0
2012 | CAN | WECC | - | AB | 7b | Future-Other |  | 0 | 0 | 0 | 0 | 0 | 0 | 0 | 0 | 0 | 0 | 0
2012 | CAN | WECC | - | AB | 7b1 | Wind Expected On-Peak |  | 0 | 0 | 0 | 0 | 0 | 0 | 0 | 0 | 0 | 0 | 0
2012 | CAN | WECC | - | AB | 7b2 | Wind Derate On-Peak |  | 0 | 0 | 0 | 0 | 0 | 0 | 0 | 0 | 0 | 0 | 0
2012 | CAN | WECC | - | AB | 7b3 | Solar Expected On-Peak |  | 0 | 0 | 0 | 0 | 0 | 0 | 0 | 0 | 0 | 0 | 0
2012 | CAN | WECC | - | AB | 7b4 | Solar Derate On-Peak |  | 0 | 0 | 0 | 0 | 0 | 0 | 0 | 0 | 0 | 0 | 0
2012 | CAN | WECC | - | AB | 7b5 | Hydro Expected On-Peak |  | 0 | 0 | 0 | 0 | 0 | 0 | 0 | 0 | 0 | 0 | 0
2012 | CAN | WECC | - | AB | 7b6 | Hydro Derate On-Peak |  | 0 | 0 | 0 | 0 | 0 | 0 | 0 | 0 | 0 | 0 | 0
2012 | CAN | WECC | - | AB | 7b7 | Biomass Expected On-Peak |  | 0 | 0 | 0 | 0 | 0 | 0 | 0 | 0 | 0 | 0 | 0
2012 | CAN | WECC | - | AB | 7b8 | Biomass Derate On-Peak |  | 0 | 0 | 0 | 0 | 0 | 0 | 0 | 0 | 0 | 0 | 0
2012 | CAN | WECC | - | AB | 7b9 | Transmission-Limited Resources |  | 0 | 0 | 0 | 0 | 0 | 0 | 0 | 0 | 0 | 0 | 0
2012 | CAN | WECC | - | AB | 7b10 | Scheduled Outage - Maintenance |  | 0 | 0 | 0 | 0 | 0 | 0 | 0 | 0 | 0 | 0 | 0
2012 | CAN | WECC | - | AB | 7b11 | All Other Derates |  | 0 | 0 | 0 | 0 | 0 | 0 | 0 | 0 | 0 | 0 | 0
2012 | CAN | WECC | - | AB | 7b12 | Energy-Only |  | 0 | 0 | 0 | 0 | 0 | 0 | 0 | 0 | 0 | 0 | 0
2012 | CAN | WECC | - | AB | 8 | Conceptual |  | 0 | 0 | 0 | 0 | 0 | 0 | 0 | 0 | 0 | 0 | 0
2012 | CAN | WECC | - | AB | 8a1 | Wind Expected On-Peak |  | 0 | 0 | 0 | 0 | 0 | 0 | 0 | 0 | 0 | 0 | 0
2012 | CAN | WECC | - | AB | 8a2 | Wind Derate On-Peak |  | 0 | 0 | 0 | 0 | 0 | 0 | 0 | 0 | 0 | 0 | 0
2012 | CAN | WECC | - | AB | 8a3 | Solar Expected On-Peak |  | 0 | 0 | 0 | 0 | 0 | 0 | 0 | 0 | 0 | 0 | 0
2012 | CAN | WECC | - | AB | 8a4 | Solar Derate On-Peak |  | 0 | 0 | 0 | 0 | 0 | 0 | 0 | 0 | 0 | 0 | 0
2012 | CAN | WECC | - | AB | 8a5 | Hydro Expected On-Peak |  | 0 | 0 | 0 | 0 | 0 | 0 | 0 | 0 | 0 | 0 | 0
2012 | CAN | WECC | - | AB | 8a6 | Hydro Derate On-Peak |  | 0 | 0 | 0 | 0 | 0 | 0 | 0 | 0 | 0 | 0 | 0
2012 | CAN | WECC | - | AB | 8a7 | Biomass Expected On-Peak |  | 0 | 0 | 0 | 0 | 0 | 0 | 0 | 0 | 0 | 0 | 0
2012 | CAN | WECC | - | AB | 8a8 | Biomass Derate On-Peak |  | 0 | 0 | 0 | 0 | 0 | 0 | 0 | 0 | 0 | 0 | 0
2012 | CAN | WECC | - | AB | 8a9 | All Other Derates |  | 0 | 0 | 0 | 0 | 0 | 0 | 0 | 0 | 0 | 0 | 0
2012 | CAN | WECC | - | AB | 8a10 | Energy-Only |  | 0 | 0 | 0 | 0 | 0 | 0 | 0 | 0 | 0 | 0 | 0
2012 | CAN | WECC | - | AB | 9 | ANTICIPATED INTERNAL CAPACITY |  | 13024.4 | 14430.95 | 16284.86 | 18167.69 | 18643.31 | 19354.9 | 18680.7 | 18740.44 | 19345.72 | 18634.22 | 18723.92
2012 | CAN | WECC | - | AB | 10 | CAPACITY TRANSACTIONS - IMPORTS | 573 | 0 | 0 | 0 | 0 | 0 | 0 | 0 | 0 | 0 | 0 | 0
2012 | CAN | WECC | - | AB | 10a | Firm | 573 | 0 | 0 | 0 | 0 | 0 | 0 | 0 | 0 | 0 | 0 | 0
2012 | CAN | WECC | - | AB | 10a1 | Full-Responsibility Purchases | 0 | 0 | 0 | 0 | 0 | 0 | 0 | 0 | 0 | 0 | 0 | 0
2012 | CAN | WECC | - | AB | 10a2 | Owned Capacity/Entitlement Located Outside the Region/Subregion | 0 | 0 | 0 | 0 | 0 | 0 | 0 | 0 | 0 | 0 | 0 | 0
2012 | CAN | WECC | - | AB | 10b | Non-firm | 360: 0
2012 | CAN | WECC | - | AB | 10c | Expected |  | 0 | 0 | 0 | 0 | 0 | 0 | 0 | 0 | 0 | 0 | 0
2012 | CAN | WECC | - | AB | 10c1 | Full-Responsibility Purchases |  | 0 | 0 | 0 | 0 | 0 | 0 | 0 | 0 | 0 | 0 | 0
2012 | CAN | WECC | - | AB | 10c2 | Owned Capacity/Entitlement Located Outside the Region/Subregion |  | 0 | 0 | 0 | 0 | 0 | 0 | 0 | 0 | 0 | 0 | 0
2012 | CAN | WECC | - | AB | 11 | CAPACITY TRANSACTIONS - EXPORTS | 0 | 600 | 600 | 600 | 600 | 600 | 600 | 600 | 600 | 600 | 600 | 600
2012 | CAN | WECC | - | AB | 11a | Firm | 0 | 600 | 600 | 600 | 600 | 600 | 600 | 600 | 600 | 600 | 600 | 600
2012 | CAN | WECC | - | AB | 11a1 | Full-Responsibility Purchases | 0 | 0 | 0 | 0 | 0 | 0 | 0 | 0 | 0 | 0 | 0 | 0
2012 | CAN | WECC | - | AB | 11a2 | Owned Capacity/Entitlement Located Outside the Region/Subregion | 0 | 0 | 0 | 0 | 0 | 0 | 0 | 0 | 0 | 0 | 0 | 0
2012 | CAN | WECC | - | AB | 11b | Non-firm | 360: 0
2012 | CAN | WECC | - | AB | 11c | Expected |  | 0 | 0 | 0 | 0 | 0 | 0 | 0 | 0 | 0 | 0 | 0
2012 | CAN | WECC | - | AB | 11c1 | Full-Responsibility Purchases |  | 0 | 0 | 0 | 0 | 0 | 0 | 0 | 0 | 0 | 0 | 0
2012 | CAN | WECC | - | AB | 11c2 | Owned Capacity/Entitlement Located Outside the Region/Subregion |  | 0 | 0 | 0 | 0 | 0 | 0 | 0 | 0 | 0 | 0 | 0
2012 | CAN | WECC | - | AB | 12 | EXISTING-CERTAIN & NET FIRM TRANSACTIONS | 11713.56 | 11769.18 | 11765.67 | 11876.56 | 11696.29 | 11829.92 | 11866.64 | 11866.62 | 11764.22 | 11747.4 | 11784.28 | 11825.53
2012 | CAN | WECC | - | AB | 13 | ANTICIPATED CAPACITY RESOURCES |  |  | 13830.95 | 15684.86 | 17567.69 | 18043.31 | 18754.9 | 18080.7 | 18140.44 | 18745.72 | 18034.22 | 18123.92
2012 | CAN | WECC | - | AB | 14 | PROSPECTIVE CAPACITY RESOURCES |  |  | 13830.95 | 15684.86 | 17567.69 | 18043.31 | 18754.9 | 18080.7 | 18140.44 | 18745.72 | 18034.22 | 18123.92
2012 | CAN | WECC | - | AB | 15 | TOTAL POTENTIAL CAPACITY RESOURCES |  |  | 13830.95 | 15684.86 | 17567.69 | 18043.31 | 18754.9 | 18080.7 | 18140.44 | 18745.72 | 18034.22 | 18123.92
2012 | CAN | WECC | - | AB | 16 | ADJUSTED POTENTIAL CAPACITY RESOURCES |  |  | 13830.95 | 15684.86 | 17567.69 | 18043.31 | 18754.9 | 18080.7 | 18140.44 | 18745.72 | 18034.22 | 18123.92
2012 | CAN | WECC | - | AB | 16a | Confidence of Future-Other |  |  | 0.99999 | 0.99999 | 0.99999 | 0.99999 | 0.99999 | 0.99999 | 0.99999 | 0.99999 | 0.99999 | 0.99999
2012 | CAN | WECC | - | AB | 16b | Net Future-Other Resources After Confidence Percentage Is Applied |  |  | 0 | 0 | 0 | 0 | 0 | 0 | 0 | 0 | 0 | 0
2012 | CAN | WECC | - | AB | 16c | Confidence of Conceptual |  |  | 0.99999 | 0.99999 | 0.99999 | 0.99999 | 0.99999 | 0.99999 | 0.99999 | 0.99999 | 0.99999 | 0.99999
2012 | CAN | WECC | - | AB | 16d | Net Conceptual Resources After Confidence Percentage Is Applied |  |  | 0 | 0 | 0 | 0 | 0 | 0 | 0 | 0 | 0 | 0
2012 | CAN | WECC | - | AB | 17 | ASSESSMENT AREA TARGET RESERVE MARGIN |  |  | 11.71% | 11.71% | 11.71% | 11.71% | 11.71% | 11.71% | 11.71% | 11.71% | 11.71% | 11.71%
2012 | CAN | WECC | - | AB | 18 | EXISTING-CERTAIN AND NET FIRM TRANSACTIONS RESERVE MARGIN | 14.55% | 6.258% | 0.8717% | -2.347% | -8.63% | -11.6% | -14.36% | -17.31% | -20.29% | -22.52% | -24.55% | -26.06%
2012 | CAN | WECC | - | AB | 19 | ANTICIPATED CAPACITY RESOURCES RESERVE MARGIN |  |  | 18.58% | 28.97% | 37.24% | 34.83% | 35.36% | 25.99% | 22.91% | 23.64% | 15.47% | 13.32%
2012 | CAN | WECC | - | AB | 20 | PROSPECTIVE CAPACITY RESOURCES RESERVE MARGIN |  |  | 18.58% | 28.97% | 37.24% | 34.83% | 35.36% | 25.99% | 22.91% | 23.64% | 15.47% | 13.32%
2012 | CAN | WECC | - | AB | 21 | TOTAL POTENTIAL RESOURCES RESERVE MARGIN |  |  | 18.58% | 28.97% | 37.24% | 34.83% | 35.36% | 25.99% | 22.91% | 23.64% | 15.47% | 13.32%
2012 | CAN | WECC | - | AB | 22 | ADJUSTED POTENTIAL RESOURCES RESERVE MARGIN |  |  | 18.58% | 28.97% | 37.24% | 34.83% | 35.36% | 25.99% | 22.91% | 23.64% | 15.47% | 13.32%
2012 | CAN | WECC | - | AB | 23 | Total Baseline Installed Capacity | 360: 13094.796
2012 | CAN | WECC | - | AB | 24 | Distributed or Other Capacity (Behind the Meter) < 1 MW |  | 0 | 0 | 0 | 0 | 0 | 0 | 0 | 0 | 0 | 0 | 0
2012 | CAN | WECC | - | AB | 25 | Distributed or Other Capacity (Behind the Meter) ≥ 1 MW |  | 0 | 0 | 0 | 0 | 0 | 0 | 0 | 0 | 0 | 0 | 0
2012 | CAN | WECC | - | AB | 26 | Capacity Total from EIA-860 |  | 0 | 0 | 0 | 0 | 0 | 0 | 0 | 0 | 0 | 0 | 0
2012 | US | WECC | - | BASN | 1 | Unrestricted Non-coincident Peak Demand |  | 10862.2 | 11168.1 | 11261.4 | 11524.3 | 11774.6 | 11999.1 | 12176.4 | 12303.1 | 12394.2 | 12527.3 | 12476.8
2012 | US | WECC | - | BASN | 1a | New Conservation (Energy Efficiency) |  | 21 | 34 | 46 | 52 | 54 | 54 | 53 | 58 | 63 | 64 | 40
2012 | US | WECC | - | BASN | 1b | Estimated Diversity |  | 0 | 0 | 0 | 0 | 0 | 0 | 0 | 0 | 0 | 0 | 0
2012 | US | WECC | - | BASN | 1c | Additions for non-member load (load served by non-registered LSE's in a region) |  | 0 | 0 | 0 | 0 | 0 | 0 | 0 | 0 | 0 | 0 | 0
2012 | US | WECC | - | BASN | 1d | Stand-by Load Under Contract (Normally served by behind the meter generation) |  | 0 | 0 | 0 | 0 | 0 | 0 | 0 | 0 | 0 | 0 | 0
2012 | US | WECC | - | BASN | 1e | Non-Controllable Demand-Side Demand Response |  | 0 | 0 | 0 | 0 | 0 | 0 | 0 | 0 | 0 | 0 | 0
2012 | US | WECC | - | BASN | 2 | Total Internal Demand | 10639 | 10841.2 | 11134.1 | 11215.4 | 11472.3 | 11720.6 | 11945.1 | 12123.4 | 12245.1 | 12331.2 | 12463.3 | 12436.8
2012 | US | WECC | - | BASN | 2a | Supply-Side Direct Control Load Management (DCLM) | 0 | 0 | 0 | 0 | 0 | 0 | 0 | 0 | 0 | 0 | 0 | 0
2012 | US | WECC | - | BASN | 2b | Supply-Side Contractually Interruptible (Curtailable) | 0 | 0 | 0 | 0 | 0 | 0 | 0 | 0 | 0 | 0 | 0 | 0
2012 | US | WECC | - | BASN | 2c | Supply-Side Critical Peak-Pricing (CPP) with Control | 0 | 0 | 0 | 0 | 0 | 0 | 0 | 0 | 0 | 0 | 0 | 0
2012 | US | WECC | - | BASN | 2d | Supply-Side Load as a Capacity Resource | 0 | 0 | 0 | 0 | 0 | 0 | 0 | 0 | 0 | 0 | 0 | 0
2012 | US | WECC | - | BASN | 3 | Net Internal Demand | 10639 | 10569.2 | 10842.1 | 10913.4 | 11167.3 | 11415.6 | 11640.1 | 11818.4 | 11940.1 | 12026.2 | 12158.3 | 12131.8
2012 | US | WECC | - | BASN | 3a | Demand-Side Direct Control Load Management (DCLM) | 0 | 20 | 40 | 50 | 53 | 53 | 53 | 53 | 53 | 53 | 53 | 53
2012 | US | WECC | - | BASN | 3b | Demand-Side Contractually Interruptible (Curtailable) | 0 | 252 | 252 | 252 | 252 | 252 | 252 | 252 | 252 | 252 | 252 | 252
2012 | US | WECC | - | BASN | 3c | Demand-Side Critical Peak-Pricing (CPP) with Control | 0 | 0 | 0 | 0 | 0 | 0 | 0 | 0 | 0 | 0 | 0 | 0
2012 | US | WECC | - | BASN | 3d | Demand-Side Load as a Capacity Resource | 0 | 0 | 0 | 0 | 0 | 0 | 0 | 0 | 0 | 0 | 0 | 0
2012 | US | WECC | - | BASN | 4 | Total Controllable Demand Response | 0 | 272 | 292 | 302 | 305 | 305 | 305 | 305 | 305 | 305 | 305 | 305
2012 | US | WECC | - | BASN | 4a | Demand Response used for Ancillary Services - Spinning Reserves | 0 | 0 | 0 | 0 | 0 | 0 | 0 | 0 | 0 | 0 | 0 | 0
2012 | US | WECC | - | BASN | 4b | Demand Response used for Ancillary Services - Non-Spinning Reserves | 0 | 0 | 0 | 0 | 0 | 0 | 0 | 0 | 0 | 0 | 0 | 0
2012 | US | WECC | - | BASN | 4c | Demand Response used for Regulation | 0 | 0 | 0 | 0 | 0 | 0 | 0 | 0 | 0 | 0 | 0 | 0
2012 | US | WECC | - | BASN | 4d | Demand Response used for Energy, Voluntary Services - Emergency | 65 | 65 | 65 | 65 | 65 | 35 | 35 | 35 | 35 | 35 | 35 | 35
2012 | US | WECC | - | BASN | 5 | TOTAL INTERNAL CAPACITY | 16002.552 | 17123.852 | 17251.952 | 17511.952 | 17444.376 | 17444.376 | 17584.376 | 17471.376 | 17471.376 | 17471.376 | 17358.376 | 17358.376
2012 | US | WECC | - | BASN | 6a | Existing-Certain | 14474.45 | 13900.8 | 13908.12 | 13874.76 | 14088.68 | 13956.57 | 14137.5 | 14026.25 | 13905.32 | 14085.74 | 14428.38 | 13942.04
2012 | US | WECC | - | BASN | 6a1 | Wind Expected On-Peak | 603 | 55.41 | 54.29 | 18.46 | 232.11 | 109.08 | 294.43 | 180.92 | 54.26 | 232.06 | 574.72 | 109.04
2012 | US | WECC | - | BASN | 6a2 | Solar Expected On-Peak | 0 | 0 | 0 | 0 | 0 | 0 | 0 | 0 | 0 | 0 | 0 | 0
2012 | US | WECC | - | BASN | 6a3 | Hydro Expected On-Peak | 1335 | 1305.9 | 1314.34 | 1316.81 | 1317.08 | 1306.71 | 1304.42 | 1302.77 | 1309.91 | 1314.19 | 1314.17 | 1293.51
2012 | US | WECC | - | BASN | 6a4 | Biomass Expected On-Peak | 13 | 18.04 | 18.04 | 18.04 | 18.04 | 19.33 | 17.2 | 21.11 | 19.7 | 18.04 | 18.04 | 18.04
2012 | US | WECC | - | BASN | 6b | Existing-Other | 0 | 0 | 0 | 0 | 0 | 0 | 0 | 0 | 0 | 0 | 0 | 0
2012 | US | WECC | - | BASN | 6b1 | Wind Derate On-Peak | 945.71 | 1493.3 | 1494.42 | 1530.25 | 1316.6 | 1439.63 | 1254.28 | 1367.79 | 1494.45 | 1316.65 | 973.99 | 1439.67
2012 | US | WECC | - | BASN | 6b2 | Solar Derate On-Peak | bar: 360 to 415
2012 | US | WECC | - | BASN | 6b3 | Hydro Derate On-Peak | 557.282 | 586.382 | 577.942 | 575.472 | 575.202 | 585.572 | 587.862 | 589.512 | 582.372 | 578.092 | 578.112 | 598.772
2012 | US | WECC | - | BASN | 6b4 | Biomass Derate On-Peak | 20.11 | 15.07 | 15.07 | 15.07 | 15.07 | 13.78 | 15.91 | 12 | 13.41 | 15.07 | 15.07 | 15.07
2012 | US | WECC | - | BASN | 6b5 | Transmission-Limited Resources | 0 | 0 | 0 | 0 | 0 | 0 | 0 | 0 | 0 | 0 | 0 | 0
2012 | US | WECC | - | BASN | 6b6 | All Other Derates | 0 | 0 | 0 | 0 | 0 | 0 | 0 | 0 | 0 | 0 | 0 | 0
2012 | US | WECC | - | BASN | 6b7 | Energy-Only (Existing-Other) | 0 | 0 | 0 | 0 | 0 | 0 | 0 | 0 | 0 | 0 | 0 | 0
2012 | US | WECC | - | BASN | 6c | Unplanned Outages (Actual) / Current and Future Inoperable Resources | 4 | 6 | 6 | 6 | 6 | 6 | 6 | 6 | 6 | 6 | 6 | 6
2012 | US | WECC | - | BASN | 6d | Total Supply-Side Demand Response | 0 | 0 | 0 | 0 | 0 | 0 | 0 | 0 | 0 | 0 | 0 | 0
2012 | US | WECC | - | BASN | 7 | TOTAL FUTURE CAPACITY ADDITIONS |  | 378.3 | 349.51 | 378.07 | 534.08 | 363.8 | 340.3 | 211.53 | 232.6 | 342.26 | 316.87 | 100.18
2012 | US | WECC | - | BASN | 7a | Future-Planned |  | 378.3 | 349.51 | 378.07 | 534.08 | 363.8 | 340.3 | 211.53 | 232.6 | 342.26 | 316.87 | 100.18
2012 | US | WECC | - | BASN | 7a1 | Wind Expected On-Peak |  | 36.84 | 61.07 | 89.61 | 328.04 | 157.71 | 134.26 | 118.47 | 139.53 | 249.2 | 336.8 | 120.13
2012 | US | WECC | - | BASN | 7a2 | Wind Derate On-Peak |  | 661.16 | 786.93 | 908.39 | 669.96 | 840.29 | 1003.74 | 1019.53 | 998.47 | 888.8 | 801.2 | 1017.87
2012 | US | WECC | - | BASN | 7a3 | Solar Expected On-Peak |  | 0.16 | 0.14 | 0.16 | 0.74 | 0.79 | 0.74 | 0.76 | 0.77 | 0.76 | 0.77 | 0.75
2012 | US | WECC | - | BASN | 7a4 | Solar Derate On-Peak |  | 61.84 | 61.86 | 171.84 | 187.26 | 187.21 | 187.26 | 187.24 | 187.23 | 187.24 | 187.23 | 187.25
2012 | US | WECC | - | BASN | 7a5 | Hydro Expected On-Peak |  | 0 | 0 | 0 | 0 | 0 | 0 | 0 | 0 | 0 | 0 | 0
2012 | US | WECC | - | BASN | 7a6 | Hydro Derate On-Peak |  | 0 | 4.7 | 4.7 | 4.124 | 4.124 | 4.124 | 4.124 | 4.124 | 4.124 | 4.124 | 4.124
2012 | US | WECC | - | BASN | 7a7 | Biomass Expected On-Peak |  | 6.4 | 6.4 | 6.4 | 6.4 | 6.4 | 6.4 | 6.4 | 6.4 | 6.4 | 6.4 | 6.4
2012 | US | WECC | - | BASN | 7a8 | Biomass Derate On-Peak |  | 20 | 46.4 | 46.4 | 46.4 | 46.4 | 46.4 | 46.4 | 46.4 | 46.4 | 46.4 | 46.4
2012 | US | WECC | - | BASN | 7a9 | Transmission-Limited Resources |  | 0 | 0 | 0 | 0 | 0 | 0 | 0 | 0 | 0 | 0 | 0
2012 | US | WECC | - | BASN | 7a10 | Scheduled Outage - Maintenance |  | 289 | 9 | 9 | 5 | 9 | 11 | 9 | 9 | 5 | 5 | 9
2012 | US | WECC | - | BASN | 7a11 | All Other Derates |  | 0 | 0 | 0 | 0 | 0 | 0 | 0 | 0 | 0 | 0 | 0
2012 | US | WECC | - | BASN | 7a12 | Energy-Only |  | 0 | 0 | 0 | 0 | 0 | 0 | 0 | 0 | 0 | 0 | 0
2012 | US | WECC | - | BASN | 7b | Future-Other |  | 0 | 0 | 0 | 0 | 0 | 0 | 0 | 0 | 0 | 0 | 0
2012 | US | WECC | - | BASN | 7b1 | Wind Expected On-Peak |  | 0 | 0 | 0 | 0 | 0 | 0 | 0 | 0 | 0 | 0 | 0
2012 | US | WECC | - | BASN | 7b2 | Wind Derate On-Peak |  | 0 | 0 | 0 | 0 | 0 | 0 | 0 | 0 | 0 | 0 | 0
2012 | US | WECC | - | BASN | 7b3 | Solar Expected On-Peak |  | 0 | 0 | 0 | 0 | 0 | 0 | 0 | 0 | 0 | 0 | 0
2012 | US | WECC | - | BASN | 7b4 | Solar Derate On-Peak |  | 0 | 0 | 0 | 0 | 0 | 0 | 0 | 0 | 0 | 0 | 0
2012 | US | WECC | - | BASN | 7b5 | Hydro Expected On-Peak |  | 0 | 0 | 0 | 0 | 0 | 0 | 0 | 0 | 0 | 0 | 0
2012 | US | WECC | - | BASN | 7b6 | Hydro Derate On-Peak |  | 0 | 0 | 0 | 0 | 0 | 0 | 0 | 0 | 0 | 0 | 0
2012 | US | WECC | - | BASN | 7b7 | Biomass Expected On-Peak |  | 0 | 0 | 0 | 0 | 0 | 0 | 0 | 0 | 0 | 0 | 0
2012 | US | WECC | - | BASN | 7b8 | Biomass Derate On-Peak |  | 0 | 0 | 0 | 0 | 0 | 0 | 0 | 0 | 0 | 0 | 0
2012 | US | WECC | - | BASN | 7b9 | Transmission-Limited Resources |  | 0 | 0 | 0 | 0 | 0 | 0 | 0 | 0 | 0 | 0 | 0
2012 | US | WECC | - | BASN | 7b10 | Scheduled Outage - Maintenance |  | 0 | 0 | 0 | 0 | 0 | 0 | 0 | 0 | 0 | 0 | 0
2012 | US | WECC | - | BASN | 7b11 | All Other Derates |  | 0 | 0 | 0 | 0 | 0 | 0 | 0 | 0 | 0 | 0 | 0
2012 | US | WECC | - | BASN | 7b12 | Energy-Only |  | 0 | 0 | 0 | 0 | 0 | 0 | 0 | 0 | 0 | 0 | 0
2012 | US | WECC | - | BASN | 8 | Conceptual |  | 0.21 | 0.42 | 446.11 | 479.19 | 777.64 | 777.79 | 782.45 | 983.64 | 1160.06 | 1227.17 | 988.58
2012 | US | WECC | - | BASN | 8a1 | Wind Expected On-Peak |  | 0 | 0 | 0 | 0 | 0 | 0 | 4.49 | 8.79 | 184.9 | 251.8 | 13.51
2012 | US | WECC | - | BASN | 8a2 | Wind Derate On-Peak |  | 0 | 0 | 0 | 0 | 0 | 0 | 108.01 | 216.21 | 40.1 | 48.2 | 336.49
2012 | US | WECC | - | BASN | 8a3 | Solar Expected On-Peak |  | 0 | 0 | 0 | 0 | 0 | 0 | 0 | 0 | 0 | 0 | 0
2012 | US | WECC | - | BASN | 8a4 | Solar Derate On-Peak |  | 0 | 0 | 0 | 0 | 0 | 0 | 0 | 0 | 0 | 0 | 0
2012 | US | WECC | - | BASN | 8a5 | Hydro Expected On-Peak |  | 0 | 0 | 0 | 32.87 | 32.61 | 32.55 | 32.51 | 32.69 | 32.79 | 32.79 | 32.28
2012 | US | WECC | - | BASN | 8a6 | Hydro Derate On-Peak |  | 0 | 0 | 0 | 17.13 | 17.39 | 17.45 | 17.49 | 17.31 | 17.21 | 17.21 | 17.72
2012 | US | WECC | - | BASN | 8a7 | Biomass Expected On-Peak |  | 0.21 | 0.42 | 0.42 | 0.63 | 0.84 | 1.05 | 1.26 | 1.47 | 1.68 | 1.89 | 2.1
2012 | US | WECC | - | BASN | 8a8 | Biomass Derate On-Peak |  | 1.69 | 4.98 | 7.98 | 10.37 | 12.36 | 14.15 | 15.94 | 17.73 | 19.52 | 21.31 | 23.1
2012 | US | WECC | - | BASN | 8a9 | All Other Derates |  | 0 | 0 | 0 | 0 | 0 | 0 | 0 | 0 | 0 | 0 | 0
2012 | US | WECC | - | BASN | 8a10 | Energy-Only |  | 0 | 0 | 0 | 0 | 0 | 0 | 0 | 0 | 0 | 0 | 0
2012 | US | WECC | - | BASN | 9 | ANTICIPATED INTERNAL CAPACITY |  | 14279.1 | 14257.63 | 14252.83 | 14622.76 | 14320.37 | 14477.8 | 14237.78 | 14137.92 | 14428 | 14745.25 | 14042.22
2012 | US | WECC | - | BASN | 10 | CAPACITY TRANSACTIONS - IMPORTS | 392 | 2328 | 2300 | 2020 | 2025 | 1650 | 1650 | 2418 | 2557 | 2300 | 1580 | 2300
2012 | US | WECC | - | BASN | 10a | Firm | 392 | 2328 | 2300 | 2020 | 2025 | 1650 | 1650 | 2418 | 2557 | 2300 | 1580 | 2300
2012 | US | WECC | - | BASN | 10a1 | Full-Responsibility Purchases | 0 | 0 | 0 | 0 | 0 | 0 | 0 | 0 | 0 | 0 | 0 | 0
2012 | US | WECC | - | BASN | 10a2 | Owned Capacity/Entitlement Located Outside the Region/Subregion | 0 | 0 | 0 | 0 | 0 | 0 | 0 | 0 | 0 | 0 | 0 | 0
2012 | US | WECC | - | BASN | 10b | Non-firm | 360: 0
2012 | US | WECC | - | BASN | 10c | Expected |  | 0 | 0 | 0 | 0 | 0 | 0 | 0 | 0 | 0 | 0 | 0
2012 | US | WECC | - | BASN | 10c1 | Full-Responsibility Purchases |  | 0 | 0 | 0 | 0 | 0 | 0 | 0 | 0 | 0 | 0 | 0
2012 | US | WECC | - | BASN | 10c2 | Owned Capacity/Entitlement Located Outside the Region/Subregion |  | 0 | 0 | 0 | 0 | 0 | 0 | 0 | 0 | 0 | 0 | 0
2012 | US | WECC | - | BASN | 11 | CAPACITY TRANSACTIONS - EXPORTS | 31 | 2760 | 2798 | 2760 | 2937 | 2766 | 2766 | 2760 | 2760 | 2760 | 2760 | 2760
2012 | US | WECC | - | BASN | 11a | Firm | 31 | 2760 | 2798 | 2760 | 2937 | 2766 | 2766 | 2760 | 2760 | 2760 | 2760 | 2760
2012 | US | WECC | - | BASN | 11a1 | Full-Responsibility Purchases | 0 | 0 | 0 | 0 | 0 | 0 | 0 | 0 | 0 | 0 | 0 | 0
2012 | US | WECC | - | BASN | 11a2 | Owned Capacity/Entitlement Located Outside the Region/Subregion | 0 | 2760 | 2760 | 2760 | 2760 | 2760 | 2760 | 2760 | 2760 | 2760 | 2760 | 2760
2012 | US | WECC | - | BASN | 11b | Non-firm | 360: 0
2012 | US | WECC | - | BASN | 11c | Expected |  | 0 | 0 | 0 | 0 | 0 | 0 | 0 | 0 | 0 | 0 | 0
2012 | US | WECC | - | BASN | 11c1 | Full-Responsibility Purchases |  | 0 | 0 | 0 | 0 | 0 | 0 | 0 | 0 | 0 | 0 | 0
2012 | US | WECC | - | BASN | 11c2 | Owned Capacity/Entitlement Located Outside the Region/Subregion |  | 0 | 0 | 0 | 0 | 0 | 0 | 0 | 0 | 0 | 0 | 0
2012 | US | WECC | - | BASN | 12 | EXISTING-CERTAIN & NET FIRM TRANSACTIONS | 14835.45 | 13468.8 | 13410.12 | 13134.76 | 13176.68 | 12840.57 | 13021.5 | 13684.25 | 13702.32 | 13625.74 | 13248.38 | 13482.04
2012 | US | WECC | - | BASN | 13 | ANTICIPATED CAPACITY RESOURCES |  |  | 13759.63 | 13512.83 | 13710.76 | 13204.37 | 13361.8 | 13895.78 | 13934.92 | 13968 | 13565.25 | 13582.22
2012 | US | WECC | - | BASN | 14 | PROSPECTIVE CAPACITY RESOURCES |  |  | 13759.63 | 13512.83 | 13710.76 | 13204.37 | 13361.8 | 13895.78 | 13934.92 | 13968 | 13565.25 | 13582.22
2012 | US | WECC | - | BASN | 15 | TOTAL POTENTIAL CAPACITY RESOURCES |  |  | 13760.05 | 13958.94 | 14189.95 | 13982.01 | 14139.59 | 14678.23 | 14918.56 | 15128.06 | 14792.42 | 14570.8
2012 | US | WECC | - | BASN | 16 | ADJUSTED POTENTIAL CAPACITY RESOURCES |  |  | 13760.05 | 13958.9355 | 14189.9452 | 13982.0022 | 14139.5822 | 14678.2222 | 14918.5502 | 15128.0484 | 14792.4077 | 14570.7901
2012 | US | WECC | - | BASN | 16a | Confidence of Future-Other |  |  | 0.99999 | 0.99999 | 0.99999 | 0.99999 | 0.99999 | 0.99999 | 0.99999 | 0.99999 | 0.99999 | 0.99999
2012 | US | WECC | - | BASN | 16b | Net Future-Other Resources After Confidence Percentage Is Applied |  |  | 0 | 0 | 0 | 0 | 0 | 0 | 0 | 0 | 0 | 0
2012 | US | WECC | - | BASN | 16c | Confidence of Conceptual |  |  | 0.99999 | 0.99999 | 0.99999 | 0.99999 | 0.99999 | 0.99999 | 0.99999 | 0.99999 | 0.99999 | 0.99999
2012 | US | WECC | - | BASN | 16d | Net Conceptual Resources After Confidence Percentage Is Applied |  |  | 0.42 | 446.1055 | 479.1852 | 777.6322 | 777.7822 | 782.4422 | 983.6302 | 1160.0484 | 1227.1577 | 988.5701
2012 | US | WECC | - | BASN | 17 | ASSESSMENT AREA TARGET RESERVE MARGIN |  |  | 13.49% | 13.49% | 13.49% | 13.49% | 13.49% | 13.49% | 13.49% | 13.49% | 13.49% | 13.49%
2012 | US | WECC | - | BASN | 18 | EXISTING-CERTAIN AND NET FIRM TRANSACTIONS RESERVE MARGIN | 39.44% | 27.43% | 23.69% | 20.35% | 17.99% | 12.48% | 11.87% | 15.79% | 14.76% | 13.3% | 8.966% | 11.13%
2012 | US | WECC | - | BASN | 19 | ANTICIPATED CAPACITY RESOURCES RESERVE MARGIN |  |  | 26.91% | 23.82% | 22.78% | 15.67% | 14.79% | 17.58% | 16.71% | 16.15% | 11.57% | 11.96%
2012 | US | WECC | - | BASN | 20 | PROSPECTIVE CAPACITY RESOURCES RESERVE MARGIN |  |  | 26.91% | 23.82% | 22.78% | 15.67% | 14.79% | 17.58% | 16.71% | 16.15% | 11.57% | 11.96%
2012 | US | WECC | - | BASN | 21 | TOTAL POTENTIAL RESOURCES RESERVE MARGIN |  |  | 26.91% | 27.91% | 27.07% | 22.48% | 21.47% | 24.2% | 24.95% | 25.79% | 21.67% | 20.1%
2012 | US | WECC | - | BASN | 22 | ADJUSTED POTENTIAL RESOURCES RESERVE MARGIN |  |  | 26.91% | 27.91% | 27.07% | 22.48% | 21.47% | 24.2% | 24.94% | 25.79% | 21.67% | 20.1%
2012 | US | WECC | - | BASN | 23 | Total Baseline Installed Capacity | 360: 16002.552
2012 | US | WECC | - | BASN | 24 | Distributed or Other Capacity (Behind the Meter) < 1 MW |  | 0 | 0 | 0 | 0 | 0 | 0 | 0 | 0 | 0 | 0 | 0
2012 | US | WECC | - | BASN | 25 | Distributed or Other Capacity (Behind the Meter) ≥ 1 MW |  | 0 | 0 | 0 | 0 | 0 | 0 | 0 | 0 | 0 | 0 | 0
2012 | US | WECC | - | BASN | 26 | Capacity Total from EIA-860 |  | 0 | 0 | 0 | 0 | 0 | 0 | 0 | 0 | 0 | 0 | 0
2012 | CAN | WECC | - | BC | 1 | Unrestricted Non-coincident Peak Demand |  | 11432 | 11416 | 11738 | 11943 | 12050 | 12073 | 12223 | 12373 | 12523 | 12673 | 12823
2012 | CAN | WECC | - | BC | 1a | New Conservation (Energy Efficiency) |  | 0 | 0 | 0 | 0 | 0 | 0 | 0 | 0 | 0 | 0 | 0
2012 | CAN | WECC | - | BC | 1b | Estimated Diversity |  | 0 | 0 | 0 | 0 | 0 | 0 | 0 | 0 | 0 | 0 | 0
2012 | CAN | WECC | - | BC | 1c | Additions for non-member load (load served by non-registered LSE's in a region) |  | 0 | 0 | 0 | 0 | 0 | 0 | 0 | 0 | 0 | 0 | 0
2012 | CAN | WECC | - | BC | 1d | Stand-by Load Under Contract (Normally served by behind the meter generation) |  | 0 | 0 | 0 | 0 | 0 | 0 | 0 | 0 | 0 | 0 | 0
2012 | CAN | WECC | - | BC | 1e | Non-Controllable Demand-Side Demand Response |  | 0 | 0 | 0 | 0 | 0 | 0 | 0 | 0 | 0 | 0 | 0
2012 | CAN | WECC | - | BC | 2 | Total Internal Demand | 10412 | 11432 | 11416 | 11738 | 11943 | 12050 | 12073 | 12223 | 12373 | 12523 | 12673 | 12823
2012 | CAN | WECC | - | BC | 2a | Supply-Side Direct Control Load Management (DCLM) | 0 | 0 | 0 | 0 | 0 | 0 | 0 | 0 | 0 | 0 | 0 | 0
2012 | CAN | WECC | - | BC | 2b | Supply-Side Contractually Interruptible (Curtailable) | 0 | 0 | 0 | 0 | 0 | 0 | 0 | 0 | 0 | 0 | 0 | 0
2012 | CAN | WECC | - | BC | 2c | Supply-Side Critical Peak-Pricing (CPP) with Control | 0 | 0 | 0 | 0 | 0 | 0 | 0 | 0 | 0 | 0 | 0 | 0
2012 | CAN | WECC | - | BC | 2d | Supply-Side Load as a Capacity Resource | 0 | 0 | 0 | 0 | 0 | 0 | 0 | 0 | 0 | 0 | 0 | 0
2012 | CAN | WECC | - | BC | 3 | Net Internal Demand | 10412 | 11376 | 11416 | 11738 | 11943 | 12050 | 12073 | 12223 | 12373 | 12523 | 12673 | 12823
2012 | CAN | WECC | - | BC | 3a | Demand-Side Direct Control Load Management (DCLM) | 0 | 0 | 0 | 0 | 0 | 0 | 0 | 0 | 0 | 0 | 0 | 0
2012 | CAN | WECC | - | BC | 3b | Demand-Side Contractually Interruptible (Curtailable) | 0 | 56 | 0 | 0 | 0 | 0 | 0 | 0 | 0 | 0 | 0 | 0
2012 | CAN | WECC | - | BC | 3c | Demand-Side Critical Peak-Pricing (CPP) with Control | 0 | 0 | 0 | 0 | 0 | 0 | 0 | 0 | 0 | 0 | 0 | 0
2012 | CAN | WECC | - | BC | 3d | Demand-Side Load as a Capacity Resource | 0 | 0 | 0 | 0 | 0 | 0 | 0 | 0 | 0 | 0 | 0 | 0
2012 | CAN | WECC | - | BC | 4 | Total Controllable Demand Response | 0 | 56 | 0 | 0 | 0 | 0 | 0 | 0 | 0 | 0 | 0 | 0
2012 | CAN | WECC | - | BC | 4a | Demand Response used for Ancillary Services - Spinning Reserves | 0 | 0 | 0 | 0 | 0 | 0 | 0 | 0 | 0 | 0 | 0 | 0
2012 | CAN | WECC | - | BC | 4b | Demand Response used for Ancillary Services - Non-Spinning Reserves | 0 | 0 | 0 | 0 | 0 | 0 | 0 | 0 | 0 | 0 | 0 | 0
2012 | CAN | WECC | - | BC | 4c | Demand Response used for Regulation | 0 | 0 | 0 | 0 | 0 | 0 | 0 | 0 | 0 | 0 | 0 | 0
2012 | CAN | WECC | - | BC | 4d | Demand Response used for Energy, Voluntary Services - Emergency | 0 | 0 | 0 | 0 | 0 | 0 | 0 | 0 | 0 | 0 | 0 | 0
2012 | CAN | WECC | - | BC | 5 | TOTAL INTERNAL CAPACITY | 14297.03 | 14599.2952 | 15146.7593 | 15904.4293 | 16636.3993 | 16817.0793 | 16915.0793 | 16915.0793 | 16915.0793 | 16915.0793 | 16915.0793 | 16915.0793
2012 | CAN | WECC | - | BC | 6a | Existing-Certain | 11665.3 | 13388.65 | 13395.26 | 13373.19 | 13393.99 | 13419.99 | 13392.39 | 13443.08 | 13395.23 | 13393.97 | 13416.23 | 13419.99
2012 | CAN | WECC | - | BC | 6a1 | Wind Expected On-Peak | 9 | 49.85 | 48.46 | 26.39 | 47.19 | 73.19 | 45.59 | 96.28 | 48.43 | 47.17 | 69.43 | 73.19
2012 | CAN | WECC | - | BC | 6a2 | Solar Expected On-Peak | 0 | 0 | 0 | 0 | 0 | 0 | 0 | 0 | 0 | 0 | 0 | 0
2012 | CAN | WECC | - | BC | 6a3 | Hydro Expected On-Peak | 10164 | 12355.7 | 12355.7 | 12355.7 | 12355.7 | 12355.7 | 12355.7 | 12355.7 | 12355.7 | 12355.7 | 12355.7 | 12355.7
2012 | CAN | WECC | - | BC | 6a4 | Biomass Expected On-Peak | 62 | 8.8 | 8.8 | 8.8 | 8.8 | 8.8 | 8.8 | 8.8 | 8.8 | 8.8 | 8.8 | 8.8
2012 | CAN | WECC | - | BC | 6b | Existing-Other | 0 | 0 | 0 | 0 | 0 | 0 | 0 | 0 | 0 | 0 | 0 | 0
2012 | CAN | WECC | - | BC | 6b1 | Wind Derate On-Peak | 237.5 | 196.65 | 198.04 | 220.11 | 199.31 | 173.31 | 200.91 | 150.22 | 198.07 | 199.33 | 177.07 | 173.31
2012 | CAN | WECC | - | BC | 6b2 | Solar Derate On-Peak | 0 | 0 | 0 | 0 | 0 | 0 | 0 | 0 | 0 | 0 | 0 | 0
2012 | CAN | WECC | - | BC | 6b3 | Hydro Derate On-Peak | 2163.14 | 0 | 0 | 0 | 0 | 0 | 0 | 0 | 0 | 0 | 0 | 0
2012 | CAN | WECC | - | BC | 6b4 | Biomass Derate On-Peak | 223.09 | 276.29 | 276.29 | 276.29 | 276.29 | 276.29 | 276.29 | 276.29 | 276.29 | 276.29 | 276.29 | 276.29
2012 | CAN | WECC | - | BC | 6b5 | Transmission-Limited Resources | 0 | 0 | 0 | 0 | 0 | 0 | 0 | 0 | 0 | 0 | 0 | 0
2012 | CAN | WECC | - | BC | 6b6 | All Other Derates | 0 | 0 | 0 | 0 | 0 | 0 | 0 | 0 | 0 | 0 | 0 | 0
2012 | CAN | WECC | - | BC | 6b7 | Energy-Only (Existing-Other) | 0 | 0 | 0 | 0 | 0 | 0 | 0 | 0 | 0 | 0 | 0 | 0
2012 | CAN | WECC | - | BC | 6c | Unplanned Outages (Actual) / Current and Future Inoperable Resources | 8 | 464 | 456 | 456 | 456 | 456 | 456 | 456 | 456 | 456 | 456 | 456
2012 | CAN | WECC | - | BC | 6d | Total Supply-Side Demand Response | 0 | 0 | 0 | 0 | 0 | 0 | 0 | 0 | 0 | 0 | 0 | 0
2012 | CAN | WECC | - | BC | 7 | TOTAL FUTURE CAPACITY ADDITIONS |  | 74.1 | 188.88 | 695.76 | 1125.69 | 1245.81 | 1227.09 | 1165.97 | 1278.9 | 1135.58 | 1185.05 | 1246.83
2012 | CAN | WECC | - | BC | 7a | Future-Planned |  | 74.1 | 188.88 | 695.76 | 1125.69 | 1245.81 | 1227.09 | 1165.97 | 1278.9 | 1135.58 | 1185.05 | 1246.83
2012 | CAN | WECC | - | BC | 7a1 | Wind Expected On-Peak |  | 25.9 | 102.64 | 101.37 | 90.47 | 188.04 | 166.59 | 108.7 | 214.33 | 67.82 | 117.31 | 194.43
2012 | CAN | WECC | - | BC | 7a2 | Wind Derate On-Peak |  | 102.14 | 419.42 | 420.69 | 445.99 | 348.42 | 369.87 | 427.76 | 322.13 | 468.64 | 419.15 | 342.03
2012 | CAN | WECC | - | BC | 7a3 | Solar Expected On-Peak |  | 0 | 0 | 0 | 0 | 0 | 0 | 0 | 0 | 0 | 0 | 0
2012 | CAN | WECC | - | BC | 7a4 | Solar Derate On-Peak |  | 0 | 0 | 0 | 0 | 0 | 0 | 0 | 0 | 0 | 0 | 0
2012 | CAN | WECC | - | BC | 7a5 | Hydro Expected On-Peak |  | 45.4 | 83.44 | 591.59 | 1031.02 | 1053.57 | 1056.3 | 1053.07 | 1060.37 | 1063.56 | 1063.54 | 1048.2
2012 | CAN | WECC | - | BC | 7a6 | Hydro Derate On-Peak |  | 27.5396 | 35.2182 | 94.1382 | 137.2782 | 126.0082 | 131.2782 | 134.5082 | 127.2082 | 124.0182 | 124.0382 | 139.3782
2012 | CAN | WECC | - | BC | 7a7 | Biomass Expected On-Peak |  | 2.8 | 2.8 | 2.8 | 4.2 | 4.2 | 4.2 | 4.2 | 4.2 | 4.2 | 4.2 | 4.2
2012 | CAN | WECC | - | BC | 7a8 | Biomass Derate On-Peak |  | 69.9255 | 177.6511 | 368.2511 | 601.8511 | 771.2511 | 861.2511 | 861.2511 | 861.2511 | 861.2511 | 861.2511 | 861.2511
2012 | CAN | WECC | - | BC | 7a9 | Transmission-Limited Resources |  | 0 | 0 | 0 | 0 | 0 | 0 | 0 | 0 | 0 | 0 | 0
2012 | CAN | WECC | - | BC | 7a10 | Scheduled Outage - Maintenance |  | 394 | 173 | 173 | 173 | 173 | 173 | 173 | 173 | 173 | 173 | 173
2012 | CAN | WECC | - | BC | 7a11 | All Other Derates |  | 0 | 0 | 0 | 0 | 0 | 0 | 0 | 0 | 0 | 0 | 0
2012 | CAN | WECC | - | BC | 7a12 | Energy-Only |  | 0 | 0 | 0 | 0 | 0 | 0 | 0 | 0 | 0 | 0 | 0
2012 | CAN | WECC | - | BC | 7b | Future-Other |  | 0 | 0 | 0 | 0 | 0 | 0 | 0 | 0 | 0 | 0 | 0
2012 | CAN | WECC | - | BC | 7b1 | Wind Expected On-Peak |  | 0 | 0 | 0 | 0 | 0 | 0 | 0 | 0 | 0 | 0 | 0
2012 | CAN | WECC | - | BC | 7b2 | Wind Derate On-Peak |  | 0 | 0 | 0 | 0 | 0 | 0 | 0 | 0 | 0 | 0 | 0
2012 | CAN | WECC | - | BC | 7b3 | Solar Expected On-Peak |  | 0 | 0 | 0 | 0 | 0 | 0 | 0 | 0 | 0 | 0 | 0
2012 | CAN | WECC | - | BC | 7b4 | Solar Derate On-Peak |  | 0 | 0 | 0 | 0 | 0 | 0 | 0 | 0 | 0 | 0 | 0
2012 | CAN | WECC | - | BC | 7b5 | Hydro Expected On-Peak |  | 0 | 0 | 0 | 0 | 0 | 0 | 0 | 0 | 0 | 0 | 0
2012 | CAN | WECC | - | BC | 7b6 | Hydro Derate On-Peak |  | 0 | 0 | 0 | 0 | 0 | 0 | 0 | 0 | 0 | 0 | 0
2012 | CAN | WECC | - | BC | 7b7 | Biomass Expected On-Peak |  | 0 | 0 | 0 | 0 | 0 | 0 | 0 | 0 | 0 | 0 | 0
2012 | CAN | WECC | - | BC | 7b8 | Biomass Derate On-Peak |  | 0 | 0 | 0 | 0 | 0 | 0 | 0 | 0 | 0 | 0 | 0
2012 | CAN | WECC | - | BC | 7b9 | Transmission-Limited Resources |  | 0 | 0 | 0 | 0 | 0 | 0 | 0 | 0 | 0 | 0 | 0
2012 | CAN | WECC | - | BC | 7b10 | Scheduled Outage - Maintenance |  | 0 | 0 | 0 | 0 | 0 | 0 | 0 | 0 | 0 | 0 | 0
2012 | CAN | WECC | - | BC | 7b11 | All Other Derates |  | 0 | 0 | 0 | 0 | 0 | 0 | 0 | 0 | 0 | 0 | 0
2012 | CAN | WECC | - | BC | 7b12 | Energy-Only |  | 0 | 0 | 0 | 0 | 0 | 0 | 0 | 0 | 0 | 0 | 0
2012 | CAN | WECC | - | BC | 8 | Conceptual |  | 0 | 0 | 0 | 0 | 0 | 0 | 0 | 0 | 0 | 0 | 0
2012 | CAN | WECC | - | BC | 8a1 | Wind Expected On-Peak |  | 0 | 0 | 0 | 0 | 0 | 0 | 0 | 0 | 0 | 0 | 0
2012 | CAN | WECC | - | BC | 8a2 | Wind Derate On-Peak |  | 0 | 0 | 0 | 0 | 0 | 0 | 0 | 0 | 0 | 0 | 0
2012 | CAN | WECC | - | BC | 8a3 | Solar Expected On-Peak |  | 0 | 0 | 0 | 0 | 0 | 0 | 0 | 0 | 0 | 0 | 0
2012 | CAN | WECC | - | BC | 8a4 | Solar Derate On-Peak |  | 0 | 0 | 0 | 0 | 0 | 0 | 0 | 0 | 0 | 0 | 0
2012 | CAN | WECC | - | BC | 8a5 | Hydro Expected On-Peak |  | 0 | 0 | 0 | 0 | 0 | 0 | 0 | 0 | 0 | 0 | 0
2012 | CAN | WECC | - | BC | 8a6 | Hydro Derate On-Peak |  | 0 | 0 | 0 | 0 | 0 | 0 | 0 | 0 | 0 | 0 | 0
2012 | CAN | WECC | - | BC | 8a7 | Biomass Expected On-Peak |  | 0 | 0 | 0 | 0 | 0 | 0 | 0 | 0 | 0 | 0 | 0
2012 | CAN | WECC | - | BC | 8a8 | Biomass Derate On-Peak |  | 0 | 0 | 0 | 0 | 0 | 0 | 0 | 0 | 0 | 0 | 0
2012 | CAN | WECC | - | BC | 8a9 | All Other Derates |  | 0 | 0 | 0 | 0 | 0 | 0 | 0 | 0 | 0 | 0 | 0
2012 | CAN | WECC | - | BC | 8a10 | Energy-Only |  | 0 | 0 | 0 | 0 | 0 | 0 | 0 | 0 | 0 | 0 | 0
2012 | CAN | WECC | - | BC | 9 | ANTICIPATED INTERNAL CAPACITY |  | 13462.75 | 13584.14 | 14068.95 | 14519.68 | 14665.8 | 14619.48 | 14609.05 | 14674.13 | 14529.55 | 14601.28 | 14666.82
2012 | CAN | WECC | - | BC | 10 | CAPACITY TRANSACTIONS - IMPORTS | 69 | 600 | 600 | 600 | 600 | 600 | 600 | 600 | 600 | 600 | 600 | 600
2012 | CAN | WECC | - | BC | 10a | Firm | 69 | 600 | 600 | 600 | 600 | 600 | 600 | 600 | 600 | 600 | 600 | 600
2012 | CAN | WECC | - | BC | 10a1 | Full-Responsibility Purchases | 0 | 0 | 0 | 0 | 0 | 0 | 0 | 0 | 0 | 0 | 0 | 0
2012 | CAN | WECC | - | BC | 10a2 | Owned Capacity/Entitlement Located Outside the Region/Subregion | 0 | 0 | 0 | 0 | 0 | 0 | 0 | 0 | 0 | 0 | 0 | 0
2012 | CAN | WECC | - | BC | 10b | Non-firm | 360: 0
2012 | CAN | WECC | - | BC | 10c | Expected |  | 0 | 0 | 0 | 0 | 0 | 0 | 0 | 0 | 0 | 0 | 0
2012 | CAN | WECC | - | BC | 10c1 | Full-Responsibility Purchases |  | 0 | 0 | 0 | 0 | 0 | 0 | 0 | 0 | 0 | 0 | 0
2012 | CAN | WECC | - | BC | 10c2 | Owned Capacity/Entitlement Located Outside the Region/Subregion |  | 0 | 0 | 0 | 0 | 0 | 0 | 0 | 0 | 0 | 0 | 0
2012 | CAN | WECC | - | BC | 11 | CAPACITY TRANSACTIONS - EXPORTS | 894 | 800 | 800 | 800 | 800 | 800 | 800 | 800 | 800 | 800 | 800 | 800
2012 | CAN | WECC | - | BC | 11a | Firm | 894 | 800 | 800 | 800 | 800 | 800 | 800 | 800 | 800 | 800 | 800 | 800
2012 | CAN | WECC | - | BC | 11a1 | Full-Responsibility Purchases | 0 | 0 | 0 | 0 | 0 | 0 | 0 | 0 | 0 | 0 | 0 | 0
2012 | CAN | WECC | - | BC | 11a2 | Owned Capacity/Entitlement Located Outside the Region/Subregion | 0 | 0 | 0 | 0 | 0 | 0 | 0 | 0 | 0 | 0 | 0 | 0
2012 | CAN | WECC | - | BC | 11b | Non-firm | 360: 0
2012 | CAN | WECC | - | BC | 11c | Expected |  | 0 | 0 | 0 | 0 | 0 | 0 | 0 | 0 | 0 | 0 | 0
2012 | CAN | WECC | - | BC | 11c1 | Full-Responsibility Purchases |  | 0 | 0 | 0 | 0 | 0 | 0 | 0 | 0 | 0 | 0 | 0
2012 | CAN | WECC | - | BC | 11c2 | Owned Capacity/Entitlement Located Outside the Region/Subregion |  | 0 | 0 | 0 | 0 | 0 | 0 | 0 | 0 | 0 | 0 | 0
2012 | CAN | WECC | - | BC | 12 | EXISTING-CERTAIN & NET FIRM TRANSACTIONS | 10840.3 | 13188.65 | 13195.26 | 13173.19 | 13193.99 | 13219.99 | 13192.39 | 13243.08 | 13195.23 | 13193.97 | 13216.23 | 13219.99
2012 | CAN | WECC | - | BC | 13 | ANTICIPATED CAPACITY RESOURCES |  |  | 13384.14 | 13868.95 | 14319.68 | 14465.8 | 14419.48 | 14409.05 | 14474.13 | 14329.55 | 14401.28 | 14466.82
2012 | CAN | WECC | - | BC | 14 | PROSPECTIVE CAPACITY RESOURCES |  |  | 13384.14 | 13868.95 | 14319.68 | 14465.8 | 14419.48 | 14409.05 | 14474.13 | 14329.55 | 14401.28 | 14466.82
2012 | CAN | WECC | - | BC | 15 | TOTAL POTENTIAL CAPACITY RESOURCES |  |  | 13384.14 | 13868.95 | 14319.68 | 14465.8 | 14419.48 | 14409.05 | 14474.13 | 14329.55 | 14401.28 | 14466.82
2012 | CAN | WECC | - | BC | 16 | ADJUSTED POTENTIAL CAPACITY RESOURCES |  |  | 13384.14 | 13868.95 | 14319.68 | 14465.8 | 14419.48 | 14409.05 | 14474.13 | 14329.55 | 14401.28 | 14466.82
2012 | CAN | WECC | - | BC | 16a | Confidence of Future-Other |  |  | 0.99999 | 0.99999 | 0.99999 | 0.99999 | 0.99999 | 0.99999 | 0.99999 | 0.99999 | 0.99999 | 0.99999
2012 | CAN | WECC | - | BC | 16b | Net Future-Other Resources After Confidence Percentage Is Applied |  |  | 0 | 0 | 0 | 0 | 0 | 0 | 0 | 0 | 0 | 0
2012 | CAN | WECC | - | BC | 16c | Confidence of Conceptual |  |  | 0.99999 | 0.99999 | 0.99999 | 0.99999 | 0.99999 | 0.99999 | 0.99999 | 0.99999 | 0.99999 | 0.99999
2012 | CAN | WECC | - | BC | 16d | Net Conceptual Resources After Confidence Percentage Is Applied |  |  | 0 | 0 | 0 | 0 | 0 | 0 | 0 | 0 | 0 | 0
2012 | CAN | WECC | - | BC | 17 | ASSESSMENT AREA TARGET RESERVE MARGIN |  |  | 16.16% | 16.16% | 16.16% | 16.16% | 16.16% | 16.16% | 16.16% | 16.16% | 16.16% | 16.16%
2012 | CAN | WECC | - | BC | 18 | EXISTING-CERTAIN AND NET FIRM TRANSACTIONS RESERVE MARGIN | 4.114% | 15.93% | 15.59% | 12.23% | 10.47% | 9.709% | 9.272% | 8.346% | 6.645% | 5.358% | 4.287% | 3.096%
2012 | CAN | WECC | - | BC | 19 | ANTICIPATED CAPACITY RESOURCES RESERVE MARGIN |  |  | 17.24% | 18.15% | 19.9% | 20.05% | 19.44% | 17.88% | 16.98% | 14.43% | 13.64% | 12.82%
2012 | CAN | WECC | - | BC | 20 | PROSPECTIVE CAPACITY RESOURCES RESERVE MARGIN |  |  | 17.24% | 18.15% | 19.9% | 20.05% | 19.44% | 17.88% | 16.98% | 14.43% | 13.64% | 12.82%
2012 | CAN | WECC | - | BC | 21 | TOTAL POTENTIAL RESOURCES RESERVE MARGIN |  |  | 17.24% | 18.15% | 19.9% | 20.05% | 19.44% | 17.88% | 16.98% | 14.43% | 13.64% | 12.82%
2012 | CAN | WECC | - | BC | 22 | ADJUSTED POTENTIAL RESOURCES RESERVE MARGIN |  |  | 17.24% | 18.15% | 19.9% | 20.05% | 19.44% | 17.88% | 16.98% | 14.43% | 13.64% | 12.82%
2012 | CAN | WECC | - | BC | 23 | Total Baseline Installed Capacity | 360: 14297.03
2012 | CAN | WECC | - | BC | 24 | Distributed or Other Capacity (Behind the Meter) < 1 MW |  | 0 | 0 | 0 | 0 | 0 | 0 | 0 | 0 | 0 | 0 | 0
2012 | CAN | WECC | - | BC | 25 | Distributed or Other Capacity (Behind the Meter) ≥ 1 MW |  | 0 | 0 | 0 | 0 | 0 | 0 | 0 | 0 | 0 | 0 | 0
2012 | CAN | WECC | - | BC | 26 | Capacity Total from EIA-860 |  | 0 | 0 | 0 | 0 | 0 | 0 | 0 | 0 | 0 | 0 | 0
2012 | US | WECC | - | CALN | 1 | Unrestricted Non-coincident Peak Demand |  | 17061.6 | 17480.5 | 17898.7 | 18261.3 | 18679.6 | 19005 | 19355.8 | 19652.8 | 19936.8 | 20255.8 | 20599.8
2012 | US | WECC | - | CALN | 1a | New Conservation (Energy Efficiency) |  | 33 | 163 | 295 | 450 | 610 | 773 | 944 | 1120 | 1285 | 1484 | 1710
2012 | US | WECC | - | CALN | 1b | Estimated Diversity |  | 0 | 0 | 0 | 0 | 0 | 0 | 0 | 0 | 0 | 0 | 0
2012 | US | WECC | - | CALN | 1c | Additions for non-member load (load served by non-registered LSE's in a region) |  | 0 | 0 | 0 | 0 | 0 | 0 | 0 | 0 | 0 | 0 | 0
2012 | US | WECC | - | CALN | 1d | Stand-by Load Under Contract (Normally served by behind the meter generation) |  | 1320 | 1346 | 1373 | 1401 | 1428 | 1457 | 1486 | 1515 | 1546 | 1576 | 1608
2012 | US | WECC | - | CALN | 1e | Non-Controllable Demand-Side Demand Response |  | 0 | 0 | 0 | 0 | 0 | 0 | 0 | 0 | 0 | 0 | 0
2012 | US | WECC | - | CALN | 2 | Total Internal Demand | 17737 | 18348.6 | 18663.5 | 18976.7 | 19212.3 | 19497.6 | 19689 | 19897.8 | 20047.8 | 20197.8 | 20347.8 | 20497.8
2012 | US | WECC | - | CALN | 2a | Supply-Side Direct Control Load Management (DCLM) | 0 | 0 | 0 | 0 | 0 | 0 | 0 | 0 | 0 | 0 | 0 | 0
2012 | US | WECC | - | CALN | 2b | Supply-Side Contractually Interruptible (Curtailable) | 0 | 0 | 0 | 0 | 0 | 0 | 0 | 0 | 0 | 0 | 0 | 0
2012 | US | WECC | - | CALN | 2c | Supply-Side Critical Peak-Pricing (CPP) with Control | 0 | 0 | 0 | 0 | 0 | 0 | 0 | 0 | 0 | 0 | 0 | 0
2012 | US | WECC | - | CALN | 2d | Supply-Side Load as a Capacity Resource | 0 | 0 | 0 | 0 | 0 | 0 | 0 | 0 | 0 | 0 | 0 | 0
2012 | US | WECC | - | CALN | 3 | Net Internal Demand | 17729 | 18105.6 | 18406.5 | 18706.7 | 18937.3 | 19219.6 | 19409 | 19617.8 | 19766.8 | 19918.8 | 20069.8 | 20219.8
2012 | US | WECC | - | CALN | 3a | Demand-Side Direct Control Load Management (DCLM) | 0 | 8 | 8 | 8 | 8 | 8 | 8 | 8 | 8 | 8 | 8 | 8
2012 | US | WECC | - | CALN | 3b | Demand-Side Contractually Interruptible (Curtailable) | 8 | 47 | 53 | 55 | 57 | 58 | 60 | 61 | 63 | 64 | 65 | 65
2012 | US | WECC | - | CALN | 3c | Demand-Side Critical Peak-Pricing (CPP) with Control | 0 | 0 | 0 | 0 | 0 | 0 | 0 | 0 | 0 | 0 | 0 | 0
2012 | US | WECC | - | CALN | 3d | Demand-Side Load as a Capacity Resource | 0 | 188 | 196 | 207 | 210 | 212 | 212 | 211 | 210 | 207 | 205 | 205
2012 | US | WECC | - | CALN | 4 | Total Controllable Demand Response | 8 | 243 | 257 | 270 | 275 | 278 | 280 | 280 | 281 | 279 | 278 | 278
2012 | US | WECC | - | CALN | 4a | Demand Response used for Ancillary Services - Spinning Reserves | 0 | 0 | 0 | 0 | 0 | 0 | 0 | 0 | 0 | 0 | 0 | 0
2012 | US | WECC | - | CALN | 4b | Demand Response used for Ancillary Services - Non-Spinning Reserves | 0 | 0 | 0 | 0 | 0 | 0 | 0 | 0 | 0 | 0 | 0 | 0
2012 | US | WECC | - | CALN | 4c | Demand Response used for Regulation | 0 | 0 | 0 | 0 | 0 | 0 | 0 | 0 | 0 | 0 | 0 | 0
2012 | US | WECC | - | CALN | 4d | Demand Response used for Energy, Voluntary Services - Emergency | 503 | 503 | 580 | 537 | 539 | 541 | 542 | 542 | 543 | 542 | 542 | 544
2012 | US | WECC | - | CALN | 5 | TOTAL INTERNAL CAPACITY | 30291.521 | 31334.521 | 33010.521 | 33585.521 | 33585.521 | 33585.521 | 33585.521 | 33585.521 | 33585.521 | 33585.521 | 33585.521 | 33585.521
2012 | US | WECC | - | CALN | 6a | Existing-Certain | 23527.048 | 19538.24 | 19113.77 | 20387.85 | 20152.05 | 19208.23 | 20441.72 | 20203.65 | 20215.05 | 19828.03 | 19692.98 | 19187.96
2012 | US | WECC | - | CALN | 6a1 | Wind Expected On-Peak | 129.638 | 4.6 | 4.58 | 100.73 | 342.97 | 111.42 | 103.99 | 70.54 | 4.52 | 342.94 | 610.58 | 111.41
2012 | US | WECC | - | CALN | 6a2 | Solar Expected On-Peak | 0 | 0.93 | 0.99 | 0.98 | 0.99 | 0.98 | 0.97 | 0.98 | 0.96 | 0.98 | 0.98 | 0.98
2012 | US | WECC | - | CALN | 6a3 | Hydro Expected On-Peak | 3647.2 | 3619.18 | 3200.52 | 4372.61 | 3894.56 | 3182.3 | 4423.23 | 4218.6 | 4296.04 | 3570.58 | 3167.89 | 3162.04
2012 | US | WECC | - | CALN | 6a4 | Biomass Expected On-Peak | 367.7 | 421.02 | 415.17 | 421.02 | 421.02 | 421.02 | 421.02 | 421.02 | 421.02 | 421.02 | 421.02 | 421.02
2012 | US | WECC | - | CALN | 6b | Existing-Other | 0 | 0 | 0 | 0 | 0 | 0 | 0 | 0 | 0 | 0 | 0 | 0
2012 | US | WECC | - | CALN | 6b1 | Wind Derate On-Peak | 1825.542 | 1950.58 | 1950.6 | 1854.45 | 1612.21 | 1843.76 | 1851.19 | 1884.64 | 1950.66 | 1612.24 | 1344.6 | 1843.77
2012 | US | WECC | - | CALN | 6b2 | Solar Derate On-Peak | 106.57 | 105.64 | 105.58 | 105.59 | 105.58 | 105.59 | 105.6 | 105.59 | 105.61 | 105.59 | 105.59 | 105.59
2012 | US | WECC | - | CALN | 6b3 | Hydro Derate On-Peak | 3823.65 | 3851.67 | 4270.33 | 3098.24 | 3576.29 | 4288.55 | 3047.62 | 3252.25 | 3174.81 | 3900.27 | 4302.96 | 4308.81
2012 | US | WECC | - | CALN | 6b4 | Biomass Derate On-Peak | 95.711 | 42.391 | 48.241 | 42.391 | 42.391 | 42.391 | 42.391 | 42.391 | 42.391 | 42.391 | 42.391 | 42.391
2012 | US | WECC | - | CALN | 6b5 | Transmission-Limited Resources | 0 | 0 | 0 | 0 | 0 | 0 | 0 | 0 | 0 | 0 | 0 | 0
2012 | US | WECC | - | CALN | 6b6 | All Other Derates | 0 | 0 | 0 | 0 | 0 | 0 | 0 | 0 | 0 | 0 | 0 | 0
2012 | US | WECC | - | CALN | 6b7 | Energy-Only (Existing-Other) | 0 | 0 | 0 | 0 | 0 | 0 | 0 | 0 | 0 | 0 | 0 | 0
2012 | US | WECC | - | CALN | 6c | Unplanned Outages (Actual) / Current and Future Inoperable Resources | 913 | 4803 | 4803 | 4803 | 4803 | 4803 | 4803 | 4803 | 4803 | 4803 | 4803 | 4803
2012 | US | WECC | - | CALN | 6d | Total Supply-Side Demand Response | 0 | 0 | 0 | 0 | 0 | 0 | 0 | 0 | 0 | 0 | 0 | 0
2012 | US | WECC | - | CALN | 7 | TOTAL FUTURE CAPACITY ADDITIONS |  | 608.31 | 2205.69 | 2782.02 | 2843.15 | 2841.59 | 2914.63 | 2805.11 | 2832.86 | 2843.13 | 2854.57 | 2841.55
2012 | US | WECC | - | CALN | 7a | Future-Planned |  | 608.31 | 2205.69 | 2782.02 | 2843.15 | 2841.59 | 2914.63 | 2805.11 | 2832.86 | 2843.13 | 2854.57 | 2841.55
2012 | US | WECC | - | CALN | 7a1 | Wind Expected On-Peak |  | 0.14 | 0.13 | 1.45 | 62.58 | 61.02 | 134.07 | 24.56 | 52.3 | 62.56 | 74.01 | 60.99
2012 | US | WECC | - | CALN | 7a2 | Wind Derate On-Peak |  | 391.86 | 401.87 | 400.55 | 339.42 | 340.98 | 267.93 | 377.44 | 349.7 | 339.44 | 327.99 | 341.01
2012 | US | WECC | - | CALN | 7a3 | Solar Expected On-Peak |  | 0.17 | 0.56 | 0.57 | 0.57 | 0.57 | 0.56 | 0.55 | 0.56 | 0.57 | 0.56 | 0.56
2012 | US | WECC | - | CALN | 7a4 | Solar Derate On-Peak |  | 24.83 | 64.44 | 64.43 | 64.43 | 64.43 | 64.44 | 64.45 | 64.44 | 64.43 | 64.44 | 64.44
2012 | US | WECC | - | CALN | 7a5 | Hydro Expected On-Peak |  | 0 | 0 | 0 | 0 | 0 | 0 | 0 | 0 | 0 | 0 | 0
2012 | US | WECC | - | CALN | 7a6 | Hydro Derate On-Peak |  | 0 | 0 | 0 | 0 | 0 | 0 | 0 | 0 | 0 | 0 | 0
2012 | US | WECC | - | CALN | 7a7 | Biomass Expected On-Peak |  | 11 | 11 | 11 | 11 | 11 | 11 | 11 | 11 | 11 | 11 | 11
2012 | US | WECC | - | CALN | 7a8 | Biomass Derate On-Peak |  | 18 | 47 | 47 | 47 | 47 | 47 | 47 | 47 | 47 | 47 | 47
2012 | US | WECC | - | CALN | 7a9 | Transmission-Limited Resources |  | 0 | 0 | 0 | 0 | 0 | 0 | 0 | 0 | 0 | 0 | 0
2012 | US | WECC | - | CALN | 7a10 | Scheduled Outage - Maintenance |  | 8365 | 8436 | 8454 | 8521 | 8304 | 8304 | 8304 | 8304 | 8304 | 8304 | 8304
2012 | US | WECC | - | CALN | 7a11 | All Other Derates |  | 0 | 0 | 0 | 0 | 0 | 0 | 0 | 0 | 0 | 0 | 0
2012 | US | WECC | - | CALN | 7a12 | Energy-Only |  | 0 | 0 | 0 | 0 | 0 | 0 | 0 | 0 | 0 | 0 | 0
2012 | US | WECC | - | CALN | 7b | Future-Other |  | 0 | 0 | 0 | 0 | 0 | 0 | 0 | 0 | 0 | 0 | 0
2012 | US | WECC | - | CALN | 7b1 | Wind Expected On-Peak |  | 0 | 0 | 0 | 0 | 0 | 0 | 0 | 0 | 0 | 0 | 0
2012 | US | WECC | - | CALN | 7b2 | Wind Derate On-Peak |  | 0 | 0 | 0 | 0 | 0 | 0 | 0 | 0 | 0 | 0 | 0
2012 | US | WECC | - | CALN | 7b3 | Solar Expected On-Peak |  | 0 | 0 | 0 | 0 | 0 | 0 | 0 | 0 | 0 | 0 | 0
2012 | US | WECC | - | CALN | 7b4 | Solar Derate On-Peak |  | 0 | 0 | 0 | 0 | 0 | 0 | 0 | 0 | 0 | 0 | 0
2012 | US | WECC | - | CALN | 7b5 | Hydro Expected On-Peak |  | 0 | 0 | 0 | 0 | 0 | 0 | 0 | 0 | 0 | 0 | 0
2012 | US | WECC | - | CALN | 7b6 | Hydro Derate On-Peak |  | 0 | 0 | 0 | 0 | 0 | 0 | 0 | 0 | 0 | 0 | 0
2012 | US | WECC | - | CALN | 7b7 | Biomass Expected On-Peak |  | 0 | 0 | 0 | 0 | 0 | 0 | 0 | 0 | 0 | 0 | 0
2012 | US | WECC | - | CALN | 7b8 | Biomass Derate On-Peak |  | 0 | 0 | 0 | 0 | 0 | 0 | 0 | 0 | 0 | 0 | 0
2012 | US | WECC | - | CALN | 7b9 | Transmission-Limited Resources |  | 0 | 0 | 0 | 0 | 0 | 0 | 0 | 0 | 0 | 0 | 0
2012 | US | WECC | - | CALN | 7b10 | Scheduled Outage - Maintenance |  | 0 | 0 | 0 | 0 | 0 | 0 | 0 | 0 | 0 | 0 | 0
2012 | US | WECC | - | CALN | 7b11 | All Other Derates |  | 0 | 0 | 0 | 0 | 0 | 0 | 0 | 0 | 0 | 0 | 0
2012 | US | WECC | - | CALN | 7b12 | Energy-Only |  | 0 | 0 | 0 | 0 | 0 | 0 | 0 | 0 | 0 | 0 | 0
2012 | US | WECC | - | CALN | 8 | Conceptual |  | 0 | 0 | 0 | 0 | 1.52 | 1.52 | 196.52 | 196.53 | 193.53 | 98.53 | 172.51
2012 | US | WECC | - | CALN | 8a1 | Wind Expected On-Peak |  | 0 | 0 | 0 | 0 | 0 | 0 | 0 | 0 | 0 | 0 | 0
2012 | US | WECC | - | CALN | 8a2 | Wind Derate On-Peak |  | 0 | 0 | 0 | 0 | 0 | 0 | 0 | 0 | 0 | 0 | 0
2012 | US | WECC | - | CALN | 8a3 | Solar Expected On-Peak |  | 0 | 0 | 0 | 0 | 0 | 0 | 0 | 0 | 0 | 0 | 0
2012 | US | WECC | - | CALN | 8a4 | Solar Derate On-Peak |  | 0 | 0 | 0 | 0 | 0 | 0 | 0 | 0 | 0 | 0 | 0
2012 | US | WECC | - | CALN | 8a5 | Hydro Expected On-Peak |  | 0 | 0 | 0 | 0 | 1.52 | 1.52 | 196.52 | 196.53 | 193.53 | 98.53 | 172.51
2012 | US | WECC | - | CALN | 8a6 | Hydro Derate On-Peak |  | 0 | 0 | 0 | 0 | 0.98 | 0.98 | 0.98 | 0.97 | 3.97 | 98.97 | 24.99
2012 | US | WECC | - | CALN | 8a7 | Biomass Expected On-Peak |  | 0 | 0 | 0 | 0 | 0 | 0 | 0 | 0 | 0 | 0 | 0
2012 | US | WECC | - | CALN | 8a8 | Biomass Derate On-Peak |  | 0 | 0 | 0 | 0 | 0 | 0 | 0 | 0 | 0 | 0 | 0
2012 | US | WECC | - | CALN | 8a9 | All Other Derates |  | 0 | 0 | 0 | 0 | 0 | 0 | 0 | 0 | 0 | 0 | 0
2012 | US | WECC | - | CALN | 8a10 | Energy-Only |  | 0 | 0 | 0 | 0 | 0 | 0 | 0 | 0 | 0 | 0 | 0
2012 | US | WECC | - | CALN | 9 | ANTICIPATED INTERNAL CAPACITY |  | 20146.55 | 21319.46 | 23169.87 | 22995.2 | 22049.82 | 23356.35 | 23008.76 | 23047.91 | 22671.16 | 22547.55 | 22029.51
2012 | US | WECC | - | CALN | 10 | CAPACITY TRANSACTIONS - IMPORTS | 3784 | 2500 | 2538 | 2500 | 2600 | 2500 | 2500 | 2500 | 3000 | 3000 | 3000 | 2500
2012 | US | WECC | - | CALN | 10a | Firm | 3784 | 2500 | 2538 | 2500 | 2600 | 2500 | 2500 | 2500 | 3000 | 3000 | 3000 | 2500
2012 | US | WECC | - | CALN | 10a1 | Full-Responsibility Purchases | 0 | 0 | 0 | 0 | 0 | 0 | 0 | 0 | 0 | 0 | 0 | 0
2012 | US | WECC | - | CALN | 10a2 | Owned Capacity/Entitlement Located Outside the Region/Subregion | 0 | 0 | 0 | 0 | 0 | 0 | 0 | 0 | 0 | 0 | 0 | 0
2012 | US | WECC | - | CALN | 10b | Non-firm | 360: 0
2012 | US | WECC | - | CALN | 10c | Expected |  | 0 | 0 | 0 | 0 | 0 | 0 | 0 | 0 | 0 | 0 | 0
2012 | US | WECC | - | CALN | 10c1 | Full-Responsibility Purchases |  | 0 | 0 | 0 | 0 | 0 | 0 | 0 | 0 | 0 | 0 | 0
2012 | US | WECC | - | CALN | 10c2 | Owned Capacity/Entitlement Located Outside the Region/Subregion |  | 0 | 0 | 0 | 0 | 0 | 0 | 0 | 0 | 0 | 0 | 0
2012 | US | WECC | - | CALN | 11 | CAPACITY TRANSACTIONS - EXPORTS | 1845 | 1200 | 1300 | 1200 | 1200 | 1200 | 1700 | 1200 | 1700 | 1700 | 1700 | 1200
2012 | US | WECC | - | CALN | 11a | Firm | 1845 | 1200 | 1300 | 1200 | 1200 | 1200 | 1700 | 1200 | 1700 | 1700 | 1700 | 1200
2012 | US | WECC | - | CALN | 11a1 | Full-Responsibility Purchases | 0 | 0 | 0 | 0 | 0 | 0 | 0 | 0 | 0 | 0 | 0 | 0
2012 | US | WECC | - | CALN | 11a2 | Owned Capacity/Entitlement Located Outside the Region/Subregion | 0 | 0 | 0 | 0 | 0 | 0 | 0 | 0 | 0 | 0 | 0 | 0
2012 | US | WECC | - | CALN | 11b | Non-firm | 360: 0
2012 | US | WECC | - | CALN | 11c | Expected |  | 0 | 0 | 0 | 0 | 0 | 0 | 0 | 0 | 0 | 0 | 0
2012 | US | WECC | - | CALN | 11c1 | Full-Responsibility Purchases |  | 0 | 0 | 0 | 0 | 0 | 0 | 0 | 0 | 0 | 0 | 0
2012 | US | WECC | - | CALN | 11c2 | Owned Capacity/Entitlement Located Outside the Region/Subregion |  | 0 | 0 | 0 | 0 | 0 | 0 | 0 | 0 | 0 | 0 | 0
2012 | US | WECC | - | CALN | 12 | EXISTING-CERTAIN & NET FIRM TRANSACTIONS | 25466.048 | 20838.24 | 20351.77 | 21687.85 | 21552.05 | 20508.23 | 21241.72 | 21503.65 | 21515.05 | 21128.03 | 20992.98 | 20487.96
2012 | US | WECC | - | CALN | 13 | ANTICIPATED CAPACITY RESOURCES |  |  | 22557.46 | 24469.87 | 24395.2 | 23349.82 | 24156.35 | 24308.76 | 24347.91 | 23971.16 | 23847.55 | 23329.51
2012 | US | WECC | - | CALN | 14 | PROSPECTIVE CAPACITY RESOURCES |  |  | 22557.46 | 24469.87 | 24395.2 | 23349.82 | 24156.35 | 24308.76 | 24347.91 | 23971.16 | 23847.55 | 23329.51
2012 | US | WECC | - | CALN | 15 | TOTAL POTENTIAL CAPACITY RESOURCES |  |  | 22557.46 | 24469.87 | 24395.2 | 23351.34 | 24157.87 | 24505.28 | 24544.44 | 24164.69 | 23946.08 | 23502.02
2012 | US | WECC | - | CALN | 16 | ADJUSTED POTENTIAL CAPACITY RESOURCES |  |  | 22557.46 | 24469.87 | 24395.2 | 23351.34 | 24157.87 | 24505.278 | 24544.438 | 24164.6881 | 23946.079 | 23502.0183
2012 | US | WECC | - | CALN | 16a | Confidence of Future-Other |  |  | 0.99999 | 0.99999 | 0.99999 | 0.99999 | 0.99999 | 0.99999 | 0.99999 | 0.99999 | 0.99999 | 0.99999
2012 | US | WECC | - | CALN | 16b | Net Future-Other Resources After Confidence Percentage Is Applied |  |  | 0 | 0 | 0 | 0 | 0 | 0 | 0 | 0 | 0 | 0
2012 | US | WECC | - | CALN | 16c | Confidence of Conceptual |  |  | 0.99999 | 0.99999 | 0.99999 | 0.99999 | 0.99999 | 0.99999 | 0.99999 | 0.99999 | 0.99999 | 0.99999
2012 | US | WECC | - | CALN | 16d | Net Conceptual Resources After Confidence Percentage Is Applied |  |  | 0 | 0 | 0 | 1.52 | 1.52 | 196.518 | 196.528 | 193.5281 | 98.529 | 172.5083
2012 | US | WECC | - | CALN | 17 | ASSESSMENT AREA TARGET RESERVE MARGIN |  |  | 11.86% | 11.86% | 11.86% | 11.86% | 11.86% | 11.86% | 11.86% | 11.86% | 11.86% | 11.86%
2012 | US | WECC | - | CALN | 18 | EXISTING-CERTAIN AND NET FIRM TRANSACTIONS RESERVE MARGIN | 43.64% | 15.09% | 10.57% | 15.94% | 13.81% | 6.705% | 9.443% | 9.613% | 8.844% | 6.071% | 4.6% | 1.326%
2012 | US | WECC | - | CALN | 19 | ANTICIPATED CAPACITY RESOURCES RESERVE MARGIN |  |  | 22.55% | 30.81% | 28.82% | 21.49% | 24.46% | 23.91% | 23.18% | 20.34% | 18.82% | 15.38%
2012 | US | WECC | - | CALN | 20 | PROSPECTIVE CAPACITY RESOURCES RESERVE MARGIN |  |  | 22.55% | 30.81% | 28.82% | 21.49% | 24.46% | 23.91% | 23.18% | 20.34% | 18.82% | 15.38%
2012 | US | WECC | - | CALN | 21 | TOTAL POTENTIAL RESOURCES RESERVE MARGIN |  |  | 22.55% | 30.81% | 28.82% | 21.5% | 24.47% | 24.91% | 24.17% | 21.32% | 19.31% | 16.23%
2012 | US | WECC | - | CALN | 22 | ADJUSTED POTENTIAL RESOURCES RESERVE MARGIN |  |  | 22.55% | 30.81% | 28.82% | 21.5% | 24.47% | 24.91% | 24.17% | 21.32% | 19.31% | 16.23%
2012 | US | WECC | - | CALN | 23 | Total Baseline Installed Capacity | 360: 30291.521
2012 | US | WECC | - | CALN | 24 | Distributed or Other Capacity (Behind the Meter) < 1 MW |  | 0 | 0 | 0 | 0 | 0 | 0 | 0 | 0 | 0 | 0 | 0
2012 | US | WECC | - | CALN | 25 | Distributed or Other Capacity (Behind the Meter) ≥ 1 MW |  | 0 | 0 | 0 | 0 | 0 | 0 | 0 | 0 | 0 | 0 | 0
2012 | US | WECC | - | CALN | 26 | Capacity Total from EIA-860 |  | 0 | 0 | 0 | 0 | 0 | 0 | 0 | 0 | 0 | 0 | 0
2012 | US | WECC | - | CALS | 1 | Unrestricted Non-coincident Peak Demand |  | 21861.3 | 22443.7 | 23100 | 23599 | 23978.6 | 24502.1 | 25020.6 | 25577 | 26300 | 26909 | 27344.7
2012 | US | WECC | - | CALS | 1a | New Conservation (Energy Efficiency) |  | 0 | 133 | 265 | 411 | 565 | 723 | 888 | 1055 | 1224 | 1424 | 1656
2012 | US | WECC | - | CALS | 1b | Estimated Diversity |  | 0 | 0 | 0 | 0 | 0 | 0 | 0 | 0 | 0 | 0 | 0
2012 | US | WECC | - | CALS | 1c | Additions for non-member load (load served by non-registered LSE's in a region) |  | 0 | 0 | 0 | 0 | 0 | 0 | 0 | 0 | 0 | 0 | 0
2012 | US | WECC | - | CALS | 1d | Stand-by Load Under Contract (Normally served by behind the meter generation) |  | 918 | 918 | 918 | 918 | 918 | 918 | 918 | 918 | 918 | 918 | 918
2012 | US | WECC | - | CALS | 1e | Non-Controllable Demand-Side Demand Response |  | 0 | 0 | 0 | 0 | 0 | 0 | 0 | 0 | 0 | 0 | 0
2012 | US | WECC | - | CALS | 2 | Total Internal Demand | 22691 | 22779.3 | 23228.7 | 23753 | 24106 | 24331.6 | 24697.1 | 25050.6 | 25440 | 25994 | 26403 | 26606.7
2012 | US | WECC | - | CALS | 2a | Supply-Side Direct Control Load Management (DCLM) | 0 | 0 | 0 | 0 | 0 | 0 | 0 | 0 | 0 | 0 | 0 | 0
2012 | US | WECC | - | CALS | 2b | Supply-Side Contractually Interruptible (Curtailable) | 0 | 0 | 0 | 0 | 0 | 0 | 0 | 0 | 0 | 0 | 0 | 0
2012 | US | WECC | - | CALS | 2c | Supply-Side Critical Peak-Pricing (CPP) with Control | 0 | 0 | 0 | 0 | 0 | 0 | 0 | 0 | 0 | 0 | 0 | 0
2012 | US | WECC | - | CALS | 2d | Supply-Side Load as a Capacity Resource | 0 | 0 | 0 | 0 | 0 | 0 | 0 | 0 | 0 | 0 | 0 | 0
2012 | US | WECC | - | CALS | 3 | Net Internal Demand | 22061 | 21995.3 | 22359.7 | 22893 | 23235 | 23440.6 | 23770.1 | 24098.6 | 24438 | 24941 | 25300 | 25453.7
2012 | US | WECC | - | CALS | 3a | Demand-Side Direct Control Load Management (DCLM) | 0 | 51 | 56 | 61 | 61 | 61 | 61 | 61 | 61 | 61 | 61 | 61
2012 | US | WECC | - | CALS | 3b | Demand-Side Contractually Interruptible (Curtailable) | 490 | 507 | 518 | 529 | 529 | 529 | 529 | 529 | 529 | 529 | 529 | 529
2012 | US | WECC | - | CALS | 3c | Demand-Side Critical Peak-Pricing (CPP) with Control | 0 | 0 | 0 | 0 | 0 | 0 | 0 | 0 | 0 | 0 | 0 | 0
2012 | US | WECC | - | CALS | 3d | Demand-Side Load as a Capacity Resource | 140 | 226 | 295 | 270 | 281 | 301 | 337 | 362 | 412 | 463 | 513 | 563
2012 | US | WECC | - | CALS | 4 | Total Controllable Demand Response | 630 | 784 | 869 | 860 | 871 | 891 | 927 | 952 | 1002 | 1053 | 1103 | 1153
2012 | US | WECC | - | CALS | 4a | Demand Response used for Ancillary Services - Spinning Reserves | 203 | 206 | 206 | 206 | 206 | 206 | 206 | 206 | 206 | 206 | 206 | 206
2012 | US | WECC | - | CALS | 4b | Demand Response used for Ancillary Services - Non-Spinning Reserves | 250 | 250 | 250 | 250 | 250 | 250 | 250 | 250 | 250 | 250 | 250 | 250
2012 | US | WECC | - | CALS | 4c | Demand Response used for Regulation | 25 | 25 | 25 | 25 | 25 | 25 | 25 | 25 | 25 | 25 | 25 | 25
2012 | US | WECC | - | CALS | 4d | Demand Response used for Energy, Voluntary Services - Emergency | 603 | 603 | 695 | 642 | 646 | 648 | 650 | 650 | 651 | 650 | 650 | 652
2012 | US | WECC | - | CALS | 5 | TOTAL INTERNAL CAPACITY | 30582.032 | 33774.032 | 41411.032 | 43718.032 | 46004.032 | 46510.032 | 46539.032 | 46618.032 | 46701.822 | 46781.822 | 46857.032 | 46873.822
2012 | US | WECC | - | CALS | 6a | Existing-Certain | 25057.392 | 27107.862 | 27116.912 | 27122.732 | 27471.022 | 27088.642 | 27295.812 | 27137.582 | 27141.802 | 27492.872 | 27355.192 | 27006.842
2012 | US | WECC | - | CALS | 6a1 | Wind Expected On-Peak | 91 | 6.47 | 6.3 | 9.46 | 357.45 | 1.65 | 195.75 | 39.34 | 6.3 | 357.41 | 284.53 | 1.62
2012 | US | WECC | - | CALS | 6a2 | Solar Expected On-Peak | 88 | 4.14 | 4.36 | 4.38 | 4.37 | 4.36 | 4.38 | 4.34 | 4.37 | 4.3 | 4.37 | 4.37
2012 | US | WECC | - | CALS | 6a3 | Hydro Expected On-Peak | 820 | 2824.2 | 2833.2 | 2835.84 | 2836.15 | 2825.06 | 2822.63 | 2820.85 | 2834.44 | 2834.47 | 2785.08 | 2704.16
2012 | US | WECC | - | CALS | 6a4 | Biomass Expected On-Peak | 172 | 305.66 | 305.66 | 305.66 | 305.66 | 290.18 | 305.66 | 305.66 | 329.3 | 329.3 | 313.82 | 329.3
2012 | US | WECC | - | CALS | 6b | Existing-Other | 0 | 0 | 0 | 0 | 0 | 0 | 0 | 0 | 0 | 0 | 0 | 0
2012 | US | WECC | - | CALS | 6b1 | Wind Derate On-Peak | 2402.98 | 2487.51 | 2487.68 | 2484.52 | 2136.53 | 2492.33 | 2298.23 | 2454.64 | 2487.68 | 2136.57 | 2209.45 | 2492.36
2012 | US | WECC | - | CALS | 6b2 | Solar Derate On-Peak | 402 | 485.86 | 485.64 | 485.62 | 485.63 | 485.64 | 485.62 | 485.66 | 485.63 | 485.7 | 485.63 | 485.63
2012 | US | WECC | - | CALS | 6b3 | Hydro Derate On-Peak | 2186.15 | 181.95 | 172.95 | 170.31 | 170 | 181.09 | 183.52 | 185.3 | 171.71 | 171.68 | 221.07 | 301.99
2012 | US | WECC | - | CALS | 6b4 | Biomass Derate On-Peak | 154.51 | 20.85 | 20.85 | 20.85 | 20.85 | 36.33 | 20.85 | 20.85 | 0 | 0 | 12.69 | 0
2012 | US | WECC | - | CALS | 6b5 | Transmission-Limited Resources | 0 | 0 | 0 | 0 | 0 | 0 | 0 | 0 | 0 | 0 | 0 | 0
2012 | US | WECC | - | CALS | 6b6 | All Other Derates | 0 | 0 | 0 | 0 | 0 | 0 | 0 | 0 | 0 | 0 | 0 | 0
2012 | US | WECC | - | CALS | 6b7 | Energy-Only (Existing-Other) | 0 | 0 | 0 | 0 | 0 | 0 | 0 | 0 | 0 | 0 | 0 | 0
2012 | US | WECC | - | CALS | 6c | Unplanned Outages (Actual) / Current and Future Inoperable Resources | 379 | 298 | 298 | 298 | 298 | 298 | 298 | 298 | 298 | 298 | 298 | 298
2012 | US | WECC | - | CALS | 6d | Total Supply-Side Demand Response | 0 | 0 | 0 | 0 | 0 | 0 | 0 | 0 | 0 | 0 | 0 | 0
2012 | US | WECC | - | CALS | 7 | TOTAL FUTURE CAPACITY ADDITIONS |  | 643.6 | 3137.43 | 3618.15 | 3658.4 | 3831.66 | 3568.85 | 4543.61 | 3357.44 | 3331.29 | 5479.84 | 3541.12
2012 | US | WECC | - | CALS | 7a | Future-Planned |  | 643.6 | 3137.43 | 3618.15 | 3658.4 | 3831.66 | 3568.85 | 4543.61 | 3357.44 | 3331.29 | 5479.84 | 3541.12
2012 | US | WECC | - | CALS | 7a1 | Wind Expected On-Peak |  | 42.56 | 51.92 | 228.21 | 103.51 | 269.9 | 9.05 | 1398.94 | 60.52 | 103.49 | 2191.95 | 269.86
2012 | US | WECC | - | CALS | 7a2 | Wind Derate On-Peak |  | 866.94 | 1091.58 | 1235.29 | 1359.99 | 1193.6 | 1454.45 | 64.56 | 1402.98 | 1360.01 | -728.45 | 1193.64
2012 | US | WECC | - | CALS | 7a3 | Solar Expected On-Peak |  | 33.04 | 78.48 | 102.88 | 121.89 | 127.16 | 125.22 | 128.09 | 132.53 | 134.7 | 136.38 | 130.67
2012 | US | WECC | - | CALS | 7a4 | Solar Derate On-Peak |  | 1622.46 | 6515.02 | 8115.62 | 10236.61 | 10733.34 | 10764.28 | 10840.41 | 10916.97 | 10994.8 | 11071.12 | 11090.83
2012 | US | WECC | - | CALS | 7a5 | Hydro Expected On-Peak |  | 433 | 433.03 | 433.06 | 433 | 434.6 | 434.58 | 16.58 | 164.39 | 93.1 | 151.51 | 140.59
2012 | US | WECC | - | CALS | 7a6 | Hydro Derate On-Peak |  | 33 | 32.97 | 32.94 | 33 | 35.4 | 35.42 | 453.42 | 305.61 | 376.9 | 318.49 | 329.41
2012 | US | WECC | - | CALS | 7a7 | Biomass Expected On-Peak |  | 0 | 0 | 0 | 82 | 82 | 82 | 82 | 82 | 82 | 82 | 82
2012 | US | WECC | - | CALS | 7a8 | Biomass Derate On-Peak |  | 26 | 52 | 134 | 134 | 134 | 134 | 134 | 134 | 134 | 134 | 134
2012 | US | WECC | - | CALS | 7a9 | Transmission-Limited Resources |  | 0 | 0 | 0 | 0 | 0 | 0 | 0 | 0 | 0 | 0 | 0
2012 | US | WECC | - | CALS | 7a10 | Scheduled Outage - Maintenance |  | 9111 | 9276 | 9280 | 9439 | 9275 | 9286 | 9673 | 9309 | 9547 | 9322 | 9593
2012 | US | WECC | - | CALS | 7a11 | All Other Derates |  | 0 | 0 | 0 | 0 | 0 | 0 | 0 | 0 | 0 | 0 | 0
2012 | US | WECC | - | CALS | 7a12 | Energy-Only |  | 0 | 0 | 0 | 0 | 0 | 0 | 0 | 0 | 0 | 0 | 0
2012 | US | WECC | - | CALS | 7b | Future-Other |  | 0 | 0 | 0 | 0 | 0 | 0 | 0 | 0 | 0 | 0 | 0
2012 | US | WECC | - | CALS | 7b1 | Wind Expected On-Peak |  | 0 | 0 | 0 | 0 | 0 | 0 | 0 | 0 | 0 | 0 | 0
2012 | US | WECC | - | CALS | 7b2 | Wind Derate On-Peak |  | 0 | 0 | 0 | 0 | 0 | 0 | 0 | 0 | 0 | 0 | 0
2012 | US | WECC | - | CALS | 7b3 | Solar Expected On-Peak |  | 0 | 0 | 0 | 0 | 0 | 0 | 0 | 0 | 0 | 0 | 0
2012 | US | WECC | - | CALS | 7b4 | Solar Derate On-Peak |  | 0 | 0 | 0 | 0 | 0 | 0 | 0 | 0 | 0 | 0 | 0
2012 | US | WECC | - | CALS | 7b5 | Hydro Expected On-Peak |  | 0 | 0 | 0 | 0 | 0 | 0 | 0 | 0 | 0 | 0 | 0
2012 | US | WECC | - | CALS | 7b6 | Hydro Derate On-Peak |  | 0 | 0 | 0 | 0 | 0 | 0 | 0 | 0 | 0 | 0 | 0
2012 | US | WECC | - | CALS | 7b7 | Biomass Expected On-Peak |  | 0 | 0 | 0 | 0 | 0 | 0 | 0 | 0 | 0 | 0 | 0
2012 | US | WECC | - | CALS | 7b8 | Biomass Derate On-Peak |  | 0 | 0 | 0 | 0 | 0 | 0 | 0 | 0 | 0 | 0 | 0
2012 | US | WECC | - | CALS | 7b9 | Transmission-Limited Resources |  | 0 | 0 | 0 | 0 | 0 | 0 | 0 | 0 | 0 | 0 | 0
2012 | US | WECC | - | CALS | 7b10 | Scheduled Outage - Maintenance |  | 0 | 0 | 0 | 0 | 0 | 0 | 0 | 0 | 0 | 0 | 0
2012 | US | WECC | - | CALS | 7b11 | All Other Derates |  | 0 | 0 | 0 | 0 | 0 | 0 | 0 | 0 | 0 | 0 | 0
2012 | US | WECC | - | CALS | 7b12 | Energy-Only |  | 0 | 0 | 0 | 0 | 0 | 0 | 0 | 0 | 0 | 0 | 0
2012 | US | WECC | - | CALS | 8 | Conceptual |  | 73.84 | 73.84 | 73.84 | 73.84 | 178.24 | 208.24 | 309.04 | 309.21 | 413.94 | 413.93 | 413.93
2012 | US | WECC | - | CALS | 8a1 | Wind Expected On-Peak |  | 0 | 0 | 0 | 0 | 0 | 0 | 0 | 0 | 0 | 0 | 0
2012 | US | WECC | - | CALS | 8a2 | Wind Derate On-Peak |  | 0 | 0 | 0 | 0 | 0 | 0 | 0 | 0 | 0 | 0 | 0
2012 | US | WECC | - | CALS | 8a3 | Solar Expected On-Peak |  | 0 | 0 | 0 | 0 | 0 | 0 | 0 | 0.17 | 0.18 | 0.17 | 0.17
2012 | US | WECC | - | CALS | 8a4 | Solar Derate On-Peak |  | 0 | 0 | 0 | 0 | 0 | 25 | 100 | 99.83 | 99.82 | 99.83 | 99.83
2012 | US | WECC | - | CALS | 8a5 | Hydro Expected On-Peak |  | 0 | 0 | 0 | 0 | 0 | 0 | 0 | 0 | 0 | 0 | 0
2012 | US | WECC | - | CALS | 8a6 | Hydro Derate On-Peak |  | 0 | 0 | 0 | 0 | 0 | 0 | 0 | 0 | 0 | 0 | 0
2012 | US | WECC | - | CALS | 8a7 | Biomass Expected On-Peak |  | 0 | 0 | 0 | 0 | 0 | 0 | 0 | 0 | 0 | 0 | 0
2012 | US | WECC | - | CALS | 8a8 | Biomass Derate On-Peak |  | 0 | 0 | 0 | 0 | 0 | 0 | 0 | 0 | 0 | 0 | 0
2012 | US | WECC | - | CALS | 8a9 | All Other Derates |  | 0 | 0 | 0 | 0 | 0 | 0 | 0 | 0 | 0 | 0 | 0
2012 | US | WECC | - | CALS | 8a10 | Energy-Only |  | 0 | 0 | 0 | 0 | 0 | 0 | 0 | 0 | 0 | 0 | 0
2012 | US | WECC | - | CALS | 9 | ANTICIPATED INTERNAL CAPACITY |  | 27751.462 | 30254.342 | 30740.882 | 31129.422 | 30920.302 | 30864.662 | 31681.192 | 30499.242 | 30824.162 | 32835.032 | 30547.962
2012 | US | WECC | - | CALS | 10 | CAPACITY TRANSACTIONS - IMPORTS | 7258 | 9728 | 9807 | 8987 | 8391 | 8196 | 8430 | 8450 | 8562 | 6912 | 6648 | 8098
2012 | US | WECC | - | CALS | 10a | Firm | 7258 | 9728 | 9807 | 8987 | 8391 | 8196 | 8430 | 8450 | 8562 | 6912 | 6648 | 8098
2012 | US | WECC | - | CALS | 10a1 | Full-Responsibility Purchases | 0 | 0 | 0 | 0 | 0 | 0 | 0 | 0 | 0 | 0 | 0 | 0
2012 | US | WECC | - | CALS | 10a2 | Owned Capacity/Entitlement Located Outside the Region/Subregion | 0 | 4262 | 4262 | 4262 | 4262 | 4262 | 4262 | 4262 | 4262 | 4262 | 4262 | 4262
2012 | US | WECC | - | CALS | 10b | Non-firm | 360: 0
2012 | US | WECC | - | CALS | 10c | Expected |  | 0 | 0 | 0 | 0 | 0 | 0 | 0 | 0 | 0 | 0 | 0
2012 | US | WECC | - | CALS | 10c1 | Full-Responsibility Purchases |  | 0 | 0 | 0 | 0 | 0 | 0 | 0 | 0 | 0 | 0 | 0
2012 | US | WECC | - | CALS | 10c2 | Owned Capacity/Entitlement Located Outside the Region/Subregion |  | 0 | 0 | 0 | 0 | 0 | 0 | 0 | 0 | 0 | 0 | 0
2012 | US | WECC | - | CALS | 11 | CAPACITY TRANSACTIONS - EXPORTS | 1224 | 5500 | 5500 | 5500 | 5500 | 6311 | 6311 | 6342 | 6900 | 7513 | 7301 | 7943
2012 | US | WECC | - | CALS | 11a | Firm | 1224 | 5500 | 5500 | 5500 | 5500 | 6311 | 6311 | 6342 | 6900 | 7513 | 7301 | 7943
2012 | US | WECC | - | CALS | 11a1 | Full-Responsibility Purchases | 0 | 0 | 0 | 0 | 0 | 0 | 0 | 0 | 0 | 0 | 0 | 0
2012 | US | WECC | - | CALS | 11a2 | Owned Capacity/Entitlement Located Outside the Region/Subregion | 0 | 0 | 0 | 0 | 0 | 0 | 0 | 0 | 0 | 0 | 0 | 0
2012 | US | WECC | - | CALS | 11b | Non-firm | 360: 0
2012 | US | WECC | - | CALS | 11c | Expected |  | 0 | 0 | 0 | 0 | 0 | 0 | 0 | 0 | 0 | 0 | 0
2012 | US | WECC | - | CALS | 11c1 | Full-Responsibility Purchases |  | 0 | 0 | 0 | 0 | 0 | 0 | 0 | 0 | 0 | 0 | 0
2012 | US | WECC | - | CALS | 11c2 | Owned Capacity/Entitlement Located Outside the Region/Subregion |  | 0 | 0 | 0 | 0 | 0 | 0 | 0 | 0 | 0 | 0 | 0
2012 | US | WECC | - | CALS | 12 | EXISTING-CERTAIN & NET FIRM TRANSACTIONS | 31091.392 | 31335.862 | 31423.912 | 30609.732 | 30362.022 | 28973.642 | 29414.812 | 29245.582 | 28803.802 | 26891.872 | 26702.192 | 27161.842
2012 | US | WECC | - | CALS | 13 | ANTICIPATED CAPACITY RESOURCES |  |  | 34561.342 | 34227.882 | 34020.422 | 32805.302 | 32983.662 | 33789.192 | 32161.242 | 30223.162 | 32182.032 | 30702.962
2012 | US | WECC | - | CALS | 14 | PROSPECTIVE CAPACITY RESOURCES |  |  | 34561.342 | 34227.882 | 34020.422 | 32805.302 | 32983.662 | 33789.192 | 32161.242 | 30223.162 | 32182.032 | 30702.962
2012 | US | WECC | - | CALS | 15 | TOTAL POTENTIAL CAPACITY RESOURCES |  |  | 34635.182 | 34301.722 | 34094.262 | 32983.542 | 33191.902 | 34098.232 | 32470.452 | 30637.102 | 32595.962 | 31116.892
2012 | US | WECC | - | CALS | 16 | ADJUSTED POTENTIAL CAPACITY RESOURCES |  |  | 34635.1813 | 34301.7213 | 34094.2613 | 32983.5402 | 33191.8999 | 34098.2289 | 32470.4489 | 30637.0979 | 32595.9579 | 31116.8879
2012 | US | WECC | - | CALS | 16a | Confidence of Future-Other |  |  | 0.99999 | 0.99999 | 0.99999 | 0.99999 | 0.99999 | 0.99999 | 0.99999 | 0.99999 | 0.99999 | 0.99999
2012 | US | WECC | - | CALS | 16b | Net Future-Other Resources After Confidence Percentage Is Applied |  |  | 0 | 0 | 0 | 0 | 0 | 0 | 0 | 0 | 0 | 0
2012 | US | WECC | - | CALS | 16c | Confidence of Conceptual |  |  | 0.99999 | 0.99999 | 0.99999 | 0.99999 | 0.99999 | 0.99999 | 0.99999 | 0.99999 | 0.99999 | 0.99999
2012 | US | WECC | - | CALS | 16d | Net Conceptual Resources After Confidence Percentage Is Applied |  |  | 73.8393 | 73.8393 | 73.8393 | 178.2382 | 208.2379 | 309.0369 | 309.2069 | 413.9359 | 413.9259 | 413.9259
2012 | US | WECC | - | CALS | 17 | ASSESSMENT AREA TARGET RESERVE MARGIN |  |  | 11.03% | 11.03% | 11.03% | 11.03% | 11.03% | 11.03% | 11.03% | 11.03% | 11.03% | 11.03%
2012 | US | WECC | - | CALS | 18 | EXISTING-CERTAIN AND NET FIRM TRANSACTIONS RESERVE MARGIN | 40.93% | 42.47% | 40.54% | 33.71% | 30.67% | 23.6% | 23.75% | 21.36% | 17.86% | 7.822% | 5.542% | 6.711%
2012 | US | WECC | - | CALS | 19 | ANTICIPATED CAPACITY RESOURCES RESERVE MARGIN |  |  | 54.57% | 49.51% | 46.42% | 39.95% | 38.76% | 40.21% | 31.6% | 21.18% | 27.2% | 20.62%
2012 | US | WECC | - | CALS | 20 | PROSPECTIVE CAPACITY RESOURCES RESERVE MARGIN |  |  | 54.57% | 49.51% | 46.42% | 39.95% | 38.76% | 40.21% | 31.6% | 21.18% | 27.2% | 20.62%
2012 | US | WECC | - | CALS | 21 | TOTAL POTENTIAL RESOURCES RESERVE MARGIN |  |  | 54.9% | 49.83% | 46.74% | 40.71% | 39.64% | 41.49% | 32.87% | 22.84% | 28.84% | 22.25%
2012 | US | WECC | - | CALS | 22 | ADJUSTED POTENTIAL RESOURCES RESERVE MARGIN |  |  | 54.9% | 49.83% | 46.74% | 40.71% | 39.64% | 41.49% | 32.87% | 22.84% | 28.84% | 22.25%
2012 | US | WECC | - | CALS | 23 | Total Baseline Installed Capacity | 360: 30582.032
2012 | US | WECC | - | CALS | 24 | Distributed or Other Capacity (Behind the Meter) < 1 MW |  | 0 | 0 | 0 | 0 | 0 | 0 | 0 | 0 | 0 | 0 | 0
2012 | US | WECC | - | CALS | 25 | Distributed or Other Capacity (Behind the Meter) ≥ 1 MW |  | 0 | 0 | 0 | 0 | 0 | 0 | 0 | 0 | 0 | 0 | 0
2012 | US | WECC | - | CALS | 26 | Capacity Total from EIA-860 |  | 0 | 0 | 0 | 0 | 0 | 0 | 0 | 0 | 0 | 0 | 0
2012 | US | WECC | - | DSW | 1 | Unrestricted Non-coincident Peak Demand |  | 17896.1 | 18195.9 | 18457.3 | 18791.7 | 19187 | 19546.5 | 19903.2 | 20312 | 20630.2 | 20856 | 21153.3
2012 | US | WECC | - | DSW | 1a | New Conservation (Energy Efficiency) |  | 57 | 72 | 77 | 71 | 70 | 70 | 73 | 77 | 77 | 76 | 88
2012 | US | WECC | - | DSW | 1b | Estimated Diversity |  | 0 | 0 | 0 | 0 | 0 | 0 | 0 | 0 | 0 | 0 | 0
2012 | US | WECC | - | DSW | 1c | Additions for non-member load (load served by non-registered LSE's in a region) |  | 0 | 0 | 0 | 0 | 0 | 0 | 0 | 0 | 0 | 0 | 0
2012 | US | WECC | - | DSW | 1d | Stand-by Load Under Contract (Normally served by behind the meter generation) |  | 0 | 0 | 0 | 0 | 0 | 0 | 0 | 0 | 0 | 0 | 0
2012 | US | WECC | - | DSW | 1e | Non-Controllable Demand-Side Demand Response |  | 0 | 0 | 0 | 0 | 0 | 0 | 0 | 0 | 0 | 0 | 0
2012 | US | WECC | - | DSW | 2 | Total Internal Demand | 18434 | 17839.1 | 18123.9 | 18380.3 | 18720.7 | 19117 | 19476.5 | 19830.2 | 20235 | 20553.2 | 20780 | 21065.3
2012 | US | WECC | - | DSW | 2a | Supply-Side Direct Control Load Management (DCLM) | 0 | 0 | 0 | 0 | 0 | 0 | 0 | 0 | 0 | 0 | 0 | 0
2012 | US | WECC | - | DSW | 2b | Supply-Side Contractually Interruptible (Curtailable) | 0 | 0 | 0 | 0 | 0 | 0 | 0 | 0 | 0 | 0 | 0 | 0
2012 | US | WECC | - | DSW | 2c | Supply-Side Critical Peak-Pricing (CPP) with Control | 0 | 0 | 0 | 0 | 0 | 0 | 0 | 0 | 0 | 0 | 0 | 0
2012 | US | WECC | - | DSW | 2d | Supply-Side Load as a Capacity Resource | 0 | 0 | 0 | 0 | 0 | 0 | 0 | 0 | 0 | 0 | 0 | 0
2012 | US | WECC | - | DSW | 3 | Net Internal Demand | 18203 | 17571.1 | 17844.9 | 18095.3 | 18430.7 | 18827 | 19186.5 | 19540.2 | 19945 | 20263.2 | 20490 | 20775.3
2012 | US | WECC | - | DSW | 3a | Demand-Side Direct Control Load Management (DCLM) | 0 | 0 | 0 | 0 | 0 | 0 | 0 | 0 | 0 | 0 | 0 | 0
2012 | US | WECC | - | DSW | 3b | Demand-Side Contractually Interruptible (Curtailable) | 231 | 268 | 279 | 285 | 290 | 290 | 290 | 290 | 290 | 290 | 290 | 290
2012 | US | WECC | - | DSW | 3c | Demand-Side Critical Peak-Pricing (CPP) with Control | 0 | 0 | 0 | 0 | 0 | 0 | 0 | 0 | 0 | 0 | 0 | 0
2012 | US | WECC | - | DSW | 3d | Demand-Side Load as a Capacity Resource | 0 | 0 | 0 | 0 | 0 | 0 | 0 | 0 | 0 | 0 | 0 | 0
2012 | US | WECC | - | DSW | 4 | Total Controllable Demand Response | 231 | 268 | 279 | 285 | 290 | 290 | 290 | 290 | 290 | 290 | 290 | 290
2012 | US | WECC | - | DSW | 4a | Demand Response used for Ancillary Services - Spinning Reserves | 0 | 0 | 0 | 0 | 0 | 0 | 0 | 0 | 0 | 0 | 0 | 0
2012 | US | WECC | - | DSW | 4b | Demand Response used for Ancillary Services - Non-Spinning Reserves | 0 | 0 | 0 | 0 | 0 | 0 | 0 | 0 | 0 | 0 | 0 | 0
2012 | US | WECC | - | DSW | 4c | Demand Response used for Regulation | 0 | 0 | 0 | 0 | 0 | 0 | 0 | 0 | 0 | 0 | 0 | 0
2012 | US | WECC | - | DSW | 4d | Demand Response used for Energy, Voluntary Services - Emergency | 0 | 0 | 0 | 0 | 0 | 0 | 0 | 0 | 0 | 0 | 0 | 0
2012 | US | WECC | - | DSW | 5 | TOTAL INTERNAL CAPACITY | 45570.251 | 46192.091 | 46425.591 | 46533.291 | 46710.291 | 47812.291 | 47719.291 | 47719.291 | 47648.291 | 47135.291 | 47135.291 | 47135.291
2012 | US | WECC | - | DSW | 6a | Existing-Certain | 41562.4 | 41861.82 | 41854.71 | 41679.52 | 41587.16 | 41537.56 | 41528.46 | 41521.07 | 41863.58 | 41585.59 | 42038.11 | 41508.93
2012 | US | WECC | - | DSW | 6a1 | Wind Expected On-Peak | 183.09 | 389.94 | 376.45 | 189 | 96.45 | 54.91 | 47.59 | 41.49 | 376.38 | 96.42 | 568.22 | 54.94
2012 | US | WECC | - | DSW | 6a2 | Solar Expected On-Peak | 36.21 | 2.69 | 2.53 | 2.55 | 2.55 | 2.54 | 2.53 | 2.53 | 2.55 | 2.49 | 2.5 | 2.16
2012 | US | WECC | - | DSW | 6a3 | Hydro Expected On-Peak | 963 | 1077.39 | 1083.93 | 1085.87 | 1086.06 | 1078.01 | 1076.24 | 1074.95 | 1082.55 | 1084.58 | 1082.59 | 1049.73
2012 | US | WECC | - | DSW | 6a4 | Biomass Expected On-Peak | 2 | 13.7 | 13.7 | 31 | 31 | 31 | 31 | 31 | 31 | 31 | 13.7 | 31
2012 | US | WECC | - | DSW | 6b | Existing-Other | 0 | 0 | 0 | 0 | 0 | 0 | 0 | 0 | 0 | 0 | 0 | 0
2012 | US | WECC | - | DSW | 6b1 | Wind Derate On-Peak | 541.11 | 334.26 | 347.75 | 535.2 | 627.75 | 669.29 | 676.61 | 682.71 | 347.82 | 627.78 | 155.98 | 669.26
2012 | US | WECC | - | DSW | 6b2 | Solar Derate On-Peak | 248.291 | 281.811 | 281.971 | 281.951 | 281.951 | 281.961 | 281.971 | 281.971 | 281.951 | 282.011 | 282.001 | 282.341
2012 | US | WECC | - | DSW | 6b3 | Hydro Derate On-Peak | 3163.45 | 3049.06 | 3042.52 | 3040.58 | 3040.39 | 3048.44 | 3050.21 | 3051.5 | 3043.9 | 3041.87 | 3043.86 | 3076.72
2012 | US | WECC | - | DSW | 6b4 | Biomass Derate On-Peak | 40 | 28.3 | 28.3 | 11 | 11 | 11 | 11 | 11 | 11 | 11 | 28.3 | 11
2012 | US | WECC | - | DSW | 6b5 | Transmission-Limited Resources | 0 | 0 | 0 | 0 | 0 | 0 | 0 | 0 | 0 | 0 | 0 | 0
2012 | US | WECC | - | DSW | 6b6 | All Other Derates | 0 | 0 | 0 | 0 | 0 | 0 | 0 | 0 | 0 | 0 | 0 | 0
2012 | US | WECC | - | DSW | 6b7 | Energy-Only (Existing-Other) | 0 | 0 | 0 | 0 | 0 | 0 | 0 | 0 | 0 | 0 | 0 | 0
2012 | US | WECC | - | DSW | 6c | Unplanned Outages (Actual) / Current and Future Inoperable Resources | 15 | 15 | 15 | 22 | 22 | 22 | 22 | 22 | 22 | 22 | 22 | 22
2012 | US | WECC | - | DSW | 6d | Total Supply-Side Demand Response | 0 | 0 | 0 | 0 | 0 | 0 | 0 | 0 | 0 | 0 | 0 | 0
2012 | US | WECC | - | DSW | 7 | TOTAL FUTURE CAPACITY ADDITIONS |  | 17.18 | 110.89 | 169.09 | 241.05 | 455.72 | 434.92 | 416.94 | 317.59 | -305.52 | -311.12 | -308.16
2012 | US | WECC | - | DSW | 7a | Future-Planned |  | 17.18 | 110.89 | 169.09 | 241.05 | 455.72 | 434.92 | 416.94 | 317.59 | -305.52 | -311.12 | -308.16
2012 | US | WECC | - | DSW | 7a1 | Wind Expected On-Peak |  | 0 | 0 | 0 | 4.95 | 3.64 | 66.85 | 48.32 | 119.95 | 9.88 | 4.27 | 7.29
2012 | US | WECC | - | DSW | 7a2 | Wind Derate On-Peak |  | 0 | 0 | 0 | 95.05 | 96.36 | 33.15 | 51.68 | 80.05 | 190.12 | 195.73 | 192.71
2012 | US | WECC | - | DSW | 7a3 | Solar Expected On-Peak |  | 2.98 | 3.69 | 3.89 | 3.9 | 3.88 | 17.87 | 18.42 | 18.44 | 18.4 | 18.41 | 18.35
2012 | US | WECC | - | DSW | 7a4 | Solar Derate On-Peak |  | 604.66 | 711.25 | 730.75 | 755.74 | 1641.76 | 1632.77 | 1632.22 | 1632.2 | 1632.24 | 1632.23 | 1632.29
2012 | US | WECC | - | DSW | 7a5 | Hydro Expected On-Peak |  | 0 | 0 | 0 | 0 | 0 | 0 | 0 | 0 | 0 | 0 | 0
2012 | US | WECC | - | DSW | 7a6 | Hydro Derate On-Peak |  | 0 | 0 | 0 | 0 | 0 | 0 | 0 | 0 | 0 | 0 | 0
2012 | US | WECC | - | DSW | 7a7 | Biomass Expected On-Peak |  | 3.2 | 3.2 | 3.2 | 18.2 | 18.2 | 18.2 | 18.2 | 18.2 | 18.2 | 18.2 | 18.2
2012 | US | WECC | - | DSW | 7a8 | Biomass Derate On-Peak |  | 0 | 33.2 | 63.2 | 48.2 | 48.2 | 48.2 | 48.2 | 48.2 | 48.2 | 48.2 | 48.2
2012 | US | WECC | - | DSW | 7a9 | Transmission-Limited Resources |  | 0 | 0 | 0 | 0 | 0 | 0 | 0 | 0 | 0 | 0 | 0
2012 | US | WECC | - | DSW | 7a10 | Scheduled Outage - Maintenance |  | 1445 | 1025 | 1595 | 1151 | 1205 | 646 | 1772 | 820 | 678 | 699 | 454
2012 | US | WECC | - | DSW | 7a11 | All Other Derates |  | 0 | 0 | 0 | 0 | 0 | 0 | 0 | 0 | 0 | 0 | 0
2012 | US | WECC | - | DSW | 7a12 | Energy-Only |  | 0 | 0 | 0 | 0 | 0 | 0 | 0 | 0 | 0 | 0 | 0
2012 | US | WECC | - | DSW | 7b | Future-Other |  | 0 | 0 | 0 | 0 | 0 | 0 | 0 | 0 | 0 | 0 | 0
2012 | US | WECC | - | DSW | 7b1 | Wind Expected On-Peak |  | 0 | 0 | 0 | 0 | 0 | 0 | 0 | 0 | 0 | 0 | 0
2012 | US | WECC | - | DSW | 7b2 | Wind Derate On-Peak |  | 0 | 0 | 0 | 0 | 0 | 0 | 0 | 0 | 0 | 0 | 0
2012 | US | WECC | - | DSW | 7b3 | Solar Expected On-Peak |  | 0 | 0 | 0 | 0 | 0 | 0 | 0 | 0 | 0 | 0 | 0
2012 | US | WECC | - | DSW | 7b4 | Solar Derate On-Peak |  | 0 | 0 | 0 | 0 | 0 | 0 | 0 | 0 | 0 | 0 | 0
2012 | US | WECC | - | DSW | 7b5 | Hydro Expected On-Peak |  | 0 | 0 | 0 | 0 | 0 | 0 | 0 | 0 | 0 | 0 | 0
2012 | US | WECC | - | DSW | 7b6 | Hydro Derate On-Peak |  | 0 | 0 | 0 | 0 | 0 | 0 | 0 | 0 | 0 | 0 | 0
2012 | US | WECC | - | DSW | 7b7 | Biomass Expected On-Peak |  | 0 | 0 | 0 | 0 | 0 | 0 | 0 | 0 | 0 | 0 | 0
2012 | US | WECC | - | DSW | 7b8 | Biomass Derate On-Peak |  | 0 | 0 | 0 | 0 | 0 | 0 | 0 | 0 | 0 | 0 | 0
2012 | US | WECC | - | DSW | 7b9 | Transmission-Limited Resources |  | 0 | 0 | 0 | 0 | 0 | 0 | 0 | 0 | 0 | 0 | 0
2012 | US | WECC | - | DSW | 7b10 | Scheduled Outage - Maintenance |  | 0 | 0 | 0 | 0 | 0 | 0 | 0 | 0 | 0 | 0 | 0
2012 | US | WECC | - | DSW | 7b11 | All Other Derates |  | 0 | 0 | 0 | 0 | 0 | 0 | 0 | 0 | 0 | 0 | 0
2012 | US | WECC | - | DSW | 7b12 | Energy-Only |  | 0 | 0 | 0 | 0 | 0 | 0 | 0 | 0 | 0 | 0 | 0
2012 | US | WECC | - | DSW | 8 | Conceptual |  | 25.97 | 167.35 | 172.82 | 21.1 | 415.73 | 628.27 | 628.42 | 1429.72 | 1784.76 | 906.69 | 1240.34
2012 | US | WECC | - | DSW | 8a1 | Wind Expected On-Peak |  | 25.97 | 166.1 | 170.44 | 18.72 | 333.67 | 493.97 | 329.78 | 941.78 | 878.11 | 0 | 333.71
2012 | US | WECC | - | DSW | 8a2 | Wind Derate On-Peak |  | 49.03 | 341.4 | 337.06 | 923.78 | 608.83 | 448.53 | 612.72 | 0.72 | 64.39 | 942.5 | 608.79
2012 | US | WECC | - | DSW | 8a3 | Solar Expected On-Peak |  | 0 | 1.25 | 2.38 | 2.38 | 3.28 | 3.37 | 3.35 | 3.38 | 3.34 | 3.38 | 3.32
2012 | US | WECC | - | DSW | 8a4 | Solar Derate On-Peak |  | 0.125 | 250.625 | 564.095 | 564.095 | 733.195 | 733.105 | 733.125 | 733.095 | 733.135 | 733.095 | 733.155
2012 | US | WECC | - | DSW | 8a5 | Hydro Expected On-Peak |  | 0 | 0 | 0 | 0 | 0 | 0 | 0 | 0 | 0 | 0 | 0
2012 | US | WECC | - | DSW | 8a6 | Hydro Derate On-Peak |  | 0 | 0 | 0 | 0 | 0 | 0 | 0 | 0 | 0 | 0 | 0
2012 | US | WECC | - | DSW | 8a7 | Biomass Expected On-Peak |  | 0 | 0 | 0 | 0 | 0 | 0 | 0 | 0 | 0 | 0 | 0
2012 | US | WECC | - | DSW | 8a8 | Biomass Derate On-Peak |  | 0 | 0 | 0 | 0 | 0 | 0 | 0 | 0 | 0 | 0 | 0
2012 | US | WECC | - | DSW | 8a9 | All Other Derates |  | 0 | 0 | 0 | 0 | 0 | 0 | 0 | 0 | 0 | 0 | 0
2012 | US | WECC | - | DSW | 8a10 | Energy-Only |  | 0 | 0 | 0 | 0 | 0 | 0 | 0 | 0 | 0 | 0 | 0
2012 | US | WECC | - | DSW | 9 | ANTICIPATED INTERNAL CAPACITY |  | 41879 | 41965.6 | 41848.61 | 41828.21 | 41993.28 | 41963.38 | 41938.01 | 42181.17 | 41280.07 | 41726.99 | 41200.77
2012 | US | WECC | - | DSW | 10 | CAPACITY TRANSACTIONS - IMPORTS | 657 | 617 | 617 | 131 | 208 | 942 | 1074 | 973 | 570 | 744 | 532 | 2574
2012 | US | WECC | - | DSW | 10a | Firm | 657 | 617 | 617 | 131 | 208 | 942 | 1074 | 973 | 570 | 744 | 532 | 2574
2012 | US | WECC | - | DSW | 10a1 | Full-Responsibility Purchases | 0 | 0 | 0 | 0 | 0 | 0 | 0 | 0 | 0 | 0 | 0 | 0
2012 | US | WECC | - | DSW | 10a2 | Owned Capacity/Entitlement Located Outside the Region/Subregion | 0 | 131 | 131 | 131 | 131 | 131 | 131 | 131 | 131 | 131 | 131 | 131
2012 | US | WECC | - | DSW | 10b | Non-firm | 360: 0
2012 | US | WECC | - | DSW | 10c | Expected |  | 0 | 0 | 0 | 0 | 0 | 0 | 0 | 0 | 0 | 0 | 0
2012 | US | WECC | - | DSW | 10c1 | Full-Responsibility Purchases |  | 0 | 0 | 0 | 0 | 0 | 0 | 0 | 0 | 0 | 0 | 0
2012 | US | WECC | - | DSW | 10c2 | Owned Capacity/Entitlement Located Outside the Region/Subregion |  | 0 | 0 | 0 | 0 | 0 | 0 | 0 | 0 | 0 | 0 | 0
2012 | US | WECC | - | DSW | 11 | CAPACITY TRANSACTIONS - EXPORTS | 1007 | 8533 | 8497 | 7583 | 7119 | 7738 | 7738 | 7198 | 7567 | 5660 | 5687 | 6846
2012 | US | WECC | - | DSW | 11a | Firm | 1007 | 8533 | 8497 | 7583 | 7119 | 7738 | 7738 | 7198 | 7567 | 5660 | 5687 | 6846
2012 | US | WECC | - | DSW | 11a1 | Full-Responsibility Purchases | 0 | 0 | 0 | 0 | 0 | 0 | 0 | 0 | 0 | 0 | 0 | 0
2012 | US | WECC | - | DSW | 11a2 | Owned Capacity/Entitlement Located Outside the Region/Subregion | 0 | 2913 | 2913 | 2913 | 2913 | 2913 | 2913 | 2913 | 2913 | 2913 | 2913 | 2913
2012 | US | WECC | - | DSW | 11b | Non-firm | 360: 0
2012 | US | WECC | - | DSW | 11c | Expected |  | 0 | 0 | 0 | 0 | 0 | 0 | 0 | 0 | 0 | 0 | 0
2012 | US | WECC | - | DSW | 11c1 | Full-Responsibility Purchases |  | 0 | 0 | 0 | 0 | 0 | 0 | 0 | 0 | 0 | 0 | 0
2012 | US | WECC | - | DSW | 11c2 | Owned Capacity/Entitlement Located Outside the Region/Subregion |  | 0 | 0 | 0 | 0 | 0 | 0 | 0 | 0 | 0 | 0 | 0
2012 | US | WECC | - | DSW | 12 | EXISTING-CERTAIN & NET FIRM TRANSACTIONS | 41212.4 | 33945.82 | 33974.71 | 34227.52 | 34676.16 | 34741.56 | 34864.46 | 35296.07 | 34866.58 | 36669.59 | 36883.11 | 37236.93
2012 | US | WECC | - | DSW | 13 | ANTICIPATED CAPACITY RESOURCES |  |  | 34085.6 | 34396.61 | 34917.21 | 35197.28 | 35299.38 | 35713.01 | 35184.17 | 36364.07 | 36571.99 | 36928.77
2012 | US | WECC | - | DSW | 14 | PROSPECTIVE CAPACITY RESOURCES |  |  | 34085.6 | 34396.61 | 34917.21 | 35197.28 | 35299.38 | 35713.01 | 35184.17 | 36364.07 | 36571.99 | 36928.77
2012 | US | WECC | - | DSW | 15 | TOTAL POTENTIAL CAPACITY RESOURCES |  |  | 34252.95 | 34569.43 | 34938.31 | 35613.01 | 35927.65 | 36341.43 | 36613.89 | 38148.83 | 37478.68 | 38169.11
2012 | US | WECC | - | DSW | 16 | ADJUSTED POTENTIAL CAPACITY RESOURCES |  |  | 34252.9483 | 34569.4283 | 34938.3098 | 35613.0058 | 35927.6437 | 36341.4237 | 36613.8757 | 38148.8122 | 37478.6709 | 38169.0976
2012 | US | WECC | - | DSW | 16a | Confidence of Future-Other |  |  | 0.99999 | 0.99999 | 0.99999 | 0.99999 | 0.99999 | 0.99999 | 0.99999 | 0.99999 | 0.99999 | 0.99999
2012 | US | WECC | - | DSW | 16b | Net Future-Other Resources After Confidence Percentage Is Applied |  |  | 0 | 0 | 0 | 0 | 0 | 0 | 0 | 0 | 0 | 0
2012 | US | WECC | - | DSW | 16c | Confidence of Conceptual |  |  | 0.99999 | 0.99999 | 0.99999 | 0.99999 | 0.99999 | 0.99999 | 0.99999 | 0.99999 | 0.99999 | 0.99999
2012 | US | WECC | - | DSW | 16d | Net Conceptual Resources After Confidence Percentage Is Applied |  |  | 167.3483 | 172.8183 | 21.0998 | 415.7258 | 628.2637 | 628.4137 | 1429.7057 | 1784.7422 | 906.6809 | 1240.3276
2012 | US | WECC | - | DSW | 17 | ASSESSMENT AREA TARGET RESERVE MARGIN |  |  | 13.96% | 13.96% | 13.96% | 13.96% | 13.96% | 13.96% | 13.96% | 13.96% | 13.96% | 13.96%
2012 | US | WECC | - | DSW | 18 | EXISTING-CERTAIN AND NET FIRM TRANSACTIONS RESERVE MARGIN | 126.4% | 93.19% | 90.39% | 89.15% | 88.14% | 84.53% | 81.71% | 80.63% | 74.81% | 80.97% | 80.01% | 79.24%
2012 | US | WECC | - | DSW | 19 | ANTICIPATED CAPACITY RESOURCES RESERVE MARGIN |  |  | 91.01% | 90.09% | 89.45% | 86.95% | 83.98% | 82.77% | 76.41% | 79.46% | 78.49% | 77.75%
2012 | US | WECC | - | DSW | 20 | PROSPECTIVE CAPACITY RESOURCES RESERVE MARGIN |  |  | 91.01% | 90.09% | 89.45% | 86.95% | 83.98% | 82.77% | 76.41% | 79.46% | 78.49% | 77.75%
2012 | US | WECC | - | DSW | 21 | TOTAL POTENTIAL RESOURCES RESERVE MARGIN |  |  | 91.95% | 91.04% | 89.57% | 89.16% | 87.25% | 85.98% | 83.57% | 88.27% | 82.91% | 83.72%
2012 | US | WECC | - | DSW | 22 | ADJUSTED POTENTIAL RESOURCES RESERVE MARGIN |  |  | 91.95% | 91.04% | 89.57% | 89.16% | 87.25% | 85.98% | 83.57% | 88.27% | 82.91% | 83.72%
2012 | US | WECC | - | DSW | 23 | Total Baseline Installed Capacity | 360: 45570.251
2012 | US | WECC | - | DSW | 24 | Distributed or Other Capacity (Behind the Meter) < 1 MW |  | 0 | 0 | 0 | 0 | 0 | 0 | 0 | 0 | 0 | 0 | 0
2012 | US | WECC | - | DSW | 25 | Distributed or Other Capacity (Behind the Meter) ≥ 1 MW |  | 0 | 0 | 0 | 0 | 0 | 0 | 0 | 0 | 0 | 0 | 0
2012 | US | WECC | - | DSW | 26 | Capacity Total from EIA-860 |  | 0 | 0 | 0 | 0 | 0 | 0 | 0 | 0 | 0 | 0 | 0
2012 | MX | WECC | - | MEXW | 1 | Unrestricted Non-coincident Peak Demand |  | 1455 | 1494 | 1532 | 1571 | 1610 | 1648 | 1687 | 1725 | 1764 | 1803 | 1841
2012 | MX | WECC | - | MEXW | 1a | New Conservation (Energy Efficiency) |  | 0 | 0 | 0 | 0 | 0 | 0 | 0 | 0 | 0 | 0 | 0
2012 | MX | WECC | - | MEXW | 1b | Estimated Diversity |  | 0 | 0 | 0 | 0 | 0 | 0 | 0 | 0 | 0 | 0 | 0
2012 | MX | WECC | - | MEXW | 1c | Additions for non-member load (load served by non-registered LSE's in a region) |  | 0 | 0 | 0 | 0 | 0 | 0 | 0 | 0 | 0 | 0 | 0
2012 | MX | WECC | - | MEXW | 1d | Stand-by Load Under Contract (Normally served by behind the meter generation) |  | 0 | 0 | 0 | 0 | 0 | 0 | 0 | 0 | 0 | 0 | 0
2012 | MX | WECC | - | MEXW | 1e | Non-Controllable Demand-Side Demand Response |  | 0 | 0 | 0 | 0 | 0 | 0 | 0 | 0 | 0 | 0 | 0
2012 | MX | WECC | - | MEXW | 2 | Total Internal Demand | 1448 | 1455 | 1494 | 1532 | 1571 | 1610 | 1648 | 1687 | 1725 | 1764 | 1803 | 1841
2012 | MX | WECC | - | MEXW | 2a | Supply-Side Direct Control Load Management (DCLM) | 0 | 0 | 0 | 0 | 0 | 0 | 0 | 0 | 0 | 0 | 0 | 0
2012 | MX | WECC | - | MEXW | 2b | Supply-Side Contractually Interruptible (Curtailable) | 0 | 0 | 0 | 0 | 0 | 0 | 0 | 0 | 0 | 0 | 0 | 0
2012 | MX | WECC | - | MEXW | 2c | Supply-Side Critical Peak-Pricing (CPP) with Control | 0 | 0 | 0 | 0 | 0 | 0 | 0 | 0 | 0 | 0 | 0 | 0
2012 | MX | WECC | - | MEXW | 2d | Supply-Side Load as a Capacity Resource | 0 | 0 | 0 | 0 | 0 | 0 | 0 | 0 | 0 | 0 | 0 | 0
2012 | MX | WECC | - | MEXW | 3 | Net Internal Demand | 1448 | 1455 | 1494 | 1532 | 1571 | 1610 | 1648 | 1687 | 1725 | 1764 | 1803 | 1841
2012 | MX | WECC | - | MEXW | 3a | Demand-Side Direct Control Load Management (DCLM) | 0 | 0 | 0 | 0 | 0 | 0 | 0 | 0 | 0 | 0 | 0 | 0
2012 | MX | WECC | - | MEXW | 3b | Demand-Side Contractually Interruptible (Curtailable) | 0 | 0 | 0 | 0 | 0 | 0 | 0 | 0 | 0 | 0 | 0 | 0
2012 | MX | WECC | - | MEXW | 3c | Demand-Side Critical Peak-Pricing (CPP) with Control | 0 | 0 | 0 | 0 | 0 | 0 | 0 | 0 | 0 | 0 | 0 | 0
2012 | MX | WECC | - | MEXW | 3d | Demand-Side Load as a Capacity Resource | 0 | 0 | 0 | 0 | 0 | 0 | 0 | 0 | 0 | 0 | 0 | 0
2012 | MX | WECC | - | MEXW | 4 | Total Controllable Demand Response | 0 | 0 | 0 | 0 | 0 | 0 | 0 | 0 | 0 | 0 | 0 | 0
2012 | MX | WECC | - | MEXW | 4a | Demand Response used for Ancillary Services - Spinning Reserves | 167 | 164 | 171 | 176 | 181 | 186 | 186 | 191 | 191 | 196 | 196 | 196
2012 | MX | WECC | - | MEXW | 4b | Demand Response used for Ancillary Services - Non-Spinning Reserves | 149 | 139 | 141 | 141 | 141 | 141 | 141 | 141 | 141 | 141 | 141 | 141
2012 | MX | WECC | - | MEXW | 4c | Demand Response used for Regulation | 25 | 25 | 30 | 35 | 40 | 45 | 45 | 50 | 50 | 55 | 55 | 55
2012 | MX | WECC | - | MEXW | 4d | Demand Response used for Energy, Voluntary Services - Emergency | 0 | 0 | 0 | 0 | 0 | 0 | 0 | 0 | 0 | 0 | 0 | 0
2012 | MX | WECC | - | MEXW | 5 | TOTAL INTERNAL CAPACITY | 2532 | 2532 | 2651.04 | 2933.28 | 2933.28 | 2933.28 | 2933.28 | 2933.28 | 2933.28 | 2933.28 | 2933.28 | 2933.28
2012 | MX | WECC | - | MEXW | 6a | Existing-Certain | 2527 | 2524.62 | 2526.05 | 2522.04 | 2522.13 | 2524.07 | 2522.69 | 2524.61 | 2526.04 | 2522.11 | 2522.37 | 2524.05
2012 | MX | WECC | - | MEXW | 6a1 | Wind Expected On-Peak | 5 | 2.62 | 4.05 | 0.04 | 0.13 | 2.07 | 0.69 | 2.61 | 4.04 | 0.11 | 0.37 | 2.05
2012 | MX | WECC | - | MEXW | 6a2 | Solar Expected On-Peak | 0 | 0 | 0 | 0 | 0 | 0 | 0 | 0 | 0 | 0 | 0 | 0
2012 | MX | WECC | - | MEXW | 6a3 | Hydro Expected On-Peak | 0 | 0 | 0 | 0 | 0 | 0 | 0 | 0 | 0 | 0 | 0 | 0
2012 | MX | WECC | - | MEXW | 6a4 | Biomass Expected On-Peak | 0 | 0 | 0 | 0 | 0 | 0 | 0 | 0 | 0 | 0 | 0 | 0
2012 | MX | WECC | - | MEXW | 6b | Existing-Other | 0 | 0 | 0 | 0 | 0 | 0 | 0 | 0 | 0 | 0 | 0 | 0
2012 | MX | WECC | - | MEXW | 6b1 | Wind Derate On-Peak | 5 | 7.38 | 5.95 | 9.96 | 9.87 | 7.93 | 9.31 | 7.39 | 5.96 | 9.89 | 9.63 | 7.95
2012 | MX | WECC | - | MEXW | 6b2 | Solar Derate On-Peak | 0 | 0 | 0 | 0 | 0 | 0 | 0 | 0 | 0 | 0 | 0 | 0
2012 | MX | WECC | - | MEXW | 6b3 | Hydro Derate On-Peak | 0 | 0 | 0 | 0 | 0 | 0 | 0 | 0 | 0 | 0 | 0 | 0
2012 | MX | WECC | - | MEXW | 6b4 | Biomass Derate On-Peak | 0 | 0 | 0 | 0 | 0 | 0 | 0 | 0 | 0 | 0 | 0 | 0
2012 | MX | WECC | - | MEXW | 6b5 | Transmission-Limited Resources | 0 | 0 | 0 | 0 | 0 | 0 | 0 | 0 | 0 | 0 | 0 | 0
2012 | MX | WECC | - | MEXW | 6b6 | All Other Derates | 0 | 0 | 0 | 0 | 0 | 0 | 0 | 0 | 0 | 0 | 0 | 0
2012 | MX | WECC | - | MEXW | 6b7 | Energy-Only (Existing-Other) | 0 | 0 | 0 | 0 | 0 | 0 | 0 | 0 | 0 | 0 | 0 | 0
2012 | MX | WECC | - | MEXW | 6c | Unplanned Outages (Actual) / Current and Future Inoperable Resources | 0 | 0 | 0 | 0 | 0 | 0 | 0 | 0 | 0 | 0 | 0 | 0
2012 | MX | WECC | - | MEXW | 6d | Total Supply-Side Demand Response | 0 | 0 | 0 | 0 | 0 | 0 | 0 | 0 | 0 | 0 | 0 | 0
2012 | MX | WECC | - | MEXW | 7 | TOTAL FUTURE CAPACITY ADDITIONS |  | 0 | 119.04 | 401.28 | 401.28 | 401.28 | 401.28 | 401.28 | 401.28 | 401.28 | 401.28 | 401.28
2012 | MX | WECC | - | MEXW | 7a | Future-Planned |  | 0 | 119.04 | 401.28 | 401.28 | 401.28 | 401.28 | 401.28 | 401.28 | 401.28 | 401.28 | 401.28
2012 | MX | WECC | - | MEXW | 7a1 | Wind Expected On-Peak |  | 0 | 0 | 0 | 0 | 0 | 0 | 0 | 0 | 0 | 0 | 0
2012 | MX | WECC | - | MEXW | 7a2 | Wind Derate On-Peak |  | 0 | 0 | 0 | 0 | 0 | 0 | 0 | 0 | 0 | 0 | 0
2012 | MX | WECC | - | MEXW | 7a3 | Solar Expected On-Peak |  | 0 | 0 | 0 | 0 | 0 | 0 | 0 | 0 | 0 | 0 | 0
2012 | MX | WECC | - | MEXW | 7a4 | Solar Derate On-Peak |  | 0 | 0 | 0 | 0 | 0 | 0 | 0 | 0 | 0 | 0 | 0
2012 | MX | WECC | - | MEXW | 7a5 | Hydro Expected On-Peak |  | 0 | 0 | 0 | 0 | 0 | 0 | 0 | 0 | 0 | 0 | 0
2012 | MX | WECC | - | MEXW | 7a6 | Hydro Derate On-Peak |  | 0 | 0 | 0 | 0 | 0 | 0 | 0 | 0 | 0 | 0 | 0
2012 | MX | WECC | - | MEXW | 7a7 | Biomass Expected On-Peak |  | 0 | 0 | 0 | 0 | 0 | 0 | 0 | 0 | 0 | 0 | 0
2012 | MX | WECC | - | MEXW | 7a8 | Biomass Derate On-Peak |  | 0 | 0 | 0 | 0 | 0 | 0 | 0 | 0 | 0 | 0 | 0
2012 | MX | WECC | - | MEXW | 7a9 | Transmission-Limited Resources |  | 0 | 0 | 0 | 0 | 0 | 0 | 0 | 0 | 0 | 0 | 0
2012 | MX | WECC | - | MEXW | 7a10 | Scheduled Outage - Maintenance |  | 206 | 130 | 278 | 181 | 324 | 741 | 591 | 433 | 741 | 0 | 591
2012 | MX | WECC | - | MEXW | 7a11 | All Other Derates |  | 0 | 0 | 0 | 0 | 0 | 0 | 0 | 0 | 0 | 0 | 0
2012 | MX | WECC | - | MEXW | 7a12 | Energy-Only |  | 0 | 0 | 0 | 0 | 0 | 0 | 0 | 0 | 0 | 0 | 0
2012 | MX | WECC | - | MEXW | 7b | Future-Other |  | 0 | 0 | 0 | 0 | 0 | 0 | 0 | 0 | 0 | 0 | 0
2012 | MX | WECC | - | MEXW | 7b1 | Wind Expected On-Peak |  | 0 | 0 | 0 | 0 | 0 | 0 | 0 | 0 | 0 | 0 | 0
2012 | MX | WECC | - | MEXW | 7b2 | Wind Derate On-Peak |  | 0 | 0 | 0 | 0 | 0 | 0 | 0 | 0 | 0 | 0 | 0
2012 | MX | WECC | - | MEXW | 7b3 | Solar Expected On-Peak |  | 0 | 0 | 0 | 0 | 0 | 0 | 0 | 0 | 0 | 0 | 0
2012 | MX | WECC | - | MEXW | 7b4 | Solar Derate On-Peak |  | 0 | 0 | 0 | 0 | 0 | 0 | 0 | 0 | 0 | 0 | 0
2012 | MX | WECC | - | MEXW | 7b5 | Hydro Expected On-Peak |  | 0 | 0 | 0 | 0 | 0 | 0 | 0 | 0 | 0 | 0 | 0
2012 | MX | WECC | - | MEXW | 7b6 | Hydro Derate On-Peak |  | 0 | 0 | 0 | 0 | 0 | 0 | 0 | 0 | 0 | 0 | 0
2012 | MX | WECC | - | MEXW | 7b7 | Biomass Expected On-Peak |  | 0 | 0 | 0 | 0 | 0 | 0 | 0 | 0 | 0 | 0 | 0
2012 | MX | WECC | - | MEXW | 7b8 | Biomass Derate On-Peak |  | 0 | 0 | 0 | 0 | 0 | 0 | 0 | 0 | 0 | 0 | 0
2012 | MX | WECC | - | MEXW | 7b9 | Transmission-Limited Resources |  | 0 | 0 | 0 | 0 | 0 | 0 | 0 | 0 | 0 | 0 | 0
2012 | MX | WECC | - | MEXW | 7b10 | Scheduled Outage - Maintenance |  | 0 | 0 | 0 | 0 | 0 | 0 | 0 | 0 | 0 | 0 | 0
2012 | MX | WECC | - | MEXW | 7b11 | All Other Derates |  | 0 | 0 | 0 | 0 | 0 | 0 | 0 | 0 | 0 | 0 | 0
2012 | MX | WECC | - | MEXW | 7b12 | Energy-Only |  | 0 | 0 | 0 | 0 | 0 | 0 | 0 | 0 | 0 | 0 | 0
2012 | MX | WECC | - | MEXW | 8 | Conceptual |  | 0 | 0 | 0 | 0 | 340.416 | 340.416 | 340.416 | 611.616 | 611.616 | 611.616 | 611.616
2012 | MX | WECC | - | MEXW | 8a1 | Wind Expected On-Peak |  | 0 | 0 | 0 | 0 | 0 | 0 | 0 | 0 | 0 | 0 | 0
2012 | MX | WECC | - | MEXW | 8a2 | Wind Derate On-Peak |  | 0 | 0 | 0 | 0 | 0 | 0 | 0 | 0 | 0 | 0 | 0
2012 | MX | WECC | - | MEXW | 8a3 | Solar Expected On-Peak |  | 0 | 0 | 0 | 0 | 0 | 0 | 0 | 0 | 0 | 0 | 0
2012 | MX | WECC | - | MEXW | 8a4 | Solar Derate On-Peak |  | 0 | 0 | 0 | 0 | 0 | 0 | 0 | 0 | 0 | 0 | 0
2012 | MX | WECC | - | MEXW | 8a5 | Hydro Expected On-Peak |  | 0 | 0 | 0 | 0 | 0 | 0 | 0 | 0 | 0 | 0 | 0
2012 | MX | WECC | - | MEXW | 8a6 | Hydro Derate On-Peak |  | 0 | 0 | 0 | 0 | 0 | 0 | 0 | 0 | 0 | 0 | 0
2012 | MX | WECC | - | MEXW | 8a7 | Biomass Expected On-Peak |  | 0 | 0 | 0 | 0 | 0 | 0 | 0 | 0 | 0 | 0 | 0
2012 | MX | WECC | - | MEXW | 8a8 | Biomass Derate On-Peak |  | 0 | 0 | 0 | 0 | 0 | 0 | 0 | 0 | 0 | 0 | 0
2012 | MX | WECC | - | MEXW | 8a9 | All Other Derates |  | 0 | 0 | 0 | 0 | 0 | 0 | 0 | 0 | 0 | 0 | 0
2012 | MX | WECC | - | MEXW | 8a10 | Energy-Only |  | 0 | 0 | 0 | 0 | 0 | 0 | 0 | 0 | 0 | 0 | 0
2012 | MX | WECC | - | MEXW | 9 | ANTICIPATED INTERNAL CAPACITY |  | 2524.62 | 2645.09 | 2923.32 | 2923.41 | 2925.35 | 2923.97 | 2925.89 | 2927.32 | 2923.39 | 2923.65 | 2925.33
2012 | MX | WECC | - | MEXW | 10 | CAPACITY TRANSACTIONS - IMPORTS | 0 | 0 | 0 | 0 | 0 | 0 | 0 | 0 | 0 | 0 | 0 | 0
2012 | MX | WECC | - | MEXW | 10a | Firm | 0 | 0 | 0 | 0 | 0 | 0 | 0 | 0 | 0 | 0 | 0 | 0
2012 | MX | WECC | - | MEXW | 10a1 | Full-Responsibility Purchases | 0 | 0 | 0 | 0 | 0 | 0 | 0 | 0 | 0 | 0 | 0 | 0
2012 | MX | WECC | - | MEXW | 10a2 | Owned Capacity/Entitlement Located Outside the Region/Subregion | 0 | 0 | 0 | 0 | 0 | 0 | 0 | 0 | 0 | 0 | 0 | 0
2012 | MX | WECC | - | MEXW | 10b | Non-firm | 360: 0
2012 | MX | WECC | - | MEXW | 10c | Expected |  | 0 | 0 | 0 | 0 | 0 | 0 | 0 | 0 | 0 | 0 | 0
2012 | MX | WECC | - | MEXW | 10c1 | Full-Responsibility Purchases |  | 0 | 0 | 0 | 0 | 0 | 0 | 0 | 0 | 0 | 0 | 0
2012 | MX | WECC | - | MEXW | 10c2 | Owned Capacity/Entitlement Located Outside the Region/Subregion |  | 0 | 0 | 0 | 0 | 0 | 0 | 0 | 0 | 0 | 0 | 0
2012 | MX | WECC | - | MEXW | 11 | CAPACITY TRANSACTIONS - EXPORTS | 0 | 123 | 211 | 306 | 173 | 23 | 23 | 277 | 153 | 153 | 153 | 153
2012 | MX | WECC | - | MEXW | 11a | Firm | 0 | 123 | 211 | 306 | 173 | 23 | 23 | 277 | 153 | 153 | 153 | 153
2012 | MX | WECC | - | MEXW | 11a1 | Full-Responsibility Purchases | 0 | 0 | 0 | 0 | 0 | 0 | 0 | 0 | 0 | 0 | 0 | 0
2012 | MX | WECC | - | MEXW | 11a2 | Owned Capacity/Entitlement Located Outside the Region/Subregion | 0 | 0 | 0 | 0 | 0 | 0 | 0 | 0 | 0 | 0 | 0 | 0
2012 | MX | WECC | - | MEXW | 11b | Non-firm | 360: 0
2012 | MX | WECC | - | MEXW | 11c | Expected |  | 0 | 0 | 0 | 0 | 0 | 0 | 0 | 0 | 0 | 0 | 0
2012 | MX | WECC | - | MEXW | 11c1 | Full-Responsibility Purchases |  | 0 | 0 | 0 | 0 | 0 | 0 | 0 | 0 | 0 | 0 | 0
2012 | MX | WECC | - | MEXW | 11c2 | Owned Capacity/Entitlement Located Outside the Region/Subregion |  | 0 | 0 | 0 | 0 | 0 | 0 | 0 | 0 | 0 | 0 | 0
2012 | MX | WECC | - | MEXW | 12 | EXISTING-CERTAIN & NET FIRM TRANSACTIONS | 2527 | 2401.62 | 2315.05 | 2216.04 | 2349.13 | 2501.07 | 2499.69 | 2247.61 | 2373.04 | 2369.11 | 2369.37 | 2371.05
2012 | MX | WECC | - | MEXW | 13 | ANTICIPATED CAPACITY RESOURCES |  |  | 2434.09 | 2617.32 | 2750.41 | 2902.35 | 2900.97 | 2648.89 | 2774.32 | 2770.39 | 2770.65 | 2772.33
2012 | MX | WECC | - | MEXW | 14 | PROSPECTIVE CAPACITY RESOURCES |  |  | 2434.09 | 2617.32 | 2750.41 | 2902.35 | 2900.97 | 2648.89 | 2774.32 | 2770.39 | 2770.65 | 2772.33
2012 | MX | WECC | - | MEXW | 15 | TOTAL POTENTIAL CAPACITY RESOURCES |  |  | 2434.09 | 2617.32 | 2750.41 | 3242.766 | 3241.386 | 2989.306 | 3385.936 | 3382.006 | 3382.266 | 3383.946
2012 | MX | WECC | - | MEXW | 16 | ADJUSTED POTENTIAL CAPACITY RESOURCES |  |  | 2434.09 | 2617.32 | 2750.41 | 3242.7626 | 3241.3826 | 2989.3026 | 3385.9299 | 3381.9999 | 3382.2599 | 3383.9399
2012 | MX | WECC | - | MEXW | 16a | Confidence of Future-Other |  |  | 0.99999 | 0.99999 | 0.99999 | 0.99999 | 0.99999 | 0.99999 | 0.99999 | 0.99999 | 0.99999 | 0.99999
2012 | MX | WECC | - | MEXW | 16b | Net Future-Other Resources After Confidence Percentage Is Applied |  |  | 0 | 0 | 0 | 0 | 0 | 0 | 0 | 0 | 0 | 0
2012 | MX | WECC | - | MEXW | 16c | Confidence of Conceptual |  |  | 0.99999 | 0.99999 | 0.99999 | 0.99999 | 0.99999 | 0.99999 | 0.99999 | 0.99999 | 0.99999 | 0.99999
2012 | MX | WECC | - | MEXW | 16d | Net Conceptual Resources After Confidence Percentage Is Applied |  |  | 0 | 0 | 0 | 340.4126 | 340.4126 | 340.4126 | 611.6099 | 611.6099 | 611.6099 | 611.6099
2012 | MX | WECC | - | MEXW | 17 | ASSESSMENT AREA TARGET RESERVE MARGIN |  |  | 10.71% | 10.71% | 10.71% | 10.71% | 10.71% | 10.71% | 10.71% | 10.71% | 10.71% | 10.71%
2012 | MX | WECC | - | MEXW | 18 | EXISTING-CERTAIN AND NET FIRM TRANSACTIONS RESERVE MARGIN | 74.52% | 65.06% | 54.96% | 44.65% | 49.53% | 55.35% | 51.68% | 33.23% | 37.57% | 34.3% | 31.41% | 28.79%
2012 | MX | WECC | - | MEXW | 19 | ANTICIPATED CAPACITY RESOURCES RESERVE MARGIN |  |  | 62.92% | 70.84% | 75.07% | 80.27% | 76.03% | 57.02% | 60.83% | 57.05% | 53.67% | 50.59%
2012 | MX | WECC | - | MEXW | 20 | PROSPECTIVE CAPACITY RESOURCES RESERVE MARGIN |  |  | 62.92% | 70.84% | 75.07% | 80.27% | 76.03% | 57.02% | 60.83% | 57.05% | 53.67% | 50.59%
2012 | MX | WECC | - | MEXW | 21 | TOTAL POTENTIAL RESOURCES RESERVE MARGIN |  |  | 62.92% | 70.84% | 75.07% | 101.4% | 96.69% | 77.2% | 96.29% | 91.72% | 87.59% | 83.81%
2012 | MX | WECC | - | MEXW | 22 | ADJUSTED POTENTIAL RESOURCES RESERVE MARGIN |  |  | 62.92% | 70.84% | 75.07% | 101.4% | 96.69% | 77.2% | 96.29% | 91.72% | 87.59% | 83.81%
2012 | MX | WECC | - | MEXW | 23 | Total Baseline Installed Capacity | 360: 2532
2012 | MX | WECC | - | MEXW | 24 | Distributed or Other Capacity (Behind the Meter) < 1 MW |  | 0 | 0 | 0 | 0 | 0 | 0 | 0 | 0 | 0 | 0 | 0
2012 | MX | WECC | - | MEXW | 25 | Distributed or Other Capacity (Behind the Meter) ≥ 1 MW |  | 0 | 0 | 0 | 0 | 0 | 0 | 0 | 0 | 0 | 0 | 0
2012 | MX | WECC | - | MEXW | 26 | Capacity Total from EIA-860 |  | 0 | 0 | 0 | 0 | 0 | 0 | 0 | 0 | 0 | 0 | 0
2012 | US | WECC | - | NORW | 1 | Unrestricted Non-coincident Peak Demand |  | 30090.14 | 30578.33 | 30940 | 31290.31 | 31679.9 | 32097.1 | 32468 | 32836.8 | 33181.2 | 33609.1 | 33921.5
2012 | US | WECC | - | NORW | 1a | New Conservation (Energy Efficiency) |  | 189 | 308 | 363 | 447 | 532 | 647 | 763 | 866 | 986 | 1097 | 1163
2012 | US | WECC | - | NORW | 1b | Estimated Diversity |  | 0 | 0 | 0 | 0 | 0 | 0 | 0 | 0 | 0 | 0 | 0
2012 | US | WECC | - | NORW | 1c | Additions for non-member load (load served by non-registered LSE's in a region) |  | 0 | 0 | 0 | 0 | 0 | 0 | 0 | 0 | 0 | 0 | 0
2012 | US | WECC | - | NORW | 1d | Stand-by Load Under Contract (Normally served by behind the meter generation) |  | 0 | 0 | 0 | 0 | 0 | 0 | 0 | 0 | 0 | 0 | 0
2012 | US | WECC | - | NORW | 1e | Non-Controllable Demand-Side Demand Response |  | 0 | 0 | 0 | 0 | 0 | 0 | 0 | 0 | 0 | 0 | 0
2012 | US | WECC | - | NORW | 2 | Total Internal Demand | 29430 | 29901.14 | 30270.33 | 30577 | 30843.31 | 31147.9 | 31450.1 | 31705 | 31970.8 | 32195.2 | 32512.1 | 32758.5
2012 | US | WECC | - | NORW | 2a | Supply-Side Direct Control Load Management (DCLM) | 0 | 0 | 0 | 0 | 0 | 0 | 0 | 0 | 0 | 0 | 0 | 0
2012 | US | WECC | - | NORW | 2b | Supply-Side Contractually Interruptible (Curtailable) | 0 | 0 | 0 | 0 | 0 | 0 | 0 | 0 | 0 | 0 | 0 | 0
2012 | US | WECC | - | NORW | 2c | Supply-Side Critical Peak-Pricing (CPP) with Control | 0 | 0 | 0 | 0 | 0 | 0 | 0 | 0 | 0 | 0 | 0 | 0
2012 | US | WECC | - | NORW | 2d | Supply-Side Load as a Capacity Resource | 0 | 0 | 0 | 0 | 0 | 0 | 0 | 0 | 0 | 0 | 0 | 0
2012 | US | WECC | - | NORW | 3 | Net Internal Demand | 29420 | 29870.14 | 30217.33 | 30507 | 30763.31 | 31052.9 | 31355.1 | 31607 | 31861.8 | 32075.2 | 32391.1 | 32637.5
2012 | US | WECC | - | NORW | 3a | Demand-Side Direct Control Load Management (DCLM) | 0 | 0 | 0 | 0 | 0 | 0 | 0 | 0 | 0 | 0 | 0 | 0
2012 | US | WECC | - | NORW | 3b | Demand-Side Contractually Interruptible (Curtailable) | 10 | 31 | 53 | 70 | 80 | 95 | 95 | 98 | 109 | 120 | 121 | 121
2012 | US | WECC | - | NORW | 3c | Demand-Side Critical Peak-Pricing (CPP) with Control | 0 | 0 | 0 | 0 | 0 | 0 | 0 | 0 | 0 | 0 | 0 | 0
2012 | US | WECC | - | NORW | 3d | Demand-Side Load as a Capacity Resource | 0 | 0 | 0 | 0 | 0 | 0 | 0 | 0 | 0 | 0 | 0 | 0
2012 | US | WECC | - | NORW | 4 | Total Controllable Demand Response | 10 | 31 | 53 | 70 | 80 | 95 | 95 | 98 | 109 | 120 | 121 | 121
2012 | US | WECC | - | NORW | 4a | Demand Response used for Ancillary Services - Spinning Reserves | 62 | 264 | 264 | 264 | 264 | 264 | 264 | 264 | 264 | 264 | 264 | 264
2012 | US | WECC | - | NORW | 4b | Demand Response used for Ancillary Services - Non-Spinning Reserves | 87 | 143 | 143 | 143 | 143 | 143 | 143 | 143 | 143 | 143 | 143 | 143
2012 | US | WECC | - | NORW | 4c | Demand Response used for Regulation | 62 | 25 | 25 | 25 | 25 | 25 | 25 | 25 | 25 | 25 | 25 | 25
2012 | US | WECC | - | NORW | 4d | Demand Response used for Energy, Voluntary Services - Emergency | 0 | 0 | 0 | 0 | 0 | 0 | 0 | 0 | 0 | 0 | 0 | 0
2012 | US | WECC | - | NORW | 5 | TOTAL INTERNAL CAPACITY | 52391.942 | 53940.762 | 54640.742 | 55371.742 | 55893.742 | 56668.742 | 57148.742 | 57548.742 | 57548.742 | 57548.742 | 57548.742 | 57548.742
2012 | US | WECC | - | NORW | 6a | Existing-Certain | 33748.182 | 31085.74 | 31073.69 | 31468.94 | 31675.65 | 33419.5 | 31822.11 | 33689.28 | 31454.34 | 31723.59 | 31402.95 | 33042.04
2012 | US | WECC | - | NORW | 6a1 | Wind Expected On-Peak | 14 | 72.59 | 70.35 | 164.82 | 282.62 | 2166.2 | 513.78 | 2428.37 | 70.3 | 282.55 | 224.32 | 2166.23
2012 | US | WECC | - | NORW | 6a2 | Solar Expected On-Peak | 0 | 0 | 0 | 0.01 | 0 | 0 | 0 | 0 | 0 | 0 | 0 | 0
2012 | US | WECC | - | NORW | 6a3 | Hydro Expected On-Peak | 23158.352 | 20413.86 | 20338.05 | 20578.84 | 20582.74 | 20403.01 | 20391.08 | 20365.62 | 20448.73 | 20539.75 | 20239.34 | 19943.5
2012 | US | WECC | - | NORW | 6a4 | Biomass Expected On-Peak | 326.68 | 146.14 | 146.14 | 111.12 | 146.14 | 146.14 | 135.1 | 146.14 | 146.16 | 146.14 | 146.14 | 146.16
2012 | US | WECC | - | NORW | 6b | Existing-Other | 0 | 0 | 0 | 0 | 0 | 0 | 0 | 0 | 0 | 0 | 0 | 0
2012 | US | WECC | - | NORW | 6b1 | Wind Derate On-Peak | 5616.665 | 5558.075 | 5560.315 | 5465.845 | 5348.045 | 3464.465 | 5116.885 | 3202.295 | 5560.365 | 5348.115 | 5406.345 | 3464.435
2012 | US | WECC | - | NORW | 6b2 | Solar Derate On-Peak | 3.6 | 3.6 | 3.6 | 3.59 | 3.6 | 3.6 | 3.6 | 3.6 | 3.6 | 3.6 | 3.6 | 3.6
2012 | US | WECC | - | NORW | 6b3 | Hydro Derate On-Peak | 8594.637 | 11339.129 | 11414.939 | 11174.149 | 11170.249 | 11349.979 | 11361.909 | 11387.369 | 11304.259 | 11213.239 | 11513.649 | 11809.489
2012 | US | WECC | - | NORW | 6b4 | Biomass Derate On-Peak | 115.858 | 296.398 | 296.398 | 331.418 | 296.398 | 296.398 | 307.438 | 296.398 | 296.378 | 296.398 | 296.398 | 296.378
2012 | US | WECC | - | NORW | 6b5 | Transmission-Limited Resources | 0 | 0 | 0 | 0 | 0 | 0 | 0 | 0 | 0 | 0 | 0 | 0
2012 | US | WECC | - | NORW | 6b6 | All Other Derates | 0 | 0 | 0 | 0 | 0 | 0 | 0 | 0 | 0 | 0 | 0 | 0
2012 | US | WECC | - | NORW | 6b7 | Energy-Only (Existing-Other) | 0 | 0 | 0 | 0 | 0 | 0 | 0 | 0 | 0 | 0 | 0 | 0
2012 | US | WECC | - | NORW | 6c | Unplanned Outages (Actual) / Current and Future Inoperable Resources | 4313 | 4109 | 4043 | 3948 | 3898 | 3858 | 3780 | 3813 | 3773 | 3807 | 3769 | 3776
2012 | US | WECC | - | NORW | 6d | Total Supply-Side Demand Response | 0 | 0 | 0 | 0 | 0 | 0 | 0 | 0 | 0 | 0 | 0 | 0
2012 | US | WECC | - | NORW | 7 | TOTAL FUTURE CAPACITY ADDITIONS |  | 59.4 | 1110.82 | 1213.8 | 1487.22 | 768.93 | 1413.31 | 653.24 | 996.32 | 501.11 | 665.37 | 2833.9
2012 | US | WECC | - | NORW | 7a | Future-Planned |  | 59.4 | 1110.82 | 1213.8 | 1487.22 | 768.93 | 1413.31 | 653.24 | 996.32 | 501.11 | 665.37 | 2833.9
2012 | US | WECC | - | NORW | 7a1 | Wind Expected On-Peak |  | 13.35 | 1019.54 | 1122.39 | 1385.36 | 667.68 | 1312.22 | 552.24 | 894.89 | 399.44 | 563.71 | 2733.47
2012 | US | WECC | - | NORW | 7a2 | Wind Derate On-Peak |  | 1485.05 | 1027.36 | 1612.51 | 1854.54 | 3347.22 | 3182.68 | 4342.66 | 4000.01 | 4495.46 | 4331.19 | 2161.43
2012 | US | WECC | - | NORW | 7a3 | Solar Expected On-Peak |  | 0.08 | 0.13 | 0.14 | 0.17 | 0.16 | 0.14 | 0.15 | 0.16 | 0.15 | 0.14 | 0.13
2012 | US | WECC | - | NORW | 7a4 | Solar Derate On-Peak |  | 4.37 | 28.77 | 31.76 | 34.73 | 34.74 | 34.76 | 34.75 | 34.74 | 34.75 | 34.76 | 34.77
2012 | US | WECC | - | NORW | 7a5 | Hydro Expected On-Peak |  | 45.97 | 68.55 | 68.67 | 78.09 | 77.49 | 77.35 | 77.25 | 77.67 | 77.92 | 77.92 | 76.7
2012 | US | WECC | - | NORW | 7a6 | Hydro Derate On-Peak |  | 0 | 41.85 | 41.73 | 46.31 | 46.91 | 47.05 | 47.15 | 46.73 | 46.48 | 46.48 | 47.7
2012 | US | WECC | - | NORW | 7a7 | Biomass Expected On-Peak |  | 0 | 0 | 0 | 1 | 1 | 1 | 1 | 1 | 1 | 1 | 1
2012 | US | WECC | - | NORW | 7a8 | Biomass Derate On-Peak |  | 0 | 40 | 80 | 79 | 79 | 79 | 79 | 79 | 79 | 79 | 79
2012 | US | WECC | - | NORW | 7a9 | Transmission-Limited Resources |  | 0 | 0 | 0 | 0 | 0 | 0 | 0 | 0 | 0 | 0 | 0
2012 | US | WECC | - | NORW | 7a10 | Scheduled Outage - Maintenance |  | 2502 | 3099 | 2969 | 3059 | 2981 | 2932 | 2834 | 2827 | 2873 | 2808 | 2824
2012 | US | WECC | - | NORW | 7a11 | All Other Derates |  | 0 | 0 | 0 | 0 | 0 | 0 | 0 | 0 | 0 | 0 | 0
2012 | US | WECC | - | NORW | 7a12 | Energy-Only |  | 0 | 0 | 0 | 0 | 0 | 0 | 0 | 0 | 0 | 0 | 0
2012 | US | WECC | - | NORW | 7b | Future-Other |  | 0 | 0 | 0 | 0 | 0 | 0 | 0 | 0 | 0 | 0 | 0
2012 | US | WECC | - | NORW | 7b1 | Wind Expected On-Peak |  | 0 | 0 | 0 | 0 | 0 | 0 | 0 | 0 | 0 | 0 | 0
2012 | US | WECC | - | NORW | 7b2 | Wind Derate On-Peak |  | 0 | 0 | 0 | 0 | 0 | 0 | 0 | 0 | 0 | 0 | 0
2012 | US | WECC | - | NORW | 7b3 | Solar Expected On-Peak |  | 0 | 0 | 0 | 0 | 0 | 0 | 0 | 0 | 0 | 0 | 0
2012 | US | WECC | - | NORW | 7b4 | Solar Derate On-Peak |  | 0 | 0 | 0 | 0 | 0 | 0 | 0 | 0 | 0 | 0 | 0
2012 | US | WECC | - | NORW | 7b5 | Hydro Expected On-Peak |  | 0 | 0 | 0 | 0 | 0 | 0 | 0 | 0 | 0 | 0 | 0
2012 | US | WECC | - | NORW | 7b6 | Hydro Derate On-Peak |  | 0 | 0 | 0 | 0 | 0 | 0 | 0 | 0 | 0 | 0 | 0
2012 | US | WECC | - | NORW | 7b7 | Biomass Expected On-Peak |  | 0 | 0 | 0 | 0 | 0 | 0 | 0 | 0 | 0 | 0 | 0
2012 | US | WECC | - | NORW | 7b8 | Biomass Derate On-Peak |  | 0 | 0 | 0 | 0 | 0 | 0 | 0 | 0 | 0 | 0 | 0
2012 | US | WECC | - | NORW | 7b9 | Transmission-Limited Resources |  | 0 | 0 | 0 | 0 | 0 | 0 | 0 | 0 | 0 | 0 | 0
2012 | US | WECC | - | NORW | 7b10 | Scheduled Outage - Maintenance |  | 0 | 0 | 0 | 0 | 0 | 0 | 0 | 0 | 0 | 0 | 0
2012 | US | WECC | - | NORW | 7b11 | All Other Derates |  | 0 | 0 | 0 | 0 | 0 | 0 | 0 | 0 | 0 | 0 | 0
2012 | US | WECC | - | NORW | 7b12 | Energy-Only |  | 0 | 0 | 0 | 0 | 0 | 0 | 0 | 0 | 0 | 0 | 0
2012 | US | WECC | - | NORW | 8 | Conceptual |  | 0.21 | 0.42 | 0.42 | 0.63 | 0.84 | 0 | 1.26 | 1.47 | 1.68 | 1.89 | 2.1
2012 | US | WECC | - | NORW | 8a1 | Wind Expected On-Peak |  | 0 | 0 | 0 | 0 | 0 | 0 | 0 | 0 | 0 | 0 | 0
2012 | US | WECC | - | NORW | 8a2 | Wind Derate On-Peak |  | 0 | 0 | 0 | 0 | 0 | 0 | 15 | 15 | 15 | 15 | 15
2012 | US | WECC | - | NORW | 8a3 | Solar Expected On-Peak |  | 0 | 0 | 0 | 0 | 0 | 0 | 0 | 0 | 0 | 0 | 0
2012 | US | WECC | - | NORW | 8a4 | Solar Derate On-Peak |  | 0 | 0 | 0 | 0 | 0 | 0 | 0 | 0 | 0 | 0 | 0
2012 | US | WECC | - | NORW | 8a5 | Hydro Expected On-Peak |  | 0 | 0 | 0 | 0 | 0 | 0 | 0 | 0 | 0 | 0 | 0
2012 | US | WECC | - | NORW | 8a6 | Hydro Derate On-Peak |  | 1 | 1 | 1 | 12.5 | 12.5 | 12.5 | 12.5 | 12.5 | 12.5 | 12.5 | 12.5
2012 | US | WECC | - | NORW | 8a7 | Biomass Expected On-Peak |  | 0.21 | 0.42 | 0.42 | 0.63 | 0.84 | 0 | 1.26 | 1.47 | 1.68 | 1.89 | 2.1
2012 | US | WECC | - | NORW | 8a8 | Biomass Derate On-Peak |  | 7.7491 | 23.0384 | 37.281 | 49.638 | 60.3194 | 70.3752 | 77.4932 | 85.6612 | 93.8292 | 101.9972 | 110.1652
2012 | US | WECC | - | NORW | 8a9 | All Other Derates |  | 0 | 0 | 0 | 0 | 0 | 0 | 0 | 0 | 0 | 0 | 0
2012 | US | WECC | - | NORW | 8a10 | Energy-Only |  | 0 | 0 | 0 | 0 | 0 | 0 | 0 | 0 | 0 | 0 | 0
2012 | US | WECC | - | NORW | 9 | ANTICIPATED INTERNAL CAPACITY |  | 31145.14 | 32184.51 | 32682.74 | 33162.87 | 34188.43 | 33235.42 | 34342.52 | 32450.66 | 32224.7 | 32068.32 | 35875.94
2012 | US | WECC | - | NORW | 10 | CAPACITY TRANSACTIONS - IMPORTS | 1327 | 4000 | 4100 | 4000 | 4000 | 4000 | 4500 | 4000 | 5400 | 5400 | 5400 | 4000
2012 | US | WECC | - | NORW | 10a | Firm | 1327 | 4000 | 4100 | 4000 | 4000 | 4000 | 4500 | 4000 | 5400 | 5400 | 5400 | 4000
2012 | US | WECC | - | NORW | 10a1 | Full-Responsibility Purchases | 0 | 0 | 0 | 0 | 0 | 0 | 0 | 0 | 0 | 0 | 0 | 0
2012 | US | WECC | - | NORW | 10a2 | Owned Capacity/Entitlement Located Outside the Region/Subregion | 0 | 0 | 0 | 0 | 0 | 0 | 0 | 0 | 0 | 0 | 0 | 0
2012 | US | WECC | - | NORW | 10b | Non-firm | 360: 0
2012 | US | WECC | - | NORW | 10c | Expected |  | 0 | 0 | 0 | 0 | 0 | 0 | 0 | 0 | 0 | 0 | 0
2012 | US | WECC | - | NORW | 10c1 | Full-Responsibility Purchases |  | 0 | 0 | 0 | 0 | 0 | 0 | 0 | 0 | 0 | 0 | 0
2012 | US | WECC | - | NORW | 10c2 | Owned Capacity/Entitlement Located Outside the Region/Subregion |  | 0 | 0 | 0 | 0 | 0 | 0 | 0 | 0 | 0 | 0 | 0
2012 | US | WECC | - | NORW | 11 | CAPACITY TRANSACTIONS - EXPORTS | 2202 | 0 | 0 | 0 | 0 | 0 | 0 | 0 | 0 | 0 | 0 | 0
2012 | US | WECC | - | NORW | 11a | Firm | 2202 | 0 | 0 | 0 | 0 | 0 | 0 | 0 | 0 | 0 | 0 | 0
2012 | US | WECC | - | NORW | 11a1 | Full-Responsibility Purchases | 0 | 0 | 0 | 0 | 0 | 0 | 0 | 0 | 0 | 0 | 0 | 0
2012 | US | WECC | - | NORW | 11a2 | Owned Capacity/Entitlement Located Outside the Region/Subregion | 0 | 0 | 0 | 0 | 0 | 0 | 0 | 0 | 0 | 0 | 0 | 0
2012 | US | WECC | - | NORW | 11b | Non-firm | 360: 0
2012 | US | WECC | - | NORW | 11c | Expected |  | 0 | 0 | 0 | 0 | 0 | 0 | 0 | 0 | 0 | 0 | 0
2012 | US | WECC | - | NORW | 11c1 | Full-Responsibility Purchases |  | 0 | 0 | 0 | 0 | 0 | 0 | 0 | 0 | 0 | 0 | 0
2012 | US | WECC | - | NORW | 11c2 | Owned Capacity/Entitlement Located Outside the Region/Subregion |  | 0 | 0 | 0 | 0 | 0 | 0 | 0 | 0 | 0 | 0 | 0
2012 | US | WECC | - | NORW | 12 | EXISTING-CERTAIN & NET FIRM TRANSACTIONS | 32873.182 | 35085.74 | 35173.69 | 35468.94 | 35675.65 | 37419.5 | 36322.11 | 37689.28 | 36854.34 | 37123.59 | 36802.95 | 37042.04
2012 | US | WECC | - | NORW | 13 | ANTICIPATED CAPACITY RESOURCES |  |  | 36284.51 | 36682.74 | 37162.87 | 38188.43 | 37735.42 | 38342.52 | 37850.66 | 37624.7 | 37468.32 | 39875.94
2012 | US | WECC | - | NORW | 14 | PROSPECTIVE CAPACITY RESOURCES |  |  | 36284.51 | 36682.74 | 37162.87 | 38188.43 | 37735.42 | 38342.52 | 37850.66 | 37624.7 | 37468.32 | 39875.94
2012 | US | WECC | - | NORW | 15 | TOTAL POTENTIAL CAPACITY RESOURCES |  |  | 36284.93 | 36683.16 | 37163.5 | 38189.27 | 37735.42 | 38343.78 | 37852.13 | 37626.38 | 37470.21 | 39878.04
2012 | US | WECC | - | NORW | 16 | ADJUSTED POTENTIAL CAPACITY RESOURCES |  |  | 36284.93 | 36683.16 | 37163.5 | 38189.27 | 37735.42 | 38343.78 | 37852.13 | 37626.38 | 37470.21 | 39878.04
2012 | US | WECC | - | NORW | 16a | Confidence of Future-Other |  |  | 0.99999 | 0.99999 | 0.99999 | 0.99999 | 0.99999 | 0.99999 | 0.99999 | 0.99999 | 0.99999 | 0.99999
2012 | US | WECC | - | NORW | 16b | Net Future-Other Resources After Confidence Percentage Is Applied |  |  | 0 | 0 | 0 | 0 | 0 | 0 | 0 | 0 | 0 | 0
2012 | US | WECC | - | NORW | 16c | Confidence of Conceptual |  |  | 0.99999 | 0.99999 | 0.99999 | 0.99999 | 0.99999 | 0.99999 | 0.99999 | 0.99999 | 0.99999 | 0.99999
2012 | US | WECC | - | NORW | 16d | Net Conceptual Resources After Confidence Percentage Is Applied |  |  | 0.42 | 0.42 | 0.62999 | 0.83999 | 0 | 1.26 | 1.47 | 1.68 | 1.89 | 2.1
2012 | US | WECC | - | NORW | 17 | ASSESSMENT AREA TARGET RESERVE MARGIN |  |  | 19.9% | 19.9% | 19.9% | 19.9% | 19.9% | 19.9% | 19.9% | 19.9% | 19.9% | 19.9%
2012 | US | WECC | - | NORW | 18 | EXISTING-CERTAIN AND NET FIRM TRANSACTIONS RESERVE MARGIN | 11.74% | 17.46% | 16.4% | 16.26% | 15.97% | 20.5% | 15.84% | 19.24% | 15.67% | 15.74% | 13.62% | 13.5%
2012 | US | WECC | - | NORW | 19 | ANTICIPATED CAPACITY RESOURCES RESERVE MARGIN |  |  | 20.08% | 20.24% | 20.8% | 22.98% | 20.35% | 21.31% | 18.8% | 17.3% | 15.67% | 22.18%
2012 | US | WECC | - | NORW | 20 | PROSPECTIVE CAPACITY RESOURCES RESERVE MARGIN |  |  | 20.08% | 20.24% | 20.8% | 22.98% | 20.35% | 21.31% | 18.8% | 17.3% | 15.67% | 22.18%
2012 | US | WECC | - | NORW | 21 | TOTAL POTENTIAL RESOURCES RESERVE MARGIN |  |  | 20.08% | 20.25% | 20.8% | 22.98% | 20.35% | 21.31% | 18.8% | 17.31% | 15.68% | 22.18%
2012 | US | WECC | - | NORW | 22 | ADJUSTED POTENTIAL RESOURCES RESERVE MARGIN |  |  | 20.08% | 20.25% | 20.8% | 22.98% | 20.35% | 21.31% | 18.8% | 17.31% | 15.68% | 22.18%
2012 | US | WECC | - | NORW | 23 | Total Baseline Installed Capacity | 360: 52391.942
2012 | US | WECC | - | NORW | 24 | Distributed or Other Capacity (Behind the Meter) < 1 MW |  | 0 | 0 | 0 | 0 | 0 | 0 | 0 | 0 | 0 | 0 | 0
2012 | US | WECC | - | NORW | 25 | Distributed or Other Capacity (Behind the Meter) ≥ 1 MW |  | 0 | 0 | 0 | 0 | 0 | 0 | 0 | 0 | 0 | 0 | 0
2012 | US | WECC | - | NORW | 26 | Capacity Total from EIA-860 |  | 0 | 0 | 0 | 0 | 0 | 0 | 0 | 0 | 0 | 0 | 0
2012 | US | WECC | - | ROCK | 1 | Unrestricted Non-coincident Peak Demand |  | 9736 | 9982 | 10195 | 10481 | 10857 | 11126 | 11417 | 11707 | 11934 | 12237 | 11871
2012 | US | WECC | - | ROCK | 1a | New Conservation (Energy Efficiency) |  | 93 | 149 | 217 | 292 | 371 | 454 | 540 | 635 | 734 | 836 | 350
2012 | US | WECC | - | ROCK | 1b | Estimated Diversity |  | 0 | 0 | 0 | 0 | 0 | 0 | 0 | 0 | 0 | 0 | 0
2012 | US | WECC | - | ROCK | 1c | Additions for non-member load (load served by non-registered LSE's in a region) |  | 0 | 0 | 0 | 0 | 0 | 0 | 0 | 0 | 0 | 0 | 0
2012 | US | WECC | - | ROCK | 1d | Stand-by Load Under Contract (Normally served by behind the meter generation) |  | 0 | 0 | 0 | 0 | 0 | 0 | 0 | 0 | 0 | 0 | 0
2012 | US | WECC | - | ROCK | 1e | Non-Controllable Demand-Side Demand Response |  | 0 | 0 | 0 | 0 | 0 | 0 | 0 | 0 | 0 | 0 | 0
2012 | US | WECC | - | ROCK | 2 | Total Internal Demand | 10372 | 9643 | 9833 | 9978 | 10189 | 10486 | 10672 | 10877 | 11072 | 11200 | 11401 | 11521
2012 | US | WECC | - | ROCK | 2a | Supply-Side Direct Control Load Management (DCLM) | 0 | 0 | 0 | 0 | 0 | 0 | 0 | 0 | 0 | 0 | 0 | 0
2012 | US | WECC | - | ROCK | 2b | Supply-Side Contractually Interruptible (Curtailable) | 0 | 0 | 0 | 0 | 0 | 0 | 0 | 0 | 0 | 0 | 0 | 0
2012 | US | WECC | - | ROCK | 2c | Supply-Side Critical Peak-Pricing (CPP) with Control | 0 | 0 | 0 | 0 | 0 | 0 | 0 | 0 | 0 | 0 | 0 | 0
2012 | US | WECC | - | ROCK | 2d | Supply-Side Load as a Capacity Resource | 0 | 0 | 0 | 0 | 0 | 0 | 0 | 0 | 0 | 0 | 0 | 0
2012 | US | WECC | - | ROCK | 3 | Net Internal Demand | 10360 | 9377 | 9565 | 9709 | 9918 | 10214 | 10398 | 10602 | 10796 | 10922 | 11165 | 11283
2012 | US | WECC | - | ROCK | 3a | Demand-Side Direct Control Load Management (DCLM) | 0 | 0 | 0 | 0 | 0 | 0 | 0 | 0 | 0 | 0 | 0 | 0
2012 | US | WECC | - | ROCK | 3b | Demand-Side Contractually Interruptible (Curtailable) | 12 | 266 | 268 | 269 | 271 | 272 | 274 | 275 | 276 | 278 | 236 | 238
2012 | US | WECC | - | ROCK | 3c | Demand-Side Critical Peak-Pricing (CPP) with Control | 0 | 0 | 0 | 0 | 0 | 0 | 0 | 0 | 0 | 0 | 0 | 0
2012 | US | WECC | - | ROCK | 3d | Demand-Side Load as a Capacity Resource | 0 | 0 | 0 | 0 | 0 | 0 | 0 | 0 | 0 | 0 | 0 | 0
2012 | US | WECC | - | ROCK | 4 | Total Controllable Demand Response | 12 | 266 | 268 | 269 | 271 | 272 | 274 | 275 | 276 | 278 | 236 | 238
2012 | US | WECC | - | ROCK | 4a | Demand Response used for Ancillary Services - Spinning Reserves | 0 | 0 | 0 | 0 | 0 | 0 | 0 | 0 | 0 | 0 | 0 | 0
2012 | US | WECC | - | ROCK | 4b | Demand Response used for Ancillary Services - Non-Spinning Reserves | 0 | 0 | 0 | 0 | 0 | 0 | 0 | 0 | 0 | 0 | 0 | 0
2012 | US | WECC | - | ROCK | 4c | Demand Response used for Regulation | 0 | 0 | 0 | 0 | 0 | 0 | 0 | 0 | 0 | 0 | 0 | 0
2012 | US | WECC | - | ROCK | 4d | Demand Response used for Energy, Voluntary Services - Emergency | 0 | 0 | 0 | 0 | 0 | 0 | 0 | 0 | 0 | 0 | 0 | 0
2012 | US | WECC | - | ROCK | 5 | TOTAL INTERNAL CAPACITY | 17137.268 | 17517.268 | 17452.268 | 17739.268 | 17587.268 | 17587.268 | 17753.268 | 17753.268 | 17753.268 | 17753.268 | 17753.268 | 17753.268
2012 | US | WECC | - | ROCK | 6a | Existing-Certain | 13637.0947 | 15373.447 | 15375.017 | 13617.127 | 13700.157 | 13835.557 | 13943.697 | 15136.577 | 15616.197 | 13720.637 | 13716.417 | 14007.617
2012 | US | WECC | - | ROCK | 6a1 | Wind Expected On-Peak | 52.0365 | 1833.63 | 1833.25 | 74.51 | 156.65 | 295.45 | 404.38 | 1590.36 | 1833.21 | 156.59 | 85.09 | 295.39
2012 | US | WECC | - | ROCK | 6a2 | Solar Expected On-Peak | 0 | 0.29 | 0.28 | 0.3 | 0.27 | 0.31 | 0.29 | 0.3 | 0.28 | 0.29 | 0.29 | 0.29
2012 | US | WECC | - | ROCK | 6a3 | Hydro Expected On-Peak | 445.6213 | 434.25 | 437.05 | 437.88 | 437.96 | 434.52 | 433.75 | 441.48 | 677.43 | 458.48 | 437 | 442.9
2012 | US | WECC | - | ROCK | 6a4 | Biomass Expected On-Peak | 0 | 0.84 | 0 | 0 | 0.84 | 0.84 | 0.84 | 0 | 0.84 | 0.84 | 7.6 | 7.6
2012 | US | WECC | - | ROCK | 6b | Existing-Other | 0 | 0 | 0 | 0 | 0 | 0 | 0 | 0 | 0 | 0 | 0 | 0
2012 | US | WECC | - | ROCK | 6b1 | Wind Derate On-Peak | 1828.2615 | 46.668 | 47.048 | 1805.788 | 1723.648 | 1584.848 | 1475.918 | 289.938 | 47.088 | 1723.708 | 1795.208 | 1584.908
2012 | US | WECC | - | ROCK | 6b2 | Solar Derate On-Peak | 84.1 | 83.81 | 83.82 | 83.8 | 83.83 | 83.79 | 83.81 | 83.8 | 83.82 | 83.81 | 83.81 | 83.81
2012 | US | WECC | - | ROCK | 6b3 | Hydro Derate On-Peak | 1458.1957 | 1469.567 | 1466.767 | 1465.937 | 1465.857 | 1469.297 | 1470.067 | 1462.337 | 1226.387 | 1445.337 | 1466.817 | 1460.917
2012 | US | WECC | - | ROCK | 6b4 | Biomass Derate On-Peak | 7.616 | 6.776 | 7.616 | 7.616 | 6.776 | 6.776 | 6.776 | 7.616 | 6.776 | 6.776 | 0.016 | 0.016
2012 | US | WECC | - | ROCK | 6b5 | Transmission-Limited Resources | 0 | 0 | 0 | 0 | 0 | 0 | 0 | 0 | 0 | 0 | 0 | 0
2012 | US | WECC | - | ROCK | 6b6 | All Other Derates | 0 | 0 | 0 | 0 | 0 | 0 | 0 | 0 | 0 | 0 | 0 | 0
2012 | US | WECC | - | ROCK | 6b7 | Energy-Only (Existing-Other) | 0 | 0 | 0 | 0 | 0 | 0 | 0 | 0 | 0 | 0 | 0 | 0
2012 | US | WECC | - | ROCK | 6c | Unplanned Outages (Actual) / Current and Future Inoperable Resources | 122 | 157 | 157 | 157 | 157 | 157 | 157 | 157 | 157 | 157 | 75 | 0
2012 | US | WECC | - | ROCK | 6d | Total Supply-Side Demand Response | 0 | 0 | 0 | 0 | 0 | 0 | 0 | 0 | 0 | 0 | 0 | 0
2012 | US | WECC | - | ROCK | 7 | TOTAL FUTURE CAPACITY ADDITIONS |  | 380 | 315 | 602 | 450 | 450 | 616 | 616 | 616 | 616 | 616 | 616
2012 | US | WECC | - | ROCK | 7a | Future-Planned |  | 380 | 315 | 602 | 450 | 450 | 616 | 616 | 616 | 616 | 616 | 616
2012 | US | WECC | - | ROCK | 7a1 | Wind Expected On-Peak |  | 0 | 0 | 0 | 0 | 0 | 0 | 0 | 0 | 0 | 0 | 0
2012 | US | WECC | - | ROCK | 7a2 | Wind Derate On-Peak |  | 0 | 0 | 0 | 0 | 0 | 0 | 0 | 0 | 0 | 0 | 0
2012 | US | WECC | - | ROCK | 7a3 | Solar Expected On-Peak |  | 0 | 0 | 0 | 0 | 0 | 0 | 0 | 0 | 0 | 0 | 0
2012 | US | WECC | - | ROCK | 7a4 | Solar Derate On-Peak |  | 0 | 0 | 0 | 0 | 0 | 0 | 0 | 0 | 0 | 0 | 0
2012 | US | WECC | - | ROCK | 7a5 | Hydro Expected On-Peak |  | 0 | 0 | 0 | 0 | 0 | 0 | 0 | 0 | 0 | 0 | 0
2012 | US | WECC | - | ROCK | 7a6 | Hydro Derate On-Peak |  | 0 | 0 | 0 | 0 | 0 | 0 | 0 | 0 | 0 | 0 | 0
2012 | US | WECC | - | ROCK | 7a7 | Biomass Expected On-Peak |  | 0 | 0 | 0 | 0 | 0 | 0 | 0 | 0 | 0 | 0 | 0
2012 | US | WECC | - | ROCK | 7a8 | Biomass Derate On-Peak |  | 0 | 0 | 0 | 0 | 0 | 0 | 0 | 0 | 0 | 0 | 0
2012 | US | WECC | - | ROCK | 7a9 | Transmission-Limited Resources |  | 0 | 0 | 0 | 0 | 0 | 0 | 0 | 0 | 0 | 0 | 0
2012 | US | WECC | - | ROCK | 7a10 | Scheduled Outage - Maintenance |  | 932 | 40 | 40 | 40 | 40 | 40 | 40 | 40 | 40 | 40 | 40
2012 | US | WECC | - | ROCK | 7a11 | All Other Derates |  | 0 | 0 | 0 | 0 | 0 | 0 | 0 | 0 | 0 | 0 | 0
2012 | US | WECC | - | ROCK | 7a12 | Energy-Only |  | 0 | 0 | 0 | 0 | 0 | 0 | 0 | 0 | 0 | 0 | 0
2012 | US | WECC | - | ROCK | 7b | Future-Other |  | 0 | 0 | 0 | 0 | 0 | 0 | 0 | 0 | 0 | 0 | 0
2012 | US | WECC | - | ROCK | 7b1 | Wind Expected On-Peak |  | 0 | 0 | 0 | 0 | 0 | 0 | 0 | 0 | 0 | 0 | 0
2012 | US | WECC | - | ROCK | 7b2 | Wind Derate On-Peak |  | 0 | 0 | 0 | 0 | 0 | 0 | 0 | 0 | 0 | 0 | 0
2012 | US | WECC | - | ROCK | 7b3 | Solar Expected On-Peak |  | 0 | 0 | 0 | 0 | 0 | 0 | 0 | 0 | 0 | 0 | 0
2012 | US | WECC | - | ROCK | 7b4 | Solar Derate On-Peak |  | 0 | 0 | 0 | 0 | 0 | 0 | 0 | 0 | 0 | 0 | 0
2012 | US | WECC | - | ROCK | 7b5 | Hydro Expected On-Peak |  | 0 | 0 | 0 | 0 | 0 | 0 | 0 | 0 | 0 | 0 | 0
2012 | US | WECC | - | ROCK | 7b6 | Hydro Derate On-Peak |  | 0 | 0 | 0 | 0 | 0 | 0 | 0 | 0 | 0 | 0 | 0
2012 | US | WECC | - | ROCK | 7b7 | Biomass Expected On-Peak |  | 0 | 0 | 0 | 0 | 0 | 0 | 0 | 0 | 0 | 0 | 0
2012 | US | WECC | - | ROCK | 7b8 | Biomass Derate On-Peak |  | 0 | 0 | 0 | 0 | 0 | 0 | 0 | 0 | 0 | 0 | 0
2012 | US | WECC | - | ROCK | 7b9 | Transmission-Limited Resources |  | 0 | 0 | 0 | 0 | 0 | 0 | 0 | 0 | 0 | 0 | 0
2012 | US | WECC | - | ROCK | 7b10 | Scheduled Outage - Maintenance |  | 0 | 0 | 0 | 0 | 0 | 0 | 0 | 0 | 0 | 0 | 0
2012 | US | WECC | - | ROCK | 7b11 | All Other Derates |  | 0 | 0 | 0 | 0 | 0 | 0 | 0 | 0 | 0 | 0 | 0
2012 | US | WECC | - | ROCK | 7b12 | Energy-Only |  | 0 | 0 | 0 | 0 | 0 | 0 | 0 | 0 | 0 | 0 | 0
2012 | US | WECC | - | ROCK | 8 | Conceptual |  | 138.69 | 236.27 | 312.4 | 393.07 | 181.45 | 278.47 | 496.26 | 527.47 | 425.45 | 423.42 | 14.89
2012 | US | WECC | - | ROCK | 8a1 | Wind Expected On-Peak |  | 138.69 | 236.27 | 312.4 | 393.07 | 181.45 | 278.47 | 496.26 | 527.47 | 425.45 | 423.42 | 14.89
2012 | US | WECC | - | ROCK | 8a2 | Wind Derate On-Peak |  | 101.56 | 158.98 | 240.35 | 159.68 | 391.3 | 314.28 | 116.49 | 105.28 | 227.3 | 229.33 | 637.86
2012 | US | WECC | - | ROCK | 8a3 | Solar Expected On-Peak |  | 0 | 0 | 0 | 0 | 0 | 0 | 0 | 0 | 0 | 0 | 0
2012 | US | WECC | - | ROCK | 8a4 | Solar Derate On-Peak |  | 0 | 0 | 0 | 0 | 0 | 0 | 0 | 0 | 0 | 0 | 0
2012 | US | WECC | - | ROCK | 8a5 | Hydro Expected On-Peak |  | 0 | 0 | 0 | 0 | 0 | 0 | 0 | 0 | 0 | 0 | 0
2012 | US | WECC | - | ROCK | 8a6 | Hydro Derate On-Peak |  | 0 | 0 | 0 | 0 | 0 | 0 | 0 | 0 | 0 | 0 | 0
2012 | US | WECC | - | ROCK | 8a7 | Biomass Expected On-Peak |  | 0 | 0 | 0 | 0 | 0 | 0 | 0 | 0 | 0 | 0 | 0
2012 | US | WECC | - | ROCK | 8a8 | Biomass Derate On-Peak |  | 0 | 0 | 0 | 0 | 0 | 0 | 0 | 0 | 0 | 0 | 0
2012 | US | WECC | - | ROCK | 8a9 | All Other Derates |  | 0 | 0 | 0 | 0 | 0 | 0 | 0 | 0 | 0 | 0 | 0
2012 | US | WECC | - | ROCK | 8a10 | Energy-Only |  | 0 | 0 | 0 | 0 | 0 | 0 | 0 | 0 | 0 | 0 | 0
2012 | US | WECC | - | ROCK | 9 | ANTICIPATED INTERNAL CAPACITY |  | 15753.447 | 15690.017 | 14219.127 | 14150.157 | 14285.557 | 14559.697 | 15752.577 | 16232.197 | 14336.637 | 14332.417 | 14623.617
2012 | US | WECC | - | ROCK | 10 | CAPACITY TRANSACTIONS - IMPORTS | 362 | 0 | 0 | 0 | 0 | 670 | 853 | 0 | 0 | 0 | 0 | 0
2012 | US | WECC | - | ROCK | 10a | Firm | 362 | 0 | 0 | 0 | 0 | 670 | 853 | 0 | 0 | 0 | 0 | 0
2012 | US | WECC | - | ROCK | 10a1 | Full-Responsibility Purchases | 0 | 0 | 0 | 0 | 0 | 0 | 0 | 0 | 0 | 0 | 0 | 0
2012 | US | WECC | - | ROCK | 10a2 | Owned Capacity/Entitlement Located Outside the Region/Subregion | 0 | 0 | 0 | 0 | 0 | 0 | 0 | 0 | 0 | 0 | 0 | 0
2012 | US | WECC | - | ROCK | 10b | Non-firm | 360: 0
2012 | US | WECC | - | ROCK | 10c | Expected |  | 0 | 0 | 0 | 0 | 0 | 0 | 0 | 0 | 0 | 0 | 0
2012 | US | WECC | - | ROCK | 10c1 | Full-Responsibility Purchases |  | 0 | 0 | 0 | 0 | 0 | 0 | 0 | 0 | 0 | 0 | 0
2012 | US | WECC | - | ROCK | 10c2 | Owned Capacity/Entitlement Located Outside the Region/Subregion |  | 0 | 0 | 0 | 0 | 0 | 0 | 0 | 0 | 0 | 0 | 0
2012 | US | WECC | - | ROCK | 11 | CAPACITY TRANSACTIONS - EXPORTS | 506 | 1667 | 1667 | 901 | 906 | 531 | 531 | 1175 | 1620 | 1181 | 170 | 1181
2012 | US | WECC | - | ROCK | 11a | Firm | 506 | 1667 | 1667 | 901 | 906 | 531 | 531 | 1175 | 1620 | 1181 | 170 | 1181
2012 | US | WECC | - | ROCK | 11a1 | Full-Responsibility Purchases | 0 | 0 | 0 | 0 | 0 | 0 | 0 | 0 | 0 | 0 | 0 | 0
2012 | US | WECC | - | ROCK | 11a2 | Owned Capacity/Entitlement Located Outside the Region/Subregion | 0 | 131 | 131 | 131 | 131 | 131 | 131 | 131 | 131 | 131 | 131 | 131
2012 | US | WECC | - | ROCK | 11b | Non-firm | 360: 0
2012 | US | WECC | - | ROCK | 11c | Expected |  | 0 | 0 | 0 | 0 | 0 | 0 | 0 | 0 | 0 | 0 | 0
2012 | US | WECC | - | ROCK | 11c1 | Full-Responsibility Purchases |  | 0 | 0 | 0 | 0 | 0 | 0 | 0 | 0 | 0 | 0 | 0
2012 | US | WECC | - | ROCK | 11c2 | Owned Capacity/Entitlement Located Outside the Region/Subregion |  | 0 | 0 | 0 | 0 | 0 | 0 | 0 | 0 | 0 | 0 | 0
2012 | US | WECC | - | ROCK | 12 | EXISTING-CERTAIN & NET FIRM TRANSACTIONS | 13493.0947 | 13706.447 | 13708.017 | 12716.127 | 12794.157 | 13974.557 | 14265.697 | 13961.577 | 13996.197 | 12539.637 | 13546.417 | 12826.617
2012 | US | WECC | - | ROCK | 13 | ANTICIPATED CAPACITY RESOURCES |  |  | 14023.017 | 13318.127 | 13244.157 | 14424.557 | 14881.697 | 14577.577 | 14612.197 | 13155.637 | 14162.417 | 13442.617
2012 | US | WECC | - | ROCK | 14 | PROSPECTIVE CAPACITY RESOURCES |  |  | 14023.017 | 13318.127 | 13244.157 | 14424.557 | 14881.697 | 14577.577 | 14612.197 | 13155.637 | 14162.417 | 13442.617
2012 | US | WECC | - | ROCK | 15 | TOTAL POTENTIAL CAPACITY RESOURCES |  |  | 14259.287 | 13630.527 | 13637.227 | 14606.007 | 15160.167 | 15073.837 | 15139.667 | 13581.087 | 14585.837 | 13457.507
2012 | US | WECC | - | ROCK | 16 | ADJUSTED POTENTIAL CAPACITY RESOURCES |  |  | 14259.2846 | 13630.5239 | 13637.2231 | 14606.0052 | 15160.1642 | 15073.832 | 15139.6617 | 13581.0827 | 14585.8328 | 13457.5069
2012 | US | WECC | - | ROCK | 16a | Confidence of Future-Other |  |  | 0.99999 | 0.99999 | 0.99999 | 0.99999 | 0.99999 | 0.99999 | 0.99999 | 0.99999 | 0.99999 | 0.99999
2012 | US | WECC | - | ROCK | 16b | Net Future-Other Resources After Confidence Percentage Is Applied |  |  | 0 | 0 | 0 | 0 | 0 | 0 | 0 | 0 | 0 | 0
2012 | US | WECC | - | ROCK | 16c | Confidence of Conceptual |  |  | 0.99999 | 0.99999 | 0.99999 | 0.99999 | 0.99999 | 0.99999 | 0.99999 | 0.99999 | 0.99999 | 0.99999
2012 | US | WECC | - | ROCK | 16d | Net Conceptual Resources After Confidence Percentage Is Applied |  |  | 236.2676 | 312.3969 | 393.0661 | 181.4482 | 278.4672 | 496.255 | 527.4647 | 425.4457 | 423.4158 | 14.8899
2012 | US | WECC | - | ROCK | 17 | ASSESSMENT AREA TARGET RESERVE MARGIN |  |  | 15.68% | 15.68% | 15.68% | 15.68% | 15.68% | 15.68% | 15.68% | 15.68% | 15.68% | 15.68%
2012 | US | WECC | - | ROCK | 18 | EXISTING-CERTAIN AND NET FIRM TRANSACTIONS RESERVE MARGIN | 30.24% | 46.17% | 43.31% | 30.97% | 29% | 36.82% | 37.2% | 31.69% | 29.64% | 14.81% | 21.33% | 13.68%
2012 | US | WECC | - | ROCK | 19 | ANTICIPATED CAPACITY RESOURCES RESERVE MARGIN |  |  | 46.61% | 37.17% | 33.54% | 41.22% | 43.12% | 37.5% | 35.35% | 20.45% | 26.85% | 19.14%
2012 | US | WECC | - | ROCK | 20 | PROSPECTIVE CAPACITY RESOURCES RESERVE MARGIN |  |  | 46.61% | 37.17% | 33.54% | 41.22% | 43.12% | 37.5% | 35.35% | 20.45% | 26.85% | 19.14%
2012 | US | WECC | - | ROCK | 21 | TOTAL POTENTIAL RESOURCES RESERVE MARGIN |  |  | 49.08% | 40.39% | 37.5% | 43% | 45.8% | 42.18% | 40.23% | 24.35% | 30.64% | 19.27%
2012 | US | WECC | - | ROCK | 22 | ADJUSTED POTENTIAL RESOURCES RESERVE MARGIN |  |  | 49.08% | 40.39% | 37.5% | 43% | 45.8% | 42.18% | 40.23% | 24.35% | 30.64% | 19.27%
2012 | US | WECC | - | ROCK | 23 | Total Baseline Installed Capacity | 360: 17137.268
2012 | US | WECC | - | ROCK | 24 | Distributed or Other Capacity (Behind the Meter) < 1 MW |  | 0 | 0 | 0 | 0 | 0 | 0 | 0 | 0 | 0 | 0 | 0
2012 | US | WECC | - | ROCK | 25 | Distributed or Other Capacity (Behind the Meter) ≥ 1 MW |  | 0 | 0 | 0 | 0 | 0 | 0 | 0 | 0 | 0 | 0 | 0
2012 | US | WECC | - | ROCK | 26 | Capacity Total from EIA-860 |  | 0 | 0 | 0 | 0 | 0 | 0 | 0 | 0 | 0 | 0 | 0
2013 | US | TRE | - | ERCOT | 1 | Unrestricted Non-coincident Peak Demand | 0 | 53028 | 55957 | 57738 | 59151 | 60004 | 60612 | 61176 | 61769 | 62358 | 62870 | 63339
2013 | US | TRE | - | ERCOT | 1a | New Conservation (Energy Efficiency) | 0 | 119 | 518.049 | 647.7768 | 781.3206 | 917.0568 | 1054.1916 | 1192.5792 | 1209.8772 | 1225.3086 | 1237.8798 | 1238
2013 | US | TRE | - | ERCOT | 1b | Estimated Diversity | 0 | 0 | 0 | 0 | 0 | 0 | 0 | 0 | 0 | 0 | 0 | 0
2013 | US | TRE | - | ERCOT | 1c | Additions for non-member load (load served by non-registered LSE's in a region) | 0 | 0 | 0 | 0 | 0 | 0 | 0 | 0 | 0 | 0 | 0 | 0
2013 | US | TRE | - | ERCOT | 1d | Stand-by Load Under Contract (Normally served by behind the meter generation) | 0 | 0 | 0 | 0 | 0 | 0 | 0 | 0 | 0 | 0 | 0 | 0
2013 | US | TRE | - | ERCOT | 1e | Non-Controllable Demand-Side Demand Response | 0 | 0 | 0 | 0 | 0 | 0 | 0 | 0 | 0 | 0 | 0 | 0
2013 | US | TRE | - | ERCOT | 2 | Total Internal Demand | 46909 | 52909 | 55438.951 | 57090.2232 | 58369.6794 | 59086.9432 | 59557.8084 | 59983.4208 | 60559.1228 | 61132.6914 | 61632.1202 | 62101
2013 | US | TRE | - | ERCOT | 2a | Supply-Side Direct Control Load Management (DCLM) | 0 | 0 | 0 | 0 | 0 | 0 | 0 | 0 | 0 | 0 | 0 | 0
2013 | US | TRE | - | ERCOT | 2b | Supply-Side Contractually Interruptible (Curtailable) | 0 | 0 | 0 | 0 | 0 | 0 | 0 | 0 | 0 | 0 | 0 | 0
2013 | US | TRE | - | ERCOT | 2c | Supply-Side Critical Peak-Pricing (CPP) with Control | 0 | 0 | 0 | 0 | 0 | 0 | 0 | 0 | 0 | 0 | 0 | 0
2013 | US | TRE | - | ERCOT | 2d | Supply-Side Load as a Capacity Resource | 0 | 0 | 0 | 0 | 0 | 0 | 0 | 0 | 0 | 0 | 0 | 0
2013 | US | TRE | - | ERCOT | 3 | Net Internal Demand | 46909 | 51435 | 53741.751 | 55345.5032 | 56572.6874 | 57232.452 | 57640.0681 | 57996.1064 | 58495.277 | 58984.661 | 59391.4868 | 59758
2013 | US | TRE | - | ERCOT | 3a | Demand-Side Direct Control Load Management (DCLM) | 0 | 0 | 0 | 0 | 0 | 0 | 0 | 0 | 0 | 0 | 0 | 0
2013 | US | TRE | - | ERCOT | 3b | Demand-Side Contractually Interruptible (Curtailable) | 0 | 528 | 475.2 | 522.72 | 574.992 | 632.4912 | 695.7403 | 765.3144 | 841.8458 | 926.0304 | 1018.6334 | 1121
2013 | US | TRE | - | ERCOT | 3c | Demand-Side Critical Peak-Pricing (CPP) with Control | 0 | 0 | 0 | 0 | 0 | 0 | 0 | 0 | 0 | 0 | 0 | 0
2013 | US | TRE | - | ERCOT | 3d | Demand-Side Load as a Capacity Resource | 0 | 946 | 1222 | 1222 | 1222 | 1222 | 1222 | 1222 | 1222 | 1222 | 1222 | 1222
2013 | US | TRE | - | ERCOT | 4 | Total Controllable Demand Response | 0 | 1474 | 1697.2 | 1744.72 | 1796.992 | 1854.4912 | 1917.7403 | 1987.3144 | 2063.8458 | 2148.0304 | 2240.6334 | 2343
2013 | US | TRE | - | ERCOT | 4a | Demand Response used for Ancillary Services - Spinning Reserves | 0 | 0 | 0 | 0 | 0 | 0 | 0 | 0 | 0 | 0 | 0 | 0
2013 | US | TRE | - | ERCOT | 4b | Demand Response used for Ancillary Services - Non-Spinning Reserves | 0 | 0 | 0 | 0 | 0 | 0 | 0 | 0 | 0 | 0 | 0 | 0
2013 | US | TRE | - | ERCOT | 4c | Demand Response used for Regulation | 0 | 0 | 0 | 0 | 0 | 0 | 0 | 0 | 0 | 0 | 0 | 0
2013 | US | TRE | - | ERCOT | 4d | Demand Response used for Energy, Voluntary Services - Emergency | 0 | 0 | 0 | 0 | 0 | 0 | 0 | 0 | 0 | 0 | 0 | 0
2013 | US | TRE | - | ERCOT | 5 | TOTAL INTERNAL CAPACITY | 87342 | 88940.942 | 92545.942 | 94760.942 | 97292.942 | 97452.942 | 96796.942 | 96875.942 | 96875.942 | 96875.942 | 96875.942 | 96875.942
2013 | US | TRE | - | ERCOT | 6a | Existing-Certain | 73826 | 76529.9034 | 76529.9034 | 76529.9034 | 76529.9034 | 76529.9034 | 76529.9034 | 76529.9034 | 76529.9034 | 76529.9034 | 76529.9034 | 76529.9034
2013 | US | TRE | - | ERCOT | 6a1 | Wind Expected On-Peak | 873 | 918.375 | 918.375 | 918.375 | 918.375 | 918.375 | 918.375 | 918.375 | 918.375 | 918.375 | 918.375 | 918.375
2013 | US | TRE | - | ERCOT | 6a2 | Solar Expected On-Peak | 74 | 73.72 | 73.72 | 73.72 | 73.72 | 73.72 | 73.72 | 73.72 | 73.72 | 73.72 | 73.72 | 73.72
2013 | US | TRE | - | ERCOT | 6a3 | Hydro Expected On-Peak | 544 | 478.9664 | 478.9664 | 478.9664 | 478.9664 | 478.9664 | 478.9664 | 478.9664 | 478.9664 | 478.9664 | 478.9664 | 478.9664
2013 | US | TRE | - | ERCOT | 6a4 | Biomass Expected On-Peak | 219 | 211.145 | 211.145 | 211.145 | 211.145 | 211.145 | 211.145 | 211.145 | 211.145 | 211.145 | 211.145 | 211.145
2013 | US | TRE | - | ERCOT | 6b | Existing-Other | 0 | 0 | 0 | 0 | 0 | 0 | 0 | 0 | 0 | 0 | 0 | 0
2013 | US | TRE | - | ERCOT | 6b1 | Wind Derate On-Peak | 9162 | 9637.625 | 9637.625 | 9637.625 | 9637.625 | 9637.625 | 9637.625 | 9637.625 | 9637.625 | 9637.625 | 9637.625 | 9637.625
2013 | US | TRE | - | ERCOT | 6b2 | Solar Derate On-Peak | 0 | 0 | 0 | 0 | 0 | 0 | 0 | 0 | 0 | 0 | 0 | 0
2013 | US | TRE | - | ERCOT | 6b3 | Hydro Derate On-Peak | 0 | 65.3136 | 65.3136 | 65.3136 | 65.3136 | 65.3136 | 65.3136 | 65.3136 | 65.3136 | 65.3136 | 65.3136 | 65.3136
2013 | US | TRE | - | ERCOT | 6b4 | Biomass Derate On-Peak | 0 | 0 | 0 | 0 | 0 | 0 | 0 | 0 | 0 | 0 | 0 | 0
2013 | US | TRE | - | ERCOT | 6b5 | Transmission-Limited Resources | 0 | 0 | 0 | 0 | 0 | 0 | 0 | 0 | 0 | 0 | 0 | 0
2013 | US | TRE | - | ERCOT | 6b6 | All Other Derates | 0 | 0 | 0 | 0 | 0 | 0 | 0 | 0 | 0 | 0 | 0 | 0
2013 | US | TRE | - | ERCOT | 6b7 | Energy-Only (Existing-Other) | 0 | 0 | 0 | 0 | 0 | 0 | 0 | 0 | 0 | 0 | 0 | 0
2013 | US | TRE | - | ERCOT | 6c | Unplanned Outages (Actual) / Current and Future Inoperable Resources | 3756 | 1991 | 1373 | 1269 | 1401 | 1561 | 1745 | 1824 | 1824 | 1824 | 1824 | 1824
2013 | US | TRE | - | ERCOT | 6d | Total Supply-Side Demand Response | 0 | 0 | 0 | 0 | 0 | 0 | 0 | 0 | 0 | 0 | 0 | 0
2013 | US | TRE | - | ERCOT | 7 | TOTAL FUTURE CAPACITY ADDITIONS | 0 | 226.7277 | 2512.3417 | 3067.4257 | 5467.4257 | 5467.4257 | 4627.4257 | 4627.4257 | 4627.4257 | 4627.4257 | 4627.4257 | 4627.4257
2013 | US | TRE | - | ERCOT | 7a | Future-Planned | 0 | 226.7277 | 2512.3417 | 3067.4257 | 5467.4257 | 5467.4257 | 4627.4257 | 4627.4257 | 4627.4257 | 4627.4257 | 4627.4257 | 4627.4257
2013 | US | TRE | - | ERCOT | 7a1 | Wind Expected On-Peak | 0 | 46.7277 | 231.3417 | 399.4257 | 399.4257 | 399.4257 | 399.4257 | 399.4257 | 399.4257 | 399.4257 | 399.4257 | 399.4257
2013 | US | TRE | - | ERCOT | 7a2 | Wind Derate On-Peak | 0 | 490.3723 | 2427.7583 | 4191.6743 | 4191.6743 | 4191.6743 | 4191.6743 | 4191.6743 | 4191.6743 | 4191.6743 | 4191.6743 | 4191.6743
2013 | US | TRE | - | ERCOT | 7a3 | Solar Expected On-Peak | 0 | 50 | 50 | 50 | 50 | 50 | 50 | 50 | 50 | 50 | 50 | 50
2013 | US | TRE | - | ERCOT | 7a4 | Solar Derate On-Peak | 0 | 0 | 0 | 0 | 0 | 0 | 0 | 0 | 0 | 0 | 0 | 0
2013 | US | TRE | - | ERCOT | 7a5 | Hydro Expected On-Peak | 0 | 0 | 0 | 0 | 0 | 0 | 0 | 0 | 0 | 0 | 0 | 0
2013 | US | TRE | - | ERCOT | 7a6 | Hydro Derate On-Peak | 0 | 0 | 0 | 0 | 0 | 0 | 0 | 0 | 0 | 0 | 0 | 0
2013 | US | TRE | - | ERCOT | 7a7 | Biomass Expected On-Peak | 0 | 0 | 0 | 0 | 0 | 0 | 0 | 0 | 0 | 0 | 0 | 0
2013 | US | TRE | - | ERCOT | 7a8 | Biomass Derate On-Peak | 0 | 0 | 0 | 0 | 0 | 0 | 0 | 0 | 0 | 0 | 0 | 0
2013 | US | TRE | - | ERCOT | 7a9 | Transmission-Limited Resources | 0 | 0 | 0 | 0 | 0 | 0 | 0 | 0 | 0 | 0 | 0 | 0
2013 | US | TRE | - | ERCOT | 7a10 | Scheduled Outage - Maintenance | 0 | 0 | 0 | 0 | 0 | 0 | 0 | 0 | 0 | 0 | 0 | 0
2013 | US | TRE | - | ERCOT | 7a11 | All Other Derates | 0 | 0 | 0 | 2.2737e-13 | 2.2737e-13 | 2.2737e-13 | 2.2737e-13 | 2.2737e-13 | 2.2737e-13 | 2.2737e-13 | 2.2737e-13 | 2.2737e-13
2013 | US | TRE | - | ERCOT | 7a12 | Energy-Only | 0 | 0 | 0 | 0 | 0 | 0 | 0 | 0 | 0 | 0 | 0 | 0
2013 | US | TRE | - | ERCOT | 7b | Future-Other | 0 | 0 | 0 | 0 | 0 | 0 | 0 | 0 | 0 | 0 | 0 | 0
2013 | US | TRE | - | ERCOT | 7b1 | Wind Expected On-Peak | 0 | 0 | 0 | 0 | 0 | 0 | 0 | 0 | 0 | 0 | 0 | 0
2013 | US | TRE | - | ERCOT | 7b2 | Wind Derate On-Peak | 0 | 0 | 0 | 0 | 0 | 0 | 0 | 0 | 0 | 0 | 0 | 0
2013 | US | TRE | - | ERCOT | 7b3 | Solar Expected On-Peak | 0 | 0 | 0 | 0 | 0 | 0 | 0 | 0 | 0 | 0 | 0 | 0
2013 | US | TRE | - | ERCOT | 7b4 | Solar Derate On-Peak | 0 | 0 | 0 | 0 | 0 | 0 | 0 | 0 | 0 | 0 | 0 | 0
2013 | US | TRE | - | ERCOT | 7b5 | Hydro Expected On-Peak | 0 | 0 | 0 | 0 | 0 | 0 | 0 | 0 | 0 | 0 | 0 | 0
2013 | US | TRE | - | ERCOT | 7b6 | Hydro Derate On-Peak | 0 | 0 | 0 | 0 | 0 | 0 | 0 | 0 | 0 | 0 | 0 | 0
2013 | US | TRE | - | ERCOT | 7b7 | Biomass Expected On-Peak | 0 | 0 | 0 | 0 | 0 | 0 | 0 | 0 | 0 | 0 | 0 | 0
2013 | US | TRE | - | ERCOT | 7b8 | Biomass Derate On-Peak | 0 | 0 | 0 | 0 | 0 | 0 | 0 | 0 | 0 | 0 | 0 | 0
2013 | US | TRE | - | ERCOT | 7b9 | Transmission-Limited Resources | 0 | 0 | 0 | 0 | 0 | 0 | 0 | 0 | 0 | 0 | 0 | 0
2013 | US | TRE | - | ERCOT | 7b10 | Scheduled Outage - Maintenance | 0 | 0 | 0 | 0 | 0 | 0 | 0 | 0 | 0 | 0 | 0 | 0
2013 | US | TRE | - | ERCOT | 7b11 | All Other Derates | 0 | 0 | 0 | 0 | 0 | 0 | 0 | 0 | 0 | 0 | 0 | 0
2013 | US | TRE | - | ERCOT | 7b12 | Energy-Only | 0 | 0 | 0 | 0 | 0 | 0 | 0 | 0 | 0 | 0 | 0 | 0
2013 | US | TRE | - | ERCOT | 8 | Conceptual | 0 | 106.177 | 3044.398 | 4495.691 | 7992.991 | 8071.291 | 8711.291 | 9561.291 | 9561.291 | 9561.291 | 9561.291 | 9561.291
2013 | US | TRE | - | ERCOT | 8a1 | Wind Expected On-Peak | 0 | 6.177 | 628.575 | 997.368 | 1075.668 | 1153.968 | 1153.968 | 1153.968 | 1153.968 | 1153.968 | 1153.968 | 1153.968
2013 | US | TRE | - | ERCOT | 8a2 | Wind Derate On-Peak | 0 | 64.823 | 6282.874 | 10153.081 | 10974.781 | 11796.481 | 11796.481 | 11796.481 | 11796.481 | 11796.481 | 11796.481 | 11796.481
2013 | US | TRE | - | ERCOT | 8a3 | Solar Expected On-Peak | 0 | 100 | 364 | 448.5 | 513.5 | 513.5 | 513.5 | 513.5 | 513.5 | 513.5 | 513.5 | 513.5
2013 | US | TRE | - | ERCOT | 8a4 | Solar Derate On-Peak | 0 | 0 | 0 | 0 | 0 | 0 | 0 | 0 | 0 | 0 | 0 | 0
2013 | US | TRE | - | ERCOT | 8a5 | Hydro Expected On-Peak | 0 | 0 | 0 | 0 | 0 | 0 | 0 | 0 | 0 | 0 | 0 | 0
2013 | US | TRE | - | ERCOT | 8a6 | Hydro Derate On-Peak | 0 | 0 | 0 | 0 | 0 | 0 | 0 | 0 | 0 | 0 | 0 | 0
2013 | US | TRE | - | ERCOT | 8a7 | Biomass Expected On-Peak | 0 | 0 | 0 | 0 | 0 | 0 | 0 | 0 | 0 | 0 | 0 | 0
2013 | US | TRE | - | ERCOT | 8a8 | Biomass Derate On-Peak | 0 | 0 | 0 | 0 | 0 | 0 | 0 | 0 | 0 | 0 | 0 | 0
2013 | US | TRE | - | ERCOT | 8a9 | All Other Derates | 0 | 0 | 0 | 0 | -6.8212e-13 | -1.3642e-12 | -1.3642e-12 | -1.3642e-12 | -1.3642e-12 | -1.3642e-12 | -1.3642e-12 | -1.3642e-12
2013 | US | TRE | - | ERCOT | 8a10 | Energy-Only | 0 | 0 | 0 | 0 | 0 | 0 | 0 | 0 | 0 | 0 | 0 | 0
2013 | US | TRE | - | ERCOT | 9 | ANTICIPATED INTERNAL CAPACITY | 0 | 76756.6311 | 79042.2451 | 79597.3291 | 81997.3291 | 81997.3291 | 81157.3291 | 81157.3291 | 81157.3291 | 81157.3291 | 81157.3291 | 81157.3291
2013 | US | TRE | - | ERCOT | 10 | CAPACITY TRANSACTIONS - IMPORTS | 598 | 598 | 598 | 598 | 598 | 598 | 598 | 598 | 598 | 598 | 598 | 598
2013 | US | TRE | - | ERCOT | 10a | Firm | 598 | 598 | 598 | 598 | 598 | 598 | 598 | 598 | 598 | 598 | 598 | 598
2013 | US | TRE | - | ERCOT | 10a1 | Full-Responsibility Purchases | 48 | 48 | 48 | 48 | 48 | 48 | 48 | 48 | 48 | 48 | 48 | 48
2013 | US | TRE | - | ERCOT | 10a2 | Owned Capacity/Entitlement Located Outside the Region/Subregion | 0 | 0 | 0 | 0 | 0 | 0 | 0 | 0 | 0 | 0 | 0 | 0
2013 | US | TRE | - | ERCOT | 10b | Non-firm | 0 | 0 | 0 | 0 | 0 | 0 | 0 | 0 | 0 | 0 | 0 | 0
2013 | US | TRE | - | ERCOT | 10c | Expected | 0 | 0 | 0 | 0 | 0 | 0 | 0 | 0 | 0 | 0 | 0 | 0
2013 | US | TRE | - | ERCOT | 10c1 | Full-Responsibility Purchases | 0 | 0 | 0 | 0 | 0 | 0 | 0 | 0 | 0 | 0 | 0 | 0
2013 | US | TRE | - | ERCOT | 10c2 | Owned Capacity/Entitlement Located Outside the Region/Subregion | 0 | 0 | 0 | 0 | 0 | 0 | 0 | 0 | 0 | 0 | 0 | 0
2013 | US | TRE | - | ERCOT | 11 | CAPACITY TRANSACTIONS - EXPORTS | 317 | 317 | 317 | 317 | 317 | 317 | 317 | 317 | 0 | 0 | 0 | 0
2013 | US | TRE | - | ERCOT | 11a | Firm | 317 | 317 | 317 | 317 | 317 | 317 | 317 | 317 | 0 | 0 | 0 | 0
2013 | US | TRE | - | ERCOT | 11a1 | Full-Responsibility Purchases | 0 | 0 | 0 | 0 | 0 | 0 | 0 | 0 | 0 | 0 | 0 | 0
2013 | US | TRE | - | ERCOT | 11a2 | Owned Capacity/Entitlement Located Outside the Region/Subregion | 0 | 0 | 0 | 0 | 0 | 0 | 0 | 0 | 0 | 0 | 0 | 0
2013 | US | TRE | - | ERCOT | 11b | Non-firm | 0 | 0 | 0 | 0 | 0 | 0 | 0 | 0 | 0 | 0 | 0 | 0
2013 | US | TRE | - | ERCOT | 11c | Expected | 0 | 0 | 0 | 0 | 0 | 0 | 0 | 0 | 0 | 0 | 0 | 0
2013 | US | TRE | - | ERCOT | 11c1 | Full-Responsibility Purchases | 0 | 0 | 0 | 0 | 0 | 0 | 0 | 0 | 0 | 0 | 0 | 0
2013 | US | TRE | - | ERCOT | 11c2 | Owned Capacity/Entitlement Located Outside the Region/Subregion | 0 | 0 | 0 | 0 | 0 | 0 | 0 | 0 | 0 | 0 | 0 | 0
2013 | US | TRE | - | ERCOT | 12 | EXISTING-CERTAIN & NET FIRM TRANSACTIONS | 74107 | 76810.9034 | 76810.9034 | 76810.9034 | 76810.9034 | 76810.9034 | 76810.9034 | 76810.9034 | 77127.9034 | 77127.9034 | 77127.9034 | 77127.9034
2013 | US | TRE | - | ERCOT | 13 | ANTICIPATED CAPACITY RESOURCES | 0 | 0 | 79323.2451 | 79878.3291 | 82278.3291 | 82278.3291 | 81438.3291 | 81438.3291 | 81755.3291 | 81755.3291 | 81755.3291 | 81755.3291
2013 | US | TRE | - | ERCOT | 14 | PROSPECTIVE CAPACITY RESOURCES | 0 | 0 | 79323.2451 | 79878.3291 | 82278.3291 | 82278.3291 | 81438.3291 | 81438.3291 | 81755.3291 | 81755.3291 | 81755.3291 | 81755.3291
2013 | US | TRE | - | ERCOT | 15 | TOTAL POTENTIAL CAPACITY RESOURCES | 0 | 0 | 82367.6431 | 84374.0201 | 90271.3201 | 90349.6201 | 90149.6201 | 90999.6201 | 91316.6201 | 91316.6201 | 91316.6201 | 91316.6201
2013 | US | TRE | - | ERCOT | 16 | ADJUSTED POTENTIAL CAPACITY RESOURCES | 0 | 0 | 79932.1247 | 80777.4673 | 83876.9273 | 83892.5873 | 83180.5873 | 83350.5873 | 83667.5873 | 83667.5873 | 83667.5873 | 83667.5873
2013 | US | TRE | - | ERCOT | 16a | Confidence of Future-Other | 0 | 0 | 0.99999 | 0.99999 | 0.99999 | 0.99999 | 0.99999 | 0.99999 | 0.99999 | 0.99999 | 0.99999 | 0.99999
2013 | US | TRE | - | ERCOT | 16b | Net Future-Other Resources After Confidence Percentage Is Applied | 0 | 0 | 0 | 0 | 0 | 0 | 0 | 0 | 0 | 0 | 0 | 0
2013 | US | TRE | - | ERCOT | 16c | Confidence of Conceptual | 0 | 0 | 0.2 | 0.2 | 0.2 | 0.2 | 0.2 | 0.2 | 0.2 | 0.2 | 0.2 | 0.2
2013 | US | TRE | - | ERCOT | 16d | Net Conceptual Resources After Confidence Percentage Is Applied | 0 | 0 | 608.8796 | 899.1382 | 1598.5982 | 1614.2582 | 1742.2582 | 1912.2582 | 1912.2582 | 1912.2582 | 1912.2582 | 1912.2582
2013 | US | TRE | - | ERCOT | 17 | ASSESSMENT AREA TARGET RESERVE MARGIN | 0% | 0% | 13.75% | 13.75% | 13.75% | 13.75% | 13.75% | 13.75% | 13.75% | 13.75% | 13.75% | 13.75%
2013 | US | TRE | - | ERCOT | 18 | EXISTING-CERTAIN AND NET FIRM TRANSACTIONS RESERVE MARGIN | 57.98% | 49.34% | 0% | 0% | 0% | 0% | 0% | 0% | 0% | 0% | 0% | 0%
2013 | US | TRE | - | ERCOT | 19 | ANTICIPATED CAPACITY RESOURCES RESERVE MARGIN | 0% | 0% | 47.6% | 44.33% | 45.44% | 43.76% | 41.29% | 40.42% | 39.76% | 38.6% | 37.65% | 36.81%
2013 | US | TRE | - | ERCOT | 20 | PROSPECTIVE CAPACITY RESOURCES RESERVE MARGIN | 0% | 0% | 47.6% | 44.33% | 45.44% | 43.76% | 41.29% | 40.42% | 39.76% | 38.6% | 37.65% | 36.81%
2013 | US | TRE | - | ERCOT | 21 | TOTAL POTENTIAL RESOURCES RESERVE MARGIN | 0% | 0% | 53.27% | 52.45% | 59.57% | 57.86% | 56.4% | 56.91% | 56.11% | 54.81% | 53.75% | 52.81%
2013 | US | TRE | - | ERCOT | 22 | ADJUSTED POTENTIAL RESOURCES RESERVE MARGIN | 0% | 0% | 48.73% | 45.95% | 48.26% | 46.58% | 44.31% | 43.72% | 43.03% | 41.85% | 40.87% | 40.01%
2013 | US | TRE | - | ERCOT | 23 | Total Baseline Installed Capacity | 86744 | 0 | 0 | 0 | 0 | 0 | 0 | 0 | 0 | 0 | 0 | 0
2013 | US | TRE | - | ERCOT | 24 | Distributed or Other Capacity (Behind the Meter) < 1 MW | 0 | 0 | 0 | 0 | 0 | 0 | 0 | 0 | 0 | 0 | 0 | 0
2013 | US | TRE | - | ERCOT | 25 | Distributed or Other Capacity (Behind the Meter) ≥ 1 MW | 0 | 0 | 0 | 0 | 0 | 0 | 0 | 0 | 0 | 0 | 0 | 0
2013 | US | TRE | - | ERCOT | 26 | Capacity Total from EIA-860 | 0 | 0 | 0 | 0 | 0 | 0 | 0 | 0 | 0 | 0 | 0 | 0
2013 | US | FRCC | - | FRCC | 1 | Unrestricted Non-coincident Peak Demand |  | 46592 | 47423 | 48104 | 48748 | 49375 | 50088 | 50795 | 51507 | 52231 | 53171 | 53171
2013 | US | FRCC | - | FRCC | 1a | New Conservation (Energy Efficiency) |  | 136 | 262 | 382 | 497 | 602 | 711 | 806 | 895 | 982 | 1070 | 1070
2013 | US | FRCC | - | FRCC | 1b | Estimated Diversity |  | 0 | 0 | 0 | 0 | 0 | 0 | 0 | 0 | 0 | 0 | 0
2013 | US | FRCC | - | FRCC | 1c | Additions for non-member load (load served by non-registered LSE's in a region) |  | 0 | 0 | 0 | 0 | 0 | 0 | 0 | 0 | 0 | 0 | 0
2013 | US | FRCC | - | FRCC | 1d | Stand-by Load Under Contract (Normally served by behind the meter generation) |  | 0 | 0 | 0 | 0 | 0 | 0 | 0 | 0 | 0 | 0 | 0
2013 | US | FRCC | - | FRCC | 1e | Non-Controllable Demand-Side Demand Response |  | 0 | 0 | 0 | 0 | 0 | 0 | 0 | 0 | 0 | 0 | 0
2013 | US | FRCC | - | FRCC | 2 | Total Internal Demand | 36535 | 46456 | 47161 | 47722 | 48251 | 48773 | 49377 | 49989 | 50612 | 51249 | 52101 | 52101
2013 | US | FRCC | - | FRCC | 2a | Supply-Side Direct Control Load Management (DCLM) | 0 | 0 | 0 | 0 | 0 | 0 | 0 | 0 | 0 | 0 | 0 | 0
2013 | US | FRCC | - | FRCC | 2b | Supply-Side Contractually Interruptible (Curtailable) | 0 | 0 | 0 | 0 | 0 | 0 | 0 | 0 | 0 | 0 | 0 | 0
2013 | US | FRCC | - | FRCC | 2c | Supply-Side Critical Peak-Pricing (CPP) with Control | 0 | 0 | 0 | 0 | 0 | 0 | 0 | 0 | 0 | 0 | 0 | 0
2013 | US | FRCC | - | FRCC | 2d | Supply-Side Load as a Capacity Resource | 0 | 0 | 0 | 0 | 0 | 0 | 0 | 0 | 0 | 0 | 0 | 0
2013 | US | FRCC | - | FRCC | 3 | Net Internal Demand | 36409 | 43384 | 44060 | 44596 | 45074 | 45543 | 46105 | 46675 | 47259 | 47870 | 48695 | 48695
2013 | US | FRCC | - | FRCC | 3a | Demand-Side Direct Control Load Management (DCLM) | 115 | 2521 | 2546 | 2572 | 2614 | 2664 | 2691 | 2717 | 2747 | 2771 | 2798 | 2798
2013 | US | FRCC | - | FRCC | 3b | Demand-Side Contractually Interruptible (Curtailable) | 11 | 551 | 555 | 554 | 563 | 566 | 581 | 597 | 606 | 608 | 608 | 608
2013 | US | FRCC | - | FRCC | 3c | Demand-Side Critical Peak-Pricing (CPP) with Control | 0 | 0 | 0 | 0 | 0 | 0 | 0 | 0 | 0 | 0 | 0 | 0
2013 | US | FRCC | - | FRCC | 3d | Demand-Side Load as a Capacity Resource | 0 | 0 | 0 | 0 | 0 | 0 | 0 | 0 | 0 | 0 | 0 | 0
2013 | US | FRCC | - | FRCC | 4 | Total Controllable Demand Response | 126 | 3072 | 3101 | 3126 | 3177 | 3230 | 3272 | 3314 | 3353 | 3379 | 3406 | 3406
2013 | US | FRCC | - | FRCC | 4a | Demand Response used for Ancillary Services - Spinning Reserves | 0 | 0 | 0 | 0 | 0 | 0 | 0 | 0 | 0 | 0 | 0 | 0
2013 | US | FRCC | - | FRCC | 4b | Demand Response used for Ancillary Services - Non-Spinning Reserves | 0 | 0 | 0 | 0 | 0 | 0 | 0 | 0 | 0 | 0 | 0 | 0
2013 | US | FRCC | - | FRCC | 4c | Demand Response used for Regulation | 0 | 0 | 0 | 0 | 0 | 0 | 0 | 0 | 0 | 0 | 0 | 0
2013 | US | FRCC | - | FRCC | 4d | Demand Response used for Energy, Voluntary Services - Emergency | 0 | 0 | 0 | 0 | 0 | 0 | 0 | 0 | 0 | 0 | 0 | 0
2013 | US | FRCC | - | FRCC | 5 | TOTAL INTERNAL CAPACITY | 61935.36 | 60954.64 | 63849.81 | 63857.98 | 64459.07 | 64035.56 | 65274.55 | 65236.04 | 67732.73 | 68290.73 | 69754.73 | 69754.73
2013 | US | FRCC | - | FRCC | 6a | Existing-Certain | 55344.56 | 55970.1 | 55970.1 | 55970.1 | 55970.1 | 55970.1 | 55970.1 | 55970.1 | 55970.1 | 55970.1 | 55970.1 | 55970.1
2013 | US | FRCC | - | FRCC | 6a1 | Wind Expected On-Peak | 0 | 0 | 0 | 0 | 0 | 0 | 0 | 0 | 0 | 0 | 0 | 0
2013 | US | FRCC | - | FRCC | 6a2 | Solar Expected On-Peak | 0.86 | 1.4 | 1.4 | 1.4 | 1.4 | 1.4 | 1.4 | 1.4 | 1.4 | 1.4 | 1.4 | 1.4
2013 | US | FRCC | - | FRCC | 6a3 | Hydro Expected On-Peak | 43.5 | 43.5 | 43.5 | 43.5 | 43.5 | 43.5 | 43.5 | 43.5 | 43.5 | 43.5 | 43.5 | 43.5
2013 | US | FRCC | - | FRCC | 6a4 | Biomass Expected On-Peak | 339.4 | 387.8 | 387.8 | 387.8 | 387.8 | 387.8 | 387.8 | 387.8 | 387.8 | 387.8 | 387.8 | 387.8
2013 | US | FRCC | - | FRCC | 6b | Existing-Other | 2226.2 | 5729.1 | 5729.1 | 5729.1 | 5729.1 | 5729.1 | 5729.1 | 5729.1 | 5729.1 | 5729.1 | 5729.1 | 5729.1
2013 | US | FRCC | - | FRCC | 6b1 | Wind Derate On-Peak | 0 | 0 | 0 | 0 | 0 | 0 | 0 | 0 | 0 | 0 | 0 | 0
2013 | US | FRCC | - | FRCC | 6b2 | Solar Derate On-Peak | 48.43 | 0 | 0 | 0 | 0 | 0 | 0 | 0 | 0 | 0 | 0 | 0
2013 | US | FRCC | - | FRCC | 6b3 | Hydro Derate On-Peak | 11 | 11 | 11 | 11 | 11 | 11 | 11 | 11 | 11 | 11 | 11 | 11
2013 | US | FRCC | - | FRCC | 6b4 | Biomass Derate On-Peak | 0 | 0 | 0 | 0 | 0 | 0 | 0 | 0 | 0 | 0 | 0 | 0
2013 | US | FRCC | - | FRCC | 6b5 | Transmission-Limited Resources | 0 | 0 | 0 | 0 | 0 | 0 | 0 | 0 | 0 | 0 | 0 | 0
2013 | US | FRCC | - | FRCC | 6b6 | All Other Derates | 818 | 0 | 0 | 0 | 0 | 0 | 0 | 0 | 0 | 0 | 0 | 0
2013 | US | FRCC | - | FRCC | 6b7 | Energy-Only (Existing-Other) | 183.4 | 193 | 193 | 193 | 193 | 193 | 193 | 193 | 193 | 193 | 193 | 193
2013 | US | FRCC | - | FRCC | 6c | Unplanned Outages (Actual) / Current and Future Inoperable Resources | 0 | 0 | 0 | 0 | 0 | 0 | 0 | 0 | 0 | 0 | 0 | 0
2013 | US | FRCC | - | FRCC | 6d | Total Supply-Side Demand Response | 0 | 0 | 0 | 0 | 0 | 0 | 0 | 0 | 0 | 0 | 0 | 0
2013 | US | FRCC | - | FRCC | 7 | TOTAL FUTURE CAPACITY ADDITIONS |  | -755.56 | 2139.61 | 2147.78 | 2748.87 | 2325.36 | 3564.35 | 3525.84 | 6022.53 | 6580.53 | 8044.53 | 8044.53
2013 | US | FRCC | - | FRCC | 7a | Future-Planned |  | -89.76 | 2130.31 | 2107.48 | 4136.67 | 2234.16 | 4246.35 | 3228.84 | 5904.93 | 6463.93 | 7764.93 | 7764.93
2013 | US | FRCC | - | FRCC | 7a1 | Wind Expected On-Peak |  | 0 | 0 | 0 | 0 | 0 | 0 | 0 | 0 | 0 | 0 | 0
2013 | US | FRCC | - | FRCC | 7a2 | Wind Derate On-Peak |  | 0 | 0 | 0 | 0 | 0 | 0 | 0 | 0 | 0 | 0 | 0
2013 | US | FRCC | - | FRCC | 7a3 | Solar Expected On-Peak |  | 0.74 | 1.11 | 1.48 | 1.57 | 1.66 | 1.75 | 1.84 | 1.93 | 1.93 | 1.93 | 1.93
2013 | US | FRCC | - | FRCC | 7a4 | Solar Derate On-Peak |  | 0 | 0 | 0 | 0 | 0 | 0 | 0 | 0 | 0 | 0 | 0
2013 | US | FRCC | - | FRCC | 7a5 | Hydro Expected On-Peak |  | 0 | 0 | 0 | 0 | 0 | 0 | 0 | 0 | 0 | 0 | 0
2013 | US | FRCC | - | FRCC | 7a6 | Hydro Derate On-Peak |  | 0 | 0 | 0 | 0 | 0 | 0 | 0 | 0 | 0 | 0 | 0
2013 | US | FRCC | - | FRCC | 7a7 | Biomass Expected On-Peak |  | 220 | 277.3 | 277.3 | 219.4 | 204.2 | 195.3 | 193.7 | 373.7 | 373.7 | 373.7 | 373.7
2013 | US | FRCC | - | FRCC | 7a8 | Biomass Derate On-Peak |  | 0 | 0 | 0 | 0 | 0 | 0 | 0 | 0 | 0 | 0 | 0
2013 | US | FRCC | - | FRCC | 7a9 | Transmission-Limited Resources |  | 0 | 0 | 0 | 0 | 0 | 0 | 0 | 0 | 0 | 0 | 0
2013 | US | FRCC | - | FRCC | 7a10 | Scheduled Outage - Maintenance |  | 0 | 0 | 0 | 0 | 0 | 0 | 0 | 0 | 0 | 0 | 0
2013 | US | FRCC | - | FRCC | 7a11 | All Other Derates |  | 0 | 0 | 0 | 0 | 0 | 0 | 0 | 0 | 0 | 0 | 0
2013 | US | FRCC | - | FRCC | 7a12 | Energy-Only |  | 0 | 0 | 0 | 0 | 0 | 0 | 0 | 0 | 0 | 0 | 0
2013 | US | FRCC | - | FRCC | 7b | Future-Other |  | -665.8 | 9.3 | 40.3 | -1387.8 | 91.2 | -682 | 297 | 117.6 | 116.6 | 279.6 | 279.6
2013 | US | FRCC | - | FRCC | 7b1 | Wind Expected On-Peak |  | 0 | 0 | 0 | 0 | 0 | 0 | 0 | 0 | 0 | 0 | 0
2013 | US | FRCC | - | FRCC | 7b2 | Wind Derate On-Peak |  | 0 | 0 | 0 | 0 | 0 | 0 | 0 | 0 | 0 | 0 | 0
2013 | US | FRCC | - | FRCC | 7b3 | Solar Expected On-Peak |  | 0 | 0 | 0 | 0 | 0 | 0 | 0 | 0 | 0 | 0 | 0
2013 | US | FRCC | - | FRCC | 7b4 | Solar Derate On-Peak |  | 0 | 0 | 0 | 0 | 0 | 0 | 0 | 0 | 0 | 0 | 0
2013 | US | FRCC | - | FRCC | 7b5 | Hydro Expected On-Peak |  | 0 | 0 | 0 | 0 | 0 | 0 | 0 | 0 | 0 | 0 | 0
2013 | US | FRCC | - | FRCC | 7b6 | Hydro Derate On-Peak |  | 0 | 0 | 0 | 0 | 0 | 0 | 0 | 0 | 0 | 0 | 0
2013 | US | FRCC | - | FRCC | 7b7 | Biomass Expected On-Peak |  | 40 | 49.3 | 49.3 | 107.2 | 107.2 | 315 | 315 | 136.6 | 136.6 | 136.6 | 136.6
2013 | US | FRCC | - | FRCC | 7b8 | Biomass Derate On-Peak |  | 0 | 0 | 0 | 0 | 0 | 0 | 0 | 0 | 0 | 0 | 0
2013 | US | FRCC | - | FRCC | 7b9 | Transmission-Limited Resources |  | 0 | 0 | 0 | 0 | 0 | 0 | 0 | 0 | 0 | 0 | 0
2013 | US | FRCC | - | FRCC | 7b10 | Scheduled Outage - Maintenance |  | 0 | 0 | 0 | 0 | 0 | 0 | 0 | 0 | 0 | 0 | 0
2013 | US | FRCC | - | FRCC | 7b11 | All Other Derates |  | 0 | 0 | 0 | 0 | 0 | 0 | 0 | 0 | 0 | 0 | 0
2013 | US | FRCC | - | FRCC | 7b12 | Energy-Only |  | 0 | 0 | 0 | 0 | 0 | 0 | 0 | 0 | 0 | 0 | 0
2013 | US | FRCC | - | FRCC | 8 | Conceptual |  | 0 | 0 | 0 | 0 | 0 | 0 | 0 | 0 | 0 | 0 | 0
2013 | US | FRCC | - | FRCC | 8a1 | Wind Expected On-Peak |  | 0 | 0 | 0 | 0 | 0 | 0 | 0 | 0 | 0 | 0 | 0
2013 | US | FRCC | - | FRCC | 8a2 | Wind Derate On-Peak |  | 0 | 0 | 0 | 0 | 0 | 0 | 0 | 0 | 0 | 0 | 0
2013 | US | FRCC | - | FRCC | 8a3 | Solar Expected On-Peak |  | 0 | 0 | 0 | 0 | 0 | 0 | 0 | 0 | 0 | 0 | 0
2013 | US | FRCC | - | FRCC | 8a4 | Solar Derate On-Peak |  | 0 | 0 | 0 | 0 | 0 | 0 | 0 | 0 | 0 | 0 | 0
2013 | US | FRCC | - | FRCC | 8a5 | Hydro Expected On-Peak |  | 0 | 0 | 0 | 0 | 0 | 0 | 0 | 0 | 0 | 0 | 0
2013 | US | FRCC | - | FRCC | 8a6 | Hydro Derate On-Peak |  | 0 | 0 | 0 | 0 | 0 | 0 | 0 | 0 | 0 | 0 | 0
2013 | US | FRCC | - | FRCC | 8a7 | Biomass Expected On-Peak |  | 0 | 0 | 0 | 0 | 0 | 0 | 0 | 0 | 0 | 0 | 0
2013 | US | FRCC | - | FRCC | 8a8 | Biomass Derate On-Peak |  | 0 | 0 | 0 | 0 | 0 | 0 | 0 | 0 | 0 | 0 | 0
2013 | US | FRCC | - | FRCC | 8a9 | All Other Derates |  | 0 | 0 | 0 | 0 | 0 | 0 | 0 | 0 | 0 | 0 | 0
2013 | US | FRCC | - | FRCC | 8a10 | Energy-Only |  | 0 | 0 | 0 | 0 | 0 | 0 | 0 | 0 | 0 | 0 | 0
2013 | US | FRCC | - | FRCC | 9 | ANTICIPATED INTERNAL CAPACITY |  | 55880.34 | 58100.41 | 58077.58 | 60106.77 | 58204.26 | 60216.45 | 59198.94 | 61875.03 | 62434.03 | 63735.03 | 63735.03
2013 | US | FRCC | - | FRCC | 10 | CAPACITY TRANSACTIONS - IMPORTS | 2212 | 2185 | 2185 | 1257 | 1257 | 1357 | 1457 | 1457 | 1457 | 1457 | 1457 | 1457
2013 | US | FRCC | - | FRCC | 10a | Firm | 2212 | 2185 | 2185 | 1257 | 1257 | 1357 | 1457 | 1457 | 1457 | 1457 | 1457 | 1457
2013 | US | FRCC | - | FRCC | 10a1 | Full-Responsibility Purchases | 1340 | 1340 | 1340 | 412 | 412 | 512 | 612 | 612 | 612 | 612 | 612 | 612
2013 | US | FRCC | - | FRCC | 10a2 | Owned Capacity/Entitlement Located Outside the Region/Subregion | 872 | 845 | 845 | 845 | 845 | 845 | 845 | 845 | 845 | 845 | 845 | 845
2013 | US | FRCC | - | FRCC | 10b | Non-firm | 360: 0
2013 | US | FRCC | - | FRCC | 10c | Expected |  | 0 | 0 | 0 | 0 | 0 | 0 | 0 | 0 | 0 | 0 | 0
2013 | US | FRCC | - | FRCC | 10c1 | Full-Responsibility Purchases |  | 0 | 0 | 0 | 0 | 0 | 0 | 0 | 0 | 0 | 0 | 0
2013 | US | FRCC | - | FRCC | 10c2 | Owned Capacity/Entitlement Located Outside the Region/Subregion |  | 0 | 0 | 0 | 0 | 0 | 0 | 0 | 0 | 0 | 0 | 0
2013 | US | FRCC | - | FRCC | 11 | CAPACITY TRANSACTIONS - EXPORTS | 0 | 0 | 0 | 0 | 0 | 0 | 0 | 0 | 0 | 0 | 0 | 0
2013 | US | FRCC | - | FRCC | 11a | Firm | 0 | 0 | 0 | 0 | 0 | 0 | 0 | 0 | 0 | 0 | 0 | 0
2013 | US | FRCC | - | FRCC | 11a1 | Full-Responsibility Purchases | 0 | 0 | 0 | 0 | 0 | 0 | 0 | 0 | 0 | 0 | 0 | 0
2013 | US | FRCC | - | FRCC | 11a2 | Owned Capacity/Entitlement Located Outside the Region/Subregion | 0 | 0 | 0 | 0 | 0 | 0 | 0 | 0 | 0 | 0 | 0 | 0
2013 | US | FRCC | - | FRCC | 11b | Non-firm | 360: 0
2013 | US | FRCC | - | FRCC | 11c | Expected |  | 0 | 0 | 0 | 0 | 0 | 0 | 0 | 0 | 0 | 0 | 0
2013 | US | FRCC | - | FRCC | 11c1 | Full-Responsibility Purchases |  | 0 | 0 | 0 | 0 | 0 | 0 | 0 | 0 | 0 | 0 | 0
2013 | US | FRCC | - | FRCC | 11c2 | Owned Capacity/Entitlement Located Outside the Region/Subregion |  | 0 | 0 | 0 | 0 | 0 | 0 | 0 | 0 | 0 | 0 | 0
2013 | US | FRCC | - | FRCC | 12 | EXISTING-CERTAIN & NET FIRM TRANSACTIONS | 57556.56 | 58155.1 | 58155.1 | 57227.1 | 57227.1 | 57327.1 | 57427.1 | 57427.1 | 57427.1 | 57427.1 | 57427.1 | 57427.1
2013 | US | FRCC | - | FRCC | 13 | ANTICIPATED CAPACITY RESOURCES |  |  | 60285.41 | 59334.58 | 61363.77 | 59561.26 | 61673.45 | 60655.94 | 63332.03 | 63891.03 | 65192.03 | 65192.03
2013 | US | FRCC | - | FRCC | 14 | PROSPECTIVE CAPACITY RESOURCES |  |  | 66023.81 | 65103.98 | 65705.07 | 65381.56 | 66720.55 | 66682.04 | 69178.73 | 69736.73 | 71200.73 | 71200.73
2013 | US | FRCC | - | FRCC | 15 | TOTAL POTENTIAL CAPACITY RESOURCES |  |  | 66023.81 | 65103.98 | 65705.07 | 65381.56 | 66720.55 | 66682.04 | 69178.73 | 69736.73 | 71200.73 | 71200.73
2013 | US | FRCC | - | FRCC | 16 | ADJUSTED POTENTIAL CAPACITY RESOURCES |  |  | 66023.8099 | 65103.9796 | 65705.0839 | 65381.5591 | 66720.5568 | 66682.037 | 69178.7288 | 69736.7288 | 71200.7272 | 71200.7272
2013 | US | FRCC | - | FRCC | 16a | Confidence of Future-Other |  |  | 0.99999 | 0.99999 | 0.99999 | 0.99999 | 0.99999 | 0.99999 | 0.99999 | 0.99999 | 0.99999 | 0.99999
2013 | US | FRCC | - | FRCC | 16b | Net Future-Other Resources After Confidence Percentage Is Applied |  |  | 9.2999 | 40.2996 | -1387.7861 | 91.1991 | -681.9932 | 296.997 | 117.5988 | 116.5988 | 279.5972 | 279.5972
2013 | US | FRCC | - | FRCC | 16c | Confidence of Conceptual |  |  | 0.99999 | 0.99999 | 0.99999 | 0.99999 | 0.99999 | 0.99999 | 0.99999 | 0.99999 | 0.99999 | 0.99999
2013 | US | FRCC | - | FRCC | 16d | Net Conceptual Resources After Confidence Percentage Is Applied |  |  | 0 | 0 | 0 | 0 | 0 | 0 | 0 | 0 | 0 | 0
2013 | US | FRCC | - | FRCC | 17 | ASSESSMENT AREA TARGET RESERVE MARGIN |  |  | 14.99% | 14.99% | 14.99% | 14.99% | 14.99% | 14.99% | 14.99% | 14.99% | 14.99% | 14.99%
2013 | US | FRCC | - | FRCC | 18 | EXISTING-CERTAIN AND NET FIRM TRANSACTIONS RESERVE MARGIN | 360: 58.08%; 365: 34.05%
2013 | US | FRCC | - | FRCC | 19 | ANTICIPATED CAPACITY RESOURCES RESERVE MARGIN |  |  | 36.83% | 33.05% | 36.14% | 30.78% | 33.77% | 29.95% | 34.01% | 33.47% | 33.88% | 33.88%
2013 | US | FRCC | - | FRCC | 20 | PROSPECTIVE CAPACITY RESOURCES RESERVE MARGIN |  |  | 49.85% | 45.99% | 45.77% | 43.56% | 44.71% | 42.86% | 46.38% | 45.68% | 46.22% | 46.22%
2013 | US | FRCC | - | FRCC | 21 | TOTAL POTENTIAL RESOURCES RESERVE MARGIN |  |  | 49.85% | 45.99% | 45.77% | 43.56% | 44.71% | 42.86% | 46.38% | 45.68% | 46.22% | 46.22%
2013 | US | FRCC | - | FRCC | 22 | ADJUSTED POTENTIAL RESOURCES RESERVE MARGIN |  |  | 49.85% | 45.99% | 45.77% | 43.56% | 44.71% | 42.86% | 46.38% | 45.68% | 46.22% | 46.22%
2013 | US | FRCC | - | FRCC | 23 | Total Baseline Installed Capacity | 360: 58448.19
2013 | US | FRCC | - | FRCC | 24 | Distributed or Other Capacity (Behind the Meter) < 1 MW | 0 | 0 | 0 | 0 | 0 | 0 | 0 | 0 | 0 | 0 | 0 | 0
2013 | US | FRCC | - | FRCC | 25 | Distributed or Other Capacity (Behind the Meter) ≥ 1 MW | 0 | 0 | 0 | 0 | 0 | 0 | 0 | 0 | 0 | 0 | 0 | 0
2013 | US | FRCC | - | FRCC | 26 | Capacity Total from EIA-860 | 59474.4 | 59474.4 | 59474.4 | 59474.4 | 59474.4 | 59474.4 | 59474.4 | 59474.4 | 59474.4 | 59474.4 | 59474.4 | 59474.4
2013 | US | MRO | - | MISO | 1 | Unrestricted Non-coincident Peak Demand |  | 80442.6635 | 81392.9248 | 82215.3062 | 82532.9485 | 83220.7056 | 83839.4188 | 84454.8389 | 85201.8845 | 85877.8 | 86489.0237 | 87137.7062
2013 | US | MRO | - | MISO | 1a | New Conservation (Energy Efficiency) |  |  |  | 0 | 0 | 0 | 0 | 0 | 0 | 0 | 0 | 0
2013 | US | MRO | - | MISO | 1b | Estimated Diversity |  | 1561.8403 | 1580.2902 | 1596.2572 | 1602.4244 | 1615.7776 | 1627.7902 | 1639.739 | 1654.2433 | 1667.3666 | 1679.2338 | 1691.8284
2013 | US | MRO | - | MISO | 1c | Additions for non-member load (load served by non-registered LSE's in a region) |  |  |  | 0 | 0 | 0 | 0 | 0 | 0 | 0 | 0 | 0
2013 | US | MRO | - | MISO | 1d | Stand-by Load Under Contract (Normally served by behind the meter generation) |  |  |  | 0 | 0 | 0 | 0 | 0 | 0 | 0 | 0 | 0
2013 | US | MRO | - | MISO | 1e | Non-Controllable Demand-Side Demand Response |  |  |  | 0 | 0 | 0 | 0 | 0 | 0 | 0 | 0 | 0
2013 | US | MRO | - | MISO | 2 | Total Internal Demand | 74430 | 78880.8232 | 79812.6347 | 80619.0491 | 80930.5241 | 81604.928 | 82211.6286 | 82815.0999 | 83547.6412 | 84210.4334 | 84809.7898 | 85445.8778
2013 | US | MRO | - | MISO | 2a | Supply-Side Direct Control Load Management (DCLM) |  |  |  | 0 | 0 | 0 | 0 | 0 | 0 | 0 | 0 | 0
2013 | US | MRO | - | MISO | 2b | Supply-Side Contractually Interruptible (Curtailable) |  |  |  | 0 | 0 | 0 | 0 | 0 | 0 | 0 | 0 | 0
2013 | US | MRO | - | MISO | 2c | Supply-Side Critical Peak-Pricing (CPP) with Control |  |  |  | 0 | 0 | 0 | 0 | 0 | 0 | 0 | 0 | 0
2013 | US | MRO | - | MISO | 2d | Supply-Side Load as a Capacity Resource |  | 3546 | 3546 | 3546 | 3546 | 3546 | 3546 | 3546 | 3546 | 3546 | 3546 | 3546
2013 | US | MRO | - | MISO | 3 | Net Internal Demand | 74430 | 75320.2157 | 76252.0271 | 77058.4415 | 77369.9166 | 78044.3205 | 78651.0211 | 79254.4923 | 79987.0336 | 80649.8259 | 81249.1823 | 81885.2703
2013 | US | MRO | - | MISO | 3a | Demand-Side Direct Control Load Management (DCLM) |  | 0 | 0 | 0 | 0 | 0 | 0 | 0 | 0 | 0 | 0 | 0
2013 | US | MRO | - | MISO | 3b | Demand-Side Contractually Interruptible (Curtailable) |  | 3454.6075 | 3454.6075 | 3454.6075 | 3454.6075 | 3454.6075 | 3454.6075 | 3454.6075 | 3454.6075 | 3454.6075 | 3454.6075 | 3454.6075
2013 | US | MRO | - | MISO | 3c | Demand-Side Critical Peak-Pricing (CPP) with Control |  | 0 | 0 | 0 | 0 | 0 | 0 | 0 | 0 | 0 | 0 | 0
2013 | US | MRO | - | MISO | 3d | Demand-Side Load as a Capacity Resource |  | 106 | 106 | 106 | 106 | 106 | 106 | 106 | 106 | 106 | 106 | 106
2013 | US | MRO | - | MISO | 4 | Total Controllable Demand Response | 0 | 7106.6075 | 7106.6075 | 7106.6075 | 7106.6075 | 7106.6075 | 7106.6075 | 7106.6075 | 7106.6075 | 7106.6075 | 7106.6075 | 7106.6075
2013 | US | MRO | - | MISO | 4a | Demand Response used for Ancillary Services - Spinning Reserves |  |  |  | 0 | 0 | 0 | 0 | 0 | 0 | 0 | 0 | 0
2013 | US | MRO | - | MISO | 4b | Demand Response used for Ancillary Services - Non-Spinning Reserves |  |  |  | 0 | 0 | 0 | 0 | 0 | 0 | 0 | 0 | 0
2013 | US | MRO | - | MISO | 4c | Demand Response used for Regulation |  |  |  | 0 | 0 | 0 | 0 | 0 | 0 | 0 | 0 | 0
2013 | US | MRO | - | MISO | 4d | Demand Response used for Energy, Voluntary Services - Emergency |  |  |  | 0 | 0 | 0 | 0 | 0 | 0 | 0 | 0 | 0
2013 | US | MRO | - | MISO | 5 | TOTAL INTERNAL CAPACITY |  | 128883.537 | 129028.537 | 124808.087 | 120759.387 | 116103.787 | 111228.687 | 106509.987 | 102544.987 | 97016.987 | 91488.987 | 85960.987
2013 | US | MRO | - | MISO | 6a | Existing-Certain | 110600 | 106091.4284 | 106091.4284 | 106091.4284 | 106091.4284 | 106091.4284 | 106091.4284 | 106091.4284 | 106091.4284 | 106091.4284 | 106091.4284 | 106091.4284
2013 | US | MRO | - | MISO | 6a1 | Wind Expected On-Peak |  | 1121.9774 | 1121.9774 | 1121.9774 | 1121.9774 | 1121.9774 | 1121.9774 | 1121.9774 | 1121.9774 | 1121.9774 | 1121.9774 | 1121.9774
2013 | US | MRO | - | MISO | 6a2 | Solar Expected On-Peak |  | 0 | 0 | 0 | 0 | 0 | 0 | 0 | 0 | 0 | 0 | 0
2013 | US | MRO | - | MISO | 6a3 | Hydro Expected On-Peak |  | 724.5178 | 724.5178 | 724.5178 | 724.5178 | 724.5178 | 724.5178 | 724.5178 | 724.5178 | 724.5178 | 724.5178 | 724.5178
2013 | US | MRO | - | MISO | 6a4 | Biomass Expected On-Peak |  | 508.7145 | 508.7145 | 508.7145 | 508.7145 | 508.7145 | 508.7145 | 508.7145 | 508.7145 | 508.7145 | 508.7145 | 508.7145
2013 | US | MRO | - | MISO | 6b | Existing-Other |  | 3595.1367 | 3595.1367 | 3595.1367 | 3595.1367 | 3595.1367 | 3595.1367 | 3595.1367 | 3595.1367 | 3595.1367 | 3595.1367 | 3595.1367
2013 | US | MRO | - | MISO | 6b1 | Wind Derate On-Peak |  | 9623.1722 | 9623.1722 | 9623.1722 | 9623.1722 | 9623.1722 | 9623.1722 | 9623.1722 | 9623.1722 | 9623.1722 | 9623.1722 | 9623.1722
2013 | US | MRO | - | MISO | 6b2 | Solar Derate On-Peak |  | 0 | 0 | 0 | 0 | 0 | 0 | 0 | 0 | 0 | 0 | 0
2013 | US | MRO | - | MISO | 6b3 | Hydro Derate On-Peak |  | 297.179 | 297.179 | 297.179 | 297.179 | 297.179 | 297.179 | 297.179 | 297.179 | 297.179 | 297.179 | 297.179
2013 | US | MRO | - | MISO | 6b4 | Biomass Derate On-Peak |  | 153.6855 | 153.6855 | 153.6855 | 153.6855 | 153.6855 | 153.6855 | 153.6855 | 153.6855 | 153.6855 | 153.6855 | 153.6855
2013 | US | MRO | - | MISO | 6b5 | Transmission-Limited Resources |  | 1471 | 1471 | 1471 | 1471 | 1471 | 1471 | 1471 | 1471 | 1471 | 1471 | 1471
2013 | US | MRO | - | MISO | 6b6 | All Other Derates |  | 8147.0352 | 8147.0352 | 8147.0352 | 8147.0352 | 8147.0352 | 8147.0352 | 8147.0352 | 8147.0352 | 8147.0352 | 8147.0352 | 8147.0352
2013 | US | MRO | - | MISO | 6b7 | Energy-Only (Existing-Other) |  | 2124 | 2124 | 2124 | 2124 | 2124 | 2124 | 2124 | 2124 | 2124 | 2124 | 2124
2013 | US | MRO | - | MISO | 6c | Unplanned Outages (Actual) / Current and Future Inoperable Resources |  | 1161.5 | 1161.5 | 1161.5 | 1161.5 | 1161.5 | 1161.5 | 1161.5 | 1161.5 | 1161.5 | 1161.5 | 1161.5
2013 | US | MRO | - | MISO | 6d | Total Supply-Side Demand Response | 0 | 3546 | 3546 | 3546 | 3546 | 3546 | 3546 | 3546 | 3546 | 3546 | 3546 | 3546
2013 | US | MRO | - | MISO | 7 | TOTAL FUTURE CAPACITY ADDITIONS |  | -178.8 | -960.8 | -4684.8 | -4441.3 | -3807.9 | -3479 | -2769.7 | -1287.7 | -1287.7 | -1287.7 | -1287.7
2013 | US | MRO | - | MISO | 7a | Future-Planned |  | -178.8 | -2048.8 | -6961.1 | -9115.6 | -9046.6 | -9033.6 | -8961.6 | -7479.6 | -7479.6 | -7479.6 | -7479.6
2013 | US | MRO | - | MISO | 7a1 | Wind Expected On-Peak |  | 0 | 109 | 252 | 285 | 285 | 298 | 301 | 301 | 301 | 301 | 301
2013 | US | MRO | - | MISO | 7a2 | Wind Derate On-Peak |  | 0 | 705 | 1646 | 1863 | 1863 | 1949 | 1966 | 1966 | 1966 | 1966 | 1966
2013 | US | MRO | - | MISO | 7a3 | Solar Expected On-Peak |  | 0 | 0 | 0 | 0 | 0 | 0 | 0 | 0 | 0 | 0 | 0
2013 | US | MRO | - | MISO | 7a4 | Solar Derate On-Peak |  | 0 | 0 | 0 | 0 | 0 | 0 | 0 | 0 | 0 | 0 | 0
2013 | US | MRO | - | MISO | 7a5 | Hydro Expected On-Peak |  | 0 | 83 | 162 | 166 | 166 | 166 | 166 | 166 | 166 | 166 | 166
2013 | US | MRO | - | MISO | 7a6 | Hydro Derate On-Peak |  | 0 | 1 | 2 | 2 | 2 | 2 | 2 | 2 | 2 | 2 | 2
2013 | US | MRO | - | MISO | 7a7 | Biomass Expected On-Peak |  | 0 | 48 | 48 | 48 | 48 | 48 | 48 | 48 | 48 | 48 | 48
2013 | US | MRO | - | MISO | 7a8 | Biomass Derate On-Peak |  | 0 | 2 | 2 | 2 | 2 | 2 | 2 | 2 | 2 | 2 | 2
2013 | US | MRO | - | MISO | 7a9 | Transmission-Limited Resources
2013 | US | MRO | - | MISO | 7a10 | Scheduled Outage - Maintenance
2013 | US | MRO | - | MISO | 7a11 | All Other Derates |  | 0 | 15 | -1387 | -4686 | -8419 | -12153 | -16058 | -19917 | -23857 | -27797 | -31737
2013 | US | MRO | - | MISO | 7a12 | Energy-Only
2013 | US | MRO | - | MISO | 7b | Future-Other |  | 0 | 1088 | 2276.3 | 4674.3 | 5238.7 | 5554.6 | 6191.9 | 6191.9 | 6191.9 | 6191.9 | 6191.9
2013 | US | MRO | - | MISO | 7b1 | Wind Expected On-Peak |  | 0 | 18 | 99 | 119 | 119 | 119 | 122 | 122 | 122 | 122 | 122
2013 | US | MRO | - | MISO | 7b2 | Wind Derate On-Peak |  | 0 | 121 | 648 | 778 | 778 | 778 | 794 | 794 | 794 | 794 | 794
2013 | US | MRO | - | MISO | 7b3 | Solar Expected On-Peak |  | 0 | 0 | 0 | 0 | 0 | 0 | 0 | 0 | 0 | 0 | 0
2013 | US | MRO | - | MISO | 7b4 | Solar Derate On-Peak |  | 0 | 0 | 0 | 0 | 0 | 0 | 0 | 0 | 0 | 0 | 0
2013 | US | MRO | - | MISO | 7b5 | Hydro Expected On-Peak |  | 0 | 0 | 0 | 0 | 0 | 0 | 0 | 0 | 0 | 0 | 0
2013 | US | MRO | - | MISO | 7b6 | Hydro Derate On-Peak |  | 0 | 0 | 0 | 0 | 0 | 0 | 0 | 0 | 0 | 0 | 0
2013 | US | MRO | - | MISO | 7b7 | Biomass Expected On-Peak |  | 0 | 0 | 0 | 0 | 0 | 0 | 0 | 0 | 0 | 0 | 0
2013 | US | MRO | - | MISO | 7b8 | Biomass Derate On-Peak |  | 0 | 0 | 0 | 0 | 0 | 0 | 0 | 0 | 0 | 0 | 0
2013 | US | MRO | - | MISO | 7b9 | Transmission-Limited Resources
2013 | US | MRO | - | MISO | 7b10 | Scheduled Outage - Maintenance
2013 | US | MRO | - | MISO | 7b11 | All Other Derates |  | -6.8 | 76.2 | -487.25 | -1827.45 | -3383.45 | -4939.45 | -6495.45 | -8083.45 | -9671.45 | -11259.45 | -12847.45
2013 | US | MRO | - | MISO | 7b12 | Energy-Only
2013 | US | MRO | - | MISO | 8 | Conceptual |  | 0 | 140 | 455 | 2946 | 5805 | 6124 | 6128 | 6128 | 6128 | 6128 | 6128
2013 | US | MRO | - | MISO | 8a1 | Wind Expected On-Peak |  | 0 | 136 | 451 | 538 | 565 | 884 | 888 | 888 | 888 | 888 | 888
2013 | US | MRO | - | MISO | 8a2 | Wind Derate On-Peak |  | 0 | 884 | 2939 | 3503 | 3676 | 5757 | 5785 | 5785 | 5785 | 5785 | 5785
2013 | US | MRO | - | MISO | 8a3 | Solar Expected On-Peak |  | 0 | 0 | 0 | 0 | 0 | 0 | 0 | 0 | 0 | 0 | 0
2013 | US | MRO | - | MISO | 8a4 | Solar Derate On-Peak |  | 0 | 0 | 0 | 0 | 0 | 0 | 0 | 0 | 0 | 0 | 0
2013 | US | MRO | - | MISO | 8a5 | Hydro Expected On-Peak |  | 0 | 4 | 4 | 4 | 4 | 4 | 4 | 4 | 4 | 4 | 4
2013 | US | MRO | - | MISO | 8a6 | Hydro Derate On-Peak |  | 0 | 0 | 0 | 0 | 0 | 0 | 0 | 0 | 0 | 0 | 0
2013 | US | MRO | - | MISO | 8a7 | Biomass Expected On-Peak |  | 0 | 0 | 0 | 0 | 0 | 0 | 0 | 0 | 0 | 0 | 0
2013 | US | MRO | - | MISO | 8a8 | Biomass Derate On-Peak |  | 0 | 0 | 0 | 0 | 0 | 0 | 0 | 0 | 0 | 0 | 0
2013 | US | MRO | - | MISO | 8a9 | All Other Derates |  | 0 | -1024 | -5442 | -15285 | -31215 | -52577 | -76371 | -100197 | -124023 | -147849 | -171675
2013 | US | MRO | - | MISO | 8a10 | Energy-Only
2013 | US | MRO | - | MISO | 9 | ANTICIPATED INTERNAL CAPACITY |  | 109458.6284 | 107588.6284 | 102676.3284 | 100521.8284 | 100590.8284 | 100603.8284 | 100675.8284 | 102157.8284 | 102157.8284 | 102157.8284 | 102157.8284
2013 | US | MRO | - | MISO | 10 | CAPACITY TRANSACTIONS - IMPORTS | 0 | 3103 | 3103 | 3103 | 3103 | 3103 | 3103 | 3103 | 3103 | 3103 | 3103 | 3103
2013 | US | MRO | - | MISO | 10a | Firm |  | 3103 | 3103 | 3103 | 3103 | 3103 | 3103 | 3103 | 3103 | 3103 | 3103 | 3103
2013 | US | MRO | - | MISO | 10a1 | Full-Responsibility Purchases |  |  | 0 | 0 | 0 | 0 | 0 | 0 | 0 | 0 | 0 | 0
2013 | US | MRO | - | MISO | 10a2 | Owned Capacity/Entitlement Located Outside the Region/Subregion |  |  | 0 | 0 | 0 | 0 | 0 | 0 | 0 | 0 | 0 | 0
2013 | US | MRO | - | MISO | 10b | Non-firm
2013 | US | MRO | - | MISO | 10c | Expected |  |  | 0 | 0 | 0 | 0 | 0 | 0 | 0 | 0 | 0 | 0
2013 | US | MRO | - | MISO | 10c1 | Full-Responsibility Purchases |  |  | 0 | 0 | 0 | 0 | 0 | 0 | 0 | 0 | 0 | 0
2013 | US | MRO | - | MISO | 10c2 | Owned Capacity/Entitlement Located Outside the Region/Subregion |  |  | 0 | 0 | 0 | 0 | 0 | 0 | 0 | 0 | 0 | 0
2013 | US | MRO | - | MISO | 11 | CAPACITY TRANSACTIONS - EXPORTS | 0 | 1481 | 1481 | 1481 | 3365 | 3365 | 3365 | 3365 | 3365 | 3365 | 3365 | 3365
2013 | US | MRO | - | MISO | 11a | Firm |  | 1481 | 1481 | 1481 | 3365 | 3365 | 3365 | 3365 | 3365 | 3365 | 3365 | 3365
2013 | US | MRO | - | MISO | 11a1 | Full-Responsibility Purchases |  |  | 0 | 0 | 0 | 0 | 0 | 0 | 0 | 0 | 0 | 0
2013 | US | MRO | - | MISO | 11a2 | Owned Capacity/Entitlement Located Outside the Region/Subregion |  |  | 0 | 0 | 0 | 0 | 0 | 0 | 0 | 0 | 0 | 0
2013 | US | MRO | - | MISO | 11b | Non-firm
2013 | US | MRO | - | MISO | 11c | Expected |  |  | 0 | 0 | 0 | 0 | 0 | 0 | 0 | 0 | 0 | 0
2013 | US | MRO | - | MISO | 11c1 | Full-Responsibility Purchases |  |  | 0 | 0 | 0 | 0 | 0 | 0 | 0 | 0 | 0 | 0
2013 | US | MRO | - | MISO | 11c2 | Owned Capacity/Entitlement Located Outside the Region/Subregion |  |  | 0 | 0 | 0 | 0 | 0 | 0 | 0 | 0 | 0 | 0
2013 | US | MRO | - | MISO | 12 | EXISTING-CERTAIN & NET FIRM TRANSACTIONS | 110600 | 111259.4284 | 111259.4284 | 111259.4284 | 109375.4284 | 109375.4284 | 109375.4284 | 109375.4284 | 109375.4284 | 109375.4284 | 109375.4284 | 109375.4284
2013 | US | MRO | - | MISO | 13 | ANTICIPATED CAPACITY RESOURCES |  |  | 109210.6284 | 104298.3284 | 100259.8284 | 100328.8284 | 100341.8284 | 100413.8284 | 101895.8284 | 101895.8284 | 101895.8284 | 101895.8284
2013 | US | MRO | - | MISO | 14 | PROSPECTIVE CAPACITY RESOURCES |  |  | 113893.765 | 110169.765 | 108529.265 | 109162.665 | 109491.565 | 110200.865 | 111682.865 | 111682.865 | 111682.865 | 111682.865
2013 | US | MRO | - | MISO | 15 | TOTAL POTENTIAL CAPACITY RESOURCES |  |  | 114033.765 | 110624.765 | 111475.265 | 114967.665 | 115615.565 | 116328.865 | 117810.865 | 117810.865 | 117810.865 | 117810.865
2013 | US | MRO | - | MISO | 16 | ADJUSTED POTENTIAL CAPACITY RESOURCES |  |  | 114995.7541 | 112491.5423 | 113498.1183 | 114981.8126 | 115658.5095 | 117005.5031 | 118487.5031 | 118487.5031 | 118487.5031 | 118487.5031
2013 | US | MRO | - | MISO | 16a | Confidence of Future-Other |  |  | 0.99999 | 0.99999 | 0.99999 | 0.99999 | 0.99999 | 0.99999 | 0.99999 | 0.99999 | 0.99999 | 0.99999
2013 | US | MRO | - | MISO | 16b | Net Future-Other Resources After Confidence Percentage Is Applied |  |  | 1087.9891 | 2276.2772 | 4674.2533 | 5238.6476 | 5554.5445 | 6191.8381 | 6191.8381 | 6191.8381 | 6191.8381 | 6191.8381
2013 | US | MRO | - | MISO | 16c | Confidence of Conceptual |  |  | 0.1 | 0.1 | 0.1 | 0.1 | 0.1 | 0.1 | 0.1 | 0.1 | 0.1 | 0.1
2013 | US | MRO | - | MISO | 16d | Net Conceptual Resources After Confidence Percentage Is Applied |  |  | 14 | 45.5 | 294.6 | 580.5 | 612.4 | 612.8 | 612.8 | 612.8 | 612.8 | 612.8
2013 | US | MRO | - | MISO | 17 | ASSESSMENT AREA TARGET RESERVE MARGIN |  |  | 14.2% | 14.2% | 14.2% | 14.2% | 14.2% | 14.2% | 14.2% | 14.2% | 14.2% | 14.2%
2013 | US | MRO | - | MISO | 18 | EXISTING-CERTAIN AND NET FIRM TRANSACTIONS RESERVE MARGIN | 360: 48.6%; 365: 47.72%
2013 | US | MRO | - | MISO | 19 | ANTICIPATED CAPACITY RESOURCES RESERVE MARGIN |  |  | 43.22% | 35.35% | 29.59% | 28.55% | 27.58% | 26.7% | 27.39% | 26.34% | 25.41% | 24.44%
2013 | US | MRO | - | MISO | 20 | PROSPECTIVE CAPACITY RESOURCES RESERVE MARGIN |  |  | 49.36% | 42.97% | 40.27% | 39.87% | 39.21% | 39.05% | 39.63% | 38.48% | 37.46% | 36.39%
2013 | US | MRO | - | MISO | 21 | TOTAL POTENTIAL RESOURCES RESERVE MARGIN |  |  | 49.55% | 43.56% | 44.08% | 47.31% | 47% | 46.78% | 47.29% | 46.08% | 45% | 43.87%
2013 | US | MRO | - | MISO | 22 | ADJUSTED POTENTIAL RESOURCES RESERVE MARGIN |  |  | 50.81% | 45.98% | 46.7% | 47.33% | 47.05% | 47.63% | 48.13% | 46.92% | 45.83% | 44.7%
2013 | US | MRO | - | MISO | 23 | Total Baseline Installed Capacity | 360: 110600
2013 | US | MRO | - | MISO | 24 | Distributed or Other Capacity (Behind the Meter) < 1 MW |  | 0 | 0 | 0 | 0 | 0 | 0 | 0 | 0 | 0 | 0 | 0
2013 | US | MRO | - | MISO | 25 | Distributed or Other Capacity (Behind the Meter) ≥ 1 MW |  | 0 | 0 | 0 | 0 | 0 | 0 | 0 | 0 | 0 | 0 | 0
2013 | US | MRO | - | MISO | 26 | Capacity Total from EIA-860 |  | 0 | 0 | 0 | 0 | 0 | 0 | 0 | 0 | 0 | 0 | 0
2013 | CAN | MRO | - | Manitoba Hydro | 1 | Unrestricted Non-coincident Peak Demand | 0 | 4567.01 | 4633.81 | 4691.59 | 4723.24 | 4801.44 | 4791.84 | 4855.04 | 4939.61 | 5057.4 | 5162.98 | 5245.98
2013 | CAN | MRO | - | Manitoba Hydro | 1a | New Conservation (Energy Efficiency) | 0 | 42.857 | 63.4468 | 82.2423 | 99.9886 | 115.5207 | 132.3951 | 145.3477 | 157.1969 | 168.8388 | 178.1408 | 181.9873
2013 | CAN | MRO | - | Manitoba Hydro | 1b | Estimated Diversity | 0 | 0 | 0 | 0 | 0 | 0 | 0 | 0 | 0 | 0 | 0 | 0
2013 | CAN | MRO | - | Manitoba Hydro | 1c | Additions for non-member load (load served by non-registered LSE's in a region) | 0 | 0 | 0 | 0 | 0 | 0 | 0 | 0 | 0 | 0 | 0 | 0
2013 | CAN | MRO | - | Manitoba Hydro | 1d | Stand-by Load Under Contract (Normally served by behind the meter generation) | 0 | 0 | 0 | 0 | 0 | 0 | 0 | 0 | 0 | 0 | 0 | 0
2013 | CAN | MRO | - | Manitoba Hydro | 1e | Non-Controllable Demand-Side Demand Response | 0 | 0 | 0 | 0 | 0 | 0 | 0 | 0 | 0 | 0 | 0 | 0
2013 | CAN | MRO | - | Manitoba Hydro | 2 | Total Internal Demand | 4552.6 | 4524.153 | 4570.3632 | 4609.3477 | 4623.2514 | 4685.9193 | 4659.4449 | 4709.6923 | 4782.4131 | 4888.5612 | 4984.8392 | 5063.9927
2013 | CAN | MRO | - | Manitoba Hydro | 2a | Supply-Side Direct Control Load Management (DCLM) | 0 | 0 | 0 | 0 | 0 | 0 | 0 | 0 | 0 | 0 | 0 | 0
2013 | CAN | MRO | - | Manitoba Hydro | 2b | Supply-Side Contractually Interruptible (Curtailable) | 0 | 0 | 0 | 0 | 0 | 0 | 0 | 0 | 0 | 0 | 0 | 0
2013 | CAN | MRO | - | Manitoba Hydro | 2c | Supply-Side Critical Peak-Pricing (CPP) with Control | 0 | 0 | 0 | 0 | 0 | 0 | 0 | 0 | 0 | 0 | 0 | 0
2013 | CAN | MRO | - | Manitoba Hydro | 2d | Supply-Side Load as a Capacity Resource | 0 | 0 | 0 | 0 | 0 | 0 | 0 | 0 | 0 | 0 | 0 | 0
2013 | CAN | MRO | - | Manitoba Hydro | 3 | Net Internal Demand | 4358.6 | 4298.153 | 4344.3632 | 4383.3477 | 4397.2514 | 4459.9193 | 4433.4449 | 4483.6923 | 4556.4131 | 4662.5612 | 4758.8392 | 4837.9927
2013 | CAN | MRO | - | Manitoba Hydro | 3a | Demand-Side Direct Control Load Management (DCLM) | 0 | 0 | 0 | 0 | 0 | 0 | 0 | 0 | 0 | 0 | 0 | 0
2013 | CAN | MRO | - | Manitoba Hydro | 3b | Demand-Side Contractually Interruptible (Curtailable) | 194 | 226 | 226 | 226 | 226 | 226 | 226 | 226 | 226 | 226 | 226 | 226
2013 | CAN | MRO | - | Manitoba Hydro | 3c | Demand-Side Critical Peak-Pricing (CPP) with Control | 0 | 0 | 0 | 0 | 0 | 0 | 0 | 0 | 0 | 0 | 0 | 0
2013 | CAN | MRO | - | Manitoba Hydro | 3d | Demand-Side Load as a Capacity Resource | 0 | 0 | 0 | 0 | 0 | 0 | 0 | 0 | 0 | 0 | 0 | 0
2013 | CAN | MRO | - | Manitoba Hydro | 4 | Total Controllable Demand Response | 194 | 226 | 226 | 226 | 226 | 226 | 226 | 226 | 226 | 226 | 226 | 226
2013 | CAN | MRO | - | Manitoba Hydro | 4a | Demand Response used for Ancillary Services - Spinning Reserves | 0 | 0 | 0 | 0 | 0 | 0 | 0 | 0 | 0 | 0 | 0 | 0
2013 | CAN | MRO | - | Manitoba Hydro | 4b | Demand Response used for Ancillary Services - Non-Spinning Reserves | 50 | 50 | 50 | 50 | 50 | 50 | 50 | 50 | 50 | 50 | 50 | 50
2013 | CAN | MRO | - | Manitoba Hydro | 4c | Demand Response used for Regulation | 0 | 0 | 0 | 0 | 0 | 0 | 0 | 0 | 0 | 0 | 0 | 0
2013 | CAN | MRO | - | Manitoba Hydro | 4d | Demand Response used for Energy, Voluntary Services - Emergency | 0 | 0 | 0 | 0 | 0 | 0 | 0 | 0 | 0 | 0 | 0 | 0
2013 | CAN | MRO | - | Manitoba Hydro | 5 | TOTAL INTERNAL CAPACITY | 5580 | 5959.01 | 5959.01 | 5959.01 | 5959.01 | 5959.01 | 5959.01 | 5862.37 | 5862.37 | 5862.37 | 5862.37 | 5862.37
2013 | CAN | MRO | - | Manitoba Hydro | 6a | Existing-Certain | 5268 | 5510.01 | 5510.01 | 5510.01 | 5510.01 | 5510.01 | 5510.01 | 5510.01 | 5510.01 | 5510.01 | 5510.01 | 5510.01
2013 | CAN | MRO | - | Manitoba Hydro | 6a1 | Wind Expected On-Peak | 78 | 0 | 0 | 0 | 0 | 0 | 0 | 0 | 0 | 0 | 0 | 0
2013 | CAN | MRO | - | Manitoba Hydro | 6a2 | Solar Expected On-Peak | 0 | 0 | 0 | 0 | 0 | 0 | 0 | 0 | 0 | 0 | 0 | 0
2013 | CAN | MRO | - | Manitoba Hydro | 6a3 | Hydro Expected On-Peak | 4910 | 5171.74 | 5171.74 | 5171.74 | 5171.74 | 5171.74 | 5171.74 | 5171.74 | 5171.74 | 5171.74 | 5171.74 | 5171.74
2013 | CAN | MRO | - | Manitoba Hydro | 6a4 | Biomass Expected On-Peak | 0 | 0 | 0 | 0 | 0 | 0 | 0 | 0 | 0 | 0 | 0 | 0
2013 | CAN | MRO | - | Manitoba Hydro | 6b | Existing-Other | 132 | 190.5 | 190.5 | 190.5 | 190.5 | 190.5 | 190.5 | 190.5 | 190.5 | 190.5 | 190.5 | 190.5
2013 | CAN | MRO | - | Manitoba Hydro | 6b1 | Wind Derate On-Peak | 180 | 258.5 | 258.5 | 258.5 | 258.5 | 258.5 | 258.5 | 258.5 | 258.5 | 258.5 | 258.5 | 258.5
2013 | CAN | MRO | - | Manitoba Hydro | 6b2 | Solar Derate On-Peak | 0 | 0 | 0 | 0 | 0 | 0 | 0 | 0 | 0 | 0 | 0 | 0
2013 | CAN | MRO | - | Manitoba Hydro | 6b3 | Hydro Derate On-Peak | 0 | 0 | 0 | 0 | 0 | 0 | 0 | 0 | 0 | 0 | 0 | 0
2013 | CAN | MRO | - | Manitoba Hydro | 6b4 | Biomass Derate On-Peak | 0 | 0 | 0 | 0 | 0 | 0 | 0 | 0 | 0 | 0 | 0 | 0
2013 | CAN | MRO | - | Manitoba Hydro | 6b5 | Transmission-Limited Resources | 0 | 0 | 0 | 0 | 0 | 0 | 0 | 0 | 0 | 0 | 0 | 0
2013 | CAN | MRO | - | Manitoba Hydro | 6b6 | All Other Derates | 0 | 0 | 0 | 0 | 0 | 0 | 0 | 0 | 0 | 0 | 0 | 0
2013 | CAN | MRO | - | Manitoba Hydro | 6b7 | Energy-Only (Existing-Other) | 0 | 0 | 0 | 0 | 0 | 0 | 0 | 0 | 0 | 0 | 0 | 0
2013 | CAN | MRO | - | Manitoba Hydro | 6c | Unplanned Outages (Actual) / Current and Future Inoperable Resources | 0 | 0 | 0 | 0 | 0 | 0 | 0 | 0 | 0 | 0 | 0 | 0
2013 | CAN | MRO | - | Manitoba Hydro | 6d | Total Supply-Side Demand Response | 0 | 0 | 0 | 0 | 0 | 0 | 0 | 0 | 0 | 0 | 0 | 0
2013 | CAN | MRO | - | Manitoba Hydro | 7 | TOTAL FUTURE CAPACITY ADDITIONS | 0 | 0 | 0 | 0 | 0 | 0 | 0 | -96.64 | -96.64 | -96.64 | -96.64 | -96.64
2013 | CAN | MRO | - | Manitoba Hydro | 7a | Future-Planned | 0 | 0 | 0 | 0 | 0 | 0 | 0 | -96.64 | -96.64 | -96.64 | -96.64 | -96.64
2013 | CAN | MRO | - | Manitoba Hydro | 7a1 | Wind Expected On-Peak | 0 | 0 | 0 | 0 | 0 | 0 | 0 | 0 | 0 | 0 | 0 | 0
2013 | CAN | MRO | - | Manitoba Hydro | 7a2 | Wind Derate On-Peak | 0 | 0 | 0 | 0 | 0 | 0 | 0 | 0 | 0 | 0 | 0 | 0
2013 | CAN | MRO | - | Manitoba Hydro | 7a3 | Solar Expected On-Peak | 0 | 0 | 0 | 0 | 0 | 0 | 0 | 0 | 0 | 0 | 0 | 0
2013 | CAN | MRO | - | Manitoba Hydro | 7a4 | Solar Derate On-Peak | 0 | 0 | 0 | 0 | 0 | 0 | 0 | 0 | 0 | 0 | 0 | 0
2013 | CAN | MRO | - | Manitoba Hydro | 7a5 | Hydro Expected On-Peak | 0 | 0 | 0 | 0 | 0 | 0 | 0 | 0 | 0 | 0 | 0 | 0
2013 | CAN | MRO | - | Manitoba Hydro | 7a6 | Hydro Derate On-Peak | 0 | 0 | 0 | 0 | 0 | 0 | 0 | 0 | 0 | 0 | 0 | 0
2013 | CAN | MRO | - | Manitoba Hydro | 7a7 | Biomass Expected On-Peak | 0 | 0 | 0 | 0 | 0 | 0 | 0 | 0 | 0 | 0 | 0 | 0
2013 | CAN | MRO | - | Manitoba Hydro | 7a8 | Biomass Derate On-Peak | 0 | 0 | 0 | 0 | 0 | 0 | 0 | 0 | 0 | 0 | 0 | 0
2013 | CAN | MRO | - | Manitoba Hydro | 7a9 | Transmission-Limited Resources | 0 | 0 | 0 | 0 | 0 | 0 | 0 | 0 | 0 | 0 | 0 | 0
2013 | CAN | MRO | - | Manitoba Hydro | 7a10 | Scheduled Outage - Maintenance | 0 | 12.93 | 12.93 | 0 | 0 | 0 | 0 | 0 | 0 | 0 | 0 | 0
2013 | CAN | MRO | - | Manitoba Hydro | 7a11 | All Other Derates | 0 | 0 | 0 | 0 | 0 | 0 | 0 | 0 | 0 | 0 | 0 | 0
2013 | CAN | MRO | - | Manitoba Hydro | 7a12 | Energy-Only | 0 | 0 | 0 | 0 | 0 | 0 | 0 | 0 | 0 | 0 | 0 | 0
2013 | CAN | MRO | - | Manitoba Hydro | 7b | Future-Other | 0 | 0 | 0 | 0 | 0 | 0 | 0 | 0 | 0 | 0 | 0 | 0
2013 | CAN | MRO | - | Manitoba Hydro | 7b1 | Wind Expected On-Peak | 0 | 0 | 0 | 0 | 0 | 0 | 0 | 0 | 0 | 0 | 0 | 0
2013 | CAN | MRO | - | Manitoba Hydro | 7b2 | Wind Derate On-Peak | 0 | 0 | 0 | 0 | 0 | 0 | 0 | 0 | 0 | 0 | 0 | 0
2013 | CAN | MRO | - | Manitoba Hydro | 7b3 | Solar Expected On-Peak | 0 | 0 | 0 | 0 | 0 | 0 | 0 | 0 | 0 | 0 | 0 | 0
2013 | CAN | MRO | - | Manitoba Hydro | 7b4 | Solar Derate On-Peak | 0 | 0 | 0 | 0 | 0 | 0 | 0 | 0 | 0 | 0 | 0 | 0
2013 | CAN | MRO | - | Manitoba Hydro | 7b5 | Hydro Expected On-Peak | 0 | 0 | 0 | 0 | 0 | 0 | 0 | 0 | 0 | 0 | 0 | 0
2013 | CAN | MRO | - | Manitoba Hydro | 7b6 | Hydro Derate On-Peak | 0 | 0 | 0 | 0 | 0 | 0 | 0 | 0 | 0 | 0 | 0 | 0
2013 | CAN | MRO | - | Manitoba Hydro | 7b7 | Biomass Expected On-Peak | 0 | 0 | 0 | 0 | 0 | 0 | 0 | 0 | 0 | 0 | 0 | 0
2013 | CAN | MRO | - | Manitoba Hydro | 7b8 | Biomass Derate On-Peak | 0 | 0 | 0 | 0 | 0 | 0 | 0 | 0 | 0 | 0 | 0 | 0
2013 | CAN | MRO | - | Manitoba Hydro | 7b9 | Transmission-Limited Resources | 0 | 0 | 0 | 0 | 0 | 0 | 0 | 0 | 0 | 0 | 0 | 0
2013 | CAN | MRO | - | Manitoba Hydro | 7b10 | Scheduled Outage - Maintenance | 0 | 0 | 0 | 0 | 0 | 0 | 0 | 0 | 0 | 0 | 0 | 0
2013 | CAN | MRO | - | Manitoba Hydro | 7b11 | All Other Derates | 0 | 0 | 0 | 0 | 0 | 0 | 0 | 0 | 0 | 0 | 0 | 0
2013 | CAN | MRO | - | Manitoba Hydro | 7b12 | Energy-Only | 0 | 0 | 0 | 0 | 0 | 0 | 0 | 0 | 0 | 0 | 0 | 0
2013 | CAN | MRO | - | Manitoba Hydro | 8 | Conceptual | 0 | 0 | 0 | 0 | 0 | 0 | 0 | 90 | 630 | 630 | 630 | 630
2013 | CAN | MRO | - | Manitoba Hydro | 8a1 | Wind Expected On-Peak | 0 | 0 | 0 | 0 | 0 | 0 | 0 | 0 | 0 | 0 | 0 | 0
2013 | CAN | MRO | - | Manitoba Hydro | 8a2 | Wind Derate On-Peak | 0 | 0 | 0 | 0 | 0 | 0 | 0 | 0 | 0 | 0 | 0 | 0
2013 | CAN | MRO | - | Manitoba Hydro | 8a3 | Solar Expected On-Peak | 0 | 0 | 0 | 0 | 0 | 0 | 0 | 0 | 0 | 0 | 0 | 0
2013 | CAN | MRO | - | Manitoba Hydro | 8a4 | Solar Derate On-Peak | 0 | 0 | 0 | 0 | 0 | 0 | 0 | 0 | 0 | 0 | 0 | 0
2013 | CAN | MRO | - | Manitoba Hydro | 8a5 | Hydro Expected On-Peak | 0 | 0 | 0 | 0 | 0 | 0 | 0 | 90 | 630 | 630 | 630 | 630
2013 | CAN | MRO | - | Manitoba Hydro | 8a6 | Hydro Derate On-Peak | 0 | 0 | 0 | 0 | 0 | 0 | 0 | 0 | 0 | 0 | 0 | 0
2013 | CAN | MRO | - | Manitoba Hydro | 8a7 | Biomass Expected On-Peak | 0 | 0 | 0 | 0 | 0 | 0 | 0 | 0 | 0 | 0 | 0 | 0
2013 | CAN | MRO | - | Manitoba Hydro | 8a8 | Biomass Derate On-Peak | 0 | 0 | 0 | 0 | 0 | 0 | 0 | 0 | 0 | 0 | 0 | 0
2013 | CAN | MRO | - | Manitoba Hydro | 8a9 | All Other Derates | 0 | 0 | 0 | 0 | 0 | 0 | 0 | 0 | 0 | 0 | 0 | 0
2013 | CAN | MRO | - | Manitoba Hydro | 8a10 | Energy-Only | 0 | 0 | 0 | 0 | 0 | 0 | 0 | 0 | 0 | 0 | 0 | 0
2013 | CAN | MRO | - | Manitoba Hydro | 9 | ANTICIPATED INTERNAL CAPACITY | 0 | 5510.01 | 5510.01 | 5510.01 | 5510.01 | 5510.01 | 5510.01 | 5413.37 | 5413.37 | 5413.37 | 5413.37 | 5413.37
2013 | CAN | MRO | - | Manitoba Hydro | 10 | CAPACITY TRANSACTIONS - IMPORTS | 500 | 500 | 550 | 550 | 550 | 550 | 550 | 550 | 550 | 550 | 550 | 550
2013 | CAN | MRO | - | Manitoba Hydro | 10a | Firm | 500 | 500 | 350 | 350 | 350 | 350 | 350 | 350 | 350 | 350 | 350 | 350
2013 | CAN | MRO | - | Manitoba Hydro | 10a1 | Full-Responsibility Purchases | 0 | 0 | 0 | 0 | 0 | 0 | 0 | 0 | 0 | 0 | 0 | 0
2013 | CAN | MRO | - | Manitoba Hydro | 10a2 | Owned Capacity/Entitlement Located Outside the Region/Subregion | 500 | 500 | 350 | 350 | 350 | 350 | 350 | 350 | 350 | 350 | 350 | 350
2013 | CAN | MRO | - | Manitoba Hydro | 10b | Non-firm | 0 | 0 | 0 | 0 | 0 | 0 | 0 | 0 | 0 | 0 | 0 | 0
2013 | CAN | MRO | - | Manitoba Hydro | 10c | Expected | 0 | 0 | 200 | 200 | 200 | 200 | 200 | 200 | 200 | 200 | 200 | 200
2013 | CAN | MRO | - | Manitoba Hydro | 10c1 | Full-Responsibility Purchases | 0 | 0 | 0 | 0 | 0 | 0 | 0 | 0 | 0 | 0 | 0 | 0
2013 | CAN | MRO | - | Manitoba Hydro | 10c2 | Owned Capacity/Entitlement Located Outside the Region/Subregion | 0 | 0 | 200 | 200 | 200 | 200 | 200 | 200 | 200 | 200 | 200 | 200
2013 | CAN | MRO | - | Manitoba Hydro | 11 | CAPACITY TRANSACTIONS - EXPORTS | 550 | 600 | 550 | 325 | 325 | 325 | 325 | 325 | 575 | 800 | 800 | 800
2013 | CAN | MRO | - | Manitoba Hydro | 11a | Firm | 550 | 600 | 550 | 325 | 325 | 325 | 325 | 325 | 325 | 325 | 325 | 325
2013 | CAN | MRO | - | Manitoba Hydro | 11a1 | Full-Responsibility Purchases | 0 | 0 | 0 | 0 | 0 | 0 | 0 | 0 | 0 | 0 | 0 | 0
2013 | CAN | MRO | - | Manitoba Hydro | 11a2 | Owned Capacity/Entitlement Located Outside the Region/Subregion | 550 | 600 | 550 | 325 | 325 | 325 | 325 | 325 | 325 | 325 | 325 | 325
2013 | CAN | MRO | - | Manitoba Hydro | 11b | Non-firm | 0 | 0 | 0 | 0 | 0 | 0 | 0 | 0 | 0 | 0 | 0 | 0
2013 | CAN | MRO | - | Manitoba Hydro | 11c | Expected | 0 | 0 | 0 | 0 | 0 | 0 | 0 | 0 | 250 | 475 | 475 | 475
2013 | CAN | MRO | - | Manitoba Hydro | 11c1 | Full-Responsibility Purchases | 0 | 0 | 0 | 0 | 0 | 0 | 0 | 0 | 0 | 0 | 0 | 0
2013 | CAN | MRO | - | Manitoba Hydro | 11c2 | Owned Capacity/Entitlement Located Outside the Region/Subregion | 0 | 0 | 0 | 0 | 0 | 0 | 0 | 0 | 250 | 475 | 475 | 475
2013 | CAN | MRO | - | Manitoba Hydro | 12 | EXISTING-CERTAIN & NET FIRM TRANSACTIONS | 5218 | 5410.01 | 5310.01 | 5535.01 | 5535.01 | 5535.01 | 5535.01 | 5535.01 | 5535.01 | 5535.01 | 5535.01 | 5535.01
2013 | CAN | MRO | - | Manitoba Hydro | 13 | ANTICIPATED CAPACITY RESOURCES | 0 | 0 | 5297.08 | 5535.01 | 5535.01 | 5535.01 | 5535.01 | 5438.37 | 5438.37 | 5438.37 | 5438.37 | 5438.37
2013 | CAN | MRO | - | Manitoba Hydro | 14 | PROSPECTIVE CAPACITY RESOURCES | 0 | 0 | 5687.58 | 5925.51 | 5925.51 | 5925.51 | 5925.51 | 5828.87 | 5578.87 | 5353.87 | 5353.87 | 5353.87
2013 | CAN | MRO | - | Manitoba Hydro | 15 | TOTAL POTENTIAL CAPACITY RESOURCES | 0 | 0 | 5687.58 | 5925.51 | 5925.51 | 5925.51 | 5925.51 | 5918.87 | 6208.87 | 5983.87 | 5983.87 | 5983.87
2013 | CAN | MRO | - | Manitoba Hydro | 16 | ADJUSTED POTENTIAL CAPACITY RESOURCES | 0 | 0 | 5687.58 | 5925.51 | 5925.51 | 5925.51 | 5925.51 | 5918.8691 | 6208.8637 | 5983.8637 | 5983.8637 | 5983.8637
2013 | CAN | MRO | - | Manitoba Hydro | 16a | Confidence of Future-Other | 0 | 0 | 0.99999 | 0.99999 | 0.99999 | 0.99999 | 0.99999 | 0.99999 | 0.99999 | 0.99999 | 0.99999 | 0.99999
2013 | CAN | MRO | - | Manitoba Hydro | 16b | Net Future-Other Resources After Confidence Percentage Is Applied | 0 | 0 | 0 | 0 | 0 | 0 | 0 | 0 | 0 | 0 | 0 | 0
2013 | CAN | MRO | - | Manitoba Hydro | 16c | Confidence of Conceptual | 0 | 0 | 0.99999 | 0.99999 | 0.99999 | 0.99999 | 0.99999 | 0.99999 | 0.99999 | 0.99999 | 0.99999 | 0.99999
2013 | CAN | MRO | - | Manitoba Hydro | 16d | Net Conceptual Resources After Confidence Percentage Is Applied | 0 | 0 | 0 | 0 | 0 | 0 | 0 | 89.9991 | 629.9937 | 629.9937 | 629.9937 | 629.9937
2013 | CAN | MRO | - | Manitoba Hydro | 17 | ASSESSMENT AREA TARGET RESERVE MARGIN | 0% | 0% | 12% | 12% | 12% | 12% | 12% | 12% | 12% | 12% | 12% | 12%
2013 | CAN | MRO | - | Manitoba Hydro | 18 | EXISTING-CERTAIN AND NET FIRM TRANSACTIONS RESERVE MARGIN | 19.72% | 25.87% | 0% | 0% | 0% | 0% | 0% | 0% | 0% | 0% | 0% | 0%
2013 | CAN | MRO | - | Manitoba Hydro | 19 | ANTICIPATED CAPACITY RESOURCES RESERVE MARGIN | 0% | 0% | 21.93% | 26.27% | 25.87% | 24.11% | 24.85% | 21.29% | 19.36% | 16.64% | 14.28% | 12.41%
2013 | CAN | MRO | - | Manitoba Hydro | 20 | PROSPECTIVE CAPACITY RESOURCES RESERVE MARGIN | 0% | 0% | 30.92% | 35.18% | 34.75% | 32.86% | 33.65% | 30% | 22.44% | 14.83% | 12.5% | 10.66%
2013 | CAN | MRO | - | Manitoba Hydro | 21 | TOTAL POTENTIAL RESOURCES RESERVE MARGIN | 0% | 0% | 30.92% | 35.18% | 34.75% | 32.86% | 33.65% | 32.01% | 36.27% | 28.34% | 25.74% | 23.68%
2013 | CAN | MRO | - | Manitoba Hydro | 22 | ADJUSTED POTENTIAL RESOURCES RESERVE MARGIN | 0% | 0% | 30.92% | 35.18% | 34.75% | 32.86% | 33.65% | 32.01% | 36.27% | 28.34% | 25.74% | 23.68%
2013 | CAN | MRO | - | Manitoba Hydro | 23 | Total Baseline Installed Capacity | 5580 | 0 | 0 | 0 | 0 | 0 | 0 | 0 | 0 | 0 | 0 | 0
2013 | CAN | MRO | - | Manitoba Hydro | 24 | Distributed or Other Capacity (Behind the Meter) < 1 MW | 0 | 0 | 0 | 0 | 0 | 0 | 0 | 0 | 0 | 0 | 0 | 0
2013 | CAN | MRO | - | Manitoba Hydro | 25 | Distributed or Other Capacity (Behind the Meter) ≥ 1 MW | 0 | 0 | 0 | 0 | 0 | 0 | 0 | 0 | 0 | 0 | 0 | 0
2013 | CAN | MRO | - | Manitoba Hydro | 26 | Capacity Total from EIA-860 | 0 | 0 | 0 | 0 | 0 | 0 | 0 | 0 | 0 | 0 | 0 | 0
2013 | US | MRO | - | MAPP | 1 | Unrestricted Non-coincident Peak Demand | 0 | 5708.5557 | 5900.817 | 5975.2407 | 6313.8908 | 6369.6165 | 6493.5113 | 6604.7834 | 6708.9683 | 6816.1827 | 6922.405 | 7030.6898
2013 | US | MRO | - | MAPP | 1a | New Conservation (Energy Efficiency) | 0 | 24.9063 | 30.8682 | 37.4915 | 44.5017 | 51.5799 | 57.7832 | 65.0967 | 72.3974 | 79.6916 | 87.1441 | 94.6453
2013 | US | MRO | - | MAPP | 1b | Estimated Diversity | 0 | 0 | 0 | 0 | 0 | 0 | 0 | 0 | 0 | 0 | 0 | 0
2013 | US | MRO | - | MAPP | 1c | Additions for non-member load (load served by non-registered LSE's in a region) | 0 | 0 | 0 | 0 | 0 | 0 | 0 | 0 | 0 | 0 | 0 | 0
2013 | US | MRO | - | MAPP | 1d | Stand-by Load Under Contract (Normally served by behind the meter generation) | 0 | 0 | 0 | 0 | 0 | 0 | 0 | 0 | 0 | 0 | 0 | 0
2013 | US | MRO | - | MAPP | 1e | Non-Controllable Demand-Side Demand Response | 0 | 0 | 0 | 0 | 0 | 0 | 0 | 0 | 0 | 0 | 0 | 0
2013 | US | MRO | - | MAPP | 2 | Total Internal Demand | 5185.1265 | 5683.6494 | 5869.9488 | 5937.7493 | 6269.3891 | 6318.0366 | 6435.7281 | 6539.6868 | 6636.5709 | 6736.4911 | 6835.2609 | 6936.0445
2013 | US | MRO | - | MAPP | 2a | Supply-Side Direct Control Load Management (DCLM) | 2.5 | 2.5 | 2.5 | 2.5 | 2.5 | 2.5 | 2.5 | 2.5 | 2.5 | 2.5 | 2.5 | 0.2
2013 | US | MRO | - | MAPP | 2b | Supply-Side Contractually Interruptible (Curtailable) | 1.84 | 1.8 | 1.8 | 1.8 | 1.8 | 1.8 | 1.8 | 1.8 | 1.8 | 1.8 | 1.8 | 0
2013 | US | MRO | - | MAPP | 2c | Supply-Side Critical Peak-Pricing (CPP) with Control | 0 | 0 | 0 | 0 | 0 | 0 | 0 | 0 | 0 | 0 | 0 | 0
2013 | US | MRO | - | MAPP | 2d | Supply-Side Load as a Capacity Resource | 0 | 0 | 0 | 0 | 0 | 0 | 0 | 0 | 0 | 0 | 0 | 0
2013 | US | MRO | - | MAPP | 3 | Net Internal Demand | 4925.1265 | 5384.6494 | 5499.9488 | 5562.7493 | 5889.3891 | 5933.0366 | 6045.7281 | 6144.6868 | 6236.5709 | 6331.4911 | 6425.2609 | 6521.0445
2013 | US | MRO | - | MAPP | 3a | Demand-Side Direct Control Load Management (DCLM) | 260 | 299 | 370 | 375 | 380 | 385 | 390 | 395 | 400 | 405 | 410 | 415
2013 | US | MRO | - | MAPP | 3b | Demand-Side Contractually Interruptible (Curtailable) | 0 | 0 | 0 | 0 | 0 | 0 | 0 | 0 | 0 | 0 | 0 | 0
2013 | US | MRO | - | MAPP | 3c | Demand-Side Critical Peak-Pricing (CPP) with Control | 0 | 0 | 0 | 0 | 0 | 0 | 0 | 0 | 0 | 0 | 0 | 0
2013 | US | MRO | - | MAPP | 3d | Demand-Side Load as a Capacity Resource | 0 | 0 | 0 | 0 | 0 | 0 | 0 | 0 | 0 | 0 | 0 | 0
2013 | US | MRO | - | MAPP | 4 | Total Controllable Demand Response | 264.34 | 303.3 | 374.3 | 379.3 | 384.3 | 389.3 | 394.3 | 399.3 | 404.3 | 409.3 | 414.3 | 415.2
2013 | US | MRO | - | MAPP | 4a | Demand Response used for Ancillary Services - Spinning Reserves | 50 | 50 | 50 | 50 | 50 | 50 | 50 | 50 | 50 | 50 | 50 | 50
2013 | US | MRO | - | MAPP | 4b | Demand Response used for Ancillary Services - Non-Spinning Reserves | 50 | 50 | 50 | 50 | 50 | 50 | 50 | 50 | 50 | 50 | 50 | 50
2013 | US | MRO | - | MAPP | 4c | Demand Response used for Regulation | 100 | 100 | 100 | 100 | 100 | 100 | 100 | 100 | 100 | 100 | 100 | 100
2013 | US | MRO | - | MAPP | 4d | Demand Response used for Energy, Voluntary Services - Emergency | 0 | 0 | 0 | 0 | 0 | 0 | 0 | 0 | 0 | 0 | 0 | 0
2013 | US | MRO | - | MAPP | 5 | TOTAL INTERNAL CAPACITY | 8423.622 | 8612.623 | 8930.123 | 9020.123 | 8934.923 | 8934.923 | 8934.923 | 8934.923 | 8934.923 | 8934.923 | 8934.923 | 8934.923
2013 | US | MRO | - | MAPP | 6a | Existing-Certain | 7060.33 | 7447.421 | 7447.421 | 7447.421 | 7447.421 | 7447.421 | 7447.421 | 7447.421 | 7447.421 | 7447.421 | 7447.421 | 7447.421
2013 | US | MRO | - | MAPP | 6a1 | Wind Expected On-Peak | 435 | 388.23 | 388.23 | 388.23 | 388.23 | 388.23 | 388.23 | 388.23 | 388.23 | 388.23 | 388.23 | 388.23
2013 | US | MRO | - | MAPP | 6a2 | Solar Expected On-Peak | 0 | 0 | 0 | 0 | 0 | 0 | 0 | 0 | 0 | 0 | 0 | 0
2013 | US | MRO | - | MAPP | 6a3 | Hydro Expected On-Peak | 2007.4 | 2008.56 | 2008.56 | 2008.56 | 2008.56 | 2008.56 | 2008.56 | 2008.56 | 2008.56 | 2008.56 | 2008.56 | 2008.56
2013 | US | MRO | - | MAPP | 6a4 | Biomass Expected On-Peak | 3.1 | 3.1 | 3.1 | 3.1 | 3.1 | 3.1 | 3.1 | 3.1 | 3.1 | 3.1 | 3.1 | 3.1
2013 | US | MRO | - | MAPP | 6b | Existing-Other | 0 | 0 | 0 | 0 | 0 | 0 | 0 | 0 | 0 | 0 | 0 | 0
2013 | US | MRO | - | MAPP | 6b1 | Wind Derate On-Peak | 663.202 | 717.802 | 717.802 | 717.802 | 717.802 | 717.802 | 717.802 | 717.802 | 717.802 | 717.802 | 717.802 | 717.802
2013 | US | MRO | - | MAPP | 6b2 | Solar Derate On-Peak | 0 | 0 | 0 | 0 | 0 | 0 | 0 | 0 | 0 | 0 | 0 | 0
2013 | US | MRO | - | MAPP | 6b3 | Hydro Derate On-Peak | 327 | 327 | 327 | 327 | 327 | 327 | 327 | 327 | 327 | 327 | 327 | 327
2013 | US | MRO | - | MAPP | 6b4 | Biomass Derate On-Peak | 0 | 0 | 0 | 0 | 0 | 0 | 0 | 0 | 0 | 0 | 0 | 0
2013 | US | MRO | - | MAPP | 6b5 | Transmission-Limited Resources | 0 | 0 | 0 | 0 | 0 | 0 | 0 | 0 | 0 | 0 | 0 | 0
2013 | US | MRO | - | MAPP | 6b6 | All Other Derates | 6 | 30.4 | 30.4 | 30.4 | 30.4 | 30.4 | 30.4 | 30.4 | 30.4 | 30.4 | 30.4 | 30.4
2013 | US | MRO | - | MAPP | 6b7 | Energy-Only (Existing-Other) | 0 | 0 | 0 | 0 | 0 | 0 | 0 | 0 | 0 | 0 | 0 | 0
2013 | US | MRO | - | MAPP | 6c | Unplanned Outages (Actual) / Current and Future Inoperable Resources | 0 | 0 | 0 | 0 | 0 | 0 | 0 | 0 | 0 | 0 | 0 | 0
2013 | US | MRO | - | MAPP | 6d | Total Supply-Side Demand Response | 4.34 | 4.3 | 4.3 | 4.3 | 4.3 | 4.3 | 4.3 | 4.3 | 4.3 | 4.3 | 4.3 | 0.2
2013 | US | MRO | - | MAPP | 7 | TOTAL FUTURE CAPACITY ADDITIONS | 0 | 90 | 407.5 | 497.5 | 412.3 | 412.3 | 412.3 | 412.3 | 412.3 | 412.3 | 412.3 | 412.3
2013 | US | MRO | - | MAPP | 7a | Future-Planned | 0 | 90 | 407.5 | 497.5 | 412.3 | 412.3 | 412.3 | 412.3 | 412.3 | 412.3 | 412.3 | 412.3
2013 | US | MRO | - | MAPP | 7a1 | Wind Expected On-Peak | 0 | 0 | 0 | 0 | 0 | 0 | 0 | 0 | 0 | 0 | 0 | 0
2013 | US | MRO | - | MAPP | 7a2 | Wind Derate On-Peak | 0 | 0 | 0 | 0 | 0 | 0 | 0 | 0 | 0 | 0 | 0 | 0
2013 | US | MRO | - | MAPP | 7a3 | Solar Expected On-Peak | 0 | 0 | 0 | 0 | 0 | 0 | 0 | 0 | 0 | 0 | 0 | 0
2013 | US | MRO | - | MAPP | 7a4 | Solar Derate On-Peak | 0 | 0 | 0 | 0 | 0 | 0 | 0 | 0 | 0 | 0 | 0 | 0
2013 | US | MRO | - | MAPP | 7a5 | Hydro Expected On-Peak | 0 | 0 | 0 | 0 | 0 | 0 | 0 | 0 | 0 | 0 | 0 | 0
2013 | US | MRO | - | MAPP | 7a6 | Hydro Derate On-Peak | 0 | 0 | 0 | 0 | 0 | 0 | 0 | 0 | 0 | 0 | 0 | 0
2013 | US | MRO | - | MAPP | 7a7 | Biomass Expected On-Peak | 0 | 0 | 0 | 0 | 0 | 0 | 0 | 0 | 0 | 0 | 0 | 0
2013 | US | MRO | - | MAPP | 7a8 | Biomass Derate On-Peak | 0 | 0 | 0 | 0 | 0 | 0 | 0 | 0 | 0 | 0 | 0 | 0
2013 | US | MRO | - | MAPP | 7a9 | Transmission-Limited Resources | 0 | 0 | 0 | 0 | 0 | 0 | 0 | 0 | 0 | 0 | 0 | 0
2013 | US | MRO | - | MAPP | 7a10 | Scheduled Outage - Maintenance | 0 | 0 | 0 | 0 | 0 | 0 | 0 | 0 | 0 | 0 | 0 | 0
2013 | US | MRO | - | MAPP | 7a11 | All Other Derates | 0 | 0 | 0 | 0 | 0 | 0 | 0 | 0 | 0 | 0 | 0 | 0
2013 | US | MRO | - | MAPP | 7a12 | Energy-Only | 0 | 0 | 0 | 0 | 0 | 0 | 0 | 0 | 0 | 0 | 0 | 0
2013 | US | MRO | - | MAPP | 7b | Future-Other | 0 | 0 | 0 | 0 | 0 | 0 | 0 | 0 | 0 | 0 | 0 | 0
2013 | US | MRO | - | MAPP | 7b1 | Wind Expected On-Peak | 0 | 0 | 0 | 0 | 0 | 0 | 0 | 0 | 0 | 0 | 0 | 0
2013 | US | MRO | - | MAPP | 7b2 | Wind Derate On-Peak | 0 | 0 | 0 | 0 | 0 | 0 | 0 | 0 | 0 | 0 | 0 | 0
2013 | US | MRO | - | MAPP | 7b3 | Solar Expected On-Peak | 0 | 0 | 0 | 0 | 0 | 0 | 0 | 0 | 0 | 0 | 0 | 0
2013 | US | MRO | - | MAPP | 7b4 | Solar Derate On-Peak | 0 | 0 | 0 | 0 | 0 | 0 | 0 | 0 | 0 | 0 | 0 | 0
2013 | US | MRO | - | MAPP | 7b5 | Hydro Expected On-Peak | 0 | 0 | 0 | 0 | 0 | 0 | 0 | 0 | 0 | 0 | 0 | 0
2013 | US | MRO | - | MAPP | 7b6 | Hydro Derate On-Peak | 0 | 0 | 0 | 0 | 0 | 0 | 0 | 0 | 0 | 0 | 0 | 0
2013 | US | MRO | - | MAPP | 7b7 | Biomass Expected On-Peak | 0 | 0 | 0 | 0 | 0 | 0 | 0 | 0 | 0 | 0 | 0 | 0
2013 | US | MRO | - | MAPP | 7b8 | Biomass Derate On-Peak | 0 | 0 | 0 | 0 | 0 | 0 | 0 | 0 | 0 | 0 | 0 | 0
2013 | US | MRO | - | MAPP | 7b9 | Transmission-Limited Resources | 0 | 0 | 0 | 0 | 0 | 0 | 0 | 0 | 0 | 0 | 0 | 0
2013 | US | MRO | - | MAPP | 7b10 | Scheduled Outage - Maintenance | 0 | 0 | 0 | 0 | 0 | 0 | 0 | 0 | 0 | 0 | 0 | 0
2013 | US | MRO | - | MAPP | 7b11 | All Other Derates | 0 | 0 | 0 | 0 | 0 | 0 | 0 | 0 | 0 | 0 | 0 | 0
2013 | US | MRO | - | MAPP | 7b12 | Energy-Only | 0 | 0 | 0 | 0 | 0 | 0 | 0 | 0 | 0 | 0 | 0 | 0
2013 | US | MRO | - | MAPP | 8 | Conceptual | 0 | 0 | 0 | 0 | 0 | 0 | 0 | 0 | 0 | 0 | 0 | 0
2013 | US | MRO | - | MAPP | 8a1 | Wind Expected On-Peak | 0 | 0 | 0 | 0 | 0 | 0 | 0 | 0 | 0 | 0 | 0 | 0
2013 | US | MRO | - | MAPP | 8a2 | Wind Derate On-Peak | 0 | 0 | 0 | 0 | 0 | 0 | 0 | 0 | 0 | 0 | 0 | 0
2013 | US | MRO | - | MAPP | 8a3 | Solar Expected On-Peak | 0 | 0 | 0 | 0 | 0 | 0 | 0 | 0 | 0 | 0 | 0 | 0
2013 | US | MRO | - | MAPP | 8a4 | Solar Derate On-Peak | 0 | 0 | 0 | 0 | 0 | 0 | 0 | 0 | 0 | 0 | 0 | 0
2013 | US | MRO | - | MAPP | 8a5 | Hydro Expected On-Peak | 0 | 0 | 0 | 0 | 0 | 0 | 0 | 0 | 0 | 0 | 0 | 0
2013 | US | MRO | - | MAPP | 8a6 | Hydro Derate On-Peak | 0 | 0 | 0 | 0 | 0 | 0 | 0 | 0 | 0 | 0 | 0 | 0
2013 | US | MRO | - | MAPP | 8a7 | Biomass Expected On-Peak | 0 | 0 | 0 | 0 | 0 | 0 | 0 | 0 | 0 | 0 | 0 | 0
2013 | US | MRO | - | MAPP | 8a8 | Biomass Derate On-Peak | 0 | 0 | 0 | 0 | 0 | 0 | 0 | 0 | 0 | 0 | 0 | 0
2013 | US | MRO | - | MAPP | 8a9 | All Other Derates | 0 | 0 | 0 | 0 | 0 | 0 | 0 | 0 | 0 | 0 | 0 | 0
2013 | US | MRO | - | MAPP | 8a10 | Energy-Only | 0 | 0 | 0 | 0 | 0 | 0 | 0 | 0 | 0 | 0 | 0 | 0
2013 | US | MRO | - | MAPP | 9 | ANTICIPATED INTERNAL CAPACITY | 0 | 7541.721 | 7859.221 | 7949.221 | 7864.021 | 7864.021 | 7864.021 | 7864.021 | 7864.021 | 7864.021 | 7864.021 | 7859.921
2013 | US | MRO | - | MAPP | 10 | CAPACITY TRANSACTIONS - IMPORTS | 166.4 | 255.9 | 277.9 | 280.9 | 202.9 | 104.9 | 106.9 | 106.9 | 106.9 | 106.9 | 106.9 | 106.9
2013 | US | MRO | - | MAPP | 10a | Firm | 166.4 | 255.9 | 277.9 | 280.9 | 202.9 | 104.9 | 106.9 | 106.9 | 106.9 | 106.9 | 106.9 | 106.9
2013 | US | MRO | - | MAPP | 10a1 | Full-Responsibility Purchases | 113.9 | 184.4 | 184.4 | 184.4 | 184.4 | 184.4 | 184.4 | 184.4 | 184.4 | 184.4 | 184.4 | 184.4
2013 | US | MRO | - | MAPP | 10a2 | Owned Capacity/Entitlement Located Outside the Region/Subregion | 0 | 0 | 0 | 0 | 0 | 0 | 0 | 0 | 0 | 0 | 0 | 0
2013 | US | MRO | - | MAPP | 10b | Non-firm | 0 | 0 | 0 | 0 | 0 | 0 | 0 | 0 | 0 | 0 | 0 | 0
2013 | US | MRO | - | MAPP | 10c | Expected | 0 | 0 | 0 | 0 | 0 | 0 | 0 | 0 | 0 | 0 | 0 | 0
2013 | US | MRO | - | MAPP | 10c1 | Full-Responsibility Purchases | 0 | 0 | 0 | 0 | 0 | 0 | 0 | 0 | 0 | 0 | 0 | 0
2013 | US | MRO | - | MAPP | 10c2 | Owned Capacity/Entitlement Located Outside the Region/Subregion | 0 | 0 | 0 | 0 | 0 | 0 | 0 | 0 | 0 | 0 | 0 | 0
2013 | US | MRO | - | MAPP | 11 | CAPACITY TRANSACTIONS - EXPORTS | 751.4 | 756.8 | 756.1 | 660.4 | 660.4 | 660.4 | 620.4 | 620.4 | 620.4 | 620.4 | 620.4 | 620.4
2013 | US | MRO | - | MAPP | 11a | Firm | 751.4 | 756.8 | 756.1 | 660.4 | 660.4 | 660.4 | 620.4 | 620.4 | 620.4 | 620.4 | 620.4 | 620.4
2013 | US | MRO | - | MAPP | 11a1 | Full-Responsibility Purchases | 731.4 | 756.8 | 756.8 | 756.8 | 756.8 | 756.8 | 756.8 | 756.8 | 756.8 | 756.8 | 756.8 | 756.8
2013 | US | MRO | - | MAPP | 11a2 | Owned Capacity/Entitlement Located Outside the Region/Subregion | 0 | 0 | 0 | 0 | 0 | 0 | 0 | 0 | 0 | 0 | 0 | 0
2013 | US | MRO | - | MAPP | 11b | Non-firm | 0 | 0 | 0 | 0 | 0 | 0 | 0 | 0 | 0 | 0 | 0 | 0
2013 | US | MRO | - | MAPP | 11c | Expected | 0 | 0 | 0 | 0 | 0 | 0 | 0 | 0 | 0 | 0 | 0 | 0
2013 | US | MRO | - | MAPP | 11c1 | Full-Responsibility Purchases | 0 | 0 | 0 | 0 | 0 | 0 | 0 | 0 | 0 | 0 | 0 | 0
2013 | US | MRO | - | MAPP | 11c2 | Owned Capacity/Entitlement Located Outside the Region/Subregion | 0 | 0 | 0 | 0 | 0 | 0 | 0 | 0 | 0 | 0 | 0 | 0
2013 | US | MRO | - | MAPP | 12 | EXISTING-CERTAIN & NET FIRM TRANSACTIONS | 6479.67 | 6950.821 | 6973.521 | 7072.221 | 6994.221 | 6896.221 | 6938.221 | 6938.221 | 6938.221 | 6938.221 | 6938.221 | 6934.121
2013 | US | MRO | - | MAPP | 13 | ANTICIPATED CAPACITY RESOURCES | 0 | 0 | 7381.021 | 7569.721 | 7406.521 | 7308.521 | 7350.521 | 7350.521 | 7350.521 | 7350.521 | 7350.521 | 7346.421
2013 | US | MRO | - | MAPP | 14 | PROSPECTIVE CAPACITY RESOURCES | 0 | 0 | 7381.021 | 7569.721 | 7406.521 | 7308.521 | 7350.521 | 7350.521 | 7350.521 | 7350.521 | 7350.521 | 7346.421
2013 | US | MRO | - | MAPP | 15 | TOTAL POTENTIAL CAPACITY RESOURCES | 0 | 0 | 7381.021 | 7569.721 | 7406.521 | 7308.521 | 7350.521 | 7350.521 | 7350.521 | 7350.521 | 7350.521 | 7346.421
2013 | US | MRO | - | MAPP | 16 | ADJUSTED POTENTIAL CAPACITY RESOURCES | 0 | 0 | 7381.021 | 7569.721 | 7406.521 | 7308.521 | 7350.521 | 7350.521 | 7350.521 | 7350.521 | 7350.521 | 7346.421
2013 | US | MRO | - | MAPP | 16a | Confidence of Future-Other | 0 | 0 | 0.99999 | 0.99999 | 0.99999 | 0.99999 | 0.99999 | 0.99999 | 0.99999 | 0.99999 | 0.99999 | 0.99999
2013 | US | MRO | - | MAPP | 16b | Net Future-Other Resources After Confidence Percentage Is Applied | 0 | 0 | 0 | 0 | 0 | 0 | 0 | 0 | 0 | 0 | 0 | 0
2013 | US | MRO | - | MAPP | 16c | Confidence of Conceptual | 0 | 0 | 0.99999 | 0.99999 | 0.99999 | 0.99999 | 0.99999 | 0.99999 | 0.99999 | 0.99999 | 0.99999 | 0.99999
2013 | US | MRO | - | MAPP | 16d | Net Conceptual Resources After Confidence Percentage Is Applied | 0 | 0 | 0 | 0 | 0 | 0 | 0 | 0 | 0 | 0 | 0 | 0
2013 | US | MRO | - | MAPP | 17 | ASSESSMENT AREA TARGET RESERVE MARGIN | 0% | 0% | 15% | 15% | 15% | 15% | 15% | 15% | 15% | 15% | 15% | 15%
2013 | US | MRO | - | MAPP | 18 | EXISTING-CERTAIN AND NET FIRM TRANSACTIONS RESERVE MARGIN | 31.56% | 29.09% | 0% | 0% | 0% | 0% | 0% | 0% | 0% | 0% | 0% | 0%
2013 | US | MRO | - | MAPP | 19 | ANTICIPATED CAPACITY RESOURCES RESERVE MARGIN | 0% | 0% | 34.2% | 36.08% | 25.76% | 23.18% | 21.58% | 19.62% | 17.86% | 16.09% | 14.4% | 12.66%
2013 | US | MRO | - | MAPP | 20 | PROSPECTIVE CAPACITY RESOURCES RESERVE MARGIN | 0% | 0% | 34.2% | 36.08% | 25.76% | 23.18% | 21.58% | 19.62% | 17.86% | 16.09% | 14.4% | 12.66%
2013 | US | MRO | - | MAPP | 21 | TOTAL POTENTIAL RESOURCES RESERVE MARGIN | 0% | 0% | 34.2% | 36.08% | 25.76% | 23.18% | 21.58% | 19.62% | 17.86% | 16.09% | 14.4% | 12.66%
2013 | US | MRO | - | MAPP | 22 | ADJUSTED POTENTIAL RESOURCES RESERVE MARGIN | 0% | 0% | 34.2% | 36.08% | 25.76% | 23.18% | 21.58% | 19.62% | 17.86% | 16.09% | 14.4% | 12.66%
2013 | US | MRO | - | MAPP | 23 | Total Baseline Installed Capacity | 8056.532 | 0 | 0 | 0 | 0 | 0 | 0 | 0 | 0 | 0 | 0 | 0
2013 | US | MRO | - | MAPP | 24 | Distributed or Other Capacity (Behind the Meter) < 1 MW | 0 | 0 | 0 | 0 | 0 | 0 | 0 | 0 | 0 | 0 | 0 | 0
2013 | US | MRO | - | MAPP | 25 | Distributed or Other Capacity (Behind the Meter) ≥ 1 MW | 0 | 0 | 0 | 0 | 0 | 0 | 0 | 0 | 0 | 0 | 0 | 0
2013 | US | MRO | - | MAPP | 26 | Capacity Total from EIA-860 | 2924.6 | 3440.6 | 3530.6 | 3629.4 | 3629.4 | 3629.4 | 3629.4 | 3629.4 | 3629.4 | 3629.4 | 3629.4 | 3629.4
2013 | CAN | MRO | - | SaskPower | 1 | Unrestricted Non-coincident Peak Demand |  | 3502 | 3633 | 3771 | 3905 | 4054 | 4135 | 4179 | 4231 | 4328 | 4407 | 4456
2013 | CAN | MRO | - | SaskPower | 1a | New Conservation (Energy Efficiency) |  | 58 | 66 | 75 | 84 | 93 | 102 | 112 | 121 | 131 | 140 | 149
2013 | CAN | MRO | - | SaskPower | 1b | Estimated Diversity |  |  |  | 0 | 0 | 0 | 0 | 0 | 0 | 0 | 0 | 0
2013 | CAN | MRO | - | SaskPower | 1c | Additions for non-member load (load served by non-registered LSE's in a region) |  |  |  | 0 | 0 | 0 | 0 | 0 | 0 | 0 | 0 | 0
2013 | CAN | MRO | - | SaskPower | 1d | Stand-by Load Under Contract (Normally served by behind the meter generation) |  |  |  | 0 | 0 | 0 | 0 | 0 | 0 | 0 | 0 | 0
2013 | CAN | MRO | - | SaskPower | 1e | Non-Controllable Demand-Side Demand Response |  |  |  | 0 | 0 | 0 | 0 | 0 | 0 | 0 | 0 | 0
2013 | CAN | MRO | - | SaskPower | 2 | Total Internal Demand | 3281 | 3444 | 3567 | 3696 | 3821 | 3961 | 4033 | 4067 | 4110 | 4197 | 4267 | 4307
2013 | CAN | MRO | - | SaskPower | 2a | Supply-Side Direct Control Load Management (DCLM) |  |  |  | 0 | 0 | 0 | 0 | 0 | 0 | 0 | 0 | 0
2013 | CAN | MRO | - | SaskPower | 2b | Supply-Side Contractually Interruptible (Curtailable) |  |  |  | 0 | 0 | 0 | 0 | 0 | 0 | 0 | 0 | 0
2013 | CAN | MRO | - | SaskPower | 2c | Supply-Side Critical Peak-Pricing (CPP) with Control |  |  |  | 0 | 0 | 0 | 0 | 0 | 0 | 0 | 0 | 0
2013 | CAN | MRO | - | SaskPower | 2d | Supply-Side Load as a Capacity Resource |  |  |  | 0 | 0 | 0 | 0 | 0 | 0 | 0 | 0 | 0
2013 | CAN | MRO | - | SaskPower | 3 | Net Internal Demand | 3195 | 3358 | 3481 | 3610 | 3735 | 3875 | 3947 | 3981 | 4024 | 4111 | 4181 | 4221
2013 | CAN | MRO | - | SaskPower | 3a | Demand-Side Direct Control Load Management (DCLM) |  |  |  | 0 | 0 | 0 | 0 | 0 | 0 | 0 | 0 | 0
2013 | CAN | MRO | - | SaskPower | 3b | Demand-Side Contractually Interruptible (Curtailable) | 86 | 86 | 86 | 86 | 86 | 86 | 86 | 86 | 86 | 86 | 86 | 86
2013 | CAN | MRO | - | SaskPower | 3c | Demand-Side Critical Peak-Pricing (CPP) with Control |  |  |  | 0 | 0 | 0 | 0 | 0 | 0 | 0 | 0 | 0
2013 | CAN | MRO | - | SaskPower | 3d | Demand-Side Load as a Capacity Resource |  |  |  | 0 | 0 | 0 | 0 | 0 | 0 | 0 | 0 | 0
2013 | CAN | MRO | - | SaskPower | 4 | Total Controllable Demand Response | 86 | 86 | 86 | 86 | 86 | 86 | 86 | 86 | 86 | 86 | 86 | 86
2013 | CAN | MRO | - | SaskPower | 4a | Demand Response used for Ancillary Services - Spinning Reserves |  |  |  | 0 | 0 | 0 | 0 | 0 | 0 | 0 | 0 | 0
2013 | CAN | MRO | - | SaskPower | 4b | Demand Response used for Ancillary Services - Non-Spinning Reserves |  |  |  | 0 | 0 | 0 | 0 | 0 | 0 | 0 | 0 | 0
2013 | CAN | MRO | - | SaskPower | 4c | Demand Response used for Regulation |  |  |  | 0 | 0 | 0 | 0 | 0 | 0 | 0 | 0 | 0
2013 | CAN | MRO | - | SaskPower | 4d | Demand Response used for Energy, Voluntary Services - Emergency |  |  |  | 0 | 0 | 0 | 0 | 0 | 0 | 0 | 0 | 0
2013 | CAN | MRO | - | SaskPower | 5 | TOTAL INTERNAL CAPACITY |  | 4304.8 | 4304.8 | 4517.8 | 4537.8 | 4714.8 | 4756.8 | 5036.8 | 5036.8 | 5078.8 | 5211.6 | 5116.6
2013 | CAN | MRO | - | SaskPower | 6a | Existing-Certain |  | 3953.72 | 3953.72 | 3953.72 | 3953.72 | 3953.72 | 3953.72 | 3953.72 | 3953.72 | 3953.72 | 3953.72 | 3953.72
2013 | CAN | MRO | - | SaskPower | 6a1 | Wind Expected On-Peak |  | 39.52 | 39.52 | 39.52 | 39.52 | 39.52 | 39.52 | 39.52 | 39.52 | 39.52 | 39.52 | 39.52
2013 | CAN | MRO | - | SaskPower | 6a2 | Solar Expected On-Peak |  | 0 | 0 | 0 | 0 | 0 | 0 | 0 | 0 | 0 | 0 | 0
2013 | CAN | MRO | - | SaskPower | 6a3 | Hydro Expected On-Peak |  | 860.4 | 860.4 | 860.4 | 860.4 | 860.4 | 860.4 | 860.4 | 860.4 | 860.4 | 860.4 | 860.4
2013 | CAN | MRO | - | SaskPower | 6a4 | Biomass Expected On-Peak |  | 10 | 10 | 10 | 10 | 10 | 10 | 10 | 10 | 10 | 10 | 10
2013 | CAN | MRO | - | SaskPower | 6b | Existing-Other |  | 0 | 0 | 0 | 0 | 0 | 0 | 0 | 0 | 0 | 0 | 0
2013 | CAN | MRO | - | SaskPower | 6b1 | Wind Derate On-Peak |  | 158.08 | 158.08 | 158.08 | 158.08 | 158.08 | 158.08 | 158.08 | 158.08 | 158.08 | 158.08 | 158.08
2013 | CAN | MRO | - | SaskPower | 6b2 | Solar Derate On-Peak |  | 0 | 0 | 0 | 0 | 0 | 0 | 0 | 0 | 0 | 0 | 0
2013 | CAN | MRO | - | SaskPower | 6b3 | Hydro Derate On-Peak |  | 2.4 | 2.4 | 2.4 | 2.4 | 2.4 | 2.4 | 2.4 | 2.4 | 2.4 | 2.4 | 2.4
2013 | CAN | MRO | - | SaskPower | 6b4 | Biomass Derate On-Peak |  | 0 | 0 | 0 | 0 | 0 | 0 | 0 | 0 | 0 | 0 | 0
2013 | CAN | MRO | - | SaskPower | 6b5 | Transmission-Limited Resources |  |  | 0 | 0 | 0 | 0 | 0 | 0 | 0 | 0 | 0 | 0
2013 | CAN | MRO | - | SaskPower | 6b6 | All Other Derates |  | 7.6 | 7.6 | 7.6 | 7.6 | 7.6 | 7.6 | 7.6 | 7.6 | 7.6 | 7.6 | 7.6
2013 | CAN | MRO | - | SaskPower | 6b7 | Energy-Only (Existing-Other) |  |  | 0 | 0 | 0 | 0 | 0 | 0 | 0 | 0 | 0 | 0
2013 | CAN | MRO | - | SaskPower | 6c | Unplanned Outages (Actual) / Current and Future Inoperable Resources |  | 0 | 0 | 0 | 0 | 0 | 0 | 0 | 0 | 0 | 0 | 0
2013 | CAN | MRO | - | SaskPower | 6d | Total Supply-Side Demand Response | 0 | 0 | 0 | 0 | 0 | 0 | 0 | 0 | 0 | 0 | 0 | 0
2013 | CAN | MRO | - | SaskPower | 7 | TOTAL FUTURE CAPACITY ADDITIONS |  | 182 | 182 | 368.6 | 372.6 | 408 | 450 | 730 | 730 | 773.2 | 914.96 | 819.96
2013 | CAN | MRO | - | SaskPower | 7a | Future-Planned |  | 182 | 182 | 368.6 | 372.6 | 408 | 450 | 730 | 730 | 773.2 | 914.96 | 819.96
2013 | CAN | MRO | - | SaskPower | 7a1 | Wind Expected On-Peak |  | 0 | 0 | 6.6 | 10.6 | 46 | 46 | 46 | 46 | 46 | 43.76 | 43.76
2013 | CAN | MRO | - | SaskPower | 7a2 | Wind Derate On-Peak |  | 0 | 0 | 26.4 | 42.4 | 184 | 184 | 184 | 184 | 184 | 175.04 | 175.04
2013 | CAN | MRO | - | SaskPower | 7a3 | Solar Expected On-Peak |  | 0 | 0 | 0 | 0 | 0 | 0 | 0 | 0 | 0 | 0 | 0
2013 | CAN | MRO | - | SaskPower | 7a4 | Solar Derate On-Peak |  | 0 | 0 | 0 | 0 | 0 | 0 | 0 | 0 | 0 | 0 | 0
2013 | CAN | MRO | - | SaskPower | 7a5 | Hydro Expected On-Peak |  | 0 | 0 | 0 | 0 | 0 | 42 | 42 | 42 | 42 | 67 | 67
2013 | CAN | MRO | - | SaskPower | 7a6 | Hydro Derate On-Peak |  | 0 | 0 | 0 | 0 | 0 | 0 | 0 | 0 | 0 | 0 | 0
2013 | CAN | MRO | - | SaskPower | 7a7 | Biomass Expected On-Peak |  | 0 | 0 | 36 | 36 | 36 | 36 | 36 | 36 | 36 | 36 | 36
2013 | CAN | MRO | - | SaskPower | 7a8 | Biomass Derate On-Peak |  | 0 | 0 | 0 | 0 | 0 | 0 | 0 | 0 | 0 | 0 | 0
2013 | CAN | MRO | - | SaskPower | 7a9 | Transmission-Limited Resources
2013 | CAN | MRO | - | SaskPower | 7a10 | Scheduled Outage - Maintenance
2013 | CAN | MRO | - | SaskPower | 7a11 | All Other Derates |  | 1 | 1 | 1 | 1 | 1 | 1 | 1 | 1 | -0.2 | -0.2 | -0.2
2013 | CAN | MRO | - | SaskPower | 7a12 | Energy-Only
2013 | CAN | MRO | - | SaskPower | 7b | Future-Other |  | 0 | 0 | 0 | 0 | 0 | 0 | 0 | 0 | 0 | 0 | 0
2013 | CAN | MRO | - | SaskPower | 7b1 | Wind Expected On-Peak |  | 0 | 0 | 0 | 0 | 0 | 0 | 0 | 0 | 0 | 0 | 0
2013 | CAN | MRO | - | SaskPower | 7b2 | Wind Derate On-Peak |  | 0 | 0 | 0 | 0 | 0 | 0 | 0 | 0 | 0 | 0 | 0
2013 | CAN | MRO | - | SaskPower | 7b3 | Solar Expected On-Peak |  | 0 | 0 | 0 | 0 | 0 | 0 | 0 | 0 | 0 | 0 | 0
2013 | CAN | MRO | - | SaskPower | 7b4 | Solar Derate On-Peak |  | 0 | 0 | 0 | 0 | 0 | 0 | 0 | 0 | 0 | 0 | 0
2013 | CAN | MRO | - | SaskPower | 7b5 | Hydro Expected On-Peak |  | 0 | 0 | 0 | 0 | 0 | 0 | 0 | 0 | 0 | 0 | 0
2013 | CAN | MRO | - | SaskPower | 7b6 | Hydro Derate On-Peak |  | 0 | 0 | 0 | 0 | 0 | 0 | 0 | 0 | 0 | 0 | 0
2013 | CAN | MRO | - | SaskPower | 7b7 | Biomass Expected On-Peak |  | 0 | 0 | 0 | 0 | 0 | 0 | 0 | 0 | 0 | 0 | 0
2013 | CAN | MRO | - | SaskPower | 7b8 | Biomass Derate On-Peak |  | 0 | 0 | 0 | 0 | 0 | 0 | 0 | 0 | 0 | 0 | 0
2013 | CAN | MRO | - | SaskPower | 7b9 | Transmission-Limited Resources
2013 | CAN | MRO | - | SaskPower | 7b10 | Scheduled Outage - Maintenance
2013 | CAN | MRO | - | SaskPower | 7b11 | All Other Derates |  | 0 | 0 | 0 | 0 | 0 | 0 | 0 | 0 | 0 | 0 | 0
2013 | CAN | MRO | - | SaskPower | 7b12 | Energy-Only
2013 | CAN | MRO | - | SaskPower | 8 | Conceptual |  | 0 | 0 | 0 | 0 | 0 | 0 | 0 | 0 | 0 | 0 | 0
2013 | CAN | MRO | - | SaskPower | 8a1 | Wind Expected On-Peak |  | 0 | 0 | 0 | 0 | 0 | 0 | 0 | 0 | 0 | 0 | 0
2013 | CAN | MRO | - | SaskPower | 8a2 | Wind Derate On-Peak |  | 0 | 0 | 0 | 0 | 0 | 0 | 0 | 0 | 0 | 0 | 0
2013 | CAN | MRO | - | SaskPower | 8a3 | Solar Expected On-Peak |  | 0 | 0 | 0 | 0 | 0 | 0 | 0 | 0 | 0 | 0 | 0
2013 | CAN | MRO | - | SaskPower | 8a4 | Solar Derate On-Peak |  | 0 | 0 | 0 | 0 | 0 | 0 | 0 | 0 | 0 | 0 | 0
2013 | CAN | MRO | - | SaskPower | 8a5 | Hydro Expected On-Peak |  | 0 | 0 | 0 | 0 | 0 | 0 | 0 | 0 | 0 | 0 | 0
2013 | CAN | MRO | - | SaskPower | 8a6 | Hydro Derate On-Peak |  | 0 | 0 | 0 | 0 | 0 | 0 | 0 | 0 | 0 | 0 | 0
2013 | CAN | MRO | - | SaskPower | 8a7 | Biomass Expected On-Peak |  | 0 | 0 | 0 | 0 | 0 | 0 | 0 | 0 | 0 | 0 | 0
2013 | CAN | MRO | - | SaskPower | 8a8 | Biomass Derate On-Peak |  | 0 | 0 | 0 | 0 | 0 | 0 | 0 | 0 | 0 | 0 | 0
2013 | CAN | MRO | - | SaskPower | 8a9 | All Other Derates |  | 0 | 0 | 0 | 0 | 0 | 0 | 0 | 0 | 0 | 0 | 0
2013 | CAN | MRO | - | SaskPower | 8a10 | Energy-Only
2013 | CAN | MRO | - | SaskPower | 9 | ANTICIPATED INTERNAL CAPACITY |  | 4135.72 | 4135.72 | 4322.32 | 4326.32 | 4361.72 | 4403.72 | 4683.72 | 4683.72 | 4726.92 | 4868.68 | 4773.68
2013 | CAN | MRO | - | SaskPower | 10 | CAPACITY TRANSACTIONS - IMPORTS | 0 | 0 | 0 | 0 | 25 | 25 | 25 | 25 | 25 | 25 | 0 | 0
2013 | CAN | MRO | - | SaskPower | 10a | Firm |  |  | 0 | 0 | 0 | 0 | 0 | 0 | 0 | 0 | 0 | 0
2013 | CAN | MRO | - | SaskPower | 10a1 | Full-Responsibility Purchases |  |  | 0 | 0 | 0 | 0 | 0 | 0 | 0 | 0 | 0 | 0
2013 | CAN | MRO | - | SaskPower | 10a2 | Owned Capacity/Entitlement Located Outside the Region/Subregion |  |  | 0 | 0 | 0 | 0 | 0 | 0 | 0 | 0 | 0 | 0
2013 | CAN | MRO | - | SaskPower | 10b | Non-firm
2013 | CAN | MRO | - | SaskPower | 10c | Expected |  |  | 0 | 0 | 25 | 25 | 25 | 25 | 25 | 25 | 0 | 0
2013 | CAN | MRO | - | SaskPower | 10c1 | Full-Responsibility Purchases |  |  | 0 | 0 | 0 | 0 | 0 | 0 | 0 | 0 | 0 | 0
2013 | CAN | MRO | - | SaskPower | 10c2 | Owned Capacity/Entitlement Located Outside the Region/Subregion |  |  | 0 | 0 | 0 | 0 | 0 | 0 | 0 | 0 | 0 | 0
2013 | CAN | MRO | - | SaskPower | 11 | CAPACITY TRANSACTIONS - EXPORTS | 0 | 0 | 0 | 0 | 0 | 0 | 0 | 0 | 0 | 0 | 0 | 0
2013 | CAN | MRO | - | SaskPower | 11a | Firm |  |  | 0 | 0 | 0 | 0 | 0 | 0 | 0 | 0 | 0 | 0
2013 | CAN | MRO | - | SaskPower | 11a1 | Full-Responsibility Purchases |  |  | 0 | 0 | 0 | 0 | 0 | 0 | 0 | 0 | 0 | 0
2013 | CAN | MRO | - | SaskPower | 11a2 | Owned Capacity/Entitlement Located Outside the Region/Subregion |  |  | 0 | 0 | 0 | 0 | 0 | 0 | 0 | 0 | 0 | 0
2013 | CAN | MRO | - | SaskPower | 11b | Non-firm
2013 | CAN | MRO | - | SaskPower | 11c | Expected |  |  | 0 | 0 | 0 | 0 | 0 | 0 | 0 | 0 | 0 | 0
2013 | CAN | MRO | - | SaskPower | 11c1 | Full-Responsibility Purchases |  |  | 0 | 0 | 0 | 0 | 0 | 0 | 0 | 0 | 0 | 0
2013 | CAN | MRO | - | SaskPower | 11c2 | Owned Capacity/Entitlement Located Outside the Region/Subregion |  |  | 0 | 0 | 0 | 0 | 0 | 0 | 0 | 0 | 0 | 0
2013 | CAN | MRO | - | SaskPower | 12 | EXISTING-CERTAIN & NET FIRM TRANSACTIONS | 0 | 3953.72 | 3953.72 | 3953.72 | 3953.72 | 3953.72 | 3953.72 | 3953.72 | 3953.72 | 3953.72 | 3953.72 | 3953.72
2013 | CAN | MRO | - | SaskPower | 13 | ANTICIPATED CAPACITY RESOURCES |  |  | 4135.72 | 4322.32 | 4351.32 | 4386.72 | 4428.72 | 4708.72 | 4708.72 | 4751.92 | 4868.68 | 4773.68
2013 | CAN | MRO | - | SaskPower | 14 | PROSPECTIVE CAPACITY RESOURCES |  |  | 4135.72 | 4322.32 | 4376.32 | 4411.72 | 4453.72 | 4733.72 | 4733.72 | 4776.92 | 4868.68 | 4773.68
2013 | CAN | MRO | - | SaskPower | 15 | TOTAL POTENTIAL CAPACITY RESOURCES |  |  | 4135.72 | 4322.32 | 4376.32 | 4411.72 | 4453.72 | 4733.72 | 4733.72 | 4776.92 | 4868.68 | 4773.68
2013 | CAN | MRO | - | SaskPower | 16 | ADJUSTED POTENTIAL CAPACITY RESOURCES |  |  | 4135.72 | 4322.32 | 4376.32 | 4411.72 | 4453.72 | 4733.72 | 4733.72 | 4776.92 | 4868.68 | 4773.68
2013 | CAN | MRO | - | SaskPower | 16a | Confidence of Future-Other |  |  | 0.99999 | 0.99999 | 0.99999 | 0.99999 | 0.99999 | 0.99999 | 0.99999 | 0.99999 | 0.99999 | 0.99999
2013 | CAN | MRO | - | SaskPower | 16b | Net Future-Other Resources After Confidence Percentage Is Applied |  |  | 0 | 0 | 0 | 0 | 0 | 0 | 0 | 0 | 0 | 0
2013 | CAN | MRO | - | SaskPower | 16c | Confidence of Conceptual |  |  | 0.99999 | 0.99999 | 0.99999 | 0.99999 | 0.99999 | 0.99999 | 0.99999 | 0.99999 | 0.99999 | 0.99999
2013 | CAN | MRO | - | SaskPower | 16d | Net Conceptual Resources After Confidence Percentage Is Applied |  |  | 0 | 0 | 0 | 0 | 0 | 0 | 0 | 0 | 0 | 0
2013 | CAN | MRO | - | SaskPower | 17 | ASSESSMENT AREA TARGET RESERVE MARGIN |  |  | 11% | 11% | 11% | 11% | 11% | 11% | 11% | 11% | 11% | 11%
2013 | CAN | MRO | - | SaskPower | 18 | EXISTING-CERTAIN AND NET FIRM TRANSACTIONS RESERVE MARGIN | -100% | 58: 17.74%
2013 | CAN | MRO | - | SaskPower | 19 | ANTICIPATED CAPACITY RESOURCES RESERVE MARGIN |  |  | 18.81% | 19.73% | 16.5% | 13.21% | 12.2% | 18.28% | 17.02% | 15.59% | 16.45% | 13.09%
2013 | CAN | MRO | - | SaskPower | 20 | PROSPECTIVE CAPACITY RESOURCES RESERVE MARGIN |  |  | 18.81% | 19.73% | 17.17% | 13.85% | 12.84% | 18.91% | 17.64% | 16.2% | 16.45% | 13.09%
2013 | CAN | MRO | - | SaskPower | 21 | TOTAL POTENTIAL RESOURCES RESERVE MARGIN |  |  | 18.81% | 19.73% | 17.17% | 13.85% | 12.84% | 18.91% | 17.64% | 16.2% | 16.45% | 13.09%
2013 | CAN | MRO | - | SaskPower | 22 | ADJUSTED POTENTIAL RESOURCES RESERVE MARGIN |  |  | 18.81% | 19.73% | 17.17% | 13.85% | 12.84% | 18.91% | 17.64% | 16.2% | 16.45% | 13.09%
2013 | CAN | MRO | - | SaskPower | 23 | Total Baseline Installed Capacity | 0
2013 | CAN | MRO | - | SaskPower | 24 | Distributed or Other Capacity (Behind the Meter) < 1 MW |  | 0 | 0 | 0 | 0 | 0 | 0 | 0 | 0 | 0 | 0 | 0
2013 | CAN | MRO | - | SaskPower | 25 | Distributed or Other Capacity (Behind the Meter) ≥ 1 MW |  | 0 | 0 | 0 | 0 | 0 | 0 | 0 | 0 | 0 | 0 | 0
2013 | CAN | MRO | - | SaskPower | 26 | Capacity Total from EIA-860 |  | 0 | 0 | 0 | 0 | 0 | 0 | 0 | 0 | 0 | 0 | 0
2013 | CAN | NPCC | - | Maritimes | 1 | Unrestricted Non-coincident Peak Demand | 0 | 5424 | 5471.9912 | 5453.9945 | 5455.9941 | 5440.9969 | 5393.0057 | 5264.0295 | 5264.0295 | 5259.0304 | 5264.0295 | 5254.0313
2013 | CAN | NPCC | - | Maritimes | 1a | New Conservation (Energy Efficiency) | 0 | 0 | 0 | 0 | 0 | 0 | 0 | 0 | 0 | 0 | 0 | 0
2013 | CAN | NPCC | - | Maritimes | 1b | Estimated Diversity | 0 | 0 | 0 | 0 | 0 | 0 | 0 | 0 | 0 | 0 | 0 | 0
2013 | CAN | NPCC | - | Maritimes | 1c | Additions for non-member load (load served by non-registered LSE's in a region) | 0 | 0 | 0 | 0 | 0 | 0 | 0 | 0 | 0 | 0 | 0 | 0
2013 | CAN | NPCC | - | Maritimes | 1d | Stand-by Load Under Contract (Normally served by behind the meter generation) | 0 | 0 | 0 | 0 | 0 | 0 | 0 | 0 | 0 | 0 | 0 | 0
2013 | CAN | NPCC | - | Maritimes | 1e | Non-Controllable Demand-Side Demand Response | 0 | 0 | 0 | 0 | 0 | 0 | 0 | 0 | 0 | 0 | 0 | 0
2013 | CAN | NPCC | - | Maritimes | 2 | Total Internal Demand | 5502 | 5424 | 5471.9912 | 5453.9945 | 5455.9941 | 5440.9969 | 5393.0057 | 5264.0295 | 5264.0295 | 5259.0304 | 5264.0295 | 5254.0313
2013 | CAN | NPCC | - | Maritimes | 2a | Supply-Side Direct Control Load Management (DCLM) | 0 | 0 | 0 | 0 | 0 | 0 | 0 | 0 | 0 | 0 | 0 | 0
2013 | CAN | NPCC | - | Maritimes | 2b | Supply-Side Contractually Interruptible (Curtailable) | 0 | 0 | 0 | 0 | 0 | 0 | 0 | 0 | 0 | 0 | 0 | 0
2013 | CAN | NPCC | - | Maritimes | 2c | Supply-Side Critical Peak-Pricing (CPP) with Control | 0 | 0 | 0 | 0 | 0 | 0 | 0 | 0 | 0 | 0 | 0 | 0
2013 | CAN | NPCC | - | Maritimes | 2d | Supply-Side Load as a Capacity Resource | 0 | 0 | 0 | 0 | 0 | 0 | 0 | 0 | 0 | 0 | 0 | 0
2013 | CAN | NPCC | - | Maritimes | 3 | Net Internal Demand | 5502 | 5424 | 5471.9912 | 5453.9945 | 5455.9941 | 5440.9969 | 5393.0057 | 5264.0295 | 5264.0295 | 5259.0304 | 5264.0295 | 5254.0313
2013 | CAN | NPCC | - | Maritimes | 3a | Demand-Side Direct Control Load Management (DCLM) | 0 | 0 | 0 | 0 | 0 | 0 | 0 | 0 | 0 | 0 | 0 | 0
2013 | CAN | NPCC | - | Maritimes | 3b | Demand-Side Contractually Interruptible (Curtailable) | 186 | 250.3 | 250.6 | 250.5 | 250.6 | 250.8 | 251.4 | 186.7 | 186.6 | 186.1 | 185.5 | 184.8
2013 | CAN | NPCC | - | Maritimes | 3c | Demand-Side Critical Peak-Pricing (CPP) with Control | 0 | 0 | 0 | 0 | 0 | 0 | 0 | 0 | 0 | 0 | 0 | 0
2013 | CAN | NPCC | - | Maritimes | 3d | Demand-Side Load as a Capacity Resource | 0 | 0 | 0 | 0 | 0 | 0 | 0 | 0 | 0 | 0 | 0 | 0
2013 | CAN | NPCC | - | Maritimes | 4 | Total Controllable Demand Response | 186 | 250.3 | 250.6 | 250.5 | 250.6 | 250.8 | 251.4 | 186.7 | 186.6 | 186.1 | 185.5 | 184.8
2013 | CAN | NPCC | - | Maritimes | 4a | Demand Response used for Ancillary Services - Spinning Reserves | 0 | 0 | 0 | 0 | 0 | 0 | 0 | 0 | 0 | 0 | 0 | 0
2013 | CAN | NPCC | - | Maritimes | 4b | Demand Response used for Ancillary Services - Non-Spinning Reserves | 0 | 0 | 0 | 0 | 0 | 0 | 0 | 0 | 0 | 0 | 0 | 0
2013 | CAN | NPCC | - | Maritimes | 4c | Demand Response used for Regulation | 0 | 0 | 0 | 0 | 0 | 0 | 0 | 0 | 0 | 0 | 0 | 0
2013 | CAN | NPCC | - | Maritimes | 4d | Demand Response used for Energy, Voluntary Services - Emergency | 0 | 0 | 0 | 0 | 0 | 0 | 0 | 0 | 0 | 0 | 0 | 0
2013 | CAN | NPCC | - | Maritimes | 5 | TOTAL INTERNAL CAPACITY | 6768.8 | 7551.38 | 7523.08 | 7545.58 | 7562.28 | 7587.28 | 7612.28 | 7612.28 | 7612.28 | 7612.28 | 7612.28 | 7612.28
2013 | CAN | NPCC | - | Maritimes | 6a | Existing-Certain | 6135.5466 | 6800.3966 | 6800.3966 | 6800.3966 | 6800.3966 | 6800.3966 | 6800.3966 | 6800.3966 | 6800.3966 | 6800.3966 | 6800.3966 | 6800.3966
2013 | CAN | NPCC | - | Maritimes | 6a1 | Wind Expected On-Peak | 247.1966 | 252.0466 | 252.0466 | 252.0466 | 252.0466 | 252.0466 | 252.0466 | 252.0466 | 252.0466 | 252.0466 | 252.0466 | 252.0466
2013 | CAN | NPCC | - | Maritimes | 6a2 | Solar Expected On-Peak | 0 | 0 | 0 | 0 | 0 | 0 | 0 | 0 | 0 | 0 | 0 | 0
2013 | CAN | NPCC | - | Maritimes | 6a3 | Hydro Expected On-Peak | 1333.16 | 1333.16 | 1333.16 | 1333.16 | 1333.16 | 1333.16 | 1333.16 | 1333.16 | 1333.16 | 1333.16 | 1333.16 | 1333.16
2013 | CAN | NPCC | - | Maritimes | 6a4 | Biomass Expected On-Peak | 141.4 | 141.4 | 141.4 | 141.4 | 141.4 | 141.4 | 141.4 | 141.4 | 141.4 | 141.4 | 141.4 | 141.4
2013 | CAN | NPCC | - | Maritimes | 6b | Existing-Other | 0 | 32.74 | 32.74 | 32.74 | 32.74 | 32.74 | 32.74 | 32.74 | 32.74 | 32.74 | 32.74 | 32.74
2013 | CAN | NPCC | - | Maritimes | 6b1 | Wind Derate On-Peak | 543.6834 | 548.8334 | 548.8334 | 548.8334 | 548.8334 | 548.8334 | 548.8334 | 548.8334 | 548.8334 | 548.8334 | 548.8334 | 548.8334
2013 | CAN | NPCC | - | Maritimes | 6b2 | Solar Derate On-Peak | 0 | 0 | 0 | 0 | 0 | 0 | 0 | 0 | 0 | 0 | 0 | 0
2013 | CAN | NPCC | - | Maritimes | 6b3 | Hydro Derate On-Peak | 1.7 | 1.7 | 1.7 | 1.7 | 1.7 | 1.7 | 1.7 | 1.7 | 1.7 | 1.7 | 1.7 | 1.7
2013 | CAN | NPCC | - | Maritimes | 6b4 | Biomass Derate On-Peak | 7 | 7 | 7 | 7 | 7 | 7 | 7 | 7 | 7 | 7 | 7 | 7
2013 | CAN | NPCC | - | Maritimes | 6b5 | Transmission-Limited Resources | 48.5 | 48.5 | 48.5 | 48.5 | 48.5 | 48.5 | 48.5 | 48.5 | 48.5 | 48.5 | 48.5 | 48.5
2013 | CAN | NPCC | - | Maritimes | 6b6 | All Other Derates | -43.35 | -48.5 | -48.5 | -48.5 | -48.5 | -48.5 | -48.5 | -48.5 | -48.5 | -48.5 | -48.5 | -48.5
2013 | CAN | NPCC | - | Maritimes | 6b7 | Energy-Only (Existing-Other) | 0 | 0 | 0 | 0 | 0 | 0 | 0 | 0 | 0 | 0 | 0 | 0
2013 | CAN | NPCC | - | Maritimes | 6c | Unplanned Outages (Actual) / Current and Future Inoperable Resources | 75.72 | 75.72 | 75.72 | 75.72 | 75.72 | 75.72 | 75.72 | 75.72 | 75.72 | 75.72 | 75.72 | 75.72
2013 | CAN | NPCC | - | Maritimes | 6d | Total Supply-Side Demand Response | 186 | 250.3 | 250.6 | 250.5 | 250.6 | 250.8 | 251.4 | 186.7 | 186.6 | 186.1 | 185.5 | 184.8
2013 | CAN | NPCC | - | Maritimes | 7 | TOTAL FUTURE CAPACITY ADDITIONS | 0 | 63.15 | 21.49 | -62.01 | -58.67 | -53.67 | -48.67 | -48.67 | -48.67 | -48.67 | -48.67 | -48.67
2013 | CAN | NPCC | - | Maritimes | 7a | Future-Planned | 0 | 18.15 | 21.49 | -62.01 | -58.67 | -53.67 | -48.67 | -48.67 | -48.67 | -48.67 | -48.67 | -48.67
2013 | CAN | NPCC | - | Maritimes | 7a1 | Wind Expected On-Peak | 0 | 16.15 | 19.49 | 45.99 | 49.33 | 54.33 | 59.33 | 59.33 | 59.33 | 59.33 | 59.33 | 59.33
2013 | CAN | NPCC | - | Maritimes | 7a2 | Wind Derate On-Peak | 0 | 21.84 | 35.2 | 141.2 | 154.56 | 174.56 | 194.56 | 194.56 | 194.56 | 194.56 | 194.56 | 194.56
2013 | CAN | NPCC | - | Maritimes | 7a3 | Solar Expected On-Peak | 0 | 0 | 0 | 0 | 0 | 0 | 0 | 0 | 0 | 0 | 0 | 0
2013 | CAN | NPCC | - | Maritimes | 7a4 | Solar Derate On-Peak | 0 | 0 | 0 | 0 | 0 | 0 | 0 | 0 | 0 | 0 | 0 | 0
2013 | CAN | NPCC | - | Maritimes | 7a5 | Hydro Expected On-Peak | 0 | 0 | 0 | 0 | 0 | 0 | 0 | 0 | 0 | 0 | 0 | 0
2013 | CAN | NPCC | - | Maritimes | 7a6 | Hydro Derate On-Peak | 0 | 0 | 0 | 0 | 0 | 0 | 0 | 0 | 0 | 0 | 0 | 0
2013 | CAN | NPCC | - | Maritimes | 7a7 | Biomass Expected On-Peak | 0 | 0 | 0 | 10 | 10 | 10 | 10 | 10 | 10 | 10 | 10 | 10
2013 | CAN | NPCC | - | Maritimes | 7a8 | Biomass Derate On-Peak | 0 | 0 | 0 | 0 | 0 | 0 | 0 | 0 | 0 | 0 | 0 | 0
2013 | CAN | NPCC | - | Maritimes | 7a9 | Transmission-Limited Resources | 0 | 0 | 0 | 0 | 0 | 0 | 0 | 0 | 0 | 0 | 0 | 0
2013 | CAN | NPCC | - | Maritimes | 7a10 | Scheduled Outage - Maintenance | 0 | 100 | 100 | 100 | 100 | 100 | 100 | 100 | 100 | 100 | 100 | 100
2013 | CAN | NPCC | - | Maritimes | 7a11 | All Other Derates | 0 | 0 | 0 | 1.4211e-14 | 0 | 0 | 0 | 0 | 0 | 0 | 0 | 0
2013 | CAN | NPCC | - | Maritimes | 7a12 | Energy-Only | 0 | 0 | 0 | 0 | 0 | 0 | 0 | 0 | 0 | 0 | 0 | 0
2013 | CAN | NPCC | - | Maritimes | 7b | Future-Other | 0 | 45 | 0 | 0 | 0 | 0 | 0 | 0 | 0 | 0 | 0 | 0
2013 | CAN | NPCC | - | Maritimes | 7b1 | Wind Expected On-Peak | 0 | 0 | 0 | 0 | 0 | 0 | 0 | 0 | 0 | 0 | 0 | 0
2013 | CAN | NPCC | - | Maritimes | 7b2 | Wind Derate On-Peak | 0 | 0 | 0 | 0 | 0 | 0 | 0 | 0 | 0 | 0 | 0 | 0
2013 | CAN | NPCC | - | Maritimes | 7b3 | Solar Expected On-Peak | 0 | 0 | 0 | 0 | 0 | 0 | 0 | 0 | 0 | 0 | 0 | 0
2013 | CAN | NPCC | - | Maritimes | 7b4 | Solar Derate On-Peak | 0 | 0 | 0 | 0 | 0 | 0 | 0 | 0 | 0 | 0 | 0 | 0
2013 | CAN | NPCC | - | Maritimes | 7b5 | Hydro Expected On-Peak | 0 | 0 | 0 | 0 | 0 | 0 | 0 | 0 | 0 | 0 | 0 | 0
2013 | CAN | NPCC | - | Maritimes | 7b6 | Hydro Derate On-Peak | 0 | 0 | 0 | 0 | 0 | 0 | 0 | 0 | 0 | 0 | 0 | 0
2013 | CAN | NPCC | - | Maritimes | 7b7 | Biomass Expected On-Peak | 0 | 45 | 45 | 45 | 45 | 45 | 45 | 45 | 45 | 45 | 45 | 45
2013 | CAN | NPCC | - | Maritimes | 7b8 | Biomass Derate On-Peak | 0 | 0 | 0 | 0 | 0 | 0 | 0 | 0 | 0 | 0 | 0 | 0
2013 | CAN | NPCC | - | Maritimes | 7b9 | Transmission-Limited Resources | 0 | 0 | 0 | 0 | 0 | 0 | 0 | 0 | 0 | 0 | 0 | 0
2013 | CAN | NPCC | - | Maritimes | 7b10 | Scheduled Outage - Maintenance | 0 | 0 | 0 | 0 | 0 | 0 | 0 | 0 | 0 | 0 | 0 | 0
2013 | CAN | NPCC | - | Maritimes | 7b11 | All Other Derates | 0 | 0 | 0 | 0 | 0 | 0 | 0 | 0 | 0 | 0 | 0 | 0
2013 | CAN | NPCC | - | Maritimes | 7b12 | Energy-Only | 0 | 0 | 0 | 0 | 0 | 0 | 0 | 0 | 0 | 0 | 0 | 0
2013 | CAN | NPCC | - | Maritimes | 8 | Conceptual | 0 | 0 | 0 | 0 | 0 | 0 | 0 | 0 | 0 | 0 | 0 | 0
2013 | CAN | NPCC | - | Maritimes | 8a1 | Wind Expected On-Peak | 0 | 0 | 0 | 0 | 0 | 0 | 0 | 0 | 0 | 0 | 0 | 0
2013 | CAN | NPCC | - | Maritimes | 8a2 | Wind Derate On-Peak | 0 | 0 | 0 | 0 | 0 | 0 | 0 | 0 | 0 | 0 | 0 | 0
2013 | CAN | NPCC | - | Maritimes | 8a3 | Solar Expected On-Peak | 0 | 0 | 0 | 0 | 0 | 0 | 0 | 0 | 0 | 0 | 0 | 0
2013 | CAN | NPCC | - | Maritimes | 8a4 | Solar Derate On-Peak | 0 | 0 | 0 | 0 | 0 | 0 | 0 | 0 | 0 | 0 | 0 | 0
2013 | CAN | NPCC | - | Maritimes | 8a5 | Hydro Expected On-Peak | 0 | 0 | 0 | 0 | 0 | 0 | 0 | 0 | 0 | 0 | 0 | 0
2013 | CAN | NPCC | - | Maritimes | 8a6 | Hydro Derate On-Peak | 0 | 0 | 0 | 0 | 0 | 0 | 0 | 0 | 0 | 0 | 0 | 0
2013 | CAN | NPCC | - | Maritimes | 8a7 | Biomass Expected On-Peak | 0 | 0 | 0 | 0 | 0 | 0 | 0 | 0 | 0 | 0 | 0 | 0
2013 | CAN | NPCC | - | Maritimes | 8a8 | Biomass Derate On-Peak | 0 | 0 | 0 | 0 | 0 | 0 | 0 | 0 | 0 | 0 | 0 | 0
2013 | CAN | NPCC | - | Maritimes | 8a9 | All Other Derates | 0 | 0 | 0 | 0 | 0 | 0 | 0 | 0 | 0 | 0 | 0 | 0
2013 | CAN | NPCC | - | Maritimes | 8a10 | Energy-Only | 0 | 0 | 0 | 0 | 0 | 0 | 0 | 0 | 0 | 0 | 0 | 0
2013 | CAN | NPCC | - | Maritimes | 9 | ANTICIPATED INTERNAL CAPACITY | 0 | 7068.8466 | 7072.4866 | 6988.8866 | 6992.3266 | 6997.5266 | 7003.1266 | 6938.4266 | 6938.3266 | 6937.8266 | 6937.2266 | 6936.5266
2013 | CAN | NPCC | - | Maritimes | 10 | CAPACITY TRANSACTIONS - IMPORTS | 0 | 0 | 0 | 0 | 0 | 0 | 153.3 | 153.3 | 153.3 | 153.3 | 153.3 | 153.3
2013 | CAN | NPCC | - | Maritimes | 10a | Firm | 0 | 0 | 0 | 0 | 0 | 0 | 0 | 0 | 0 | 0 | 0 | 0
2013 | CAN | NPCC | - | Maritimes | 10a1 | Full-Responsibility Purchases | 0 | 0 | 0 | 0 | 0 | 0 | 0 | 0 | 0 | 0 | 0 | 0
2013 | CAN | NPCC | - | Maritimes | 10a2 | Owned Capacity/Entitlement Located Outside the Region/Subregion | 0 | 0 | 0 | 0 | 0 | 0 | 0 | 0 | 0 | 0 | 0 | 0
2013 | CAN | NPCC | - | Maritimes | 10b | Non-firm | 0 | 0 | 0 | 0 | 0 | 0 | 0 | 0 | 0 | 0 | 0 | 0
2013 | CAN | NPCC | - | Maritimes | 10c | Expected | 0 | 0 | 0 | 0 | 0 | 0 | 153.3 | 153.3 | 153.3 | 153.3 | 153.3 | 153.3
2013 | CAN | NPCC | - | Maritimes | 10c1 | Full-Responsibility Purchases | 0 | 0 | 0 | 0 | 0 | 0 | 0 | 0 | 0 | 0 | 0 | 0
2013 | CAN | NPCC | - | Maritimes | 10c2 | Owned Capacity/Entitlement Located Outside the Region/Subregion | 0 | 0 | 0 | 0 | 0 | 0 | 0 | 0 | 0 | 0 | 0 | 0
2013 | CAN | NPCC | - | Maritimes | 11 | CAPACITY TRANSACTIONS - EXPORTS | 0 | 0 | 0 | 0 | 0 | 0 | 0 | 0 | 0 | 0 | 0 | 0
2013 | CAN | NPCC | - | Maritimes | 11a | Firm | 0 | 0 | 0 | 0 | 0 | 0 | 0 | 0 | 0 | 0 | 0 | 0
2013 | CAN | NPCC | - | Maritimes | 11a1 | Full-Responsibility Purchases | 0 | 0 | 0 | 0 | 0 | 0 | 0 | 0 | 0 | 0 | 0 | 0
2013 | CAN | NPCC | - | Maritimes | 11a2 | Owned Capacity/Entitlement Located Outside the Region/Subregion | 0 | 0 | 0 | 0 | 0 | 0 | 0 | 0 | 0 | 0 | 0 | 0
2013 | CAN | NPCC | - | Maritimes | 11b | Non-firm | 0 | 0 | 0 | 0 | 0 | 0 | 0 | 0 | 0 | 0 | 0 | 0
2013 | CAN | NPCC | - | Maritimes | 11c | Expected | 0 | 0 | 0 | 0 | 0 | 0 | 0 | 0 | 0 | 0 | 0 | 0
2013 | CAN | NPCC | - | Maritimes | 11c1 | Full-Responsibility Purchases | 0 | 0 | 0 | 0 | 0 | 0 | 0 | 0 | 0 | 0 | 0 | 0
2013 | CAN | NPCC | - | Maritimes | 11c2 | Owned Capacity/Entitlement Located Outside the Region/Subregion | 0 | 0 | 0 | 0 | 0 | 0 | 0 | 0 | 0 | 0 | 0 | 0
2013 | CAN | NPCC | - | Maritimes | 12 | EXISTING-CERTAIN & NET FIRM TRANSACTIONS | 6321.5466 | 7050.6966 | 7050.9966 | 7050.8966 | 7050.9966 | 7051.1966 | 7051.7966 | 6987.0966 | 6986.9966 | 6986.4966 | 6985.8966 | 6985.1966
2013 | CAN | NPCC | - | Maritimes | 13 | ANTICIPATED CAPACITY RESOURCES | 0 | 0 | 6972.4866 | 6888.8866 | 6892.3266 | 6897.5266 | 7056.4266 | 6991.7266 | 6991.6266 | 6991.1266 | 6990.5266 | 6989.8266
2013 | CAN | NPCC | - | Maritimes | 14 | PROSPECTIVE CAPACITY RESOURCES | 0 | 0 | 7005.2266 | 6921.6266 | 6925.0666 | 6930.2666 | 7242.4666 | 7177.7666 | 7177.6666 | 7177.1666 | 7176.5666 | 7175.8666
2013 | CAN | NPCC | - | Maritimes | 15 | TOTAL POTENTIAL CAPACITY RESOURCES | 0 | 0 | 7005.2266 | 6921.6266 | 6925.0666 | 6930.2666 | 7242.4666 | 7177.7666 | 7177.6666 | 7177.1666 | 7176.5666 | 7175.8666
2013 | CAN | NPCC | - | Maritimes | 16 | ADJUSTED POTENTIAL CAPACITY RESOURCES | 0 | 0 | 7005.2266 | 6921.6266 | 6925.0666 | 6930.2666 | 7242.4666 | 7177.7666 | 7177.6666 | 7177.1666 | 7176.5666 | 7175.8666
2013 | CAN | NPCC | - | Maritimes | 16a | Confidence of Future-Other | 0 | 0 | 0.99999 | 0.99999 | 0.99999 | 0.99999 | 0.99999 | 0.99999 | 0.99999 | 0.99999 | 0.99999 | 0.99999
2013 | CAN | NPCC | - | Maritimes | 16b | Net Future-Other Resources After Confidence Percentage Is Applied | 0 | 0 | 0 | 0 | 0 | 0 | 0 | 0 | 0 | 0 | 0 | 0
2013 | CAN | NPCC | - | Maritimes | 16c | Confidence of Conceptual | 0 | 0 | 0.99999 | 0.99999 | 0.99999 | 0.99999 | 0.99999 | 0.99999 | 0.99999 | 0.99999 | 0.99999 | 0.99999
2013 | CAN | NPCC | - | Maritimes | 16d | Net Conceptual Resources After Confidence Percentage Is Applied | 0 | 0 | 0 | 0 | 0 | 0 | 0 | 0 | 0 | 0 | 0 | 0
2013 | CAN | NPCC | - | Maritimes | 17 | ASSESSMENT AREA TARGET RESERVE MARGIN | 0% | 0% | 20% | 20% | 20% | 20% | 20% | 20% | 20% | 20% | 20% | 20%
2013 | CAN | NPCC | - | Maritimes | 18 | EXISTING-CERTAIN AND NET FIRM TRANSACTIONS RESERVE MARGIN | 14.9% | 29.99% | 0% | 0% | 0% | 0% | 0% | 0% | 0% | 0% | 0% | 0%
2013 | CAN | NPCC | - | Maritimes | 19 | ANTICIPATED CAPACITY RESOURCES RESERVE MARGIN | 0% | 0% | 27.42% | 26.31% | 26.33% | 26.77% | 30.84% | 32.82% | 32.82% | 32.94% | 32.8% | 33.04%
2013 | CAN | NPCC | - | Maritimes | 20 | PROSPECTIVE CAPACITY RESOURCES RESERVE MARGIN | 0% | 0% | 28.02% | 26.91% | 26.93% | 27.37% | 34.29% | 36.35% | 36.35% | 36.47% | 36.33% | 36.58%
2013 | CAN | NPCC | - | Maritimes | 21 | TOTAL POTENTIAL RESOURCES RESERVE MARGIN | 0% | 0% | 28.02% | 26.91% | 26.93% | 27.37% | 34.29% | 36.35% | 36.35% | 36.47% | 36.33% | 36.58%
2013 | CAN | NPCC | - | Maritimes | 22 | ADJUSTED POTENTIAL RESOURCES RESERVE MARGIN | 0% | 0% | 28.02% | 26.91% | 26.93% | 27.37% | 34.29% | 36.35% | 36.35% | 36.47% | 36.33% | 36.58%
2013 | CAN | NPCC | - | Maritimes | 23 | Total Baseline Installed Capacity | 6768.8 | 0 | 0 | 0 | 0 | 0 | 0 | 0 | 0 | 0 | 0 | 0
2013 | CAN | NPCC | - | Maritimes | 24 | Distributed or Other Capacity (Behind the Meter) < 1 MW | 0 | 0 | 0 | 0 | 0 | 0 | 0 | 0 | 0 | 0 | 0 | 0
2013 | CAN | NPCC | - | Maritimes | 25 | Distributed or Other Capacity (Behind the Meter) ≥ 1 MW | 0 | 0 | 0 | 0 | 0 | 0 | 0 | 0 | 0 | 0 | 0 | 0
2013 | CAN | NPCC | - | Maritimes | 26 | Capacity Total from EIA-860 | 0 | 0 | 0 | 0 | 0 | 0 | 0 | 0 | 0 | 0 | 0 | 0
2013 | US | NPCC | - | New England | 1 | Unrestricted Non-coincident Peak Demand |  | 22444.7 | 22630.5 | 22810.2 | 22969.6 | 23110 | 23235 | 23350 | 23470 | 23585 | 23700 | 23815
2013 | US | NPCC | - | New England | 1a | New Conservation (Energy Efficiency) |  | 1145.7 | 1358.5 | 1532.2 | 1518.6 | 1736 | 1940 | 2132 | 2313 | 2482 | 2640 | 2798
2013 | US | NPCC | - | New England | 1b | Estimated Diversity |  | 0 | 0 | 0 | 0 | 0 | 0 | 0 | 0 | 0 | 0 | 0
2013 | US | NPCC | - | New England | 1c | Additions for non-member load (load served by non-registered LSE's in a region) |  | 0 | 0 | 0 | 0 | 0 | 0 | 0 | 0 | 0 | 0 | 0
2013 | US | NPCC | - | New England | 1d | Stand-by Load Under Contract (Normally served by behind the meter generation) |  | 0 | 0 | 0 | 0 | 0 | 0 | 0 | 0 | 0 | 0 | 0
2013 | US | NPCC | - | New England | 1e | Non-Controllable Demand-Side Demand Response |  | 0 | 0 | 0 | 0 | 0 | 0 | 0 | 0 | 0 | 0 | 0
2013 | US | NPCC | - | New England | 2 | Total Internal Demand | 20887 | 21299 | 21272 | 21278 | 21451 | 21374 | 21295 | 21218 | 21157 | 21103 | 21060 | 21017
2013 | US | NPCC | - | New England | 2a | Supply-Side Direct Control Load Management (DCLM) | 0 | 0 | 0 | 0 | 0 | 0 | 0 | 0 | 0 | 0 | 0 | 0
2013 | US | NPCC | - | New England | 2b | Supply-Side Contractually Interruptible (Curtailable) | 0 | 0 | 0 | 0 | 0 | 0 | 0 | 0 | 0 | 0 | 0 | 0
2013 | US | NPCC | - | New England | 2c | Supply-Side Critical Peak-Pricing (CPP) with Control | 0 | 0 | 0 | 0 | 0 | 0 | 0 | 0 | 0 | 0 | 0 | 0
2013 | US | NPCC | - | New England | 2d | Supply-Side Load as a Capacity Resource | 957.4 | 571.6 | 1634.1 | 1577.4 | 1027 | 1027 | 1027 | 1027 | 1027 | 1027 | 1027 | 1027
2013 | US | NPCC | - | New England | 3 | Net Internal Demand | 20887 | 21299 | 21272 | 21278 | 21451 | 21374 | 21295 | 21218 | 21157 | 21103 | 21060 | 21017
2013 | US | NPCC | - | New England | 3a | Demand-Side Direct Control Load Management (DCLM) | 0 | 0 | 0 | 0 | 0 | 0 | 0 | 0 | 0 | 0 | 0 | 0
2013 | US | NPCC | - | New England | 3b | Demand-Side Contractually Interruptible (Curtailable) | 0 | 0 | 0 | 0 | 0 | 0 | 0 | 0 | 0 | 0 | 0 | 0
2013 | US | NPCC | - | New England | 3c | Demand-Side Critical Peak-Pricing (CPP) with Control | 0 | 0 | 0 | 0 | 0 | 0 | 0 | 0 | 0 | 0 | 0 | 0
2013 | US | NPCC | - | New England | 3d | Demand-Side Load as a Capacity Resource | 0 | 0 | 0 | 0 | 0 | 0 | 0 | 0 | 0 | 0 | 0 | 0
2013 | US | NPCC | - | New England | 4 | Total Controllable Demand Response | 957.4 | 571.6 | 1634.1 | 1577.4 | 1027 | 1027 | 1027 | 1027 | 1027 | 1027 | 1027 | 1027
2013 | US | NPCC | - | New England | 4a | Demand Response used for Ancillary Services - Spinning Reserves | 0 | 0 | 0 | 0 | 0 | 0 | 0 | 0 | 0 | 0 | 0 | 0
2013 | US | NPCC | - | New England | 4b | Demand Response used for Ancillary Services - Non-Spinning Reserves | 0 | 0 | 0 | 0 | 0 | 0 | 0 | 0 | 0 | 0 | 0 | 0
2013 | US | NPCC | - | New England | 4c | Demand Response used for Regulation | 0 | 0 | 0 | 0 | 0 | 0 | 0 | 0 | 0 | 0 | 0 | 0
2013 | US | NPCC | - | New England | 4d | Demand Response used for Energy, Voluntary Services - Emergency | 0 | 0 | 0 | 0 | 0 | 0 | 0 | 0 | 0 | 0 | 0 | 0
2013 | US | NPCC | - | New England | 5 | TOTAL INTERNAL CAPACITY | 35370.7 | 35727.4 | 34548.1 | 34635.4 | 35491 | 35491 | 35491 | 35491 | 35491 | 35491 | 35491 | 35491
2013 | US | NPCC | - | New England | 6a | Existing-Certain | 34414 | 34665.2 | 34665.2 | 34665.2 | 34665.2 | 34665.2 | 34665.2 | 34665.2 | 34665.2 | 34665.2 | 34665.2 | 34665.2
2013 | US | NPCC | - | New England | 6a1 | Wind Expected On-Peak | 207.6 | 210.2 | 210.2 | 210.2 | 210.2 | 210.2 | 210.2 | 210.2 | 210.2 | 210.2 | 210.2 | 210.2
2013 | US | NPCC | - | New England | 6a2 | Solar Expected On-Peak | 24.9 | 27.8 | 27.8 | 27.8 | 27.8 | 27.8 | 27.8 | 27.8 | 27.8 | 27.8 | 27.8 | 27.8
2013 | US | NPCC | - | New England | 6a3 | Hydro Expected On-Peak | 1640.8 | 1641 | 1641 | 1641 | 1641 | 1641 | 1641 | 1641 | 1641 | 1641 | 1641 | 1641
2013 | US | NPCC | - | New England | 6a4 | Biomass Expected On-Peak | 931.6 | 963.6 | 963.6 | 963.6 | 963.6 | 963.6 | 963.6 | 963.6 | 963.6 | 963.6 | 963.6 | 963.6
2013 | US | NPCC | - | New England | 6b | Existing-Other | 0 | 0 | 0 | 0 | 0 | 0 | 0 | 0 | 0 | 0 | 0 | 0
2013 | US | NPCC | - | New England | 6b1 | Wind Derate On-Peak | 566.6 | 570.5 | 570.5 | 570.5 | 570.5 | 570.5 | 570.5 | 570.5 | 570.5 | 570.5 | 570.5 | 570.5
2013 | US | NPCC | - | New England | 6b2 | Solar Derate On-Peak | 26.2 | 25.7 | 25.7 | 25.7 | 25.7 | 25.7 | 25.7 | 25.7 | 25.7 | 25.7 | 25.7 | 25.7
2013 | US | NPCC | - | New England | 6b3 | Hydro Derate On-Peak | 363.9 | 363.9 | 363.9 | 363.9 | 363.9 | 363.9 | 363.9 | 363.9 | 363.9 | 363.9 | 363.9 | 363.9
2013 | US | NPCC | - | New England | 6b4 | Biomass Derate On-Peak | 0 | 0 | 0 | 0 | 0 | 0 | 0 | 0 | 0 | 0 | 0 | 0
2013 | US | NPCC | - | New England | 6b5 | Transmission-Limited Resources | 0 | 0 | 0 | 0 | 0 | 0 | 0 | 0 | 0 | 0 | 0 | 0
2013 | US | NPCC | - | New England | 6b6 | All Other Derates | 0 | 0 | 0 | 0 | 0 | 0 | 0 | 0 | 0 | 0 | 0 | 0
2013 | US | NPCC | - | New England | 6b7 | Energy-Only (Existing-Other) | 0 | 0 | 0 | 0 | 0 | 0 | 0 | 0 | 0 | 0 | 0 | 0
2013 | US | NPCC | - | New England | 6c | Unplanned Outages (Actual) / Current and Future Inoperable Resources | 1375 | 0 | 0 | 0 | 0 | 0 | 0 | 0 | 0 | 0 | 0 | 0
2013 | US | NPCC | - | New England | 6d | Total Supply-Side Demand Response | 957.4 | 571.6 | 1634.1 | 1577.4 | 1027 | 1027 | 1027 | 1027 | 1027 | 1027 | 1027 | 1027
2013 | US | NPCC | - | New England | 7 | TOTAL FUTURE CAPACITY ADDITIONS |  | 102.2 | -1077.2 | -989.9 | -134.3 | -134.3 | -134.3 | -134.3 | -134.3 | -134.3 | -134.3 | -134.3
2013 | US | NPCC | - | New England | 7a | Future-Planned |  | 102.2 | -1077.2 | -989.9 | -134.3 | -134.3 | -134.3 | -134.3 | -134.3 | -134.3 | -134.3 | -134.3
2013 | US | NPCC | - | New England | 7a1 | Wind Expected On-Peak |  | 0 | 0 | 87.3 | 268.9 | 268.9 | 268.9 | 268.9 | 268.9 | 268.9 | 268.9 | 268.9
2013 | US | NPCC | - | New England | 7a2 | Wind Derate On-Peak |  | 0 | 0 | 0 | 0 | 0 | 0 | 0 | 0 | 0 | 0 | 0
2013 | US | NPCC | - | New England | 7a3 | Solar Expected On-Peak |  | 0 | 9.8 | 9.8 | 9.8 | 9.8 | 9.8 | 9.8 | 9.8 | 9.8 | 9.8 | 9.8
2013 | US | NPCC | - | New England | 7a4 | Solar Derate On-Peak |  | 0 | 0 | 0 | 0 | 0 | 0 | 0 | 0 | 0 | 0 | 0
2013 | US | NPCC | - | New England | 7a5 | Hydro Expected On-Peak |  | 0 | 0 | 0 | 0 | 0 | 0 | 0 | 0 | 0 | 0 | 0
2013 | US | NPCC | - | New England | 7a6 | Hydro Derate On-Peak |  | 0 | 0 | 0 | 0 | 0 | 0 | 0 | 0 | 0 | 0 | 0
2013 | US | NPCC | - | New England | 7a7 | Biomass Expected On-Peak |  | 97.2 | 97.2 | 97.2 | 97.2 | 97.2 | 97.2 | 97.2 | 97.2 | 97.2 | 97.2 | 97.2
2013 | US | NPCC | - | New England | 7a8 | Biomass Derate On-Peak |  | 0 | 0 | 0 | 0 | 0 | 0 | 0 | 0 | 0 | 0 | 0
2013 | US | NPCC | - | New England | 7a9 | Transmission-Limited Resources |  | 0 | 0 | 0 | 0 | 0 | 0 | 0 | 0 | 0 | 0 | 0
2013 | US | NPCC | - | New England | 7a10 | Scheduled Outage - Maintenance |  | 755 | 0 | 0 | 0 | 0 | 0 | 0 | 0 | 0 | 0 | 0
2013 | US | NPCC | - | New England | 7a11 | All Other Derates |  | 0 | 0 | 0 | 0 | 0 | 0 | 0 | 0 | 0 | 0 | 0
2013 | US | NPCC | - | New England | 7a12 | Energy-Only |  | 0 | 0 | 0 | 0 | 0 | 0 | 0 | 0 | 0 | 0 | 0
2013 | US | NPCC | - | New England | 7b | Future-Other |  | 0 | 0 | 0 | 0 | 0 | 0 | 0 | 0 | 0 | 0 | 0
2013 | US | NPCC | - | New England | 7b1 | Wind Expected On-Peak |  | 0 | 0 | 0 | 0 | 0 | 0 | 0 | 0 | 0 | 0 | 0
2013 | US | NPCC | - | New England | 7b2 | Wind Derate On-Peak |  | 0 | 0 | 0 | 0 | 0 | 0 | 0 | 0 | 0 | 0 | 0
2013 | US | NPCC | - | New England | 7b3 | Solar Expected On-Peak |  | 0 | 0 | 0 | 0 | 0 | 0 | 0 | 0 | 0 | 0 | 0
2013 | US | NPCC | - | New England | 7b4 | Solar Derate On-Peak |  | 0 | 0 | 0 | 0 | 0 | 0 | 0 | 0 | 0 | 0 | 0
2013 | US | NPCC | - | New England | 7b5 | Hydro Expected On-Peak |  | 0 | 0 | 0 | 0 | 0 | 0 | 0 | 0 | 0 | 0 | 0
2013 | US | NPCC | - | New England | 7b6 | Hydro Derate On-Peak |  | 0 | 0 | 0 | 0 | 0 | 0 | 0 | 0 | 0 | 0 | 0
2013 | US | NPCC | - | New England | 7b7 | Biomass Expected On-Peak |  | 0 | 0 | 0 | 0 | 0 | 0 | 0 | 0 | 0 | 0 | 0
2013 | US | NPCC | - | New England | 7b8 | Biomass Derate On-Peak |  | 0 | 0 | 0 | 0 | 0 | 0 | 0 | 0 | 0 | 0 | 0
2013 | US | NPCC | - | New England | 7b9 | Transmission-Limited Resources |  | 0 | 0 | 0 | 0 | 0 | 0 | 0 | 0 | 0 | 0 | 0
2013 | US | NPCC | - | New England | 7b10 | Scheduled Outage - Maintenance |  | 0 | 0 | 0 | 0 | 0 | 0 | 0 | 0 | 0 | 0 | 0
2013 | US | NPCC | - | New England | 7b11 | All Other Derates |  | 0 | 0 | 0 | 0 | 0 | 0 | 0 | 0 | 0 | 0 | 0
2013 | US | NPCC | - | New England | 7b12 | Energy-Only |  | 0 | 0 | 0 | 0 | 0 | 0 | 0 | 0 | 0 | 0 | 0
2013 | US | NPCC | - | New England | 8 | Conceptual |  | 115.7 | 115.7 | 692.8 | 2008.1 | 3189.7 | 3189.7 | 3189.7 | 3189.7 | 3189.7 | 3189.7 | 3189.7
2013 | US | NPCC | - | New England | 8a1 | Wind Expected On-Peak |  | 39.1 | 568.1 | 813.1 | 1313.8 | 1403.8 | 1403.8 | 1403.8 | 1403.8 | 1403.8 | 1403.8 | 1403.8
2013 | US | NPCC | - | New England | 8a2 | Wind Derate On-Peak |  | 0 | 0 | 0 | 0 | 0 | 0 | 0 | 0 | 0 | 0 | 0
2013 | US | NPCC | - | New England | 8a3 | Solar Expected On-Peak |  | 0 | 6 | 6 | 6 | 6 | 6 | 6 | 6 | 6 | 6 | 6
2013 | US | NPCC | - | New England | 8a4 | Solar Derate On-Peak |  | 0 | 0 | 0 | 0 | 0 | 0 | 0 | 0 | 0 | 0 | 0
2013 | US | NPCC | - | New England | 8a5 | Hydro Expected On-Peak |  | 16.4 | 18.5 | 18.5 | 18.5 | 18.5 | 18.5 | 18.5 | 18.5 | 18.5 | 18.5 | 18.5
2013 | US | NPCC | - | New England | 8a6 | Hydro Derate On-Peak |  | 0 | 0 | 0 | 0 | 0 | 0 | 0 | 0 | 0 | 0 | 0
2013 | US | NPCC | - | New England | 8a7 | Biomass Expected On-Peak |  | 0 | 0 | 0 | 69.7 | 69.7 | 69.7 | 69.7 | 69.7 | 69.7 | 69.7 | 69.7
2013 | US | NPCC | - | New England | 8a8 | Biomass Derate On-Peak |  | 0 | 0 | 0 | 0 | 0 | 0 | 0 | 0 | 0 | 0 | 0
2013 | US | NPCC | - | New England | 8a9 | All Other Derates |  | -115.7 | -115.7 | -115.7 | -115.7 | -115.7 | -115.7 | -115.7 | -115.7 | -115.7 | -115.7 | -115.7
2013 | US | NPCC | - | New England | 8a10 | Energy-Only |  | 0 | 0 | 0 | 0 | 0 | 0 | 0 | 0 | 0 | 0 | 0
2013 | US | NPCC | - | New England | 9 | ANTICIPATED INTERNAL CAPACITY |  | 35339 | 35222.1 | 35252.7 | 35557.9 | 35557.9 | 35557.9 | 35557.9 | 35557.9 | 35557.9 | 35557.9 | 35557.9
2013 | US | NPCC | - | New England | 10 | CAPACITY TRANSACTIONS - IMPORTS | 575 | 1202.9 | 1380.9 | 1757.2 | 1581.9 | 96 | 96 | 96 | 96 | 90 | 90 | 90
2013 | US | NPCC | - | New England | 10a | Firm | 575 | 1202.9 | 1380.9 | 1757.2 | 1581.9 | 96 | 96 | 96 | 96 | 90 | 90 | 90
2013 | US | NPCC | - | New England | 10a1 | Full-Responsibility Purchases | 575 | 1202.9 | 1202.9 | 1202.9 | 1202.9 | 1202.9 | 1202.9 | 1202.9 | 1202.9 | 1202.9 | 1202.9 | 1202.9
2013 | US | NPCC | - | New England | 10a2 | Owned Capacity/Entitlement Located Outside the Region/Subregion | 0 | 0 | 0 | 0 | 0 | 0 | 0 | 0 | 0 | 0 | 0 | 0
2013 | US | NPCC | - | New England | 10b | Non-firm | 0
2013 | US | NPCC | - | New England | 10c | Expected |  | 0 | 0 | 0 | 0 | 0 | 0 | 0 | 0 | 0 | 0 | 0
2013 | US | NPCC | - | New England | 10c1 | Full-Responsibility Purchases |  | 0 | 0 | 0 | 0 | 0 | 0 | 0 | 0 | 0 | 0 | 0
2013 | US | NPCC | - | New England | 10c2 | Owned Capacity/Entitlement Located Outside the Region/Subregion |  | 0 | 0 | 0 | 0 | 0 | 0 | 0 | 0 | 0 | 0 | 0
2013 | US | NPCC | - | New England | 11 | CAPACITY TRANSACTIONS - EXPORTS | 100 | 100 | 100 | 100 | 100 | 100 | 100 | 100 | 100 | 100 | 100 | 100
2013 | US | NPCC | - | New England | 11a | Firm | 100 | 100 | 100 | 100 | 100 | 100 | 100 | 100 | 100 | 100 | 100 | 100
2013 | US | NPCC | - | New England | 11a1 | Full-Responsibility Purchases | 100 | 100 | 100 | 100 | 100 | 100 | 100 | 100 | 100 | 100 | 100 | 100
2013 | US | NPCC | - | New England | 11a2 | Owned Capacity/Entitlement Located Outside the Region/Subregion | 0 | 0 | 0 | 0 | 0 | 0 | 0 | 0 | 0 | 0 | 0 | 0
2013 | US | NPCC | - | New England | 11b | Non-firm | 0
2013 | US | NPCC | - | New England | 11c | Expected |  | 0 | 0 | 0 | 0 | 0 | 0 | 0 | 0 | 0 | 0 | 0
2013 | US | NPCC | - | New England | 11c1 | Full-Responsibility Purchases |  | 0 | 0 | 0 | 0 | 0 | 0 | 0 | 0 | 0 | 0 | 0
2013 | US | NPCC | - | New England | 11c2 | Owned Capacity/Entitlement Located Outside the Region/Subregion |  | 0 | 0 | 0 | 0 | 0 | 0 | 0 | 0 | 0 | 0 | 0
2013 | US | NPCC | - | New England | 12 | EXISTING-CERTAIN & NET FIRM TRANSACTIONS | 35846.3 | 36339.7 | 37580.2 | 37899.7 | 37174 | 35688.1 | 35688.1 | 35688.1 | 35688.1 | 35682.1 | 35682.1 | 35682.1
2013 | US | NPCC | - | New England | 13 | ANTICIPATED CAPACITY RESOURCES |  |  | 36503 | 36909.9 | 37039.7 | 35553.9 | 35553.9 | 35553.9 | 35553.9 | 35547.9 | 35547.9 | 35547.9
2013 | US | NPCC | - | New England | 14 | PROSPECTIVE CAPACITY RESOURCES |  |  | 36503 | 36909.9 | 37039.7 | 35553.9 | 35553.9 | 35553.9 | 35553.9 | 35547.9 | 35547.9 | 35547.9
2013 | US | NPCC | - | New England | 15 | TOTAL POTENTIAL CAPACITY RESOURCES |  |  | 36618.7 | 37602.6 | 39047.8 | 38743.5 | 38743.5 | 38743.5 | 38743.5 | 38737.5 | 38737.5 | 38737.5
2013 | US | NPCC | - | New England | 16 | ADJUSTED POTENTIAL CAPACITY RESOURCES |  |  | 36526.2 | 37048.4 | 37441.4 | 36191.8 | 36191.8 | 36191.8 | 36191.8 | 36185.8 | 36185.8 | 36185.8
2013 | US | NPCC | - | New England | 16a | Confidence of Future-Other |  |  | 0 | 0 | 0 | 0 | 0 | 0 | 0 | 0 | 0 | 0
2013 | US | NPCC | - | New England | 16b | Net Future-Other Resources After Confidence Percentage Is Applied |  |  | 0 | 0 | 0 | 0 | 0 | 0 | 0 | 0 | 0 | 0
2013 | US | NPCC | - | New England | 16c | Confidence of Conceptual |  |  | 0.2 | 0.2 | 0.2 | 0.2 | 0.2 | 0.2 | 0.2 | 0.2 | 0.2 | 0.2
2013 | US | NPCC | - | New England | 16d | Net Conceptual Resources After Confidence Percentage Is Applied |  |  | 23.1 | 138.6 | 401.6 | 637.9 | 637.9 | 637.9 | 637.9 | 637.9 | 637.9 | 637.9
2013 | US | NPCC | - | New England | 17 | ASSESSMENT AREA TARGET RESERVE MARGIN |  |  | 13.9% | 13.7% | 12.3% | 13.6% | 13.6% | 13.6% | 13.6% | 13.6% | 13.6% | 13.6%
2013 | US | NPCC | - | New England | 18 | EXISTING-CERTAIN AND NET FIRM TRANSACTIONS RESERVE MARGIN | 71.6% | 58: 70.6%
2013 | US | NPCC | - | New England | 19 | ANTICIPATED CAPACITY RESOURCES RESERVE MARGIN |  |  | 71.6% | 73.46% | 72.67% | 66.34% | 66.96% | 67.56% | 68.05% | 68.45% | 68.79% | 69.14%
2013 | US | NPCC | - | New England | 20 | PROSPECTIVE CAPACITY RESOURCES RESERVE MARGIN |  |  | 71.6% | 73.46% | 72.67% | 66.34% | 66.96% | 67.56% | 68.05% | 68.45% | 68.79% | 69.14%
2013 | US | NPCC | - | New England | 21 | TOTAL POTENTIAL RESOURCES RESERVE MARGIN |  |  | 72.15% | 76.72% | 82.03% | 81.26% | 81.94% | 82.6% | 83.12% | 83.56% | 83.94% | 84.32%
2013 | US | NPCC | - | New England | 22 | ADJUSTED POTENTIAL RESOURCES RESERVE MARGIN |  |  | 71.71% | 74.12% | 74.54% | 69.33% | 69.95% | 70.57% | 71.06% | 71.47% | 71.82% | 72.17%
2013 | US | NPCC | - | New England | 23 | Total Baseline Installed Capacity | 36745.7
2013 | US | NPCC | - | New England | 24 | Distributed or Other Capacity (Behind the Meter) < 1 MW | 0 | 0 | 0 | 0 | 0 | 0 | 0 | 0 | 0 | 0 | 0 | 0
2013 | US | NPCC | - | New England | 25 | Distributed or Other Capacity (Behind the Meter) ≥ 1 MW | 0 | 0 | 0 | 0 | 0 | 0 | 0 | 0 | 0 | 0 | 0 | 0
2013 | US | NPCC | - | New England | 26 | Capacity Total from EIA-860 | 36653.7 | 36653.7 | 36653.7 | 36653.7 | 36653.7 | 36653.7 | 36653.7 | 36653.7 | 36653.7 | 36653.7 | 36653.7 | 36653.7
2013 | US | NPCC | - | New York | 1 | Unrestricted Non-coincident Peak Demand | 0 | 24709 | 24818 | 24906 | 25095 | 25148 | 25219 | 25270 | 25482 | 25587 | 25725 | 25808
2013 | US | NPCC | - | New York | 1a | New Conservation (Energy Efficiency) | 0 | 0 | 0 | 0 | 0 | 0 | 0 | 0 | 0 | 0 | 0 | 0
2013 | US | NPCC | - | New York | 1b | Estimated Diversity | 0 | 0 | 0 | 0 | 0 | 0 | 0 | 0 | 0 | 0 | 0 | 0
2013 | US | NPCC | - | New York | 1c | Additions for non-member load (load served by non-registered LSE's in a region) | 0 | 0 | 0 | 0 | 0 | 0 | 0 | 0 | 0 | 0 | 0 | 0
2013 | US | NPCC | - | New York | 1d | Stand-by Load Under Contract (Normally served by behind the meter generation) | 0 | 0 | 0 | 0 | 0 | 0 | 0 | 0 | 0 | 0 | 0 | 0
2013 | US | NPCC | - | New York | 1e | Non-Controllable Demand-Side Demand Response | 0 | 0 | 0 | 0 | 0 | 0 | 0 | 0 | 0 | 0 | 0 | 0
2013 | US | NPCC | - | New York | 2 | Total Internal Demand | 24658 | 24709 | 24818 | 24906 | 25095 | 25148 | 25219 | 25270 | 25482 | 25587 | 25725 | 25808
2013 | US | NPCC | - | New York | 2a | Supply-Side Direct Control Load Management (DCLM) | 0 | 0 | 0 | 0 | 0 | 0 | 0 | 0 | 0 | 0 | 0 | 0
2013 | US | NPCC | - | New York | 2b | Supply-Side Contractually Interruptible (Curtailable) | 0 | 0 | 0 | 0 | 0 | 0 | 0 | 0 | 0 | 0 | 0 | 0
2013 | US | NPCC | - | New York | 2c | Supply-Side Critical Peak-Pricing (CPP) with Control | 0 | 0 | 0 | 0 | 0 | 0 | 0 | 0 | 0 | 0 | 0 | 0
2013 | US | NPCC | - | New York | 2d | Supply-Side Load as a Capacity Resource | 916.6 | 917 | 917 | 917 | 917 | 917 | 917 | 917 | 917 | 917 | 917 | 917
2013 | US | NPCC | - | New York | 3 | Net Internal Demand | 24658 | 24709 | 24818 | 24906 | 25095 | 25148 | 25219 | 25270 | 25482 | 25587 | 25725 | 25808
2013 | US | NPCC | - | New York | 3a | Demand-Side Direct Control Load Management (DCLM) | 0 | 0 | 0 | 0 | 0 | 0 | 0 | 0 | 0 | 0 | 0 | 0
2013 | US | NPCC | - | New York | 3b | Demand-Side Contractually Interruptible (Curtailable) | 0 | 0 | 0 | 0 | 0 | 0 | 0 | 0 | 0 | 0 | 0 | 0
2013 | US | NPCC | - | New York | 3c | Demand-Side Critical Peak-Pricing (CPP) with Control | 0 | 0 | 0 | 0 | 0 | 0 | 0 | 0 | 0 | 0 | 0 | 0
2013 | US | NPCC | - | New York | 3d | Demand-Side Load as a Capacity Resource | 0 | 0 | 0 | 0 | 0 | 0 | 0 | 0 | 0 | 0 | 0 | 0
2013 | US | NPCC | - | New York | 4 | Total Controllable Demand Response | 916.6 | 917 | 917 | 917 | 917 | 917 | 917 | 917 | 917 | 917 | 917 | 917
2013 | US | NPCC | - | New York | 4a | Demand Response used for Ancillary Services - Spinning Reserves | 0 | 0 | 0 | 0 | 0 | 0 | 0 | 0 | 0 | 0 | 0 | 0
2013 | US | NPCC | - | New York | 4b | Demand Response used for Ancillary Services - Non-Spinning Reserves | 0 | 0 | 0 | 0 | 0 | 0 | 0 | 0 | 0 | 0 | 0 | 0
2013 | US | NPCC | - | New York | 4c | Demand Response used for Regulation | 0 | 0 | 0 | 0 | 0 | 0 | 0 | 0 | 0 | 0 | 0 | 0
2013 | US | NPCC | - | New York | 4d | Demand Response used for Energy, Voluntary Services - Emergency | 72.4 | 72 | 72 | 72 | 72 | 72 | 72 | 72 | 72 | 72 | 72 | 72
2013 | US | NPCC | - | New York | 5 | TOTAL INTERNAL CAPACITY | 41563 | 40001.4314 | 40001.4314 | 40001.4314 | 40001.4314 | 40001.4314 | 40001.4314 | 40001.4314 | 40001.4314 | 40001.4314 | 40001.4314 | 40001.4314
2013 | US | NPCC | - | New York | 6a | Existing-Certain | 41347 | 39207.7978 | 39207.7978 | 39207.7978 | 39207.7978 | 39207.7978 | 39207.7978 | 39207.7978 | 39207.7978 | 39207.7978 | 39207.7978 | 39207.7978
2013 | US | NPCC | - | New York | 6a1 | Wind Expected On-Peak | 0 | 410.04 | 410.04 | 410.04 | 410.04 | 410.04 | 410.04 | 410.04 | 410.04 | 410.04 | 410.04 | 410.04
2013 | US | NPCC | - | New York | 6a2 | Solar Expected On-Peak | 0 | 0 | 0 | 0 | 0 | 0 | 0 | 0 | 0 | 0 | 0 | 0
2013 | US | NPCC | - | New York | 6a3 | Hydro Expected On-Peak | 0 | 3833.1778 | 3833.1778 | 3833.1778 | 3833.1778 | 3833.1778 | 3833.1778 | 3833.1778 | 3833.1778 | 3833.1778 | 3833.1778 | 3833.1778
2013 | US | NPCC | - | New York | 6a4 | Biomass Expected On-Peak | 0 | 445.9 | 445.9 | 445.9 | 445.9 | 445.9 | 445.9 | 445.9 | 445.9 | 445.9 | 445.9 | 445.9
2013 | US | NPCC | - | New York | 6b | Existing-Other | 0 | 0 | 0 | 0 | 0 | 0 | 0 | 0 | 0 | 0 | 0 | 0
2013 | US | NPCC | - | New York | 6b1 | Wind Derate On-Peak | 0 | 956.76 | 956.76 | 956.76 | 956.76 | 956.76 | 956.76 | 956.76 | 956.76 | 956.76 | 956.76 | 956.76
2013 | US | NPCC | - | New York | 6b2 | Solar Derate On-Peak | 0 | 0 | 0 | 0 | 0 | 0 | 0 | 0 | 0 | 0 | 0 | 0
2013 | US | NPCC | - | New York | 6b3 | Hydro Derate On-Peak | 0 | 450.0636 | 450.0636 | 450.0636 | 450.0636 | 450.0636 | 450.0636 | 450.0636 | 450.0636 | 450.0636 | 450.0636 | 450.0636
2013 | US | NPCC | - | New York | 6b4 | Biomass Derate On-Peak | 0 | 0 | 0 | 0 | 0 | 0 | 0 | 0 | 0 | 0 | 0 | 0
2013 | US | NPCC | - | New York | 6b5 | Transmission-Limited Resources | 0 | 0 | 0 | 0 | 0 | 0 | 0 | 0 | 0 | 0 | 0 | 0
2013 | US | NPCC | - | New York | 6b6 | All Other Derates | 0 | 11 | 11 | 11 | 11 | 11 | 11 | 11 | 11 | 11 | 11 | 11
2013 | US | NPCC | - | New York | 6b7 | Energy-Only (Existing-Other) | 0 | 0 | 0 | 0 | 0 | 0 | 0 | 0 | 0 | 0 | 0 | 0
2013 | US | NPCC | - | New York | 6c | Unplanned Outages (Actual) / Current and Future Inoperable Resources | 0 | 0 | 0 | 0 | 0 | 0 | 0 | 0 | 0 | 0 | 0 | 0
2013 | US | NPCC | - | New York | 6d | Total Supply-Side Demand Response | 916.6 | 917 | 917 | 917 | 917 | 917 | 917 | 917 | 917 | 917 | 917 | 917
2013 | US | NPCC | - | New York | 7 | TOTAL FUTURE CAPACITY ADDITIONS | 0 | -624.19 | -624.19 | -624.19 | -624.19 | -624.19 | -624.19 | -624.19 | -624.19 | -624.19 | -624.19 | -624.19
2013 | US | NPCC | - | New York | 7a | Future-Planned | 0 | -624.19 | -624.19 | -624.19 | -624.19 | -624.19 | -624.19 | -624.19 | -624.19 | -624.19 | -624.19 | -624.19
2013 | US | NPCC | - | New York | 7a1 | Wind Expected On-Peak | 0 | 0 | 0 | 0 | 0 | 0 | 0 | 0 | 0 | 0 | 0 | 0
2013 | US | NPCC | - | New York | 7a2 | Wind Derate On-Peak | 0 | 0 | 0 | 0 | 0 | 0 | 0 | 0 | 0 | 0 | 0 | 0
2013 | US | NPCC | - | New York | 7a3 | Solar Expected On-Peak | 0 | 0 | 0 | 0 | 0 | 0 | 0 | 0 | 0 | 0 | 0 | 0
2013 | US | NPCC | - | New York | 7a4 | Solar Derate On-Peak | 0 | 0 | 0 | 0 | 0 | 0 | 0 | 0 | 0 | 0 | 0 | 0
2013 | US | NPCC | - | New York | 7a5 | Hydro Expected On-Peak | 0 | 0 | 0 | 0 | 0 | 0 | 0 | 0 | 0 | 0 | 0 | 0
2013 | US | NPCC | - | New York | 7a6 | Hydro Derate On-Peak | 0 | 0 | 0 | 0 | 0 | 0 | 0 | 0 | 0 | 0 | 0 | 0
2013 | US | NPCC | - | New York | 7a7 | Biomass Expected On-Peak | 0 | -43.8 | -43.8 | -43.8 | -43.8 | -43.8 | -43.8 | -43.8 | -43.8 | -43.8 | -43.8 | -43.8
2013 | US | NPCC | - | New York | 7a8 | Biomass Derate On-Peak | 0 | 0 | 0 | 0 | 0 | 0 | 0 | 0 | 0 | 0 | 0 | 0
2013 | US | NPCC | - | New York | 7a9 | Transmission-Limited Resources | 0 | 0 | 0 | 0 | 0 | 0 | 0 | 0 | 0 | 0 | 0 | 0
2013 | US | NPCC | - | New York | 7a10 | Scheduled Outage - Maintenance | 0 | 0 | 0 | 0 | 0 | 0 | 0 | 0 | 0 | 0 | 0 | 0
2013 | US | NPCC | - | New York | 7a11 | All Other Derates | 0 | 0 | 0 | 0 | 0 | 0 | 0 | 0 | 0 | 0 | 0 | 0
2013 | US | NPCC | - | New York | 7a12 | Energy-Only | 0 | 0 | 0 | 0 | 0 | 0 | 0 | 0 | 0 | 0 | 0 | 0
2013 | US | NPCC | - | New York | 7b | Future-Other | 0 | 0 | 0 | 0 | 0 | 0 | 0 | 0 | 0 | 0 | 0 | 0
2013 | US | NPCC | - | New York | 7b1 | Wind Expected On-Peak | 0 | 0 | 0 | 0 | 0 | 0 | 0 | 0 | 0 | 0 | 0 | 0
2013 | US | NPCC | - | New York | 7b2 | Wind Derate On-Peak | 0 | 0 | 0 | 0 | 0 | 0 | 0 | 0 | 0 | 0 | 0 | 0
2013 | US | NPCC | - | New York | 7b3 | Solar Expected On-Peak | 0 | 0 | 0 | 0 | 0 | 0 | 0 | 0 | 0 | 0 | 0 | 0
2013 | US | NPCC | - | New York | 7b4 | Solar Derate On-Peak | 0 | 0 | 0 | 0 | 0 | 0 | 0 | 0 | 0 | 0 | 0 | 0
2013 | US | NPCC | - | New York | 7b5 | Hydro Expected On-Peak | 0 | 0 | 0 | 0 | 0 | 0 | 0 | 0 | 0 | 0 | 0 | 0
2013 | US | NPCC | - | New York | 7b6 | Hydro Derate On-Peak | 0 | 0 | 0 | 0 | 0 | 0 | 0 | 0 | 0 | 0 | 0 | 0
2013 | US | NPCC | - | New York | 7b7 | Biomass Expected On-Peak | 0 | 0 | 0 | 0 | 0 | 0 | 0 | 0 | 0 | 0 | 0 | 0
2013 | US | NPCC | - | New York | 7b8 | Biomass Derate On-Peak | 0 | 0 | 0 | 0 | 0 | 0 | 0 | 0 | 0 | 0 | 0 | 0
2013 | US | NPCC | - | New York | 7b9 | Transmission-Limited Resources | 0 | 0 | 0 | 0 | 0 | 0 | 0 | 0 | 0 | 0 | 0 | 0
2013 | US | NPCC | - | New York | 7b10 | Scheduled Outage - Maintenance | 0 | 0 | 0 | 0 | 0 | 0 | 0 | 0 | 0 | 0 | 0 | 0
2013 | US | NPCC | - | New York | 7b11 | All Other Derates | 0 | 0 | 0 | 0 | 0 | 0 | 0 | 0 | 0 | 0 | 0 | 0
2013 | US | NPCC | - | New York | 7b12 | Energy-Only | 0 | 0 | 0 | 0 | 0 | 0 | 0 | 0 | 0 | 0 | 0 | 0
2013 | US | NPCC | - | New York | 8 | Conceptual | 0 | 28.32 | 393.11 | 607.24 | 2820.68 | 2820.68 | 2820.68 | 2820.68 | 2820.68 | 2820.68 | 2820.68 | 2820.68
2013 | US | NPCC | - | New York | 8a1 | Wind Expected On-Peak | 0 | 28.32 | 108.93 | 319.86 | 416.7 | 416.7 | 416.7 | 416.7 | 416.7 | 416.7 | 416.7 | 416.7
2013 | US | NPCC | - | New York | 8a2 | Wind Derate On-Peak | 0 | 66.08 | 254.17 | 746.34 | 972.3 | 972.3 | 972.3 | 972.3 | 972.3 | 972.3 | 972.3 | 972.3
2013 | US | NPCC | - | New York | 8a3 | Solar Expected On-Peak | 0 | 0 | 0 | 0 | 0 | 0 | 0 | 0 | 0 | 0 | 0 | 0
2013 | US | NPCC | - | New York | 8a4 | Solar Derate On-Peak | 0 | 0 | 0 | 0 | 0 | 0 | 0 | 0 | 0 | 0 | 0 | 0
2013 | US | NPCC | - | New York | 8a5 | Hydro Expected On-Peak | 0 | 0 | 0 | 0 | 0 | 0 | 0 | 0 | 0 | 0 | 0 | 0
2013 | US | NPCC | - | New York | 8a6 | Hydro Derate On-Peak | 0 | 0 | 0 | 0 | 0 | 0 | 0 | 0 | 0 | 0 | 0 | 0
2013 | US | NPCC | - | New York | 8a7 | Biomass Expected On-Peak | 0 | 0 | 22.5 | 25.7 | 25.7 | 25.7 | 25.7 | 25.7 | 25.7 | 25.7 | 25.7 | 25.7
2013 | US | NPCC | - | New York | 8a8 | Biomass Derate On-Peak | 0 | 0 | 0 | 0 | 0 | 0 | 0 | 0 | 0 | 0 | 0 | 0
2013 | US | NPCC | - | New York | 8a9 | All Other Derates | 0 | 0 | -2.8422e-14 | 2.8422e-14 | -2.8422e-14 | -2.8422e-14 | -2.8422e-14 | -2.8422e-14 | -2.8422e-14 | -2.8422e-14 | -2.8422e-14 | -2.8422e-14
2013 | US | NPCC | - | New York | 8a10 | Energy-Only | 0 | 0 | 0 | 0 | 0 | 0 | 0 | 0 | 0 | 0 | 0 | 0
2013 | US | NPCC | - | New York | 9 | ANTICIPATED INTERNAL CAPACITY | 0 | 39500.6078 | 39500.6078 | 39500.6078 | 39500.6078 | 39500.6078 | 39500.6078 | 39500.6078 | 39500.6078 | 39500.6078 | 39500.6078 | 39500.6078
2013 | US | NPCC | - | New York | 10 | CAPACITY TRANSACTIONS - IMPORTS | 1063 | 3322 | 3592 | 3592 | 3592 | 3592 | 3592 | 3592 | 3592 | 3592 | 3592 | 3592
2013 | US | NPCC | - | New York | 10a | Firm | 1063 | 1969 | 2239 | 2239 | 2239 | 2239 | 2239 | 2239 | 2239 | 2239 | 2239 | 2239
2013 | US | NPCC | - | New York | 10a1 | Full-Responsibility Purchases | 0 | 0 | 0 | 0 | 0 | 0 | 0 | 0 | 0 | 0 | 0 | 0
2013 | US | NPCC | - | New York | 10a2 | Owned Capacity/Entitlement Located Outside the Region/Subregion | 0 | 0 | 0 | 0 | 0 | 0 | 0 | 0 | 0 | 0 | 0 | 0
2013 | US | NPCC | - | New York | 10b | Non-firm | 0 | 0 | 0 | 0 | 0 | 0 | 0 | 0 | 0 | 0 | 0 | 0
2013 | US | NPCC | - | New York | 10c | Expected | 0 | 1353 | 1353 | 1353 | 1353 | 1353 | 1353 | 1353 | 1353 | 1353 | 1353 | 1353
2013 | US | NPCC | - | New York | 10c1 | Full-Responsibility Purchases | 0 | 0 | 0 | 0 | 0 | 0 | 0 | 0 | 0 | 0 | 0 | 0
2013 | US | NPCC | - | New York | 10c2 | Owned Capacity/Entitlement Located Outside the Region/Subregion | 0 | 0 | 0 | 0 | 0 | 0 | 0 | 0 | 0 | 0 | 0 | 0
2013 | US | NPCC | - | New York | 11 | CAPACITY TRANSACTIONS - EXPORTS | 0 | 0 | 0 | 0 | 0 | 0 | 0 | 0 | 0 | 0 | 0 | 0
2013 | US | NPCC | - | New York | 11a | Firm | 0 | 0 | 0 | 0 | 0 | 0 | 0 | 0 | 0 | 0 | 0 | 0
2013 | US | NPCC | - | New York | 11a1 | Full-Responsibility Purchases | 0 | 0 | 0 | 0 | 0 | 0 | 0 | 0 | 0 | 0 | 0 | 0
2013 | US | NPCC | - | New York | 11a2 | Owned Capacity/Entitlement Located Outside the Region/Subregion | 0 | 0 | 0 | 0 | 0 | 0 | 0 | 0 | 0 | 0 | 0 | 0
2013 | US | NPCC | - | New York | 11b | Non-firm | 0 | 0 | 0 | 0 | 0 | 0 | 0 | 0 | 0 | 0 | 0 | 0
2013 | US | NPCC | - | New York | 11c | Expected | 0 | 0 | 0 | 0 | 0 | 0 | 0 | 0 | 0 | 0 | 0 | 0
2013 | US | NPCC | - | New York | 11c1 | Full-Responsibility Purchases | 0 | 0 | 0 | 0 | 0 | 0 | 0 | 0 | 0 | 0 | 0 | 0
2013 | US | NPCC | - | New York | 11c2 | Owned Capacity/Entitlement Located Outside the Region/Subregion | 0 | 0 | 0 | 0 | 0 | 0 | 0 | 0 | 0 | 0 | 0 | 0
2013 | US | NPCC | - | New York | 12 | EXISTING-CERTAIN & NET FIRM TRANSACTIONS | 43326.6 | 42093.7978 | 42363.7978 | 42363.7978 | 42363.7978 | 42363.7978 | 42363.7978 | 42363.7978 | 42363.7978 | 42363.7978 | 42363.7978 | 42363.7978
2013 | US | NPCC | - | New York | 13 | ANTICIPATED CAPACITY RESOURCES | 0 | 0 | 43092.6078 | 43092.6078 | 43092.6078 | 43092.6078 | 43092.6078 | 43092.6078 | 43092.6078 | 43092.6078 | 43092.6078 | 43092.6078
2013 | US | NPCC | - | New York | 14 | PROSPECTIVE CAPACITY RESOURCES | 0 | 0 | 44445.6078 | 44445.6078 | 44445.6078 | 44445.6078 | 44445.6078 | 44445.6078 | 44445.6078 | 44445.6078 | 44445.6078 | 44445.6078
2013 | US | NPCC | - | New York | 15 | TOTAL POTENTIAL CAPACITY RESOURCES | 0 | 0 | 44838.7178 | 45052.8478 | 47266.2878 | 47266.2878 | 47266.2878 | 47266.2878 | 47266.2878 | 47266.2878 | 47266.2878 | 47266.2878
2013 | US | NPCC | - | New York | 16 | ADJUSTED POTENTIAL CAPACITY RESOURCES | 0 | 0 | 44524.2298 | 44567.0558 | 45009.7438 | 45009.7438 | 45009.7438 | 45009.7438 | 45009.7438 | 45009.7438 | 45009.7438 | 45009.7438
2013 | US | NPCC | - | New York | 16a | Confidence of Future-Other | 0 | 0 | 0.2 | 0.2 | 0.2 | 0.2 | 0.2 | 0.2 | 0.2 | 0.2 | 0.2 | 0.2
2013 | US | NPCC | - | New York | 16b | Net Future-Other Resources After Confidence Percentage Is Applied | 0 | 0 | 0 | 0 | 0 | 0 | 0 | 0 | 0 | 0 | 0 | 0
2013 | US | NPCC | - | New York | 16c | Confidence of Conceptual | 0 | 0 | 0.2 | 0.2 | 0.2 | 0.2 | 0.2 | 0.2 | 0.2 | 0.2 | 0.2 | 0.2
2013 | US | NPCC | - | New York | 16d | Net Conceptual Resources After Confidence Percentage Is Applied | 0 | 0 | 78.622 | 121.448 | 564.136 | 564.136 | 564.136 | 564.136 | 564.136 | 564.136 | 564.136 | 564.136
2013 | US | NPCC | - | New York | 17 | ASSESSMENT AREA TARGET RESERVE MARGIN | 0% | 0% | 17% | 17% | 17% | 17% | 17% | 17% | 17% | 17% | 17% | 17%
2013 | US | NPCC | - | New York | 18 | EXISTING-CERTAIN AND NET FIRM TRANSACTIONS RESERVE MARGIN | 75.71% | 70.36% | 0% | 0% | 0% | 0% | 0% | 0% | 0% | 0% | 0% | 0%
2013 | US | NPCC | - | New York | 19 | ANTICIPATED CAPACITY RESOURCES RESERVE MARGIN | 0% | 0% | 73.63% | 73.02% | 71.72% | 71.36% | 70.87% | 70.53% | 69.11% | 68.42% | 67.51% | 66.97%
2013 | US | NPCC | - | New York | 20 | PROSPECTIVE CAPACITY RESOURCES RESERVE MARGIN | 0% | 0% | 79.09% | 78.45% | 77.11% | 76.74% | 76.24% | 75.88% | 74.42% | 73.7% | 72.77% | 72.22%
2013 | US | NPCC | - | New York | 21 | TOTAL POTENTIAL RESOURCES RESERVE MARGIN | 0% | 0% | 80.67% | 80.89% | 88.35% | 87.95% | 87.42% | 87.05% | 85.49% | 84.73% | 83.74% | 83.15%
2013 | US | NPCC | - | New York | 22 | ADJUSTED POTENTIAL RESOURCES RESERVE MARGIN | 0% | 0% | 79.4% | 78.94% | 79.36% | 78.98% | 78.48% | 78.12% | 76.63% | 75.91% | 74.96% | 74.4%
2013 | US | NPCC | - | New York | 23 | Total Baseline Installed Capacity | 41347 | 0 | 0 | 0 | 0 | 0 | 0 | 0 | 0 | 0 | 0 | 0
2013 | US | NPCC | - | New York | 24 | Distributed or Other Capacity (Behind the Meter) < 1 MW | 0 | 0 | 0 | 0 | 0 | 0 | 0 | 0 | 0 | 0 | 0 | 0
2013 | US | NPCC | - | New York | 25 | Distributed or Other Capacity (Behind the Meter) ≥ 1 MW | 0 | 0 | 0 | 0 | 0 | 0 | 0 | 0 | 0 | 0 | 0 | 0
2013 | US | NPCC | - | New York | 26 | Capacity Total from EIA-860 | 0 | 0 | 0 | 0 | 0 | 0 | 0 | 0 | 0 | 0 | 0 | 0
2013 | CAN | NPCC | - | Ontario | 1 | Unrestricted Non-coincident Peak Demand | 0 | 22392.4 | 22441.3 | 22241.7 | 22061.5 | 22372.6 | 22898.3 | 23213.2 | 23472.2 | 23584.3 | 23689.3 | 24022.9
2013 | CAN | NPCC | - | Ontario | 1a | New Conservation (Energy Efficiency) | 0 | 153.7 | 641.2 | 847.1 | 1087.8 | 1365.9 | 1522.8 | 1660.2 | 1747.2 | 1843.4 | 1934.9 | 2028.3
2013 | CAN | NPCC | - | Ontario | 1b | Estimated Diversity | 0 | 0 | 0 | 0 | 0 | 0 | 0 | 0 | 0 | 0 | 0 | 0
2013 | CAN | NPCC | - | Ontario | 1c | Additions for non-member load (load served by non-registered LSE's in a region) | 0 | 0 | 0 | 0 | 0 | 0 | 0 | 0 | 0 | 0 | 0 | 0
2013 | CAN | NPCC | - | Ontario | 1d | Stand-by Load Under Contract (Normally served by behind the meter generation) | 0 | 0 | 0 | 0 | 0 | 0 | 0 | 0 | 0 | 0 | 0 | 0
2013 | CAN | NPCC | - | Ontario | 1e | Non-Controllable Demand-Side Demand Response | 0 | 0 | 0 | 0 | 0 | 0 | 0 | 0 | 0 | 0 | 0 | 0
2013 | CAN | NPCC | - | Ontario | 2 | Total Internal Demand | 22610 | 22238.7 | 21800.1 | 21394.6 | 20973.7 | 21006.7 | 21375.5 | 21553 | 21725 | 21740.9 | 21754.4 | 21994.6
2013 | CAN | NPCC | - | Ontario | 2a | Supply-Side Direct Control Load Management (DCLM) | 0 | 0 | 0 | 0 | 0 | 0 | 0 | 0 | 0 | 0 | 0 | 0
2013 | CAN | NPCC | - | Ontario | 2b | Supply-Side Contractually Interruptible (Curtailable) | 0 | 0 | 0 | 0 | 0 | 0 | 0 | 0 | 0 | 0 | 0 | 0
2013 | CAN | NPCC | - | Ontario | 2c | Supply-Side Critical Peak-Pricing (CPP) with Control | 0 | 0 | 0 | 0 | 0 | 0 | 0 | 0 | 0 | 0 | 0 | 0
2013 | CAN | NPCC | - | Ontario | 2d | Supply-Side Load as a Capacity Resource | 0 | 512.2 | 577 | 577 | 577 | 577 | 577 | 577 | 577 | 577 | 577 | 577
2013 | CAN | NPCC | - | Ontario | 3 | Net Internal Demand | 22610 | 22238.7 | 21800.1 | 21394.6 | 20973.7 | 21006.7 | 21375.5 | 21553 | 21725 | 21740.9 | 21754.4 | 21994.6
2013 | CAN | NPCC | - | Ontario | 3a | Demand-Side Direct Control Load Management (DCLM) | 0 | 0 | 0 | 0 | 0 | 0 | 0 | 0 | 0 | 0 | 0 | 0
2013 | CAN | NPCC | - | Ontario | 3b | Demand-Side Contractually Interruptible (Curtailable) | 0 | 0 | 0 | 0 | 0 | 0 | 0 | 0 | 0 | 0 | 0 | 0
2013 | CAN | NPCC | - | Ontario | 3c | Demand-Side Critical Peak-Pricing (CPP) with Control | 0 | 0 | 0 | 0 | 0 | 0 | 0 | 0 | 0 | 0 | 0 | 0
2013 | CAN | NPCC | - | Ontario | 3d | Demand-Side Load as a Capacity Resource | 0 | 0 | 0 | 0 | 0 | 0 | 0 | 0 | 0 | 0 | 0 | 0
2013 | CAN | NPCC | - | Ontario | 4 | Total Controllable Demand Response | 0 | 512.2 | 577 | 577 | 577 | 577 | 577 | 577 | 577 | 577 | 577 | 577
2013 | CAN | NPCC | - | Ontario | 4a | Demand Response used for Ancillary Services - Spinning Reserves | 0 | 0 | 0 | 0 | 0 | 0 | 0 | 0 | 0 | 0 | 0 | 0
2013 | CAN | NPCC | - | Ontario | 4b | Demand Response used for Ancillary Services - Non-Spinning Reserves | 0 | 0 | 0 | 0 | 0 | 0 | 0 | 0 | 0 | 0 | 0 | 0
2013 | CAN | NPCC | - | Ontario | 4c | Demand Response used for Regulation | 0 | 0 | 0 | 0 | 0 | 0 | 0 | 0 | 0 | 0 | 0 | 0
2013 | CAN | NPCC | - | Ontario | 4d | Demand Response used for Energy, Voluntary Services - Emergency | 0 | 0 | 0 | 0 | 0 | 0 | 0 | 0 | 0 | 0 | 0 | 0
2013 | CAN | NPCC | - | Ontario | 5 | TOTAL INTERNAL CAPACITY | 0 | 36465.8 | 35788.6378 | 36425.5928 | 34647.2308 | 34708.2308 | 33650.0307 | 32198.0308 | 31623.0308 | 30442.0308 | 31244.0308 | 31201.6308
2013 | CAN | NPCC | - | Ontario | 6a | Existing-Certain | 0 | 32154.9877 | 32154.9877 | 32154.9877 | 32154.9877 | 32154.9877 | 32154.9877 | 32154.9877 | 32154.9877 | 32154.9877 | 32154.9877 | 32154.9877
2013 | CAN | NPCC | - | Ontario | 6a1 | Wind Expected On-Peak | 0 | 483.616 | 483.616 | 483.616 | 483.616 | 483.616 | 483.616 | 483.616 | 483.616 | 483.616 | 483.616 | 483.616
2013 | CAN | NPCC | - | Ontario | 6a2 | Solar Expected On-Peak | 0 | 0 | 0 | 0 | 0 | 0 | 0 | 0 | 0 | 0 | 0 | 0
2013 | CAN | NPCC | - | Ontario | 6a3 | Hydro Expected On-Peak | 0 | 6030.2307 | 6030.2307 | 6030.2307 | 6030.2307 | 6030.2307 | 6030.2307 | 6030.2307 | 6030.2307 | 6030.2307 | 6030.2307 | 6030.2307
2013 | CAN | NPCC | - | Ontario | 6a4 | Biomass Expected On-Peak | 0 | 106.1 | 106.1 | 106.1 | 106.1 | 106.1 | 106.1 | 106.1 | 106.1 | 106.1 | 106.1 | 106.1
2013 | CAN | NPCC | - | Ontario | 6b | Existing-Other | 0 | 0 | 0 | 0 | 0 | 0 | 0 | 0 | 0 | 0 | 0 | 0
2013 | CAN | NPCC | - | Ontario | 6b1 | Wind Derate On-Peak | 0 | 1027.684 | 1027.684 | 1027.684 | 1027.684 | 1027.684 | 1027.684 | 1027.684 | 1027.684 | 1027.684 | 1027.684 | 1027.684
2013 | CAN | NPCC | - | Ontario | 6b2 | Solar Derate On-Peak | 0 | 0 | 0 | 0 | 0 | 0 | 0 | 0 | 0 | 0 | 0 | 0
2013 | CAN | NPCC | - | Ontario | 6b3 | Hydro Derate On-Peak | 0 | 1831.8693 | 1831.8693 | 1831.8693 | 1831.8693 | 1831.8693 | 1831.8693 | 1831.8693 | 1831.8693 | 1831.8693 | 1831.8693 | 1831.8693
2013 | CAN | NPCC | - | Ontario | 6b4 | Biomass Derate On-Peak | 0 | 2 | 2 | 2 | 2 | 2 | 2 | 2 | 2 | 2 | 2 | 2
2013 | CAN | NPCC | - | Ontario | 6b5 | Transmission-Limited Resources | 0 | 0 | 0 | 0 | 0 | 0 | 0 | 0 | 0 | 0 | 0 | 0
2013 | CAN | NPCC | - | Ontario | 6b6 | All Other Derates | 0 | 863.159 | 863.159 | 863.159 | 863.159 | 863.159 | 863.159 | 863.159 | 863.159 | 863.159 | 863.159 | 863.159
2013 | CAN | NPCC | - | Ontario | 6b7 | Energy-Only (Existing-Other) | 0 | 0 | 0 | 0 | 0 | 0 | 0 | 0 | 0 | 0 | 0 | 0
2013 | CAN | NPCC | - | Ontario | 6c | Unplanned Outages (Actual) / Current and Future Inoperable Resources | 0 | 27.5 | 27.5 | 27.5 | 27.5 | 27.5 | 27.5 | 27.5 | 27.5 | 27.5 | 27.5 | 27.5
2013 | CAN | NPCC | - | Ontario | 6d | Total Supply-Side Demand Response | 0 | 512.2 | 577 | 577 | 577 | 577 | 577 | 577 | 577 | 577 | 577 | 577
2013 | CAN | NPCC | - | Ontario | 7 | TOTAL FUTURE CAPACITY ADDITIONS | 0 | 210.258 | -2058.1362 | -2063.786 | -3842.4103 | -3783.7703 | -4814.1703 | -6272.1703 | -6844.1703 | -8028.1703 | -7196.1703 | -7233.1703
2013 | CAN | NPCC | - | Ontario | 7a | Future-Planned | 0 | 210.258 | -2058.1362 | -2063.786 | -3842.4103 | -3783.7703 | -4814.1703 | -6272.1703 | -6844.1703 | -8028.1703 | -7196.1703 | -7233.1703
2013 | CAN | NPCC | - | Ontario | 7a1 | Wind Expected On-Peak | 0 | 171.138 | 904.563 | 1152.063 | 1152.063 | 1152.063 | 1152.063 | 1152.063 | 1152.063 | 1152.063 | 1152.063 | 1152.063
2013 | CAN | NPCC | - | Ontario | 7a2 | Wind Derate On-Peak | 0 | 347.462 | 1836.537 | 2339.037 | 2339.037 | 2339.037 | 2339.037 | 2339.037 | 2339.037 | 2339.037 | 2339.037 | 2339.037
2013 | CAN | NPCC | - | Ontario | 7a3 | Solar Expected On-Peak | 0 | 0 | 7.2 | 11.2 | 11.2 | 11.2 | 11.2 | 11.2 | 11.2 | 11.2 | 11.2 | 11.2
2013 | CAN | NPCC | - | Ontario | 7a4 | Solar Derate On-Peak | 0 | 0 | 172.8 | 268.8 | 268.8 | 268.8 | 268.8 | 268.8 | 268.8 | 268.8 | 268.8 | 268.8
2013 | CAN | NPCC | - | Ontario | 7a5 | Hydro Expected On-Peak | 0 | 0 | 83.1608 | 366.011 | 405.3867 | 405.3867 | 405.3867 | 405.3867 | 405.3867 | 405.3867 | 405.3867 | 405.3867
2013 | CAN | NPCC | - | Ontario | 7a6 | Hydro Derate On-Peak | 0 | 0 | 27.877 | 124.4818 | 137.7441 | 137.7441 | 137.7441 | 137.7441 | 137.7441 | 137.7441 | 137.7441 | 137.7441
2013 | CAN | NPCC | - | Ontario | 7a7 | Biomass Expected On-Peak | 0 | 39.12 | 175.94 | 175.94 | 175.94 | 175.94 | 175.94 | 175.94 | 175.94 | 175.94 | 175.94 | 175.94
2013 | CAN | NPCC | - | Ontario | 7a8 | Biomass Derate On-Peak | 0 | 0.88 | 77.06 | 77.06 | 77.06 | 77.06 | 77.06 | 77.06 | 77.06 | 77.06 | 77.06 | 77.06
2013 | CAN | NPCC | - | Ontario | 7a9 | Transmission-Limited Resources | 0 | 0 | 0 | 0 | 0 | 0 | 0 | 0 | 0 | 0 | 0 | 0
2013 | CAN | NPCC | - | Ontario | 7a10 | Scheduled Outage - Maintenance | 0 | 0 | 0 | 0 | 0 | 0 | 0 | 0 | 0 | 0 | 0 | 0
2013 | CAN | NPCC | - | Ontario | 7a11 | All Other Derates | 0 | 0 | -174.7 | -227.2 | -240.2 | -237.84 | -265.64 | -259.64 | -262.64 | -259.64 | -289.64 | -295.04
2013 | CAN | NPCC | - | Ontario | 7a12 | Energy-Only | 0 | 0 | 0 | 0 | 0 | 0 | 0 | 0 | 0 | 0 | 0 | 0
2013 | CAN | NPCC | - | Ontario | 7b | Future-Other | 0 | 0 | 0 | 0 | 0 | 0 | 0 | 0 | 0 | 0 | 0 | 0
2013 | CAN | NPCC | - | Ontario | 7b1 | Wind Expected On-Peak | 0 | 0 | 0 | 0 | 0 | 0 | 0 | 0 | 0 | 0 | 0 | 0
2013 | CAN | NPCC | - | Ontario | 7b2 | Wind Derate On-Peak | 0 | 0 | 0 | 0 | 0 | 0 | 0 | 0 | 0 | 0 | 0 | 0
2013 | CAN | NPCC | - | Ontario | 7b3 | Solar Expected On-Peak | 0 | 0 | 0 | 0 | 0 | 0 | 0 | 0 | 0 | 0 | 0 | 0
2013 | CAN | NPCC | - | Ontario | 7b4 | Solar Derate On-Peak | 0 | 0 | 0 | 0 | 0 | 0 | 0 | 0 | 0 | 0 | 0 | 0
2013 | CAN | NPCC | - | Ontario | 7b5 | Hydro Expected On-Peak | 0 | 0 | 0 | 0 | 0 | 0 | 0 | 0 | 0 | 0 | 0 | 0
2013 | CAN | NPCC | - | Ontario | 7b6 | Hydro Derate On-Peak | 0 | 0 | 0 | 0 | 0 | 0 | 0 | 0 | 0 | 0 | 0 | 0
2013 | CAN | NPCC | - | Ontario | 7b7 | Biomass Expected On-Peak | 0 | 0 | 0 | 0 | 0 | 0 | 0 | 0 | 0 | 0 | 0 | 0
2013 | CAN | NPCC | - | Ontario | 7b8 | Biomass Derate On-Peak | 0 | 0 | 0 | 0 | 0 | 0 | 0 | 0 | 0 | 0 | 0 | 0
2013 | CAN | NPCC | - | Ontario | 7b9 | Transmission-Limited Resources | 0 | 0 | 0 | 0 | 0 | 0 | 0 | 0 | 0 | 0 | 0 | 0
2013 | CAN | NPCC | - | Ontario | 7b10 | Scheduled Outage - Maintenance | 0 | 0 | 0 | 0 | 0 | 0 | 0 | 0 | 0 | 0 | 0 | 0
2013 | CAN | NPCC | - | Ontario | 7b11 | All Other Derates | 0 | 0 | 0 | 0 | 0 | 0 | 0 | 0 | 0 | 0 | 0 | 0
2013 | CAN | NPCC | - | Ontario | 7b12 | Energy-Only | 0 | 0 | 0 | 0 | 0 | 0 | 0 | 0 | 0 | 0 | 0 | 0
2013 | CAN | NPCC | - | Ontario | 8 | Conceptual | 0 | 133.8324 | 133.8324 | 57.9189 | 319.1765 | 574.1789 | 1079.1785 | 2998.473 | 4557.992 | 5345.6961 | 5666.7851 | 5008.4231
2013 | CAN | NPCC | - | Ontario | 8a1 | Wind Expected On-Peak | 0 | 0 | 0 | 0 | 0 | 144.067 | 255.4316 | 342.1179 | 342.1179 | 482.1279 | 622.1379 | 622.1379
2013 | CAN | NPCC | - | Ontario | 8a2 | Wind Derate On-Peak | 0 | 0 | 0 | 0 | 0 | 292.4996 | 518.6036 | 694.6029 | 694.6029 | 978.8679 | 1263.1329 | 1263.1329
2013 | CAN | NPCC | - | Ontario | 8a3 | Solar Expected On-Peak | 0 | 0 | 0 | 0.086481 | 0.34413 | 7.2795 | 8.5231 | 9.4912 | 9.4912 | 15.1482 | 20.8052 | 20.8052
2013 | CAN | NPCC | - | Ontario | 8a4 | Solar Derate On-Peak | 0 | 0 | 0 | 2.0756 | 8.2592 | 174.7091 | 204.5556 | 227.7881 | 227.7881 | 363.5561 | 499.3241 | 499.3241
2013 | CAN | NPCC | - | Ontario | 8a5 | Hydro Expected On-Peak | 0 | 0 | 0 | 0 | 0 | 0 | 0 | 0 | 0 | 0 | 0 | 0
2013 | CAN | NPCC | - | Ontario | 8a6 | Hydro Derate On-Peak | 0 | 0 | 0 | 0 | 0 | 0 | 0 | 0 | 0 | 0 | 0 | 0
2013 | CAN | NPCC | - | Ontario | 8a7 | Biomass Expected On-Peak | 0 | 0 | 0 | 0 | 0 | 0 | 0 | 0 | 0 | 0 | 0 | 0
2013 | CAN | NPCC | - | Ontario | 8a8 | Biomass Derate On-Peak | 0 | 0 | 0 | 0 | 0 | 0 | 0 | 0 | 0 | 0 | 0 | 0
2013 | CAN | NPCC | - | Ontario | 8a9 | All Other Derates | 0 | -133.8324 | -133.8324 | -135.908 | -142.0916 | -601.0411 | -856.9916 | -1056.2234 | -1056.2234 | -1476.2564 | -1896.2894 | -1896.2894
2013 | CAN | NPCC | - | Ontario | 8a10 | Energy-Only | 0 | 0 | 0 | 0 | 0 | 0 | 0 | 0 | 0 | 0 | 0 | 0
2013 | CAN | NPCC | - | Ontario | 9 | ANTICIPATED INTERNAL CAPACITY | 0 | 32877.4457 | 30673.8515 | 30668.2017 | 28889.5774 | 28948.2174 | 27917.8174 | 26459.8174 | 25887.8174 | 24703.8174 | 25535.8174 | 25498.8174
2013 | CAN | NPCC | - | Ontario | 10 | CAPACITY TRANSACTIONS - IMPORTS | 0 | 0 | 0 | 0 | 0 | 0 | 0 | 0 | 0 | 0 | 0 | 0
2013 | CAN | NPCC | - | Ontario | 10a | Firm | 0 | 0 | 0 | 0 | 0 | 0 | 0 | 0 | 0 | 0 | 0 | 0
2013 | CAN | NPCC | - | Ontario | 10a1 | Full-Responsibility Purchases | 0 | 0 | 0 | 0 | 0 | 0 | 0 | 0 | 0 | 0 | 0 | 0
2013 | CAN | NPCC | - | Ontario | 10a2 | Owned Capacity/Entitlement Located Outside the Region/Subregion | 0 | 0 | 0 | 0 | 0 | 0 | 0 | 0 | 0 | 0 | 0 | 0
2013 | CAN | NPCC | - | Ontario | 10b | Non-firm | 0 | 0 | 0 | 0 | 0 | 0 | 0 | 0 | 0 | 0 | 0 | 0
2013 | CAN | NPCC | - | Ontario | 10c | Expected | 0 | 0 | 0 | 0 | 0 | 0 | 0 | 0 | 0 | 0 | 0 | 0
2013 | CAN | NPCC | - | Ontario | 10c1 | Full-Responsibility Purchases | 0 | 0 | 0 | 0 | 0 | 0 | 0 | 0 | 0 | 0 | 0 | 0
2013 | CAN | NPCC | - | Ontario | 10c2 | Owned Capacity/Entitlement Located Outside the Region/Subregion | 0 | 0 | 0 | 0 | 0 | 0 | 0 | 0 | 0 | 0 | 0 | 0
2013 | CAN | NPCC | - | Ontario | 11 | CAPACITY TRANSACTIONS - EXPORTS | 0 | 0 | 0 | 0 | 0 | 0 | 0 | 0 | 0 | 0 | 0 | 0
2013 | CAN | NPCC | - | Ontario | 11a | Firm | 0 | 0 | 0 | 0 | 0 | 0 | 0 | 0 | 0 | 0 | 0 | 0
2013 | CAN | NPCC | - | Ontario | 11a1 | Full-Responsibility Purchases | 0 | 0 | 0 | 0 | 0 | 0 | 0 | 0 | 0 | 0 | 0 | 0
2013 | CAN | NPCC | - | Ontario | 11a2 | Owned Capacity/Entitlement Located Outside the Region/Subregion | 0 | 0 | 0 | 0 | 0 | 0 | 0 | 0 | 0 | 0 | 0 | 0
2013 | CAN | NPCC | - | Ontario | 11b | Non-firm | 0 | 0 | 0 | 0 | 0 | 0 | 0 | 0 | 0 | 0 | 0 | 0
2013 | CAN | NPCC | - | Ontario | 11c | Expected | 0 | 0 | 0 | 0 | 0 | 0 | 0 | 0 | 0 | 0 | 0 | 0
2013 | CAN | NPCC | - | Ontario | 11c1 | Full-Responsibility Purchases | 0 | 0 | 0 | 0 | 0 | 0 | 0 | 0 | 0 | 0 | 0 | 0
2013 | CAN | NPCC | - | Ontario | 11c2 | Owned Capacity/Entitlement Located Outside the Region/Subregion | 0 | 0 | 0 | 0 | 0 | 0 | 0 | 0 | 0 | 0 | 0 | 0
2013 | CAN | NPCC | - | Ontario | 12 | EXISTING-CERTAIN & NET FIRM TRANSACTIONS | 0 | 32667.1877 | 32731.9877 | 32731.9877 | 32731.9877 | 32731.9877 | 32731.9877 | 32731.9877 | 32731.9877 | 32731.9877 | 32731.9877 | 32731.9877
2013 | CAN | NPCC | - | Ontario | 13 | ANTICIPATED CAPACITY RESOURCES | 0 | 0 | 30673.8515 | 30668.2017 | 28889.5774 | 28948.2174 | 27917.8174 | 26459.8174 | 25887.8174 | 24703.8174 | 25535.8174 | 25498.8174
2013 | CAN | NPCC | - | Ontario | 14 | PROSPECTIVE CAPACITY RESOURCES | 0 | 0 | 30673.8515 | 30668.2017 | 28889.5774 | 28948.2174 | 27917.8174 | 26459.8174 | 25887.8174 | 24703.8174 | 25535.8174 | 25498.8174
2013 | CAN | NPCC | - | Ontario | 15 | TOTAL POTENTIAL CAPACITY RESOURCES | 0 | 0 | 30807.6839 | 30726.1206 | 29208.7539 | 29522.3963 | 28996.9958 | 29458.2904 | 30445.8094 | 30049.5135 | 31202.6025 | 30507.2405
2013 | CAN | NPCC | - | Ontario | 16 | ADJUSTED POTENTIAL CAPACITY RESOURCES | 0 | 0 | 30807.6826 | 30726.12 | 29208.7507 | 29522.3905 | 28996.985 | 29458.2604 | 30445.7638 | 30049.46 | 31202.5458 | 30507.1904
2013 | CAN | NPCC | - | Ontario | 16a | Confidence of Future-Other | 0 | 0 | 0.99999 | 0.99999 | 0.99999 | 0.99999 | 0.99999 | 0.99999 | 0.99999 | 0.99999 | 0.99999 | 0.99999
2013 | CAN | NPCC | - | Ontario | 16b | Net Future-Other Resources After Confidence Percentage Is Applied | 0 | 0 | 0 | 0 | 0 | 0 | 0 | 0 | 0 | 0 | 0 | 0
2013 | CAN | NPCC | - | Ontario | 16c | Confidence of Conceptual | 0 | 0 | 0.99999 | 0.99999 | 0.99999 | 0.99999 | 0.99999 | 0.99999 | 0.99999 | 0.99999 | 0.99999 | 0.99999
2013 | CAN | NPCC | - | Ontario | 16d | Net Conceptual Resources After Confidence Percentage Is Applied | 0 | 0 | 133.8311 | 57.9183 | 319.1733 | 574.1732 | 1079.1677 | 2998.443 | 4557.9464 | 5345.6427 | 5666.7285 | 5008.373
2013 | CAN | NPCC | - | Ontario | 17 | ASSESSMENT AREA TARGET RESERVE MARGIN | 0% | 0% | 18.7% | 18% | 19.1% | 19.3% | 20% | 20% | 20% | 20% | 20% | 20%
2013 | CAN | NPCC | - | Ontario | 18 | EXISTING-CERTAIN AND NET FIRM TRANSACTIONS RESERVE MARGIN | -100% | 46.89% | 0% | 0% | 0% | 0% | 0% | 0% | 0% | 0% | 0% | 0%
2013 | CAN | NPCC | - | Ontario | 19 | ANTICIPATED CAPACITY RESOURCES RESERVE MARGIN | 0% | 0% | 40.71% | 43.35% | 37.74% | 37.8% | 30.61% | 22.77% | 19.16% | 13.63% | 17.38% | 15.93%
2013 | CAN | NPCC | - | Ontario | 20 | PROSPECTIVE CAPACITY RESOURCES RESERVE MARGIN | 0% | 0% | 40.71% | 43.35% | 37.74% | 37.8% | 30.61% | 22.77% | 19.16% | 13.63% | 17.38% | 15.93%
2013 | CAN | NPCC | - | Ontario | 21 | TOTAL POTENTIAL RESOURCES RESERVE MARGIN | 0% | 0% | 41.32% | 43.62% | 39.26% | 40.54% | 35.66% | 36.68% | 40.14% | 38.22% | 43.43% | 38.7%
2013 | CAN | NPCC | - | Ontario | 22 | ADJUSTED POTENTIAL RESOURCES RESERVE MARGIN | 0% | 0% | 41.32% | 43.62% | 39.26% | 40.54% | 35.66% | 36.68% | 40.14% | 38.22% | 43.43% | 38.7%
2013 | CAN | NPCC | - | Ontario | 23 | Total Baseline Installed Capacity | 0 | 0 | 0 | 0 | 0 | 0 | 0 | 0 | 0 | 0 | 0 | 0
2013 | CAN | NPCC | - | Ontario | 24 | Distributed or Other Capacity (Behind the Meter) < 1 MW | 0 | 0 | 0 | 0 | 0 | 0 | 0 | 0 | 0 | 0 | 0 | 0
2013 | CAN | NPCC | - | Ontario | 25 | Distributed or Other Capacity (Behind the Meter) ≥ 1 MW | 0 | 0 | 0 | 0 | 0 | 0 | 0 | 0 | 0 | 0 | 0 | 0
2013 | CAN | NPCC | - | Ontario | 26 | Capacity Total from EIA-860 | 0 | 0 | 0 | 0 | 0 | 0 | 0 | 0 | 0 | 0 | 0 | 0
2013 | CAN | NPCC | - | Quebec | 1 | Unrestricted Non-coincident Peak Demand |  | 39213.0521 | 39329.2227 | 39821.3605 | 40320.4818 | 40773.7032 | 41579.7032 | 42086.7032 | 42556.3306 | 43017.3306 | 43490.3306 | 43930.7517
2013 | CAN | NPCC | - | Quebec | 1a | New Conservation (Energy Efficiency) |  | 1980 | 2150 | 2300 | 2410 | 2520 | 2630 | 2760 | 2890 | 3040 | 3200 | 3368.4211
2013 | CAN | NPCC | - | Quebec | 1b | Estimated Diversity |  |  |  | 0 | 0 | 0 | 0 | 0 | 0 | 0 | 0 | 0
2013 | CAN | NPCC | - | Quebec | 1c | Additions for non-member load (load served by non-registered LSE's in a region) |  |  |  | 0 | 0 | 0 | 0 | 0 | 0 | 0 | 0 | 0
2013 | CAN | NPCC | - | Quebec | 1d | Stand-by Load Under Contract (Normally served by behind the meter generation) |  |  |  | 0 | 0 | 0 | 0 | 0 | 0 | 0 | 0 | 0
2013 | CAN | NPCC | - | Quebec | 1e | Non-Controllable Demand-Side Demand Response |  |  |  | 0 | 0 | 0 | 0 | 0 | 0 | 0 | 0 | 0
2013 | CAN | NPCC | - | Quebec | 2 | Total Internal Demand | 38797 | 37233.0521 | 37179.2227 | 37521.3605 | 37910.4818 | 38253.7032 | 38949.7032 | 39326.7032 | 39666.3306 | 39977.3306 | 40290.3306 | 40562.3306
2013 | CAN | NPCC | - | Quebec | 2a | Supply-Side Direct Control Load Management (DCLM) |  | 250 | 250 | 250 | 250 | 250 | 250 | 250 | 250 | 250 | 250 | 250
2013 | CAN | NPCC | - | Quebec | 2b | Supply-Side Contractually Interruptible (Curtailable) |  | 1660 | 1439 | 1439 | 1430 | 1150 | 1150 | 1300 | 1300 | 1300 | 1300 | 1300
2013 | CAN | NPCC | - | Quebec | 2c | Supply-Side Critical Peak-Pricing (CPP) with Control |  |  |  | 0 | 0 | 0 | 0 | 0 | 0 | 0 | 0 | 0
2013 | CAN | NPCC | - | Quebec | 2d | Supply-Side Load as a Capacity Resource |  |  |  | 0 | 0 | 0 | 0 | 0 | 0 | 0 | 0 | 0
2013 | CAN | NPCC | - | Quebec | 3 | Net Internal Demand | 38797 | 37233.0521 | 37179.2227 | 37521.3605 | 37910.4818 | 38253.7032 | 38949.7032 | 39326.7032 | 39666.3306 | 39977.3306 | 40290.3306 | 40562.3306
2013 | CAN | NPCC | - | Quebec | 3a | Demand-Side Direct Control Load Management (DCLM) |  |  |  | 0 | 0 | 0 | 0 | 0 | 0 | 0 | 0 | 0
2013 | CAN | NPCC | - | Quebec | 3b | Demand-Side Contractually Interruptible (Curtailable) |  |  |  | 0 | 0 | 0 | 0 | 0 | 0 | 0 | 0 | 0
2013 | CAN | NPCC | - | Quebec | 3c | Demand-Side Critical Peak-Pricing (CPP) with Control |  |  |  | 0 | 0 | 0 | 0 | 0 | 0 | 0 | 0 | 0
2013 | CAN | NPCC | - | Quebec | 3d | Demand-Side Load as a Capacity Resource |  |  |  | 0 | 0 | 0 | 0 | 0 | 0 | 0 | 0 | 0
2013 | CAN | NPCC | - | Quebec | 4 | Total Controllable Demand Response | 0 | 1910 | 1689 | 1689 | 1680 | 1400 | 1400 | 1550 | 1550 | 1550 | 1550 | 1550
2013 | CAN | NPCC | - | Quebec | 4a | Demand Response used for Ancillary Services - Spinning Reserves |  |  |  | 0 | 0 | 0 | 0 | 0 | 0 | 0 | 0 | 0
2013 | CAN | NPCC | - | Quebec | 4b | Demand Response used for Ancillary Services - Non-Spinning Reserves |  |  |  | 0 | 0 | 0 | 0 | 0 | 0 | 0 | 0 | 0
2013 | CAN | NPCC | - | Quebec | 4c | Demand Response used for Regulation |  |  |  | 0 | 0 | 0 | 0 | 0 | 0 | 0 | 0 | 0
2013 | CAN | NPCC | - | Quebec | 4d | Demand Response used for Energy, Voluntary Services - Emergency |  |  |  | 0 | 0 | 0 | 0 | 0 | 0 | 0 | 0 | 0
2013 | CAN | NPCC | - | Quebec | 5 | TOTAL INTERNAL CAPACITY |  | 43534.382 | 44778.082 | 45366.682 | 45747.682 | 46975.682 | 47235.682 | 47341.682 | 47936.682 | 47936.682 | 47936.682 | 47936.682
2013 | CAN | NPCC | - | Quebec | 6a | Existing-Certain |  | 39448.762 | 39448.762 | 39448.762 | 39448.762 | 39448.762 | 39448.762 | 39448.762 | 39448.762 | 39448.762 | 39448.762 | 39448.762
2013 | CAN | NPCC | - | Quebec | 6a1 | Wind Expected On-Peak |  | 483.03 | 483.03 | 483.03 | 483.03 | 483.03 | 483.03 | 483.03 | 483.03 | 483.03 | 483.03 | 483.03
2013 | CAN | NPCC | - | Quebec | 6a2 | Solar Expected On-Peak |  | 0 | 0 | 0 | 0 | 0 | 0 | 0 | 0 | 0 | 0 | 0
2013 | CAN | NPCC | - | Quebec | 6a3 | Hydro Expected On-Peak |  | 38276.1 | 38276.1 | 38276.1 | 38276.1 | 38276.1 | 38276.1 | 38276.1 | 38276.1 | 38276.1 | 38276.1 | 38276.1
2013 | CAN | NPCC | - | Quebec | 6a4 | Biomass Expected On-Peak |  | 253.632 | 253.632 | 253.632 | 253.632 | 253.632 | 253.632 | 253.632 | 253.632 | 253.632 | 253.632 | 253.632
2013 | CAN | NPCC | - | Quebec | 6b | Existing-Other |  | 0 | 547 | 547 | 547 | 547 | 547 | 547 | 547 | 547 | 547 | 547
2013 | CAN | NPCC | - | Quebec | 6b1 | Wind Derate On-Peak |  | 1230.92 | 1230.92 | 1230.92 | 1230.92 | 1230.92 | 1230.92 | 1230.92 | 1230.92 | 1230.92 | 1230.92 | 1230.92
2013 | CAN | NPCC | - | Quebec | 6b2 | Solar Derate On-Peak |  | 0 | 0 | 0 | 0 | 0 | 0 | 0 | 0 | 0 | 0 | 0
2013 | CAN | NPCC | - | Quebec | 6b3 | Hydro Derate On-Peak |  | 1445.8 | 1445.8 | 1445.8 | 1445.8 | 1445.8 | 1445.8 | 1445.8 | 1445.8 | 1445.8 | 1445.8 | 1445.8
2013 | CAN | NPCC | - | Quebec | 6b4 | Biomass Derate On-Peak |  | 0 | 0 | 0 | 0 | 0 | 0 | 0 | 0 | 0 | 0 | 0
2013 | CAN | NPCC | - | Quebec | 6b5 | Transmission-Limited Resources |  |  | 0 | 0 | 0 | 0 | 0 | 0 | 0 | 0 | 0 | 0
2013 | CAN | NPCC | - | Quebec | 6b6 | All Other Derates |  | 0 | 0 | 0 | 0 | 0 | 0 | 0 | 0 | 0 | 0 | 0
2013 | CAN | NPCC | - | Quebec | 6b7 | Energy-Only (Existing-Other) |  |  | 0 | 0 | 0 | 0 | 0 | 0 | 0 | 0 | 0 | 0
2013 | CAN | NPCC | - | Quebec | 6c | Unplanned Outages (Actual) / Current and Future Inoperable Resources |  | 547 | 0 | 0 | 0 | 0 | 0 | 0 | 0 | 0 | 0 | 0
2013 | CAN | NPCC | - | Quebec | 6d | Total Supply-Side Demand Response | 0 | 1910 | 1689 | 1689 | 1680 | 1400 | 1400 | 1550 | 1550 | 1550 | 1550 | 1550
2013 | CAN | NPCC | - | Quebec | 7 | TOTAL FUTURE CAPACITY ADDITIONS |  | 370.15 | 1273.86 | 1550.54 | 1931.54 | 2897.04 | 2999.54 | 3105.54 | 3560.54 | 3560.54 | 3560.54 | 3560.54
2013 | CAN | NPCC | - | Quebec | 7a | Future-Planned |  | 370.15 | 1273.86 | 1550.54 | 1931.54 | 2897.04 | 2999.54 | 3105.54 | 3560.54 | 3560.54 | 3560.54 | 3560.54
2013 | CAN | NPCC | - | Quebec | 7a1 | Wind Expected On-Peak |  | 210.75 | 356.46 | 490.14 | 490.14 | 602.64 | 670.14 | 670.14 | 730.14 | 730.14 | 730.14 | 730.14
2013 | CAN | NPCC | - | Quebec | 7a2 | Wind Derate On-Peak |  | 491.75 | 831.74 | 1143.66 | 1143.66 | 1406.16 | 1563.66 | 1563.66 | 1703.66 | 1703.66 | 1703.66 | 1703.66
2013 | CAN | NPCC | - | Quebec | 7a3 | Solar Expected On-Peak |  | 0 | 0 | 0 | 0 | 0 | 0 | 0 | 0 | 0 | 0 | 0
2013 | CAN | NPCC | - | Quebec | 7a4 | Solar Derate On-Peak |  | 0 | 0 | 0 | 0 | 0 | 0 | 0 | 0 | 0 | 0 | 0
2013 | CAN | NPCC | - | Quebec | 7a5 | Hydro Expected On-Peak |  | 136 | 810 | 881 | 1212 | 2065 | 2100 | 2206 | 2601 | 2601 | 2601 | 2601
2013 | CAN | NPCC | - | Quebec | 7a6 | Hydro Derate On-Peak |  | 0 | 0 | 0 | 0 | 0 | 0 | 0 | 0 | 0 | 0 | 0
2013 | CAN | NPCC | - | Quebec | 7a7 | Biomass Expected On-Peak |  | 23.4 | 107.4 | 179.4 | 229.4 | 229.4 | 229.4 | 229.4 | 229.4 | 229.4 | 229.4 | 229.4
2013 | CAN | NPCC | - | Quebec | 7a8 | Biomass Derate On-Peak |  | 0 | 0 | 0 | 0 | 0 | 0 | 0 | 0 | 0 | 0 | 0
2013 | CAN | NPCC | - | Quebec | 7a9 | Transmission-Limited Resources
2013 | CAN | NPCC | - | Quebec | 7a10 | Scheduled Outage - Maintenance
2013 | CAN | NPCC | - | Quebec | 7a11 | All Other Derates |  | 0 | 5.6843e-14 | 5.6843e-14 | 5.6843e-14 | 5.6843e-14 | 5.6843e-14 | 5.6843e-14 | 5.6843e-14 | 5.6843e-14 | 5.6843e-14 | 5.6843e-14
2013 | CAN | NPCC | - | Quebec | 7a12 | Energy-Only
2013 | CAN | NPCC | - | Quebec | 7b | Future-Other |  | 0 | 0 | 0 | 0 | 0 | 0 | 0 | 0 | 0 | 0 | 0
2013 | CAN | NPCC | - | Quebec | 7b1 | Wind Expected On-Peak |  | 0 | 0 | 0 | 0 | 0 | 0 | 0 | 0 | 0 | 0 | 0
2013 | CAN | NPCC | - | Quebec | 7b2 | Wind Derate On-Peak |  | 0 | 0 | 0 | 0 | 0 | 0 | 0 | 0 | 0 | 0 | 0
2013 | CAN | NPCC | - | Quebec | 7b3 | Solar Expected On-Peak |  | 0 | 0 | 0 | 0 | 0 | 0 | 0 | 0 | 0 | 0 | 0
2013 | CAN | NPCC | - | Quebec | 7b4 | Solar Derate On-Peak |  | 0 | 0 | 0 | 0 | 0 | 0 | 0 | 0 | 0 | 0 | 0
2013 | CAN | NPCC | - | Quebec | 7b5 | Hydro Expected On-Peak |  | 0 | 0 | 0 | 0 | 0 | 0 | 0 | 0 | 0 | 0 | 0
2013 | CAN | NPCC | - | Quebec | 7b6 | Hydro Derate On-Peak |  | 0 | 0 | 0 | 0 | 0 | 0 | 0 | 0 | 0 | 0 | 0
2013 | CAN | NPCC | - | Quebec | 7b7 | Biomass Expected On-Peak |  | 0 | 0 | 0 | 0 | 0 | 0 | 0 | 0 | 0 | 0 | 0
2013 | CAN | NPCC | - | Quebec | 7b8 | Biomass Derate On-Peak |  | 0 | 0 | 0 | 0 | 0 | 0 | 0 | 0 | 0 | 0 | 0
2013 | CAN | NPCC | - | Quebec | 7b9 | Transmission-Limited Resources
2013 | CAN | NPCC | - | Quebec | 7b10 | Scheduled Outage - Maintenance
2013 | CAN | NPCC | - | Quebec | 7b11 | All Other Derates |  | 0 | 0 | 0 | 0 | 0 | 0 | 0 | 0 | 0 | 0 | 0
2013 | CAN | NPCC | - | Quebec | 7b12 | Energy-Only
2013 | CAN | NPCC | - | Quebec | 8 | Conceptual |  | 0 | 0 | 0 | 0 | 0 | 0 | 0 | 0 | 0 | 0 | 0
2013 | CAN | NPCC | - | Quebec | 8a1 | Wind Expected On-Peak |  | 0 | 0 | 0 | 0 | 0 | 0 | 0 | 0 | 0 | 0 | 0
2013 | CAN | NPCC | - | Quebec | 8a2 | Wind Derate On-Peak |  | 0 | 0 | 0 | 0 | 0 | 0 | 0 | 0 | 0 | 0 | 0
2013 | CAN | NPCC | - | Quebec | 8a3 | Solar Expected On-Peak |  | 0 | 0 | 0 | 0 | 0 | 0 | 0 | 0 | 0 | 0 | 0
2013 | CAN | NPCC | - | Quebec | 8a4 | Solar Derate On-Peak |  | 0 | 0 | 0 | 0 | 0 | 0 | 0 | 0 | 0 | 0 | 0
2013 | CAN | NPCC | - | Quebec | 8a5 | Hydro Expected On-Peak |  | 0 | 0 | 0 | 0 | 0 | 0 | 0 | 0 | 0 | 0 | 0
2013 | CAN | NPCC | - | Quebec | 8a6 | Hydro Derate On-Peak |  | 0 | 0 | 0 | 0 | 0 | 0 | 0 | 0 | 0 | 0 | 0
2013 | CAN | NPCC | - | Quebec | 8a7 | Biomass Expected On-Peak |  | 0 | 0 | 0 | 0 | 0 | 0 | 0 | 0 | 0 | 0 | 0
2013 | CAN | NPCC | - | Quebec | 8a8 | Biomass Derate On-Peak |  | 0 | 0 | 0 | 0 | 0 | 0 | 0 | 0 | 0 | 0 | 0
2013 | CAN | NPCC | - | Quebec | 8a9 | All Other Derates |  | 0 | 0 | 0 | 0 | 0 | 0 | 0 | 0 | 0 | 0 | 0
2013 | CAN | NPCC | - | Quebec | 8a10 | Energy-Only
2013 | CAN | NPCC | - | Quebec | 9 | ANTICIPATED INTERNAL CAPACITY |  | 41728.912 | 42411.622 | 42688.302 | 43060.302 | 43745.802 | 43848.302 | 44104.302 | 44559.302 | 44559.302 | 44559.302 | 44559.302
2013 | CAN | NPCC | - | Quebec | 10 | CAPACITY TRANSACTIONS - IMPORTS | 0 | 1600 | 1100 | 1100 | 1100 | 1100 | 1100 | 1100 | 1100 | 1100 | 1100 | 1100
2013 | CAN | NPCC | - | Quebec | 10a | Firm |  | 500 | 0 | 0 | 0 | 0 | 0 | 0 | 0 | 0 | 0 | 0
2013 | CAN | NPCC | - | Quebec | 10a1 | Full-Responsibility Purchases |  | 500 | 0 | 0 | 0 | 0 | 0 | 0 | 0 | 0 | 0 | 0
2013 | CAN | NPCC | - | Quebec | 10a2 | Owned Capacity/Entitlement Located Outside the Region/Subregion |  |  | 0 | 0 | 0 | 0 | 0 | 0 | 0 | 0 | 0 | 0
2013 | CAN | NPCC | - | Quebec | 10b | Non-firm
2013 | CAN | NPCC | - | Quebec | 10c | Expected |  | 1100 | 1100 | 1100 | 1100 | 1100 | 1100 | 1100 | 1100 | 1100 | 1100 | 1100
2013 | CAN | NPCC | - | Quebec | 10c1 | Full-Responsibility Purchases |  | 1100 | 1100 | 1100 | 1100 | 1100 | 1100 | 1100 | 1100 | 1100 | 1100 | 1100
2013 | CAN | NPCC | - | Quebec | 10c2 | Owned Capacity/Entitlement Located Outside the Region/Subregion |  |  | 0 | 0 | 0 | 0 | 0 | 0 | 0 | 0 | 0 | 0
2013 | CAN | NPCC | - | Quebec | 11 | CAPACITY TRANSACTIONS - EXPORTS | 0 | 898 | 626 | 974 | 1017 | 151 | 151 | 151 | 145 | 145 | 145 | 145
2013 | CAN | NPCC | - | Quebec | 11a | Firm |  | 898 | 626 | 974 | 1017 | 151 | 151 | 151 | 145 | 145 | 145 | 145
2013 | CAN | NPCC | - | Quebec | 11a1 | Full-Responsibility Purchases |  | 898 | 626 | 974 | 1017 | 151 | 151 | 151 | 145 | 145 | 145 | 145
2013 | CAN | NPCC | - | Quebec | 11a2 | Owned Capacity/Entitlement Located Outside the Region/Subregion |  |  | 0 | 0 | 0 | 0 | 0 | 0 | 0 | 0 | 0 | 0
2013 | CAN | NPCC | - | Quebec | 11b | Non-firm
2013 | CAN | NPCC | - | Quebec | 11c | Expected |  |  | 0 | 0 | 0 | 0 | 0 | 0 | 0 | 0 | 0 | 0
2013 | CAN | NPCC | - | Quebec | 11c1 | Full-Responsibility Purchases |  |  | 0 | 0 | 0 | 0 | 0 | 0 | 0 | 0 | 0 | 0
2013 | CAN | NPCC | - | Quebec | 11c2 | Owned Capacity/Entitlement Located Outside the Region/Subregion |  |  | 0 | 0 | 0 | 0 | 0 | 0 | 0 | 0 | 0 | 0
2013 | CAN | NPCC | - | Quebec | 12 | EXISTING-CERTAIN & NET FIRM TRANSACTIONS | 0 | 40960.762 | 40511.762 | 40163.762 | 40111.762 | 40697.762 | 40697.762 | 40847.762 | 40853.762 | 40853.762 | 40853.762 | 40853.762
2013 | CAN | NPCC | - | Quebec | 13 | ANTICIPATED CAPACITY RESOURCES |  |  | 41785.622 | 41714.302 | 42043.302 | 43594.802 | 43697.302 | 43953.302 | 44414.302 | 44414.302 | 44414.302 | 44414.302
2013 | CAN | NPCC | - | Quebec | 14 | PROSPECTIVE CAPACITY RESOURCES |  |  | 43432.622 | 43361.302 | 43690.302 | 45241.802 | 45344.302 | 45600.302 | 46061.302 | 46061.302 | 46061.302 | 46061.302
2013 | CAN | NPCC | - | Quebec | 15 | TOTAL POTENTIAL CAPACITY RESOURCES |  |  | 43432.622 | 43361.302 | 43690.302 | 45241.802 | 45344.302 | 45600.302 | 46061.302 | 46061.302 | 46061.302 | 46061.302
2013 | CAN | NPCC | - | Quebec | 16 | ADJUSTED POTENTIAL CAPACITY RESOURCES |  |  | 43432.622 | 43361.302 | 43690.302 | 45241.802 | 45344.302 | 45600.302 | 46061.302 | 46061.302 | 46061.302 | 46061.302
2013 | CAN | NPCC | - | Quebec | 16a | Confidence of Future-Other |  |  | 0.99999 | 0.99999 | 0.99999 | 0.99999 | 0.99999 | 0.99999 | 0.99999 | 0.99999 | 0.99999 | 0.99999
2013 | CAN | NPCC | - | Quebec | 16b | Net Future-Other Resources After Confidence Percentage Is Applied |  |  | 0 | 0 | 0 | 0 | 0 | 0 | 0 | 0 | 0 | 0
2013 | CAN | NPCC | - | Quebec | 16c | Confidence of Conceptual |  |  | 0.99999 | 0.99999 | 0.99999 | 0.99999 | 0.99999 | 0.99999 | 0.99999 | 0.99999 | 0.99999 | 0.99999
2013 | CAN | NPCC | - | Quebec | 16d | Net Conceptual Resources After Confidence Percentage Is Applied |  |  | 0 | 0 | 0 | 0 | 0 | 0 | 0 | 0 | 0 | 0
2013 | CAN | NPCC | - | Quebec | 17 | ASSESSMENT AREA TARGET RESERVE MARGIN |  |  | 10.3% | 10.5% | 10.7% | 10.7% | 10.7% | 10.7% | 10.7% | 10.7% | 10.7% | 10.7%
2013 | CAN | NPCC | - | Quebec | 18 | EXISTING-CERTAIN AND NET FIRM TRANSACTIONS RESERVE MARGIN | -100% | 58: 10.01%
2013 | CAN | NPCC | - | Quebec | 19 | ANTICIPATED CAPACITY RESOURCES RESERVE MARGIN |  |  | 12.39% | 11.17% | 10.9% | 13.96% | 12.19% | 11.76% | 11.97% | 11.1% | 10.24% | 9.496%
2013 | CAN | NPCC | - | Quebec | 20 | PROSPECTIVE CAPACITY RESOURCES RESERVE MARGIN |  |  | 16.82% | 15.56% | 15.25% | 18.27% | 16.42% | 15.95% | 16.12% | 15.22% | 14.32% | 13.56%
2013 | CAN | NPCC | - | Quebec | 21 | TOTAL POTENTIAL RESOURCES RESERVE MARGIN |  |  | 16.82% | 15.56% | 15.25% | 18.27% | 16.42% | 15.95% | 16.12% | 15.22% | 14.32% | 13.56%
2013 | CAN | NPCC | - | Quebec | 22 | ADJUSTED POTENTIAL RESOURCES RESERVE MARGIN |  |  | 16.82% | 15.56% | 15.25% | 18.27% | 16.42% | 15.95% | 16.12% | 15.22% | 14.32% | 13.56%
2013 | CAN | NPCC | - | Quebec | 23 | Total Baseline Installed Capacity | 0
2013 | CAN | NPCC | - | Quebec | 24 | Distributed or Other Capacity (Behind the Meter) < 1 MW |  | 0 | 0 | 0 | 0 | 0 | 0 | 0 | 0 | 0 | 0 | 0
2013 | CAN | NPCC | - | Quebec | 25 | Distributed or Other Capacity (Behind the Meter) ≥ 1 MW |  | 0 | 0 | 0 | 0 | 0 | 0 | 0 | 0 | 0 | 0 | 0
2013 | CAN | NPCC | - | Quebec | 26 | Capacity Total from EIA-860 |  | 0 | 0 | 0 | 0 | 0 | 0 | 0 | 0 | 0 | 0 | 0
2013 | US | RF | - | PJM | 1 | Unrestricted Non-coincident Peak Demand |  | 132229 | 134742 | 137338 | 139296 | 140430 | 141483 | 142462 | 144099 | 145441 | 146618 | 147730
2013 | US | RF | - | PJM | 1a | New Conservation (Energy Efficiency) |  |  |  | 0 | 0 | 0 | 0 | 0 | 0 | 0 | 0 | 0
2013 | US | RF | - | PJM | 1b | Estimated Diversity |  |  |  | 0 | 0 | 0 | 0 | 0 | 0 | 0 | 0 | 0
2013 | US | RF | - | PJM | 1c | Additions for non-member load (load served by non-registered LSE's in a region) |  |  |  | 0 | 0 | 0 | 0 | 0 | 0 | 0 | 0 | 0
2013 | US | RF | - | PJM | 1d | Stand-by Load Under Contract (Normally served by behind the meter generation) |  |  |  | 0 | 0 | 0 | 0 | 0 | 0 | 0 | 0 | 0
2013 | US | RF | - | PJM | 1e | Non-Controllable Demand-Side Demand Response |  |  |  | 0 | 0 | 0 | 0 | 0 | 0 | 0 | 0 | 0
2013 | US | RF | - | PJM | 2 | Total Internal Demand | 122566 | 132229 | 134742 | 137338 | 139296 | 140430 | 141483 | 142462 | 144099 | 145441 | 146618 | 147730
2013 | US | RF | - | PJM | 2a | Supply-Side Direct Control Load Management (DCLM) |  |  |  | 0 | 0 | 0 | 0 | 0 | 0 | 0 | 0 | 0
2013 | US | RF | - | PJM | 2b | Supply-Side Contractually Interruptible (Curtailable) |  |  |  | 0 | 0 | 0 | 0 | 0 | 0 | 0 | 0 | 0
2013 | US | RF | - | PJM | 2c | Supply-Side Critical Peak-Pricing (CPP) with Control |  |  |  | 0 | 0 | 0 | 0 | 0 | 0 | 0 | 0 | 0
2013 | US | RF | - | PJM | 2d | Supply-Side Load as a Capacity Resource |  |  |  | 0 | 0 | 0 | 0 | 0 | 0 | 0 | 0 | 0
2013 | US | RF | - | PJM | 3 | Net Internal Demand | 122566 | 132229 | 134742 | 137338 | 139296 | 140430 | 141483 | 142462 | 144099 | 145441 | 146618 | 147730
2013 | US | RF | - | PJM | 3a | Demand-Side Direct Control Load Management (DCLM) |  |  |  | 0 | 0 | 0 | 0 | 0 | 0 | 0 | 0 | 0
2013 | US | RF | - | PJM | 3b | Demand-Side Contractually Interruptible (Curtailable) |  | 0 |  | 0 | 0 | 0 | 0 | 0 | 0 | 0 | 0 | 0
2013 | US | RF | - | PJM | 3c | Demand-Side Critical Peak-Pricing (CPP) with Control |  |  |  | 0 | 0 | 0 | 0 | 0 | 0 | 0 | 0 | 0
2013 | US | RF | - | PJM | 3d | Demand-Side Load as a Capacity Resource |  |  |  | 0 | 0 | 0 | 0 | 0 | 0 | 0 | 0 | 0
2013 | US | RF | - | PJM | 4 | Total Controllable Demand Response | 0 | 0 | 0 | 0 | 0 | 0 | 0 | 0 | 0 | 0 | 0 | 0
2013 | US | RF | - | PJM | 4a | Demand Response used for Ancillary Services - Spinning Reserves |  |  |  | 0 | 0 | 0 | 0 | 0 | 0 | 0 | 0 | 0
2013 | US | RF | - | PJM | 4b | Demand Response used for Ancillary Services - Non-Spinning Reserves |  |  |  | 0 | 0 | 0 | 0 | 0 | 0 | 0 | 0 | 0
2013 | US | RF | - | PJM | 4c | Demand Response used for Regulation |  |  |  | 0 | 0 | 0 | 0 | 0 | 0 | 0 | 0 | 0
2013 | US | RF | - | PJM | 4d | Demand Response used for Energy, Voluntary Services - Emergency |  |  |  | 0 | 0 | 0 | 0 | 0 | 0 | 0 | 0 | 0
2013 | US | RF | - | PJM | 5 | TOTAL INTERNAL CAPACITY |  | 195070.5464 | 188938.64 | 188012.225 | 191971.505 | 193229.085 | 196011.465 | 197203.845 | 198396.225 | 199588.605 | 200780.985 | 201973.365
2013 | US | RF | - | PJM | 6a | Existing-Certain | 185421 | 185330.98 | 185330.98 | 185330.98 | 185330.98 | 185330.98 | 185330.98 | 185330.98 | 185330.98 | 185330.98 | 185330.98 | 185330.98
2013 | US | RF | - | PJM | 6a1 | Wind Expected On-Peak |  | 58: 871.7
2013 | US | RF | - | PJM | 6a2 | Solar Expected On-Peak |  | 58: 55.4
2013 | US | RF | - | PJM | 6a3 | Hydro Expected On-Peak |  | 58: 2682.5
2013 | US | RF | - | PJM | 6a4 | Biomass Expected On-Peak |  | 58: 1106.88
2013 | US | RF | - | PJM | 6b | Existing-Other |  | 58: 4870
2013 | US | RF | - | PJM | 6b1 | Wind Derate On-Peak |  | 58: 4517.2769
2013 | US | RF | - | PJM | 6b2 | Solar Derate On-Peak |  | 58: 91.5947
2013 | US | RF | - | PJM | 6b3 | Hydro Derate On-Peak |  | 58: 0
2013 | US | RF | - | PJM | 6b4 | Biomass Derate On-Peak |  | 58: 0
2013 | US | RF | - | PJM | 6b5 | Transmission-Limited Resources
2013 | US | RF | - | PJM | 6b6 | All Other Derates |  | 58: 260.6947
2013 | US | RF | - | PJM | 6b7 | Energy-Only (Existing-Other)
2013 | US | RF | - | PJM | 6c | Unplanned Outages (Actual) / Current and Future Inoperable Resources |  | 0 | 0 | 0 | 0 | 0 | 0 | 0 | 0 | 0 | 0 | 0
2013 | US | RF | - | PJM | 6d | Total Supply-Side Demand Response | 0 | 0 | 0 | 0 | 0 | 0 | 0 | 0 | 0 | 0 | 0 | 0
2013 | US | RF | - | PJM | 7 | TOTAL FUTURE CAPACITY ADDITIONS |  |  | 1797.79 | -2064.805 | 443.265 | 514.665 | 2092.265 | 2092.265 | 2092.265 | 2092.265 | 2092.265 | 2092.265
2013 | US | RF | - | PJM | 7a | Future-Planned |  |  | 1797.79 | -2064.805 | 443.265 | 514.665 | 2092.265 | 2092.265 | 2092.265 | 2092.265 | 2092.265 | 2092.265
2013 | US | RF | - | PJM | 7a1 | Wind Expected On-Peak |  |  | 0 | 0 | 0 | 0 | 0 | 0 | 0 | 0 | 0 | 0
2013 | US | RF | - | PJM | 7a2 | Wind Derate On-Peak |  |  | 925.5 | 2511.3 | 2815.33 | 2815.33 | 2815.33 | 2815.33 | 2815.33 | 2815.33 | 2815.33 | 2815.33
2013 | US | RF | - | PJM | 7a3 | Solar Expected On-Peak |  |  | 0 | 0 | 0 | 0 | 0 | 0 | 0 | 0 | 0 | 0
2013 | US | RF | - | PJM | 7a4 | Solar Derate On-Peak |  |  | 294.79 | 548.39 | 565.19 | 583.79 | 596.19 | 596.19 | 596.19 | 596.19 | 596.19 | 596.19
2013 | US | RF | - | PJM | 7a5 | Hydro Expected On-Peak |  |  | 0 | 0 | 0 | 0 | 0 | 0 | 0 | 0 | 0 | 0
2013 | US | RF | - | PJM | 7a6 | Hydro Derate On-Peak |  |  | 0 | 0 | 0 | 0 | 0 | 0 | 0 | 0 | 0 | 0
2013 | US | RF | - | PJM | 7a7 | Biomass Expected On-Peak |  |  | 0 | 0 | 0 | 0 | 0 | 0 | 0 | 0 | 0 | 0
2013 | US | RF | - | PJM | 7a8 | Biomass Derate On-Peak |  |  | 0 | 0 | 0 | 0 | 0 | 0 | 0 | 0 | 0 | 0
2013 | US | RF | - | PJM | 7a9 | Transmission-Limited Resources
2013 | US | RF | - | PJM | 7a10 | Scheduled Outage - Maintenance
2013 | US | RF | - | PJM | 7a11 | All Other Derates |  |  | 589.58 | 1686.36 | 2816.74 | 3984.32 | 5176.7 | 6369.08 | 7561.46 | 8753.84 | 9946.22 | 11138.6
2013 | US | RF | - | PJM | 7a12 | Energy-Only
2013 | US | RF | - | PJM | 7b | Future-Other |  |  | 0 | 0 | 0 | 0 | 0 | 0 | 0 | 0 | 0 | 0
2013 | US | RF | - | PJM | 7b1 | Wind Expected On-Peak |  |  | 0 | 0 | 0 | 0 | 0 | 0 | 0 | 0 | 0 | 0
2013 | US | RF | - | PJM | 7b2 | Wind Derate On-Peak |  |  | 0 | 0 | 0 | 0 | 0 | 0 | 0 | 0 | 0 | 0
2013 | US | RF | - | PJM | 7b3 | Solar Expected On-Peak |  |  | 0 | 0 | 0 | 0 | 0 | 0 | 0 | 0 | 0 | 0
2013 | US | RF | - | PJM | 7b4 | Solar Derate On-Peak |  |  | 0 | 0 | 0 | 0 | 0 | 0 | 0 | 0 | 0 | 0
2013 | US | RF | - | PJM | 7b5 | Hydro Expected On-Peak |  |  | 0 | 0 | 0 | 0 | 0 | 0 | 0 | 0 | 0 | 0
2013 | US | RF | - | PJM | 7b6 | Hydro Derate On-Peak |  |  | 0 | 0 | 0 | 0 | 0 | 0 | 0 | 0 | 0 | 0
2013 | US | RF | - | PJM | 7b7 | Biomass Expected On-Peak |  |  | 0 | 0 | 0 | 0 | 0 | 0 | 0 | 0 | 0 | 0
2013 | US | RF | - | PJM | 7b8 | Biomass Derate On-Peak |  |  | 0 | 0 | 0 | 0 | 0 | 0 | 0 | 0 | 0 | 0
2013 | US | RF | - | PJM | 7b9 | Transmission-Limited Resources
2013 | US | RF | - | PJM | 7b10 | Scheduled Outage - Maintenance
2013 | US | RF | - | PJM | 7b11 | All Other Derates |  |  | 0 | 0 | 0 | 0 | 0 | 0 | 0 | 0 | 0 | 0
2013 | US | RF | - | PJM | 7b12 | Energy-Only
2013 | US | RF | - | PJM | 8 | Conceptual |  |  | 3675.33 | 18566.75 | 28237.05 | 37579.15 | 37579.15 | 38955.15 | 38955.15 | 38955.15 | 38955.15 | 38955.15
2013 | US | RF | - | PJM | 8a1 | Wind Expected On-Peak |  |  | 0 | 0 | 0 | 0 | 0 | 0 | 0 | 0 | 0 | 0
2013 | US | RF | - | PJM | 8a2 | Wind Derate On-Peak |  |  | 3731.72 | 6008.68 | 8995.38 | 9222.88 | 9222.88 | 9222.88 | 9222.88 | 9222.88 | 9222.88 | 9222.88
2013 | US | RF | - | PJM | 8a3 | Solar Expected On-Peak |  |  | 0 | 0 | 0 | 0 | 0 | 0 | 0 | 0 | 0 | 0
2013 | US | RF | - | PJM | 8a4 | Solar Derate On-Peak |  |  | 30.38 | 91.9 | 104.3 | 141.5 | 141.5 | 141.5 | 141.5 | 141.5 | 141.5 | 141.5
2013 | US | RF | - | PJM | 8a5 | Hydro Expected On-Peak |  |  | 0 | 0 | 0 | 0 | 0 | 0 | 0 | 0 | 0 | 0
2013 | US | RF | - | PJM | 8a6 | Hydro Derate On-Peak |  |  | 0 | 0 | 0 | 0 | 0 | 0 | 0 | 0 | 0 | 0
2013 | US | RF | - | PJM | 8a7 | Biomass Expected On-Peak |  |  | 0 | 0 | 0 | 0 | 0 | 0 | 0 | 0 | 0 | 0
2013 | US | RF | - | PJM | 8a8 | Biomass Derate On-Peak |  |  | 0 | 0 | 0 | 0 | 0 | 0 | 0 | 0 | 0 | 0
2013 | US | RF | - | PJM | 8a9 | All Other Derates |  |  | 60.76 | 244.56 | 453.16 | 736.16 | 1019.16 | 1302.16 | 1585.16 | 1868.16 | 2151.16 | 2434.16
2013 | US | RF | - | PJM | 8a10 | Energy-Only
2013 | US | RF | - | PJM | 9 | ANTICIPATED INTERNAL CAPACITY |  |  | 187128.77 | 183266.175 | 185774.245 | 185845.645 | 187423.245 | 187423.245 | 187423.245 | 187423.245 | 187423.245 | 187423.245
2013 | US | RF | - | PJM | 10 | CAPACITY TRANSACTIONS - IMPORTS | 0 | 3438.2 | 4340.3 | 4425.3 | 3107.5 | 3107.5 | 3107.5 | 3107.5 | 3107.5 | 3107.5 | 3107.5 | 3107.5
2013 | US | RF | - | PJM | 10a | Firm |  | 3438.2 | 4340.3 | 4425.3 | 3107.5 | 3107.5 | 3107.5 | 3107.5 | 3107.5 | 3107.5 | 3107.5 | 3107.5
2013 | US | RF | - | PJM | 10a1 | Full-Responsibility Purchases |  |  | 1224.7 | 1317.8 | 0 | 0 | 0 | 0 | 0 | 0 | 0 | 0
2013 | US | RF | - | PJM | 10a2 | Owned Capacity/Entitlement Located Outside the Region/Subregion |  |  | 3115.6 | 3107.5 | 3107.5 | 3107.5 | 3107.5 | 3107.5 | 3107.5 | 3107.5 | 3107.5 | 3107.5
2013 | US | RF | - | PJM | 10b | Non-firm
2013 | US | RF | - | PJM | 10c | Expected |  |  | 0 | 0 | 0 | 0 | 0 | 0 | 0 | 0 | 0 | 0
2013 | US | RF | - | PJM | 10c1 | Full-Responsibility Purchases |  |  | 0 | 0 | 0 | 0 | 0 | 0 | 0 | 0 | 0 | 0
2013 | US | RF | - | PJM | 10c2 | Owned Capacity/Entitlement Located Outside the Region/Subregion |  |  | 0 | 0 | 0 | 0 | 0 | 0 | 0 | 0 | 0 | 0
2013 | US | RF | - | PJM | 11 | CAPACITY TRANSACTIONS - EXPORTS | 1235.6 | 85.3 | 85.3 | 85.3 | 85.3 | 85.3 | 85.3 | 85.3 | 85.3 | 85.3 | 85.3 | 85.3
2013 | US | RF | - | PJM | 11a | Firm | 1235.6 | 85.3 | 85.3 | 85.3 | 85.3 | 85.3 | 85.3 | 85.3 | 85.3 | 85.3 | 85.3 | 85.3
2013 | US | RF | - | PJM | 11a1 | Full-Responsibility Purchases |  |  | 0 | 0 | 0 | 0 | 0 | 0 | 0 | 0 | 0 | 0
2013 | US | RF | - | PJM | 11a2 | Owned Capacity/Entitlement Located Outside the Region/Subregion |  |  | 0 | 0 | 0 | 0 | 0 | 0 | 0 | 0 | 0 | 0
2013 | US | RF | - | PJM | 11b | Non-firm
2013 | US | RF | - | PJM | 11c | Expected |  |  | 0 | 0 | 0 | 0 | 0 | 0 | 0 | 0 | 0 | 0
2013 | US | RF | - | PJM | 11c1 | Full-Responsibility Purchases |  |  | 0 | 0 | 0 | 0 | 0 | 0 | 0 | 0 | 0 | 0
2013 | US | RF | - | PJM | 11c2 | Owned Capacity/Entitlement Located Outside the Region/Subregion |  |  | 0 | 0 | 0 | 0 | 0 | 0 | 0 | 0 | 0 | 0
2013 | US | RF | - | PJM | 12 | EXISTING-CERTAIN & NET FIRM TRANSACTIONS | 184185.4 | 58: 188683.88
2013 | US | RF | - | PJM | 13 | ANTICIPATED CAPACITY RESOURCES |  |  | 191383.77 | 187606.175 | 188796.445 | 188867.845 | 190445.445 | 190445.445 | 190445.445 | 190445.445 | 190445.445 | 190445.445
2013 | US | RF | - | PJM | 14 | PROSPECTIVE CAPACITY RESOURCES |  |  | 191383.77 | 187606.175 | 188796.445 | 188867.845 | 190445.445 | 190445.445 | 190445.445 | 190445.445 | 190445.445 | 190445.445
2013 | US | RF | - | PJM | 15 | TOTAL POTENTIAL CAPACITY RESOURCES |  |  | 195059.1 | 206172.925 | 217033.495 | 226446.995 | 228024.595 | 229400.595 | 229400.595 | 229400.595 | 229400.595 | 229400.595
2013 | US | RF | - | PJM | 16 | ADJUSTED POTENTIAL CAPACITY RESOURCES |  |  | 192670.1355 | 192247.8625 | 193032.0025 | 194504.7175 | 196082.3175 | 196288.7175 | 196288.7175 | 196288.7175 | 196288.7175 | 196288.7175
2013 | US | RF | - | PJM | 16a | Confidence of Future-Other |  |  | 0.99999 | 0.99999 | 0.99999 | 0.99999 | 0.99999 | 0.99999 | 0.99999 | 0.99999 | 0.99999 | 0.99999
2013 | US | RF | - | PJM | 16b | Net Future-Other Resources After Confidence Percentage Is Applied |  |  | 0 | 0 | 0 | 0 | 0 | 0 | 0 | 0 | 0 | 0
2013 | US | RF | - | PJM | 16c | Confidence of Conceptual |  |  | 0.35 | 0.25 | 0.15 | 0.15 | 0.15 | 0.15 | 0.15 | 0.15 | 0.15 | 0.15
2013 | US | RF | - | PJM | 16d | Net Conceptual Resources After Confidence Percentage Is Applied |  |  | 1286.3655 | 4641.6875 | 4235.5575 | 5636.8725 | 5636.8725 | 5843.2725 | 5843.2725 | 5843.2725 | 5843.2725 | 5843.2725
2013 | US | RF | - | PJM | 17 | ASSESSMENT AREA TARGET RESERVE MARGIN |  |  | 15.9% | 15.3% | 15.6% | 15.6% | 15.6% | 15.6% | 15.6% | 15.6% | 15.6% | 15.6%
2013 | US | RF | - | PJM | 18 | EXISTING-CERTAIN AND NET FIRM TRANSACTIONS RESERVE MARGIN | 50.27% | 58: 42.69%
2013 | US | RF | - | PJM | 19 | ANTICIPATED CAPACITY RESOURCES RESERVE MARGIN |  |  | 42.04% | 36.6% | 35.54% | 34.49% | 34.61% | 33.68% | 32.16% | 30.94% | 29.89% | 28.91%
2013 | US | RF | - | PJM | 20 | PROSPECTIVE CAPACITY RESOURCES RESERVE MARGIN |  |  | 42.04% | 36.6% | 35.54% | 34.49% | 34.61% | 33.68% | 32.16% | 30.94% | 29.89% | 28.91%
2013 | US | RF | - | PJM | 21 | TOTAL POTENTIAL RESOURCES RESERVE MARGIN |  |  | 44.76% | 50.12% | 55.81% | 61.25% | 61.17% | 61.03% | 59.2% | 57.73% | 56.46% | 55.28%
2013 | US | RF | - | PJM | 22 | ADJUSTED POTENTIAL RESOURCES RESERVE MARGIN |  |  | 42.99% | 39.98% | 38.58% | 38.51% | 38.59% | 37.78% | 36.22% | 34.96% | 33.88% | 32.87%
2013 | US | RF | - | PJM | 23 | Total Baseline Installed Capacity | 185421
2013 | US | RF | - | PJM | 24 | Distributed or Other Capacity (Behind the Meter) < 1 MW |  | 0 | 0 | 0 | 0 | 0 | 0 | 0 | 0 | 0 | 0 | 0
2013 | US | RF | - | PJM | 25 | Distributed or Other Capacity (Behind the Meter) ≥ 1 MW |  | 0 | 0 | 0 | 0 | 0 | 0 | 0 | 0 | 0 | 0 | 0
2013 | US | RF | - | PJM | 26 | Capacity Total from EIA-860 |  | 0 | 0 | 0 | 0 | 0 | 0 | 0 | 0 | 0 | 0 | 0
2013 | US | SERC | - | SERC-E | 1 | Unrestricted Non-coincident Peak Demand | 0 | 42671 | 42746 | 43327 | 44214 | 45056 | 45932 | 46833 | 47667 | 48395 | 49320 | 50127
2013 | US | SERC | - | SERC-E | 1a | New Conservation (Energy Efficiency) | 359 | 371 | 472 | 587 | 692 | 807 | 921 | 1035 | 1149 | 1260 | 1369 | 1477
2013 | US | SERC | - | SERC-E | 1b | Estimated Diversity | 0 | 0 | 0 | 0 | 0 | 0 | 0 | 0 | 0 | 0 | 0 | 0
2013 | US | SERC | - | SERC-E | 1c | Additions for non-member load (load served by non-registered LSE's in a region) | 0 | 0 | 0 | 0 | 0 | 0 | 0 | 0 | 0 | 0 | 0 | 0
2013 | US | SERC | - | SERC-E | 1d | Stand-by Load Under Contract (Normally served by behind the meter generation) | 57 | 59 | 57 | 55 | 55 | 54 | 54 | 54 | 54 | 54 | 54 | 54
2013 | US | SERC | - | SERC-E | 1e | Non-Controllable Demand-Side Demand Response | 0 | 0 | 0 | 0 | 0 | 0 | 0 | 0 | 0 | 0 | 0 | 0
2013 | US | SERC | - | SERC-E | 2 | Total Internal Demand | 41761 | 42359 | 42331 | 42795 | 43577 | 44303 | 45065 | 45852 | 46572 | 47189 | 48005 | 48704
2013 | US | SERC | - | SERC-E | 2a | Supply-Side Direct Control Load Management (DCLM) | 0 | 0 | 0 | 0 | 0 | 0 | 0 | 0 | 0 | 0 | 0 | 0
2013 | US | SERC | - | SERC-E | 2b | Supply-Side Contractually Interruptible (Curtailable) | 0 | 0 | 0 | 0 | 0 | 0 | 0 | 0 | 0 | 0 | 0 | 0
2013 | US | SERC | - | SERC-E | 2c | Supply-Side Critical Peak-Pricing (CPP) with Control | 0 | 0 | 0 | 0 | 0 | 0 | 0 | 0 | 0 | 0 | 0 | 0
2013 | US | SERC | - | SERC-E | 2d | Supply-Side Load as a Capacity Resource | 0 | 0 | 0 | 0 | 0 | 0 | 0 | 0 | 0 | 0 | 0 | 0
2013 | US | SERC | - | SERC-E | 3 | Net Internal Demand | 40615 | 40882 | 40819 | 41248 | 41996 | 42713 | 43464 | 44242 | 44953 | 45560 | 46366 | 47055
2013 | US | SERC | - | SERC-E | 3a | Demand-Side Direct Control Load Management (DCLM) | 422 | 430 | 438 | 447 | 456 | 463 | 471 | 478 | 484 | 491 | 498 | 505
2013 | US | SERC | - | SERC-E | 3b | Demand-Side Contractually Interruptible (Curtailable) | 714 | 1028 | 1055 | 1081 | 1106 | 1108 | 1111 | 1113 | 1116 | 1119 | 1122 | 1125
2013 | US | SERC | - | SERC-E | 3c | Demand-Side Critical Peak-Pricing (CPP) with Control | 10 | 19 | 19 | 19 | 19 | 19 | 19 | 19 | 19 | 19 | 19 | 19
2013 | US | SERC | - | SERC-E | 3d | Demand-Side Load as a Capacity Resource | 0 | 0 | 0 | 0 | 0 | 0 | 0 | 0 | 0 | 0 | 0 | 0
2013 | US | SERC | - | SERC-E | 4 | Total Controllable Demand Response | 1146 | 1477 | 1512 | 1547 | 1581 | 1590 | 1601 | 1610 | 1619 | 1629 | 1639 | 1649
2013 | US | SERC | - | SERC-E | 4a | Demand Response used for Ancillary Services - Spinning Reserves | 597 | 601 | 601 | 601 | 601 | 601 | 601 | 601 | 601 | 601 | 601 | 601
2013 | US | SERC | - | SERC-E | 4b | Demand Response used for Ancillary Services - Non-Spinning Reserves | 98 | 98 | 98 | 98 | 98 | 98 | 98 | 98 | 98 | 98 | 98 | 98
2013 | US | SERC | - | SERC-E | 4c | Demand Response used for Regulation | 0 | 0 | 0 | 0 | 0 | 0 | 0 | 0 | 0 | 0 | 0 | 0
2013 | US | SERC | - | SERC-E | 4d | Demand Response used for Energy, Voluntary Services - Emergency | 676 | 686 | 686 | 686 | 686 | 686 | 686 | 686 | 686 | 686 | 686 | 686
2013 | US | SERC | - | SERC-E | 5 | TOTAL INTERNAL CAPACITY | 52612.12 | 55442.19 | 55375.19 | 55403.19 | 55403.19 | 56225.19 | 56996.19 | 56996.19 | 56996.19 | 56996.19 | 56996.19 | 56996.19
2013 | US | SERC | - | SERC-E | 6a | Existing-Certain | 52506.12 | 53478.89 | 53478.89 | 53478.89 | 53478.89 | 53478.89 | 53478.89 | 53478.89 | 53478.89 | 53478.89 | 53478.89 | 53478.89
2013 | US | SERC | - | SERC-E | 6a1 | Wind Expected On-Peak | 0 | 0 | 0 | 0 | 0 | 0 | 0 | 0 | 0 | 0 | 0 | 0
2013 | US | SERC | - | SERC-E | 6a2 | Solar Expected On-Peak | 28.2 | 28.2 | 28.2 | 28.2 | 28.2 | 28.2 | 28.2 | 28.2 | 28.2 | 28.2 | 28.2 | 28.2
2013 | US | SERC | - | SERC-E | 6a3 | Hydro Expected On-Peak | 3088.42 | 3088.42 | 3088.42 | 3088.42 | 3088.42 | 3088.42 | 3088.42 | 3088.42 | 3088.42 | 3088.42 | 3088.42 | 3088.42
2013 | US | SERC | - | SERC-E | 6a4 | Biomass Expected On-Peak | 96.8 | 96.8 | 96.8 | 96.8 | 96.8 | 96.8 | 96.8 | 96.8 | 96.8 | 96.8 | 96.8 | 96.8
2013 | US | SERC | - | SERC-E | 6b | Existing-Other | 42 | 52 | 52 | 52 | 52 | 52 | 52 | 52 | 52 | 52 | 52 | 52
2013 | US | SERC | - | SERC-E | 6b1 | Wind Derate On-Peak | 0 | 0 | 0 | 0 | 0 | 0 | 0 | 0 | 0 | 0 | 0 | 0
2013 | US | SERC | - | SERC-E | 6b2 | Solar Derate On-Peak | 0 | 0 | 0 | 0 | 0 | 0 | 0 | 0 | 0 | 0 | 0 | 0
2013 | US | SERC | - | SERC-E | 6b3 | Hydro Derate On-Peak | 53.4 | 53.4 | 53.4 | 53.4 | 53.4 | 53.4 | 53.4 | 53.4 | 53.4 | 53.4 | 53.4 | 53.4
2013 | US | SERC | - | SERC-E | 6b4 | Biomass Derate On-Peak | 0 | 0 | 0 | 0 | 0 | 0 | 0 | 0 | 0 | 0 | 0 | 0
2013 | US | SERC | - | SERC-E | 6b5 | Transmission-Limited Resources | 0 | 0 | 0 | 0 | 0 | 0 | 0 | 0 | 0 | 0 | 0 | 0
2013 | US | SERC | - | SERC-E | 6b6 | All Other Derates | 1535.3 | 1681.9 | 1681.9 | 1681.9 | 1681.9 | 1681.9 | 1681.9 | 1681.9 | 1681.9 | 1681.9 | 1681.9 | 1681.9
2013 | US | SERC | - | SERC-E | 6b7 | Energy-Only (Existing-Other) | 42 | 42 | 42 | 42 | 42 | 42 | 42 | 42 | 42 | 42 | 42 | 42
2013 | US | SERC | - | SERC-E | 6c | Unplanned Outages (Actual) / Current and Future Inoperable Resources | 64 | 64 | 64 | 64 | 64 | 64 | 64 | 64 | 64 | 64 | 64 | 64
2013 | US | SERC | - | SERC-E | 6d | Total Supply-Side Demand Response | 0 | 0 | 0 | 0 | 0 | 0 | 0 | 0 | 0 | 0 | 0 | 0
2013 | US | SERC | - | SERC-E | 7 | TOTAL FUTURE CAPACITY ADDITIONS | 0 | 70 | 3 | 31 | 31 | 853 | 1624 | 1624 | 1624 | 1624 | 1624 | 1624
2013 | US | SERC | - | SERC-E | 7a | Future-Planned | 0 | 70 | 3 | 31 | 31 | 853 | 1624 | 1624 | 1624 | 1624 | 1624 | 1624
2013 | US | SERC | - | SERC-E | 7a1 | Wind Expected On-Peak | 0 | 0 | 0 | 0 | 0 | 0 | 0 | 0 | 0 | 0 | 0 | 0
2013 | US | SERC | - | SERC-E | 7a2 | Wind Derate On-Peak | 0 | 0 | 0 | 0 | 0 | 0 | 0 | 0 | 0 | 0 | 0 | 0
2013 | US | SERC | - | SERC-E | 7a3 | Solar Expected On-Peak | 0 | 0 | 0 | 0 | 0 | 0 | 0 | 0 | 0 | 0 | 0 | 0
2013 | US | SERC | - | SERC-E | 7a4 | Solar Derate On-Peak | 0 | 0 | 0 | 0 | 0 | 0 | 0 | 0 | 0 | 0 | 0 | 0
2013 | US | SERC | - | SERC-E | 7a5 | Hydro Expected On-Peak | 0 | 0 | 0 | 0 | 0 | 0 | 0 | 0 | 0 | 0 | 0 | 0
2013 | US | SERC | - | SERC-E | 7a6 | Hydro Derate On-Peak | 0 | 0 | 0 | 0 | 0 | 0 | 0 | 0 | 0 | 0 | 0 | 0
2013 | US | SERC | - | SERC-E | 7a7 | Biomass Expected On-Peak | 0 | 0 | 0 | 0 | 0 | 0 | 0 | 0 | 0 | 0 | 0 | 0
2013 | US | SERC | - | SERC-E | 7a8 | Biomass Derate On-Peak | 0 | 0 | 0 | 0 | 0 | 0 | 0 | 0 | 0 | 0 | 0 | 0
2013 | US | SERC | - | SERC-E | 7a9 | Transmission-Limited Resources | 0 | 0 | 0 | 0 | 0 | 0 | 0 | 0 | 0 | 0 | 0 | 0
2013 | US | SERC | - | SERC-E | 7a10 | Scheduled Outage - Maintenance | 0 | 0 | 0 | 0 | 0 | 0 | 0 | 0 | 0 | 0 | 0 | 0
2013 | US | SERC | - | SERC-E | 7a11 | All Other Derates | 0 | 0 | 0 | 0 | 0 | 0 | 0 | 0 | 0 | 0 | 0 | 0
2013 | US | SERC | - | SERC-E | 7a12 | Energy-Only | 0 | 0 | 0 | 0 | 0 | 0 | 0 | 0 | 0 | 0 | 0 | 0
2013 | US | SERC | - | SERC-E | 7b | Future-Other | 0 | 0 | 0 | 0 | 0 | 0 | 0 | 0 | 0 | 0 | 0 | 0
2013 | US | SERC | - | SERC-E | 7b1 | Wind Expected On-Peak | 0 | 0 | 0 | 0 | 0 | 0 | 0 | 0 | 0 | 0 | 0 | 0
2013 | US | SERC | - | SERC-E | 7b2 | Wind Derate On-Peak | 0 | 0 | 0 | 0 | 0 | 0 | 0 | 0 | 0 | 0 | 0 | 0
2013 | US | SERC | - | SERC-E | 7b3 | Solar Expected On-Peak | 0 | 0 | 0 | 0 | 0 | 0 | 0 | 0 | 0 | 0 | 0 | 0
2013 | US | SERC | - | SERC-E | 7b4 | Solar Derate On-Peak | 0 | 0 | 0 | 0 | 0 | 0 | 0 | 0 | 0 | 0 | 0 | 0
2013 | US | SERC | - | SERC-E | 7b5 | Hydro Expected On-Peak | 0 | 0 | 0 | 0 | 0 | 0 | 0 | 0 | 0 | 0 | 0 | 0
2013 | US | SERC | - | SERC-E | 7b6 | Hydro Derate On-Peak | 0 | 0 | 0 | 0 | 0 | 0 | 0 | 0 | 0 | 0 | 0 | 0
2013 | US | SERC | - | SERC-E | 7b7 | Biomass Expected On-Peak | 0 | 0 | 0 | 0 | 0 | 0 | 0 | 0 | 0 | 0 | 0 | 0
2013 | US | SERC | - | SERC-E | 7b8 | Biomass Derate On-Peak | 0 | 0 | 0 | 0 | 0 | 0 | 0 | 0 | 0 | 0 | 0 | 0
2013 | US | SERC | - | SERC-E | 7b9 | Transmission-Limited Resources | 0 | 0 | 0 | 0 | 0 | 0 | 0 | 0 | 0 | 0 | 0 | 0
2013 | US | SERC | - | SERC-E | 7b10 | Scheduled Outage - Maintenance | 0 | 0 | 0 | 0 | 0 | 0 | 0 | 0 | 0 | 0 | 0 | 0
2013 | US | SERC | - | SERC-E | 7b11 | All Other Derates | 0 | 0 | 0 | 0 | 0 | 0 | 0 | 0 | 0 | 0 | 0 | 0
2013 | US | SERC | - | SERC-E | 7b12 | Energy-Only | 0 | 0 | 0 | 0 | 0 | 0 | 0 | 0 | 0 | 0 | 0 | 0
2013 | US | SERC | - | SERC-E | 8 | Conceptual | 0 | 1.5 | 0 | 0 | 0 | 0 | 420 | 630 | 1505 | 1730 | 2605 | 2830
2013 | US | SERC | - | SERC-E | 8a1 | Wind Expected On-Peak | 0 | 0 | 0 | 0 | 0 | 0 | 0 | 0 | 0 | 0 | 0 | 0
2013 | US | SERC | - | SERC-E | 8a2 | Wind Derate On-Peak | 0 | 0 | 0 | 0 | 0 | 0 | 0 | 0 | 0 | 0 | 0 | 0
2013 | US | SERC | - | SERC-E | 8a3 | Solar Expected On-Peak | 0 | 0 | 0 | 0 | 0 | 0 | 0 | 0 | 0 | 0 | 0 | 0
2013 | US | SERC | - | SERC-E | 8a4 | Solar Derate On-Peak | 0 | 0 | 0 | 0 | 0 | 0 | 0 | 0 | 0 | 0 | 0 | 0
2013 | US | SERC | - | SERC-E | 8a5 | Hydro Expected On-Peak | 0 | 0 | 0 | 0 | 0 | 0 | 0 | 0 | 0 | 0 | 0 | 0
2013 | US | SERC | - | SERC-E | 8a6 | Hydro Derate On-Peak | 0 | 0 | 0 | 0 | 0 | 0 | 0 | 0 | 0 | 0 | 0 | 0
2013 | US | SERC | - | SERC-E | 8a7 | Biomass Expected On-Peak | 0 | 1.5 | 1.5 | 1.5 | 1.5 | 1.5 | 1.5 | 1.5 | 1.5 | 1.5 | 1.5 | 1.5
2013 | US | SERC | - | SERC-E | 8a8 | Biomass Derate On-Peak | 0 | 0 | 0 | 0 | 0 | 0 | 0 | 0 | 0 | 0 | 0 | 0
2013 | US | SERC | - | SERC-E | 8a9 | All Other Derates | 0 | 0 | 0 | 0 | 0 | 0 | 0 | 0 | 0 | 0 | 0 | 0
2013 | US | SERC | - | SERC-E | 8a10 | Energy-Only | 0 | 0 | 0 | 0 | 0 | 0 | 0 | 0 | 0 | 0 | 0 | 0
2013 | US | SERC | - | SERC-E | 9 | ANTICIPATED INTERNAL CAPACITY | 0 | 53548.89 | 53481.89 | 53509.89 | 53509.89 | 54331.89 | 55102.89 | 55102.89 | 55102.89 | 55102.89 | 55102.89 | 55102.89
2013 | US | SERC | - | SERC-E | 10 | CAPACITY TRANSACTIONS - IMPORTS | 1526 | 1516 | 1350 | 1250 | 950 | 950 | 1516 | 805 | 805 | 805 | 805 | 805
2013 | US | SERC | - | SERC-E | 10a | Firm | 1526 | 1516 | 1350 | 1250 | 950 | 950 | 1516 | 805 | 805 | 805 | 805 | 805
2013 | US | SERC | - | SERC-E | 10a1 | Full-Responsibility Purchases | 0 | 0 | 0 | 0 | 0 | 0 | 0 | 0 | 0 | 0 | 0 | 0
2013 | US | SERC | - | SERC-E | 10a2 | Owned Capacity/Entitlement Located Outside the Region/Subregion | 0 | 0 | 0 | 0 | 0 | 0 | 0 | 0 | 0 | 0 | 0 | 0
2013 | US | SERC | - | SERC-E | 10b | Non-firm | 0 | 0 | 0 | 0 | 0 | 0 | 0 | 0 | 0 | 0 | 0 | 0
2013 | US | SERC | - | SERC-E | 10c | Expected | 0 | 0 | 0 | 0 | 0 | 0 | 0 | 0 | 0 | 0 | 0 | 0
2013 | US | SERC | - | SERC-E | 10c1 | Full-Responsibility Purchases | 0 | 0 | 0 | 0 | 0 | 0 | 0 | 0 | 0 | 0 | 0 | 0
2013 | US | SERC | - | SERC-E | 10c2 | Owned Capacity/Entitlement Located Outside the Region/Subregion | 0 | 0 | 0 | 0 | 0 | 0 | 0 | 0 | 0 | 0 | 0 | 0
2013 | US | SERC | - | SERC-E | 11 | CAPACITY TRANSACTIONS - EXPORTS | 1605 | 1565 | 1615 | 1615 | 1615 | 1615 | 1565 | 1505 | 1505 | 1325 | 1505 | 1505
2013 | US | SERC | - | SERC-E | 11a | Firm | 1605 | 1565 | 1615 | 1615 | 1615 | 1615 | 1565 | 1505 | 1505 | 1325 | 1505 | 1505
2013 | US | SERC | - | SERC-E | 11a1 | Full-Responsibility Purchases | 0 | 0 | 0 | 0 | 0 | 0 | 0 | 0 | 0 | 0 | 0 | 0
2013 | US | SERC | - | SERC-E | 11a2 | Owned Capacity/Entitlement Located Outside the Region/Subregion | 1405 | 1255 | 1255 | 1255 | 1255 | 1255 | 1255 | 1255 | 1255 | 1255 | 1255 | 1255
2013 | US | SERC | - | SERC-E | 11b | Non-firm | 0 | 0 | 0 | 0 | 0 | 0 | 0 | 0 | 0 | 0 | 0 | 0
2013 | US | SERC | - | SERC-E | 11c | Expected | 0 | 0 | 0 | 0 | 0 | 0 | 0 | 0 | 0 | 0 | 0 | 0
2013 | US | SERC | - | SERC-E | 11c1 | Full-Responsibility Purchases | 0 | 0 | 0 | 0 | 0 | 0 | 0 | 0 | 0 | 0 | 0 | 0
2013 | US | SERC | - | SERC-E | 11c2 | Owned Capacity/Entitlement Located Outside the Region/Subregion | 0 | 0 | 0 | 0 | 0 | 0 | 0 | 0 | 0 | 0 | 0 | 0
2013 | US | SERC | - | SERC-E | 12 | EXISTING-CERTAIN & NET FIRM TRANSACTIONS | 52427.12 | 53429.89 | 53213.89 | 53113.89 | 52813.89 | 52813.89 | 53429.89 | 52778.89 | 52778.89 | 52958.89 | 52778.89 | 52778.89
2013 | US | SERC | - | SERC-E | 13 | ANTICIPATED CAPACITY RESOURCES | 0 | 0 | 53216.89 | 53144.89 | 52844.89 | 53666.89 | 55053.89 | 54402.89 | 54402.89 | 54582.89 | 54402.89 | 54402.89
2013 | US | SERC | - | SERC-E | 14 | PROSPECTIVE CAPACITY RESOURCES | 0 | 0 | 53268.89 | 53196.89 | 52896.89 | 53718.89 | 55105.89 | 54454.89 | 54454.89 | 54634.89 | 54454.89 | 54454.89
2013 | US | SERC | - | SERC-E | 15 | TOTAL POTENTIAL CAPACITY RESOURCES | 0 | 0 | 53268.89 | 53196.89 | 52896.89 | 53718.89 | 55525.89 | 55084.89 | 55959.89 | 56364.89 | 57059.89 | 57284.89
2013 | US | SERC | - | SERC-E | 16 | ADJUSTED POTENTIAL CAPACITY RESOURCES | 0 | 0 | 53268.89 | 53196.89 | 52896.89 | 53718.89 | 55525.8858 | 55084.8837 | 55959.8749 | 56364.8727 | 57059.8639 | 57284.8617
2013 | US | SERC | - | SERC-E | 16a | Confidence of Future-Other | 0 | 0 | 0.99999 | 0.99999 | 0.99999 | 0.99999 | 0.99999 | 0.99999 | 0.99999 | 0.99999 | 0.99999 | 0.99999
2013 | US | SERC | - | SERC-E | 16b | Net Future-Other Resources After Confidence Percentage Is Applied | 0 | 0 | 0 | 0 | 0 | 0 | 0 | 0 | 0 | 0 | 0 | 0
2013 | US | SERC | - | SERC-E | 16c | Confidence of Conceptual | 0 | 0 | 0.99999 | 0.99999 | 0.99999 | 0.99999 | 0.99999 | 0.99999 | 0.99999 | 0.99999 | 0.99999 | 0.99999
2013 | US | SERC | - | SERC-E | 16d | Net Conceptual Resources After Confidence Percentage Is Applied | 0 | 0 | 0 | 0 | 0 | 0 | 419.9958 | 629.9937 | 1504.985 | 1729.9827 | 2604.974 | 2829.9717
2013 | US | SERC | - | SERC-E | 17 | ASSESSMENT AREA TARGET RESERVE MARGIN | 0% | 0% | 15% | 15% | 15% | 15% | 15% | 15% | 15% | 15% | 15% | 15%
2013 | US | SERC | - | SERC-E | 18 | EXISTING-CERTAIN AND NET FIRM TRANSACTIONS RESERVE MARGIN | 29.08% | 30.69% | 0% | 0% | 0% | 0% | 0% | 0% | 0% | 0% | 0% | 0%
2013 | US | SERC | - | SERC-E | 19 | ANTICIPATED CAPACITY RESOURCES RESERVE MARGIN | 0% | 0% | 30.37% | 28.84% | 25.83% | 25.65% | 26.67% | 22.97% | 21.02% | 19.8% | 17.33% | 15.62%
2013 | US | SERC | - | SERC-E | 20 | PROSPECTIVE CAPACITY RESOURCES RESERVE MARGIN | 0% | 0% | 30.5% | 28.97% | 25.96% | 25.77% | 26.79% | 23.08% | 21.14% | 19.92% | 17.45% | 15.73%
2013 | US | SERC | - | SERC-E | 21 | TOTAL POTENTIAL RESOURCES RESERVE MARGIN | 0% | 0% | 30.5% | 28.97% | 25.96% | 25.77% | 27.75% | 24.51% | 24.49% | 23.72% | 23.06% | 21.74%
2013 | US | SERC | - | SERC-E | 22 | ADJUSTED POTENTIAL RESOURCES RESERVE MARGIN | 0% | 0% | 30.5% | 28.97% | 25.96% | 25.77% | 27.75% | 24.51% | 24.49% | 23.72% | 23.06% | 21.74%
2013 | US | SERC | - | SERC-E | 23 | Total Baseline Installed Capacity | 54200.82 | 0 | 0 | 0 | 0 | 0 | 0 | 0 | 0 | 0 | 0 | 0
2013 | US | SERC | - | SERC-E | 24 | Distributed or Other Capacity (Behind the Meter) < 1 MW | 0 | 0 | 0 | 0 | 0 | 0 | 0 | 0 | 0 | 0 | 0 | 0
2013 | US | SERC | - | SERC-E | 25 | Distributed or Other Capacity (Behind the Meter) ≥ 1 MW | 0 | 0 | 0 | 0 | 0 | 0 | 0 | 0 | 0 | 0 | 0 | 0
2013 | US | SERC | - | SERC-E | 26 | Capacity Total from EIA-860 | 0 | 0 | 0 | 0 | 0 | 0 | 0 | 0 | 0 | 0 | 0 | 0
2013 | US | SERC | - | SERC-N | 1 | Unrestricted Non-coincident Peak Demand | 0 | 41543 | 41799 | 41707 | 41503 | 42972 | 45181 | 46049 | 46842 | 46298 | 44943 | 45749
2013 | US | SERC | - | SERC-N | 1a | New Conservation (Energy Efficiency) | 132.2 | 146 | 176 | 195 | 220 | 242 | 215 | 212 | 210 | 208 | 206 | 206
2013 | US | SERC | - | SERC-N | 1b | Estimated Diversity | 0 | 0 | 0 | 0 | 0 | 0 | 0 | 0 | 0 | 0 | 0 | 0
2013 | US | SERC | - | SERC-N | 1c | Additions for non-member load (load served by non-registered LSE's in a region) | 0 | 0 | 0 | 0 | 0 | 0 | 0 | 0 | 0 | 0 | 0 | 0
2013 | US | SERC | - | SERC-N | 1d | Stand-by Load Under Contract (Normally served by behind the meter generation) | 0 | 0 | 0 | 0 | 0 | 0 | 0 | 0 | 0 | 0 | 0 | 0
2013 | US | SERC | - | SERC-N | 1e | Non-Controllable Demand-Side Demand Response | 0 | 0 | 0 | 0 | 0 | 0 | 0 | 0 | 0 | 0 | 0 | 0
2013 | US | SERC | - | SERC-N | 2 | Total Internal Demand | 45362 | 41397 | 41623 | 41512 | 41283 | 42730 | 44966 | 45837 | 46632 | 46090 | 44737 | 45543
2013 | US | SERC | - | SERC-N | 2a | Supply-Side Direct Control Load Management (DCLM) | 0 | 0 | 0 | 0 | 0 | 0 | 0 | 0 | 0 | 0 | 0 | 0
2013 | US | SERC | - | SERC-N | 2b | Supply-Side Contractually Interruptible (Curtailable) | 0 | 0 | 0 | 0 | 0 | 0 | 0 | 0 | 0 | 0 | 0 | 0
2013 | US | SERC | - | SERC-N | 2c | Supply-Side Critical Peak-Pricing (CPP) with Control | 0 | 0 | 0 | 0 | 0 | 0 | 0 | 0 | 0 | 0 | 0 | 0
2013 | US | SERC | - | SERC-N | 2d | Supply-Side Load as a Capacity Resource | 0 | 0 | 0 | 0 | 0 | 0 | 0 | 0 | 0 | 0 | 0 | 0
2013 | US | SERC | - | SERC-N | 3 | Net Internal Demand | 44138 | 39858 | 39896 | 39613 | 39178 | 40459 | 42531 | 43223 | 43833 | 43111 | 41568 | 42161
2013 | US | SERC | - | SERC-N | 3a | Demand-Side Direct Control Load Management (DCLM) | 0 | 0 | 0 | 0 | 0 | 0 | 0 | 0 | 0 | 0 | 0 | 0
2013 | US | SERC | - | SERC-N | 3b | Demand-Side Contractually Interruptible (Curtailable) | 768 | 890 | 893 | 893 | 893 | 893 | 893 | 893 | 893 | 893 | 893 | 893
2013 | US | SERC | - | SERC-N | 3c | Demand-Side Critical Peak-Pricing (CPP) with Control | 0 | 0 | 0 | 0 | 0 | 0 | 0 | 0 | 0 | 0 | 0 | 0
2013 | US | SERC | - | SERC-N | 3d | Demand-Side Load as a Capacity Resource | 456 | 649 | 834 | 1006 | 1212 | 1378 | 1542 | 1721 | 1906 | 2086 | 2276 | 2489
2013 | US | SERC | - | SERC-N | 4 | Total Controllable Demand Response | 1224 | 1539 | 1727 | 1899 | 2105 | 2271 | 2435 | 2614 | 2799 | 2979 | 3169 | 3382
2013 | US | SERC | - | SERC-N | 4a | Demand Response used for Ancillary Services - Spinning Reserves | 0 | 0 | 0 | 0 | 0 | 0 | 0 | 0 | 0 | 0 | 0 | 0
2013 | US | SERC | - | SERC-N | 4b | Demand Response used for Ancillary Services - Non-Spinning Reserves | 0 | 0 | 0 | 0 | 0 | 0 | 0 | 0 | 0 | 0 | 0 | 0
2013 | US | SERC | - | SERC-N | 4c | Demand Response used for Regulation | 0 | 0 | 0 | 0 | 0 | 0 | 0 | 0 | 0 | 0 | 0 | 0
2013 | US | SERC | - | SERC-N | 4d | Demand Response used for Energy, Voluntary Services - Emergency | 0 | 0 | 0 | 0 | 0 | 0 | 0 | 0 | 0 | 0 | 0 | 0
2013 | US | SERC | - | SERC-N | 5 | TOTAL INTERNAL CAPACITY | 59311.57 | 58800.57 | 59195.57 | 60547.57 | 60666.57 | 60666.57 | 60347.57 | 60481.57 | 61741.57 | 61741.57 | 61741.57 | 61741.57
2013 | US | SERC | - | SERC-N | 6a | Existing-Certain | 56683.47 | 55328.47 | 55328.47 | 55328.47 | 55328.47 | 55328.47 | 55328.47 | 55328.47 | 55328.47 | 55328.47 | 55328.47 | 55328.47
2013 | US | SERC | - | SERC-N | 6a1 | Wind Expected On-Peak | 153.5 | 153.5 | 153.5 | 153.5 | 153.5 | 153.5 | 153.5 | 153.5 | 153.5 | 153.5 | 153.5 | 153.5
2013 | US | SERC | - | SERC-N | 6a2 | Solar Expected On-Peak | 0 | 0 | 0 | 0 | 0 | 0 | 0 | 0 | 0 | 0 | 0 | 0
2013 | US | SERC | - | SERC-N | 6a3 | Hydro Expected On-Peak | 4062.2 | 4062.2 | 4062.2 | 4062.2 | 4062.2 | 4062.2 | 4062.2 | 4062.2 | 4062.2 | 4062.2 | 4062.2 | 4062.2
2013 | US | SERC | - | SERC-N | 6a4 | Biomass Expected On-Peak | 0 | 0 | 0 | 0 | 0 | 0 | 0 | 0 | 0 | 0 | 0 | 0
2013 | US | SERC | - | SERC-N | 6b | Existing-Other | 968 | 895 | 895 | 895 | 895 | 895 | 895 | 895 | 895 | 895 | 895 | 895
2013 | US | SERC | - | SERC-N | 6b1 | Wind Derate On-Peak | 0 | 0 | 0 | 0 | 0 | 0 | 0 | 0 | 0 | 0 | 0 | 0
2013 | US | SERC | - | SERC-N | 6b2 | Solar Derate On-Peak | 0 | 0 | 0 | 0 | 0 | 0 | 0 | 0 | 0 | 0 | 0 | 0
2013 | US | SERC | - | SERC-N | 6b3 | Hydro Derate On-Peak | 19 | 19 | 19 | 19 | 19 | 19 | 19 | 19 | 19 | 19 | 19 | 19
2013 | US | SERC | - | SERC-N | 6b4 | Biomass Derate On-Peak | 0 | 0 | 0 | 0 | 0 | 0 | 0 | 0 | 0 | 0 | 0 | 0
2013 | US | SERC | - | SERC-N | 6b5 | Transmission-Limited Resources | 0 | 0 | 0 | 0 | 0 | 0 | 0 | 0 | 0 | 0 | 0 | 0
2013 | US | SERC | - | SERC-N | 6b6 | All Other Derates | 0 | 0 | 0 | 0 | 0 | 0 | 0 | 0 | 0 | 0 | 0 | 0
2013 | US | SERC | - | SERC-N | 6b7 | Energy-Only (Existing-Other) | 895 | 895 | 895 | 895 | 895 | 895 | 895 | 895 | 895 | 895 | 895 | 895
2013 | US | SERC | - | SERC-N | 6c | Unplanned Outages (Actual) / Current and Future Inoperable Resources | 1660.1 | 1660.1 | 1660.1 | 1660.1 | 1660.1 | 1660.1 | 1660.1 | 1660.1 | 1660.1 | 1660.1 | 1660.1 | 1660.1
2013 | US | SERC | - | SERC-N | 6d | Total Supply-Side Demand Response | 0 | 0 | 0 | 0 | 0 | 0 | 0 | 0 | 0 | 0 | 0 | 0
2013 | US | SERC | - | SERC-N | 7 | TOTAL FUTURE CAPACITY ADDITIONS | 0 | 3 | 375 | 1688 | 1756 | 1756 | 1409 | 1537 | 2797 | 2797 | 2797 | 2797
2013 | US | SERC | - | SERC-N | 7a | Future-Planned | 0 | -157 | -497 | 816 | -1092.5 | -1092.5 | -1439.5 | -1311.5 | -51.5 | -51.5 | -51.5 | -1010.5
2013 | US | SERC | - | SERC-N | 7a1 | Wind Expected On-Peak | 0 | 0 | 0 | 0 | 0 | 0 | 0 | 0 | 0 | 0 | 0 | 0
2013 | US | SERC | - | SERC-N | 7a2 | Wind Derate On-Peak | 0 | 0 | 0 | 0 | 0 | 0 | 0 | 0 | 0 | 0 | 0 | 0
2013 | US | SERC | - | SERC-N | 7a3 | Solar Expected On-Peak | 0 | 0 | 0 | 0 | 0 | 0 | 0 | 0 | 0 | 0 | 0 | 0
2013 | US | SERC | - | SERC-N | 7a4 | Solar Derate On-Peak | 0 | 0 | 0 | 0 | 0 | 0 | 0 | 0 | 0 | 0 | 0 | 0
2013 | US | SERC | - | SERC-N | 7a5 | Hydro Expected On-Peak | 0 | 3 | 251 | 252 | 253 | 253 | 253 | 253 | 253 | 253 | 253 | 253
2013 | US | SERC | - | SERC-N | 7a6 | Hydro Derate On-Peak | 0 | 0 | 0 | 0 | 0 | 0 | 0 | 0 | 0 | 0 | 0 | 0
2013 | US | SERC | - | SERC-N | 7a7 | Biomass Expected On-Peak | 0 | 0 | 0 | 0 | 0 | 0 | 0 | 0 | 0 | 0 | 0 | 0
2013 | US | SERC | - | SERC-N | 7a8 | Biomass Derate On-Peak | 0 | 0 | 0 | 0 | 0 | 0 | 0 | 0 | 0 | 0 | 0 | 0
2013 | US | SERC | - | SERC-N | 7a9 | Transmission-Limited Resources | 0 | 0 | 0 | 0 | 0 | 0 | 0 | 0 | 0 | 0 | 0 | 0
2013 | US | SERC | - | SERC-N | 7a10 | Scheduled Outage - Maintenance | 0 | 0 | 0 | 0 | 0 | 0 | 0 | 0 | 0 | 0 | 0 | 0
2013 | US | SERC | - | SERC-N | 7a11 | All Other Derates | 0 | 0 | 23 | 62 | 113 | 113 | 141 | 147 | 147 | 147 | 147 | 147
2013 | US | SERC | - | SERC-N | 7a12 | Energy-Only | 0 | 0 | 0 | 0 | 0 | 0 | 0 | 0 | 0 | 0 | 0 | 0
2013 | US | SERC | - | SERC-N | 7b | Future-Other | 0 | 160 | 872 | 872 | 2848.5 | 2848.5 | 2848.5 | 2848.5 | 2848.5 | 2848.5 | 2848.5 | 3807.5
2013 | US | SERC | - | SERC-N | 7b1 | Wind Expected On-Peak | 0 | 0 | 0 | 0 | 0 | 0 | 0 | 0 | 0 | 0 | 0 | 0
2013 | US | SERC | - | SERC-N | 7b2 | Wind Derate On-Peak | 0 | 0 | 0 | 0 | 0 | 0 | 0 | 0 | 0 | 0 | 0 | 0
2013 | US | SERC | - | SERC-N | 7b3 | Solar Expected On-Peak | 0 | 0 | 0 | 0 | 0 | 0 | 0 | 0 | 0 | 0 | 0 | 0
2013 | US | SERC | - | SERC-N | 7b4 | Solar Derate On-Peak | 0 | 0 | 0 | 0 | 0 | 0 | 0 | 0 | 0 | 0 | 0 | 0
2013 | US | SERC | - | SERC-N | 7b5 | Hydro Expected On-Peak | 0 | 0 | 0 | 0 | 0 | 0 | 0 | 0 | 0 | 0 | 0 | 0
2013 | US | SERC | - | SERC-N | 7b6 | Hydro Derate On-Peak | 0 | 0 | 0 | 0 | 0 | 0 | 0 | 0 | 0 | 0 | 0 | 0
2013 | US | SERC | - | SERC-N | 7b7 | Biomass Expected On-Peak | 0 | 0 | 0 | 0 | 0 | 0 | 0 | 0 | 0 | 0 | 0 | 0
2013 | US | SERC | - | SERC-N | 7b8 | Biomass Derate On-Peak | 0 | 0 | 0 | 0 | 0 | 0 | 0 | 0 | 0 | 0 | 0 | 0
2013 | US | SERC | - | SERC-N | 7b9 | Transmission-Limited Resources | 0 | 0 | 0 | 0 | 0 | 0 | 0 | 0 | 0 | 0 | 0 | 0
2013 | US | SERC | - | SERC-N | 7b10 | Scheduled Outage - Maintenance | 0 | 0 | 0 | 0 | 0 | 0 | 0 | 0 | 0 | 0 | 0 | 0
2013 | US | SERC | - | SERC-N | 7b11 | All Other Derates | 0 | 0 | 0 | 0 | 0 | 0 | 0 | 0 | 0 | 0 | 0 | 0
2013 | US | SERC | - | SERC-N | 7b12 | Energy-Only | 0 | 0 | 0 | 0 | 0 | 0 | 0 | 0 | 0 | 0 | 0 | 0
2013 | US | SERC | - | SERC-N | 8 | Conceptual | 0 | 0 | 0 | 0 | 0 | 0 | 1531 | 1531 | 1531 | 1531 | 2191 | 4331
2013 | US | SERC | - | SERC-N | 8a1 | Wind Expected On-Peak | 0 | 0 | 0 | 0 | 0 | 0 | 0 | 0 | 0 | 0 | 0 | 0
2013 | US | SERC | - | SERC-N | 8a2 | Wind Derate On-Peak | 0 | 0 | 0 | 0 | 0 | 0 | 0 | 0 | 0 | 0 | 0 | 0
2013 | US | SERC | - | SERC-N | 8a3 | Solar Expected On-Peak | 0 | 0 | 0 | 0 | 0 | 0 | 0 | 0 | 0 | 0 | 0 | 0
2013 | US | SERC | - | SERC-N | 8a4 | Solar Derate On-Peak | 0 | 0 | 0 | 0 | 0 | 0 | 0 | 0 | 0 | 0 | 0 | 0
2013 | US | SERC | - | SERC-N | 8a5 | Hydro Expected On-Peak | 0 | 0 | 0 | 0 | 0 | 0 | 0 | 0 | 0 | 0 | 0 | 0
2013 | US | SERC | - | SERC-N | 8a6 | Hydro Derate On-Peak | 0 | 0 | 0 | 0 | 0 | 0 | 0 | 0 | 0 | 0 | 0 | 0
2013 | US | SERC | - | SERC-N | 8a7 | Biomass Expected On-Peak | 0 | 0 | 0 | 0 | 0 | 0 | 0 | 0 | 0 | 0 | 0 | 0
2013 | US | SERC | - | SERC-N | 8a8 | Biomass Derate On-Peak | 0 | 0 | 0 | 0 | 0 | 0 | 0 | 0 | 0 | 0 | 0 | 0
2013 | US | SERC | - | SERC-N | 8a9 | All Other Derates | 0 | 0 | 0 | 0 | 0 | 0 | 0 | 0 | 0 | 0 | 0 | 0
2013 | US | SERC | - | SERC-N | 8a10 | Energy-Only | 0 | 0 | 0 | 0 | 0 | 0 | 0 | 0 | 0 | 0 | 0 | 0
2013 | US | SERC | - | SERC-N | 9 | ANTICIPATED INTERNAL CAPACITY | 0 | 55171.47 | 54831.47 | 56144.47 | 54235.97 | 54235.97 | 53888.97 | 54016.97 | 55276.97 | 55276.97 | 55276.97 | 54317.97
2013 | US | SERC | - | SERC-N | 10 | CAPACITY TRANSACTIONS - IMPORTS | 1992.7 | 659.9 | 659.9 | 659.9 | 659.9 | 659.9 | 659.9 | 659.9 | 659.9 | 659.9 | 659.9 | 659.9
2013 | US | SERC | - | SERC-N | 10a | Firm | 659.9 | 659.9 | 659.9 | 659.9 | 659.9 | 659.9 | 659.9 | 659.9 | 659.9 | 659.9 | 659.9 | 659.9
2013 | US | SERC | - | SERC-N | 10a1 | Full-Responsibility Purchases | 0 | 0 | 0 | 0 | 0 | 0 | 0 | 0 | 0 | 0 | 0 | 0
2013 | US | SERC | - | SERC-N | 10a2 | Owned Capacity/Entitlement Located Outside the Region/Subregion | 0 | 0 | 0 | 0 | 0 | 0 | 0 | 0 | 0 | 0 | 0 | 0
2013 | US | SERC | - | SERC-N | 10b | Non-firm | 1332.8 | 1332.8 | 1332.8 | 1332.8 | 1332.8 | 1332.8 | 1332.8 | 1332.8 | 1332.8 | 1332.8 | 1332.8 | 1332.8
2013 | US | SERC | - | SERC-N | 10c | Expected | 0 | 0 | 0 | 0 | 0 | 0 | 0 | 0 | 0 | 0 | 0 | 0
2013 | US | SERC | - | SERC-N | 10c1 | Full-Responsibility Purchases | 0 | 0 | 0 | 0 | 0 | 0 | 0 | 0 | 0 | 0 | 0 | 0
2013 | US | SERC | - | SERC-N | 10c2 | Owned Capacity/Entitlement Located Outside the Region/Subregion | 0 | 0 | 0 | 0 | 0 | 0 | 0 | 0 | 0 | 0 | 0 | 0
2013 | US | SERC | - | SERC-N | 11 | CAPACITY TRANSACTIONS - EXPORTS | 2012.1 | 2012.1 | 1434.1 | 1434.1 | 1434.1 | 1434.1 | 2012.1 | 1434.1 | 1434.1 | 1434.1 | 1434.1 | 1434.1
2013 | US | SERC | - | SERC-N | 11a | Firm | 2012.1 | 2012.1 | 1434.1 | 1434.1 | 1434.1 | 1434.1 | 2012.1 | 1434.1 | 1434.1 | 1434.1 | 1434.1 | 1434.1
2013 | US | SERC | - | SERC-N | 11a1 | Full-Responsibility Purchases | 0 | 0 | 0 | 0 | 0 | 0 | 0 | 0 | 0 | 0 | 0 | 0
2013 | US | SERC | - | SERC-N | 11a2 | Owned Capacity/Entitlement Located Outside the Region/Subregion | 1052 | 1052 | 474 | 474 | 474 | 474 | 1052 | 474 | 474 | 474 | 474 | 474
2013 | US | SERC | - | SERC-N | 11b | Non-firm | 0 | 0 | 0 | 0 | 0 | 0 | 0 | 0 | 0 | 0 | 0 | 0
2013 | US | SERC | - | SERC-N | 11c | Expected | 0 | 0 | 0 | 0 | 0 | 0 | 0 | 0 | 0 | 0 | 0 | 0
2013 | US | SERC | - | SERC-N | 11c1 | Full-Responsibility Purchases | 0 | 0 | 0 | 0 | 0 | 0 | 0 | 0 | 0 | 0 | 0 | 0
2013 | US | SERC | - | SERC-N | 11c2 | Owned Capacity/Entitlement Located Outside the Region/Subregion | 0 | 0 | 0 | 0 | 0 | 0 | 0 | 0 | 0 | 0 | 0 | 0
2013 | US | SERC | - | SERC-N | 12 | EXISTING-CERTAIN & NET FIRM TRANSACTIONS | 55331.27 | 53976.27 | 54554.27 | 54554.27 | 54554.27 | 54554.27 | 53976.27 | 54554.27 | 54554.27 | 54554.27 | 54554.27 | 54554.27
2013 | US | SERC | - | SERC-N | 13 | ANTICIPATED CAPACITY RESOURCES | 0 | 0 | 54057.27 | 55370.27 | 53461.77 | 53461.77 | 52536.77 | 53242.77 | 54502.77 | 54502.77 | 54502.77 | 53543.77
2013 | US | SERC | - | SERC-N | 14 | PROSPECTIVE CAPACITY RESOURCES | 0 | 0 | 55824.27 | 57137.27 | 57205.27 | 57205.27 | 56280.27 | 56986.27 | 58246.27 | 58246.27 | 58246.27 | 58246.27
2013 | US | SERC | - | SERC-N | 15 | TOTAL POTENTIAL CAPACITY RESOURCES | 0 | 0 | 55824.27 | 57137.27 | 57205.27 | 57205.27 | 57811.27 | 58517.27 | 59777.27 | 59777.27 | 60437.27 | 62577.27
2013 | US | SERC | - | SERC-N | 16 | ADJUSTED POTENTIAL CAPACITY RESOURCES | 0 | 0 | 56696.2613 | 58009.2613 | 60053.7415 | 60053.7415 | 60659.7262 | 61365.7262 | 62625.7262 | 62625.7262 | 63285.7196 | 66384.6886
2013 | US | SERC | - | SERC-N | 16a | Confidence of Future-Other | 0 | 0 | 0.99999 | 0.99999 | 0.99999 | 0.99999 | 0.99999 | 0.99999 | 0.99999 | 0.99999 | 0.99999 | 0.99999
2013 | US | SERC | - | SERC-N | 16b | Net Future-Other Resources After Confidence Percentage Is Applied | 0 | 0 | 871.9913 | 871.9913 | 2848.4715 | 2848.4715 | 2848.4715 | 2848.4715 | 2848.4715 | 2848.4715 | 2848.4715 | 3807.4619
2013 | US | SERC | - | SERC-N | 16c | Confidence of Conceptual | 0 | 0 | 0.99999 | 0.99999 | 0.99999 | 0.99999 | 0.99999 | 0.99999 | 0.99999 | 0.99999 | 0.99999 | 0.99999
2013 | US | SERC | - | SERC-N | 16d | Net Conceptual Resources After Confidence Percentage Is Applied | 0 | 0 | 0 | 0 | 0 | 0 | 1530.9847 | 1530.9847 | 1530.9847 | 1530.9847 | 2190.9781 | 4330.9567
2013 | US | SERC | - | SERC-N | 17 | ASSESSMENT AREA TARGET RESERVE MARGIN | 0% | 0% | 15% | 15% | 15% | 15% | 15% | 15% | 15% | 15% | 15% | 15%
2013 | US | SERC | - | SERC-N | 18 | EXISTING-CERTAIN AND NET FIRM TRANSACTIONS RESERVE MARGIN | 25.36% | 35.42% | 0% | 0% | 0% | 0% | 0% | 0% | 0% | 0% | 0% | 0%
2013 | US | SERC | - | SERC-N | 19 | ANTICIPATED CAPACITY RESOURCES RESERVE MARGIN | 0% | 0% | 35.5% | 39.78% | 36.46% | 32.14% | 23.53% | 23.18% | 24.34% | 26.42% | 31.12% | 27%
2013 | US | SERC | - | SERC-N | 20 | PROSPECTIVE CAPACITY RESOURCES RESERVE MARGIN | 0% | 0% | 39.92% | 44.24% | 46.01% | 41.39% | 32.33% | 31.84% | 32.88% | 35.11% | 40.12% | 38.15%
2013 | US | SERC | - | SERC-N | 21 | TOTAL POTENTIAL RESOURCES RESERVE MARGIN | 0% | 0% | 39.92% | 44.24% | 46.01% | 41.39% | 35.93% | 35.38% | 36.38% | 38.66% | 45.39% | 48.42%
2013 | US | SERC | - | SERC-N | 22 | ADJUSTED POTENTIAL RESOURCES RESERVE MARGIN | 0% | 0% | 42.11% | 46.44% | 53.28% | 48.43% | 42.62% | 41.97% | 42.87% | 45.27% | 52.25% | 57.46%
2013 | US | SERC | - | SERC-N | 23 | Total Baseline Installed Capacity | 59330.57 | 0 | 0 | 0 | 0 | 0 | 0 | 0 | 0 | 0 | 0 | 0
2013 | US | SERC | - | SERC-N | 24 | Distributed or Other Capacity (Behind the Meter) < 1 MW | 0 | 0 | 0 | 0 | 0 | 0 | 0 | 0 | 0 | 0 | 0 | 0
2013 | US | SERC | - | SERC-N | 25 | Distributed or Other Capacity (Behind the Meter) ≥ 1 MW | 0 | 0 | 0 | 0 | 0 | 0 | 0 | 0 | 0 | 0 | 0 | 0
2013 | US | SERC | - | SERC-N | 26 | Capacity Total from EIA-860 | 0 | 0 | 0 | 0 | 0 | 0 | 0 | 0 | 0 | 0 | 0 | 0
2013 | US | SERC | - | SERC-SE | 1 | Unrestricted Non-coincident Peak Demand | 0 | 45956 | 46619 | 47274 | 47933 | 48338 | 49011 | 49717 | 50432 | 51167 | 51916 | 52676
2013 | US | SERC | - | SERC-SE | 1a | New Conservation (Energy Efficiency) | 0 | 0 | 0 | 0 | 0 | 0 | 0 | 0 | 0 | 0 | 0 | 0
2013 | US | SERC | - | SERC-SE | 1b | Estimated Diversity | 0 | 0 | 0 | 0 | 0 | 0 | 0 | 0 | 0 | 0 | 0 | 0
2013 | US | SERC | - | SERC-SE | 1c | Additions for non-member load (load served by non-registered LSE's in a region) | 0 | 0 | 0 | 0 | 0 | 0 | 0 | 0 | 0 | 0 | 0 | 0
2013 | US | SERC | - | SERC-SE | 1d | Stand-by Load Under Contract (Normally served by behind the meter generation) | 0 | 0 | 0 | 0 | 0 | 0 | 0 | 0 | 0 | 0 | 0 | 0
2013 | US | SERC | - | SERC-SE | 1e | Non-Controllable Demand-Side Demand Response | 0 | 0 | 0 | 0 | 0 | 0 | 0 | 0 | 0 | 0 | 0 | 0
2013 | US | SERC | - | SERC-SE | 2 | Total Internal Demand | 45120 | 45956 | 46619 | 47274 | 47933 | 48338 | 49011 | 49717 | 50432 | 51167 | 51916 | 52676
2013 | US | SERC | - | SERC-SE | 2a | Supply-Side Direct Control Load Management (DCLM) | 0 | 0 | 0 | 0 | 0 | 0 | 0 | 0 | 0 | 0 | 0 | 0
2013 | US | SERC | - | SERC-SE | 2b | Supply-Side Contractually Interruptible (Curtailable) | 0 | 0 | 0 | 0 | 0 | 0 | 0 | 0 | 0 | 0 | 0 | 0
2013 | US | SERC | - | SERC-SE | 2c | Supply-Side Critical Peak-Pricing (CPP) with Control | 0 | 0 | 0 | 0 | 0 | 0 | 0 | 0 | 0 | 0 | 0 | 0
2013 | US | SERC | - | SERC-SE | 2d | Supply-Side Load as a Capacity Resource | 0 | 0 | 0 | 0 | 0 | 0 | 0 | 0 | 0 | 0 | 0 | 0
2013 | US | SERC | - | SERC-SE | 3 | Net Internal Demand | 43360 | 43938 | 44389 | 45026 | 45665 | 46059 | 46737 | 47432 | 48137 | 48868 | 49613 | 50370
2013 | US | SERC | - | SERC-SE | 3a | Demand-Side Direct Control Load Management (DCLM) | 463 | 590 | 799 | 812 | 828 | 838 | 846 | 854 | 863 | 866 | 870 | 873
2013 | US | SERC | - | SERC-SE | 3b | Demand-Side Contractually Interruptible (Curtailable) | 1196 | 1352 | 1350 | 1350 | 1350 | 1350 | 1335 | 1336 | 1336 | 1336 | 1336 | 1336
2013 | US | SERC | - | SERC-SE | 3c | Demand-Side Critical Peak-Pricing (CPP) with Control | 0 | 0 | 0 | 0 | 0 | 0 | 0 | 0 | 0 | 0 | 0 | 0
2013 | US | SERC | - | SERC-SE | 3d | Demand-Side Load as a Capacity Resource | 101 | 76 | 81 | 86 | 90 | 91 | 93 | 95 | 96 | 97 | 97 | 97
2013 | US | SERC | - | SERC-SE | 4 | Total Controllable Demand Response | 1760 | 2018 | 2230 | 2248 | 2268 | 2279 | 2274 | 2285 | 2295 | 2299 | 2303 | 2306
2013 | US | SERC | - | SERC-SE | 4a | Demand Response used for Ancillary Services - Spinning Reserves | 0 | 0 | 0 | 0 | 0 | 0 | 0 | 0 | 0 | 0 | 0 | 0
2013 | US | SERC | - | SERC-SE | 4b | Demand Response used for Ancillary Services - Non-Spinning Reserves | 0 | 0 | 0 | 0 | 0 | 0 | 0 | 0 | 0 | 0 | 0 | 0
2013 | US | SERC | - | SERC-SE | 4c | Demand Response used for Regulation | 0 | 0 | 0 | 0 | 0 | 0 | 0 | 0 | 0 | 0 | 0 | 0
2013 | US | SERC | - | SERC-SE | 4d | Demand Response used for Energy, Voluntary Services - Emergency | 0 | 75 | 75 | 75 | 75 | 75 | 75 | 75 | 75 | 75 | 75 | 75
2013 | US | SERC | - | SERC-SE | 5 | TOTAL INTERNAL CAPACITY | 68063.64 | 68782.239 | 69371.939 | 66515.639 | 67305.439 | 68536.439 | 68540.439 | 68530.639 | 68539.839 | 68549.039 | 68549.039 | 68549.039
2013 | US | SERC | - | SERC-SE | 6a | Existing-Certain | 66105.64 | 67075.34 | 67075.34 | 67075.34 | 67075.34 | 67075.34 | 67075.34 | 67075.34 | 67075.34 | 67075.34 | 67075.34 | 67075.34
2013 | US | SERC | - | SERC-SE | 6a1 | Wind Expected On-Peak | 0 | 0 | 0 | 0 | 0 | 0 | 0 | 0 | 0 | 0 | 0 | 0
2013 | US | SERC | - | SERC-SE | 6a2 | Solar Expected On-Peak | 4 | 4 | 4 | 4 | 4 | 4 | 4 | 4 | 4 | 4 | 4 | 4
2013 | US | SERC | - | SERC-SE | 6a3 | Hydro Expected On-Peak | 3303.73 | 3303.73 | 3303.73 | 3303.73 | 3303.73 | 3303.73 | 3303.73 | 3303.73 | 3303.73 | 3303.73 | 3303.73 | 3303.73
2013 | US | SERC | - | SERC-SE | 6a4 | Biomass Expected On-Peak | 17 | 67 | 67 | 67 | 67 | 67 | 67 | 67 | 67 | 67 | 67 | 67
2013 | US | SERC | - | SERC-SE | 6b | Existing-Other | 1958 | 1988 | 1988 | 1988 | 1988 | 1988 | 1988 | 1988 | 1988 | 1988 | 1988 | 1988
2013 | US | SERC | - | SERC-SE | 6b1 | Wind Derate On-Peak | 0 | 0 | 0 | 0 | 0 | 0 | 0 | 0 | 0 | 0 | 0 | 0
2013 | US | SERC | - | SERC-SE | 6b2 | Solar Derate On-Peak | 0 | 0 | 0 | 0 | 0 | 0 | 0 | 0 | 0 | 0 | 0 | 0
2013 | US | SERC | - | SERC-SE | 6b3 | Hydro Derate On-Peak | 38.899 | 38.899 | 38.899 | 38.899 | 38.899 | 38.899 | 38.899 | 38.899 | 38.899 | 38.899 | 38.899 | 38.899
2013 | US | SERC | - | SERC-SE | 6b4 | Biomass Derate On-Peak | 0 | 0 | 0 | 0 | 0 | 0 | 0 | 0 | 0 | 0 | 0 | 0
2013 | US | SERC | - | SERC-SE | 6b5 | Transmission-Limited Resources | 0 | 0 | 0 | 0 | 0 | 0 | 0 | 0 | 0 | 0 | 0 | 0
2013 | US | SERC | - | SERC-SE | 6b6 | All Other Derates | 0 | 0 | 0 | 0 | 0 | 0 | 0 | 0 | 0 | 0 | 0 | 0
2013 | US | SERC | - | SERC-SE | 6b7 | Energy-Only (Existing-Other) | 7 | 7 | 7 | 7 | 7 | 7 | 7 | 7 | 7 | 7 | 7 | 7
2013 | US | SERC | - | SERC-SE | 6c | Unplanned Outages (Actual) / Current and Future Inoperable Resources | 0 | 0 | 0 | 0 | 0 | 0 | 0 | 0 | 0 | 0 | 0 | 0
2013 | US | SERC | - | SERC-SE | 6d | Total Supply-Side Demand Response | 0 | 0 | 0 | 0 | 0 | 0 | 0 | 0 | 0 | 0 | 0 | 0
2013 | US | SERC | - | SERC-SE | 7 | TOTAL FUTURE CAPACITY ADDITIONS | 0 | -327 | 262.7 | -2593.6 | -1943.8 | -712.8 | -708.8 | -718.6 | -709.4 | -700.2 | -700.2 | -700.2
2013 | US | SERC | - | SERC-SE | 7a | Future-Planned | 0 | -327 | 262.7 | -2593.6 | -1943.8 | -712.8 | -708.8 | -718.6 | -709.4 | -700.2 | -700.2 | -700.2
2013 | US | SERC | - | SERC-SE | 7a1 | Wind Expected On-Peak | 0 | 0 | 0 | 0 | 0 | 0 | 0 | 0 | 0 | 0 | 0 | 0
2013 | US | SERC | - | SERC-SE | 7a2 | Wind Derate On-Peak | 0 | 0 | 0 | 0 | 0 | 0 | 0 | 0 | 0 | 0 | 0 | 0
2013 | US | SERC | - | SERC-SE | 7a3 | Solar Expected On-Peak | 0 | 0 | 0 | 0 | 0 | 0 | 0 | 0 | 0 | 0 | 0 | 0
2013 | US | SERC | - | SERC-SE | 7a4 | Solar Derate On-Peak | 0 | 0 | 0 | 0 | 0 | 0 | 0 | 0 | 0 | 0 | 0 | 0
2013 | US | SERC | - | SERC-SE | 7a5 | Hydro Expected On-Peak | 0 | 0 | 0 | 0 | 0 | 0 | 0 | 0 | 0 | 0 | 0 | 0
2013 | US | SERC | - | SERC-SE | 7a6 | Hydro Derate On-Peak | 0 | 0 | 0 | 0 | 0 | 0 | 0 | 0 | 0 | 0 | 0 | 0
2013 | US | SERC | - | SERC-SE | 7a7 | Biomass Expected On-Peak | 0 | 0 | 0 | 0 | 0 | 126.6 | 126.6 | 126.6 | 126.6 | 126.6 | 126.6 | 126.6
2013 | US | SERC | - | SERC-SE | 7a8 | Biomass Derate On-Peak | 0 | 0 | 0 | 0 | 0 | 0 | 0 | 0 | 0 | 0 | 0 | 0
2013 | US | SERC | - | SERC-SE | 7a9 | Transmission-Limited Resources | 0 | 0 | 0 | 0 | 0 | 0 | 0 | 0 | 0 | 0 | 0 | 0
2013 | US | SERC | - | SERC-SE | 7a10 | Scheduled Outage - Maintenance | 0 | 0 | 0 | 0 | 0 | 0 | 0 | 0 | 0 | 0 | 0 | 0
2013 | US | SERC | - | SERC-SE | 7a11 | All Other Derates | 0 | 0 | 0 | 0 | 140 | 140 | 140 | 140 | 140 | 140 | 140 | 140
2013 | US | SERC | - | SERC-SE | 7a12 | Energy-Only | 0 | 0 | 0 | 0 | 0 | 0 | 0 | 0 | 0 | 0 | 0 | 0
2013 | US | SERC | - | SERC-SE | 7b | Future-Other | 0 | 0 | 0 | 0 | 0 | 0 | 0 | 0 | 0 | 0 | 0 | 0
2013 | US | SERC | - | SERC-SE | 7b1 | Wind Expected On-Peak | 0 | 0 | 0 | 0 | 0 | 0 | 0 | 0 | 0 | 0 | 0 | 0
2013 | US | SERC | - | SERC-SE | 7b2 | Wind Derate On-Peak | 0 | 0 | 0 | 0 | 0 | 0 | 0 | 0 | 0 | 0 | 0 | 0
2013 | US | SERC | - | SERC-SE | 7b3 | Solar Expected On-Peak | 0 | 0 | 0 | 0 | 0 | 0 | 0 | 0 | 0 | 0 | 0 | 0
2013 | US | SERC | - | SERC-SE | 7b4 | Solar Derate On-Peak | 0 | 0 | 0 | 0 | 0 | 0 | 0 | 0 | 0 | 0 | 0 | 0
2013 | US | SERC | - | SERC-SE | 7b5 | Hydro Expected On-Peak | 0 | 0 | 0 | 0 | 0 | 0 | 0 | 0 | 0 | 0 | 0 | 0
2013 | US | SERC | - | SERC-SE | 7b6 | Hydro Derate On-Peak | 0 | 0 | 0 | 0 | 0 | 0 | 0 | 0 | 0 | 0 | 0 | 0
2013 | US | SERC | - | SERC-SE | 7b7 | Biomass Expected On-Peak | 0 | 0 | 0 | 0 | 0 | 0 | 0 | 0 | 0 | 0 | 0 | 0
2013 | US | SERC | - | SERC-SE | 7b8 | Biomass Derate On-Peak | 0 | 0 | 0 | 0 | 0 | 0 | 0 | 0 | 0 | 0 | 0 | 0
2013 | US | SERC | - | SERC-SE | 7b9 | Transmission-Limited Resources | 0 | 0 | 0 | 0 | 0 | 0 | 0 | 0 | 0 | 0 | 0 | 0
2013 | US | SERC | - | SERC-SE | 7b10 | Scheduled Outage - Maintenance | 0 | 0 | 0 | 0 | 0 | 0 | 0 | 0 | 0 | 0 | 0 | 0
2013 | US | SERC | - | SERC-SE | 7b11 | All Other Derates | 0 | 0 | 0 | 0 | 0 | 0 | 0 | 0 | 0 | 0 | 0 | 0
2013 | US | SERC | - | SERC-SE | 7b12 | Energy-Only | 0 | 0 | 0 | 0 | 0 | 0 | 0 | 0 | 0 | 0 | 0 | 0
2013 | US | SERC | - | SERC-SE | 8 | Conceptual | 0 | 49 | 71 | 71 | 1821 | 2789 | 2789 | 2789 | 3117 | 3117 | 3117 | 3117
2013 | US | SERC | - | SERC-SE | 8a1 | Wind Expected On-Peak | 0 | 0 | 0 | 0 | 0 | 0 | 0 | 0 | 0 | 0 | 0 | 0
2013 | US | SERC | - | SERC-SE | 8a2 | Wind Derate On-Peak | 0 | 0 | 0 | 0 | 0 | 0 | 0 | 0 | 0 | 0 | 0 | 0
2013 | US | SERC | - | SERC-SE | 8a3 | Solar Expected On-Peak | 0 | 0 | 16 | 16 | 16 | 16 | 16 | 16 | 16 | 16 | 16 | 16
2013 | US | SERC | - | SERC-SE | 8a4 | Solar Derate On-Peak | 0 | 0 | 0 | 0 | 0 | 0 | 0 | 0 | 0 | 0 | 0 | 0
2013 | US | SERC | - | SERC-SE | 8a5 | Hydro Expected On-Peak | 0 | 0 | 0 | 0 | 0 | 0 | 0 | 0 | 0 | 0 | 0 | 0
2013 | US | SERC | - | SERC-SE | 8a6 | Hydro Derate On-Peak | 0 | 0 | 0 | 0 | 0 | 0 | 0 | 0 | 0 | 0 | 0 | 0
2013 | US | SERC | - | SERC-SE | 8a7 | Biomass Expected On-Peak | 0 | 0 | 55 | 55 | 55 | 55 | 55 | 55 | 55 | 55 | 55 | 55
2013 | US | SERC | - | SERC-SE | 8a8 | Biomass Derate On-Peak | 0 | 0 | 0 | 0 | 0 | 0 | 0 | 0 | 0 | 0 | 0 | 0
2013 | US | SERC | - | SERC-SE | 8a9 | All Other Derates | 0 | 0 | 0 | 0 | 0 | 0 | 0 | 0 | 0 | 0 | 0 | 0
2013 | US | SERC | - | SERC-SE | 8a10 | Energy-Only | 0 | 0 | 0 | 0 | 0 | 0 | 0 | 0 | 0 | 0 | 0 | 0
2013 | US | SERC | - | SERC-SE | 9 | ANTICIPATED INTERNAL CAPACITY | 0 | 66748.34 | 67338.04 | 64481.74 | 65131.54 | 66362.54 | 66366.54 | 66356.74 | 66365.94 | 66375.14 | 66375.14 | 66375.14
2013 | US | SERC | - | SERC-SE | 10 | CAPACITY TRANSACTIONS - IMPORTS | 420 | 420 | 420 | 420 | 345 | 345 | 420 | 345 | 345 | 345 | 345 | 345
2013 | US | SERC | - | SERC-SE | 10a | Firm | 420 | 420 | 420 | 420 | 345 | 345 | 420 | 345 | 345 | 345 | 345 | 345
2013 | US | SERC | - | SERC-SE | 10a1 | Full-Responsibility Purchases | 0 | 0 | 0 | 0 | 0 | 0 | 0 | 0 | 0 | 0 | 0 | 0
2013 | US | SERC | - | SERC-SE | 10a2 | Owned Capacity/Entitlement Located Outside the Region/Subregion | 143 | 143 | 143 | 143 | 143 | 143 | 143 | 143 | 143 | 143 | 143 | 143
2013 | US | SERC | - | SERC-SE | 10b | Non-firm | 0 | 0 | 0 | 0 | 0 | 0 | 0 | 0 | 0 | 0 | 0 | 0
2013 | US | SERC | - | SERC-SE | 10c | Expected | 0 | 0 | 0 | 0 | 0 | 0 | 0 | 0 | 0 | 0 | 0 | 0
2013 | US | SERC | - | SERC-SE | 10c1 | Full-Responsibility Purchases | 0 | 0 | 0 | 0 | 0 | 0 | 0 | 0 | 0 | 0 | 0 | 0
2013 | US | SERC | - | SERC-SE | 10c2 | Owned Capacity/Entitlement Located Outside the Region/Subregion | 0 | 0 | 0 | 0 | 0 | 0 | 0 | 0 | 0 | 0 | 0 | 0
2013 | US | SERC | - | SERC-SE | 11 | CAPACITY TRANSACTIONS - EXPORTS | 1581 | 1581 | 1581 | 1521 | 145 | 248 | 1581 | 206 | 206 | 206 | 206 | 206
2013 | US | SERC | - | SERC-SE | 11a | Firm | 1581 | 1581 | 1581 | 1521 | 145 | 248 | 1581 | 206 | 206 | 206 | 206 | 206
2013 | US | SERC | - | SERC-SE | 11a1 | Full-Responsibility Purchases | 0 | 0 | 0 | 0 | 0 | 0 | 0 | 0 | 0 | 0 | 0 | 0
2013 | US | SERC | - | SERC-SE | 11a2 | Owned Capacity/Entitlement Located Outside the Region/Subregion | 0 | 0 | 0 | 0 | 0 | 0 | 0 | 0 | 0 | 0 | 0 | 0
2013 | US | SERC | - | SERC-SE | 11b | Non-firm | 0 | 0 | 0 | 0 | 0 | 0 | 0 | 0 | 0 | 0 | 0 | 0
2013 | US | SERC | - | SERC-SE | 11c | Expected | 0 | 0 | 0 | 0 | 0 | 0 | 0 | 0 | 0 | 0 | 0 | 0
2013 | US | SERC | - | SERC-SE | 11c1 | Full-Responsibility Purchases | 0 | 0 | 0 | 0 | 0 | 0 | 0 | 0 | 0 | 0 | 0 | 0
2013 | US | SERC | - | SERC-SE | 11c2 | Owned Capacity/Entitlement Located Outside the Region/Subregion | 0 | 0 | 0 | 0 | 0 | 0 | 0 | 0 | 0 | 0 | 0 | 0
2013 | US | SERC | - | SERC-SE | 12 | EXISTING-CERTAIN & NET FIRM TRANSACTIONS | 64944.64 | 65914.34 | 65914.34 | 65974.34 | 67275.34 | 67172.34 | 65914.34 | 67214.34 | 67214.34 | 67214.34 | 67214.34 | 67214.34
2013 | US | SERC | - | SERC-SE | 13 | ANTICIPATED CAPACITY RESOURCES | 0 | 0 | 66177.04 | 63380.74 | 65331.54 | 66459.54 | 65205.54 | 66495.74 | 66504.94 | 66514.14 | 66514.14 | 66514.14
2013 | US | SERC | - | SERC-SE | 14 | PROSPECTIVE CAPACITY RESOURCES | 0 | 0 | 68165.04 | 65368.74 | 67319.54 | 68447.54 | 67193.54 | 68483.74 | 68492.94 | 68502.14 | 68502.14 | 68502.14
2013 | US | SERC | - | SERC-SE | 15 | TOTAL POTENTIAL CAPACITY RESOURCES | 0 | 0 | 68236.04 | 65439.74 | 69140.54 | 71236.54 | 69982.54 | 71272.74 | 71609.94 | 71619.14 | 71619.14 | 71619.14
2013 | US | SERC | - | SERC-SE | 16 | ADJUSTED POTENTIAL CAPACITY RESOURCES | 0 | 0 | 68236.0393 | 65439.7393 | 69140.5218 | 71236.5121 | 69982.5121 | 71272.7121 | 71609.9088 | 71619.1088 | 71619.1088 | 71619.1088
2013 | US | SERC | - | SERC-SE | 16a | Confidence of Future-Other | 0 | 0 | 0.99999 | 0.99999 | 0.99999 | 0.99999 | 0.99999 | 0.99999 | 0.99999 | 0.99999 | 0.99999 | 0.99999
2013 | US | SERC | - | SERC-SE | 16b | Net Future-Other Resources After Confidence Percentage Is Applied | 0 | 0 | 0 | 0 | 0 | 0 | 0 | 0 | 0 | 0 | 0 | 0
2013 | US | SERC | - | SERC-SE | 16c | Confidence of Conceptual | 0 | 0 | 0.99999 | 0.99999 | 0.99999 | 0.99999 | 0.99999 | 0.99999 | 0.99999 | 0.99999 | 0.99999 | 0.99999
2013 | US | SERC | - | SERC-SE | 16d | Net Conceptual Resources After Confidence Percentage Is Applied | 0 | 0 | 70.9993 | 70.9993 | 1820.9818 | 2788.9721 | 2788.9721 | 2788.9721 | 3116.9688 | 3116.9688 | 3116.9688 | 3116.9688
2013 | US | SERC | - | SERC-SE | 17 | ASSESSMENT AREA TARGET RESERVE MARGIN | 0% | 0% | 14.99% | 14.99% | 14.99% | 14.99% | 14.99% | 14.99% | 14.99% | 14.99% | 14.99% | 14.99%
2013 | US | SERC | - | SERC-SE | 18 | EXISTING-CERTAIN AND NET FIRM TRANSACTIONS RESERVE MARGIN | 49.78% | 50.02% | 0% | 0% | 0% | 0% | 0% | 0% | 0% | 0% | 0% | 0%
2013 | US | SERC | - | SERC-SE | 19 | ANTICIPATED CAPACITY RESOURCES RESERVE MARGIN | 0% | 0% | 49.08% | 40.76% | 43.07% | 44.29% | 39.52% | 40.19% | 38.16% | 36.11% | 34.07% | 32.05%
2013 | US | SERC | - | SERC-SE | 20 | PROSPECTIVE CAPACITY RESOURCES RESERVE MARGIN | 0% | 0% | 53.56% | 45.18% | 47.42% | 48.61% | 43.77% | 44.38% | 42.29% | 40.18% | 38.07% | 36%
2013 | US | SERC | - | SERC-SE | 21 | TOTAL POTENTIAL RESOURCES RESERVE MARGIN | 0% | 0% | 53.72% | 45.34% | 51.41% | 54.66% | 49.74% | 50.26% | 48.76% | 46.56% | 44.36% | 42.19%
2013 | US | SERC | - | SERC-SE | 22 | ADJUSTED POTENTIAL RESOURCES RESERVE MARGIN | 0% | 0% | 53.72% | 45.34% | 51.41% | 54.66% | 49.74% | 50.26% | 48.76% | 46.56% | 44.36% | 42.19%
2013 | US | SERC | - | SERC-SE | 23 | Total Baseline Installed Capacity | 68102.539 | 0 | 0 | 0 | 0 | 0 | 0 | 0 | 0 | 0 | 0 | 0
2013 | US | SERC | - | SERC-SE | 24 | Distributed or Other Capacity (Behind the Meter) < 1 MW | 0 | 0 | 0 | 0 | 0 | 0 | 0 | 0 | 0 | 0 | 0 | 0
2013 | US | SERC | - | SERC-SE | 25 | Distributed or Other Capacity (Behind the Meter) ≥ 1 MW | 0 | 0 | 0 | 0 | 0 | 0 | 0 | 0 | 0 | 0 | 0 | 0
2013 | US | SERC | - | SERC-SE | 26 | Capacity Total from EIA-860 | 0 | 0 | 0 | 0 | 0 | 0 | 0 | 0 | 0 | 0 | 0 | 0
2013 | US | SERC | - | SERC-W | 1 | Unrestricted Non-coincident Peak Demand | 0 | 20893 | 20930 | 21216 | 21459 | 21702 | 21922 | 22136 | 22346 | 22560 | 22770 | 22980
2013 | US | SERC | - | SERC-W | 1a | New Conservation (Energy Efficiency) | 0 | 0 | 0 | 0 | 0 | 0 | 0 | 0 | 0 | 0 | 0 | 0
2013 | US | SERC | - | SERC-W | 1b | Estimated Diversity | 0 | 133 | 126 | 126 | 126 | 138 | 143 | 237 | 137 | 134 | 137 | 148
2013 | US | SERC | - | SERC-W | 1c | Additions for non-member load (load served by non-registered LSE's in a region) | 0 | 625 | 633 | 639 | 665 | 678 | 699 | 720 | 750 | 763 | 778 | 796
2013 | US | SERC | - | SERC-W | 1d | Stand-by Load Under Contract (Normally served by behind the meter generation) | 0 | 0 | 0 | 0 | 0 | 0 | 0 | 0 | 0 | 0 | 0 | 0
2013 | US | SERC | - | SERC-W | 1e | Non-Controllable Demand-Side Demand Response | 0 | 0 | 0 | 0 | 0 | 0 | 0 | 0 | 0 | 0 | 0 | 0
2013 | US | SERC | - | SERC-W | 2 | Total Internal Demand | 21495 | 21385 | 21437 | 21729 | 21998 | 22242 | 22478 | 22619 | 22959 | 23189 | 23411 | 23628
2013 | US | SERC | - | SERC-W | 2a | Supply-Side Direct Control Load Management (DCLM) | 0 | 0 | 0 | 0 | 0 | 0 | 0 | 0 | 0 | 0 | 0 | 0
2013 | US | SERC | - | SERC-W | 2b | Supply-Side Contractually Interruptible (Curtailable) | 0 | 0 | 0 | 0 | 0 | 0 | 0 | 0 | 0 | 0 | 0 | 0
2013 | US | SERC | - | SERC-W | 2c | Supply-Side Critical Peak-Pricing (CPP) with Control | 0 | 0 | 0 | 0 | 0 | 0 | 0 | 0 | 0 | 0 | 0 | 0
2013 | US | SERC | - | SERC-W | 2d | Supply-Side Load as a Capacity Resource | 0 | 0 | 0 | 0 | 0 | 0 | 0 | 0 | 0 | 0 | 0 | 0
2013 | US | SERC | - | SERC-W | 3 | Net Internal Demand | 21246 | 20979 | 21026 | 21314 | 21579 | 21821 | 22055 | 22194 | 22530 | 22757 | 22977 | 23193
2013 | US | SERC | - | SERC-W | 3a | Demand-Side Direct Control Load Management (DCLM) | 0 | 0 | 0 | 0 | 0 | 0 | 0 | 0 | 0 | 0 | 0 | 0
2013 | US | SERC | - | SERC-W | 3b | Demand-Side Contractually Interruptible (Curtailable) | 249 | 406 | 411 | 415 | 419 | 421 | 423 | 425 | 429 | 432 | 434 | 435
2013 | US | SERC | - | SERC-W | 3c | Demand-Side Critical Peak-Pricing (CPP) with Control | 0 | 0 | 0 | 0 | 0 | 0 | 0 | 0 | 0 | 0 | 0 | 0
2013 | US | SERC | - | SERC-W | 3d | Demand-Side Load as a Capacity Resource | 0 | 0 | 0 | 0 | 0 | 0 | 0 | 0 | 0 | 0 | 0 | 0
2013 | US | SERC | - | SERC-W | 4 | Total Controllable Demand Response | 249 | 406 | 411 | 415 | 419 | 421 | 423 | 425 | 429 | 432 | 434 | 435
2013 | US | SERC | - | SERC-W | 4a | Demand Response used for Ancillary Services - Spinning Reserves | 0 | 0 | 0 | 0 | 0 | 0 | 0 | 0 | 0 | 0 | 0 | 0
2013 | US | SERC | - | SERC-W | 4b | Demand Response used for Ancillary Services - Non-Spinning Reserves | 0 | 0 | 0 | 0 | 0 | 0 | 0 | 0 | 0 | 0 | 0 | 0
2013 | US | SERC | - | SERC-W | 4c | Demand Response used for Regulation | 0 | 0 | 0 | 0 | 0 | 0 | 0 | 0 | 0 | 0 | 0 | 0
2013 | US | SERC | - | SERC-W | 4d | Demand Response used for Energy, Voluntary Services - Emergency | 0 | 0 | 0 | 0 | 0 | 0 | 0 | 0 | 0 | 0 | 0 | 0
2013 | US | SERC | - | SERC-W | 5 | TOTAL INTERNAL CAPACITY | 40007.3 | 42926.6 | 42971.6 | 43558.6 | 43558.6 | 43558.6 | 43558.6 | 43558.6 | 43558.6 | 43558.6 | 43558.6 | 43558.6
2013 | US | SERC | - | SERC-W | 6a | Existing-Certain | 38173.1 | 40065.1 | 40065.1 | 40065.1 | 40065.1 | 40065.1 | 40065.1 | 40065.1 | 40065.1 | 40065.1 | 40065.1 | 40065.1
2013 | US | SERC | - | SERC-W | 6a1 | Wind Expected On-Peak | 0 | 0 | 0 | 0 | 0 | 0 | 0 | 0 | 0 | 0 | 0 | 0
2013 | US | SERC | - | SERC-W | 6a2 | Solar Expected On-Peak | 0 | 0 | 0 | 0 | 0 | 0 | 0 | 0 | 0 | 0 | 0 | 0
2013 | US | SERC | - | SERC-W | 6a3 | Hydro Expected On-Peak | 293.4 | 302.4 | 302.4 | 302.4 | 302.4 | 302.4 | 302.4 | 302.4 | 302.4 | 302.4 | 302.4 | 302.4
2013 | US | SERC | - | SERC-W | 6a4 | Biomass Expected On-Peak | 0 | 0 | 0 | 0 | 0 | 0 | 0 | 0 | 0 | 0 | 0 | 0
2013 | US | SERC | - | SERC-W | 6b | Existing-Other | 869.2 | 1379.2 | 1379.2 | 1379.2 | 1379.2 | 1379.2 | 1379.2 | 1379.2 | 1379.2 | 1379.2 | 1379.2 | 1379.2
2013 | US | SERC | - | SERC-W | 6b1 | Wind Derate On-Peak | 0 | 0 | 0 | 0 | 0 | 0 | 0 | 0 | 0 | 0 | 0 | 0
2013 | US | SERC | - | SERC-W | 6b2 | Solar Derate On-Peak | 0 | 0 | 0 | 0 | 0 | 0 | 0 | 0 | 0 | 0 | 0 | 0
2013 | US | SERC | - | SERC-W | 6b3 | Hydro Derate On-Peak | 0 | 0 | 0 | 0 | 0 | 0 | 0 | 0 | 0 | 0 | 0 | 0
2013 | US | SERC | - | SERC-W | 6b4 | Biomass Derate On-Peak | 0 | 0 | 0 | 0 | 0 | 0 | 0 | 0 | 0 | 0 | 0 | 0
2013 | US | SERC | - | SERC-W | 6b5 | Transmission-Limited Resources | 0 | 0 | 0 | 0 | 0 | 0 | 0 | 0 | 0 | 0 | 0 | 0
2013 | US | SERC | - | SERC-W | 6b6 | All Other Derates | 302 | 302 | 302 | 302 | 302 | 302 | 302 | 302 | 302 | 302 | 302 | 302
2013 | US | SERC | - | SERC-W | 6b7 | Energy-Only (Existing-Other) | 76.2 | 72.3 | 72.3 | 72.3 | 72.3 | 72.3 | 72.3 | 72.3 | 72.3 | 72.3 | 72.3 | 72.3
2013 | US | SERC | - | SERC-W | 6c | Unplanned Outages (Actual) / Current and Future Inoperable Resources | 965 | 1049 | 1049 | 1049 | 1049 | 1049 | 1049 | 1049 | 1049 | 1049 | 1049 | 1049
2013 | US | SERC | - | SERC-W | 6d | Total Supply-Side Demand Response | 0 | 0 | 0 | 0 | 0 | 0 | 0 | 0 | 0 | 0 | 0 | 0
2013 | US | SERC | - | SERC-W | 7 | TOTAL FUTURE CAPACITY ADDITIONS | 0 | 59 | 104 | 691 | 691 | 641 | 641 | 641 | 641 | 641 | 641 | 641
2013 | US | SERC | - | SERC-W | 7a | Future-Planned | 0 | 54 | -474 | 113 | 43 | -818 | -1356 | -1813 | -1877 | -2301 | -2639 | -3054
2013 | US | SERC | - | SERC-W | 7a1 | Wind Expected On-Peak | 0 | 0 | 0 | 0 | 0 | 0 | 0 | 0 | 0 | 0 | 0 | 0
2013 | US | SERC | - | SERC-W | 7a2 | Wind Derate On-Peak | 0 | 0 | 0 | 0 | 0 | 0 | 0 | 0 | 0 | 0 | 0 | 0
2013 | US | SERC | - | SERC-W | 7a3 | Solar Expected On-Peak | 0 | 0 | 0 | 0 | 0 | 0 | 0 | 0 | 0 | 0 | 0 | 0
2013 | US | SERC | - | SERC-W | 7a4 | Solar Derate On-Peak | 0 | 0 | 0 | 0 | 0 | 0 | 0 | 0 | 0 | 0 | 0 | 0
2013 | US | SERC | - | SERC-W | 7a5 | Hydro Expected On-Peak | 0 | 0 | 0 | 27 | 27 | 27 | 27 | 27 | 27 | 27 | 27 | 27
2013 | US | SERC | - | SERC-W | 7a6 | Hydro Derate On-Peak | 0 | 0 | 0 | 0 | 0 | 0 | 0 | 0 | 0 | 0 | 0 | 0
2013 | US | SERC | - | SERC-W | 7a7 | Biomass Expected On-Peak | 0 | 0 | 50 | 50 | 50 | 50 | 50 | 50 | 50 | 50 | 50 | 50
2013 | US | SERC | - | SERC-W | 7a8 | Biomass Derate On-Peak | 0 | 0 | 0 | 0 | 0 | 0 | 0 | 0 | 0 | 0 | 0 | 0
2013 | US | SERC | - | SERC-W | 7a9 | Transmission-Limited Resources | 0 | 0 | 0 | 0 | 0 | 0 | 0 | 0 | 0 | 0 | 0 | 0
2013 | US | SERC | - | SERC-W | 7a10 | Scheduled Outage - Maintenance | 0 | 0 | 0 | 0 | 0 | 0 | 0 | 0 | 0 | 0 | 0 | 0
2013 | US | SERC | - | SERC-W | 7a11 | All Other Derates | 0 | 0 | 0 | 0 | 0 | 50 | 50 | 50 | 50 | 50 | 50 | 50
2013 | US | SERC | - | SERC-W | 7a12 | Energy-Only | 0 | 0 | 0 | 0 | 0 | 0 | 0 | 0 | 0 | 0 | 0 | 0
2013 | US | SERC | - | SERC-W | 7b | Future-Other | 0 | 5 | 578 | 578 | 648 | 1459 | 1997 | 2454 | 2518 | 2942 | 3280 | 3695
2013 | US | SERC | - | SERC-W | 7b1 | Wind Expected On-Peak | 0 | 0 | 0 | 0 | 0 | 0 | 0 | 0 | 0 | 0 | 0 | 0
2013 | US | SERC | - | SERC-W | 7b2 | Wind Derate On-Peak | 0 | 0 | 0 | 0 | 0 | 0 | 0 | 0 | 0 | 0 | 0 | 0
2013 | US | SERC | - | SERC-W | 7b3 | Solar Expected On-Peak | 0 | 0 | 0 | 0 | 0 | 0 | 0 | 0 | 0 | 0 | 0 | 0
2013 | US | SERC | - | SERC-W | 7b4 | Solar Derate On-Peak | 0 | 0 | 0 | 0 | 0 | 0 | 0 | 0 | 0 | 0 | 0 | 0
2013 | US | SERC | - | SERC-W | 7b5 | Hydro Expected On-Peak | 0 | 0 | 0 | 0 | 0 | 0 | 0 | 0 | 0 | 0 | 0 | 0
2013 | US | SERC | - | SERC-W | 7b6 | Hydro Derate On-Peak | 0 | 0 | 0 | 0 | 0 | 0 | 0 | 0 | 0 | 0 | 0 | 0
2013 | US | SERC | - | SERC-W | 7b7 | Biomass Expected On-Peak | 0 | 0 | 0 | 0 | 0 | 0 | 0 | 0 | 0 | 0 | 0 | 0
2013 | US | SERC | - | SERC-W | 7b8 | Biomass Derate On-Peak | 0 | 0 | 0 | 0 | 0 | 0 | 0 | 0 | 0 | 0 | 0 | 0
2013 | US | SERC | - | SERC-W | 7b9 | Transmission-Limited Resources | 0 | 0 | 0 | 0 | 0 | 0 | 0 | 0 | 0 | 0 | 0 | 0
2013 | US | SERC | - | SERC-W | 7b10 | Scheduled Outage - Maintenance | 0 | 0 | 0 | 0 | 0 | 0 | 0 | 0 | 0 | 0 | 0 | 0
2013 | US | SERC | - | SERC-W | 7b11 | All Other Derates | 0 | 0 | 0 | 0 | 0 | 0 | 0 | 0 | 0 | 0 | 0 | 0
2013 | US | SERC | - | SERC-W | 7b12 | Energy-Only | 0 | 0 | 0 | 0 | 0 | 0 | 0 | 0 | 0 | 0 | 0 | 0
2013 | US | SERC | - | SERC-W | 8 | Conceptual | 0 | 0 | 0 | 0 | 0 | 147 | 147 | 147 | 717 | 1087 | 1087 | 1087
2013 | US | SERC | - | SERC-W | 8a1 | Wind Expected On-Peak | 0 | 0 | 0 | 0 | 0 | 0 | 0 | 0 | 0 | 0 | 0 | 0
2013 | US | SERC | - | SERC-W | 8a2 | Wind Derate On-Peak | 0 | 0 | 0 | 0 | 0 | 0 | 0 | 0 | 0 | 0 | 0 | 0
2013 | US | SERC | - | SERC-W | 8a3 | Solar Expected On-Peak | 0 | 0 | 0 | 0 | 0 | 0 | 0 | 0 | 0 | 0 | 0 | 0
2013 | US | SERC | - | SERC-W | 8a4 | Solar Derate On-Peak | 0 | 0 | 0 | 0 | 0 | 0 | 0 | 0 | 0 | 0 | 0 | 0
2013 | US | SERC | - | SERC-W | 8a5 | Hydro Expected On-Peak | 0 | 0 | 0 | 0 | 0 | 0 | 0 | 0 | 0 | 0 | 0 | 0
2013 | US | SERC | - | SERC-W | 8a6 | Hydro Derate On-Peak | 0 | 0 | 0 | 0 | 0 | 0 | 0 | 0 | 0 | 0 | 0 | 0
2013 | US | SERC | - | SERC-W | 8a7 | Biomass Expected On-Peak | 0 | 0 | 0 | 0 | 0 | 0 | 0 | 0 | 0 | 0 | 0 | 0
2013 | US | SERC | - | SERC-W | 8a8 | Biomass Derate On-Peak | 0 | 0 | 0 | 0 | 0 | 0 | 0 | 0 | 0 | 0 | 0 | 0
2013 | US | SERC | - | SERC-W | 8a9 | All Other Derates | 0 | 0 | 0 | 0 | 0 | 0 | 0 | 0 | 0 | 0 | 0 | 0
2013 | US | SERC | - | SERC-W | 8a10 | Energy-Only | 0 | 0 | 0 | 0 | 0 | 0 | 0 | 0 | 0 | 0 | 0 | 0
2013 | US | SERC | - | SERC-W | 9 | ANTICIPATED INTERNAL CAPACITY | 0 | 40119.1 | 39591.1 | 40178.1 | 40108.1 | 39247.1 | 38709.1 | 38252.1 | 38188.1 | 37764.1 | 37426.1 | 37011.1
2013 | US | SERC | - | SERC-W | 10 | CAPACITY TRANSACTIONS - IMPORTS | 264 | 264 | 21 | 21 | 21 | 21 | 264 | 21 | 21 | 21 | 21 | 21
2013 | US | SERC | - | SERC-W | 10a | Firm | 264 | 264 | 21 | 21 | 21 | 21 | 264 | 21 | 21 | 21 | 21 | 21
2013 | US | SERC | - | SERC-W | 10a1 | Full-Responsibility Purchases | 21 | 21 | 21 | 21 | 21 | 21 | 21 | 21 | 21 | 21 | 21 | 21
2013 | US | SERC | - | SERC-W | 10a2 | Owned Capacity/Entitlement Located Outside the Region/Subregion | 18 | 18 | 0 | 0 | 0 | 0 | 18 | 0 | 0 | 0 | 0 | 0
2013 | US | SERC | - | SERC-W | 10b | Non-firm | 0 | 0 | 0 | 0 | 0 | 0 | 0 | 0 | 0 | 0 | 0 | 0
2013 | US | SERC | - | SERC-W | 10c | Expected | 0 | 0 | 0 | 0 | 0 | 0 | 0 | 0 | 0 | 0 | 0 | 0
2013 | US | SERC | - | SERC-W | 10c1 | Full-Responsibility Purchases | 0 | 0 | 0 | 0 | 0 | 0 | 0 | 0 | 0 | 0 | 0 | 0
2013 | US | SERC | - | SERC-W | 10c2 | Owned Capacity/Entitlement Located Outside the Region/Subregion | 0 | 0 | 0 | 0 | 0 | 0 | 0 | 0 | 0 | 0 | 0 | 0
2013 | US | SERC | - | SERC-W | 11 | CAPACITY TRANSACTIONS - EXPORTS | 1385 | 1385 | 1385 | 1385 | 1310 | 1310 | 1385 | 1310 | 1310 | 1310 | 1310 | 1310
2013 | US | SERC | - | SERC-W | 11a | Firm | 1385 | 1385 | 1385 | 1385 | 1310 | 1310 | 1385 | 1310 | 1310 | 1310 | 1310 | 1310
2013 | US | SERC | - | SERC-W | 11a1 | Full-Responsibility Purchases | 588 | 588 | 588 | 588 | 588 | 588 | 588 | 588 | 588 | 588 | 588 | 588
2013 | US | SERC | - | SERC-W | 11a2 | Owned Capacity/Entitlement Located Outside the Region/Subregion | 341 | 341 | 341 | 341 | 341 | 341 | 341 | 341 | 341 | 341 | 341 | 341
2013 | US | SERC | - | SERC-W | 11b | Non-firm | 0 | 0 | 0 | 0 | 0 | 0 | 0 | 0 | 0 | 0 | 0 | 0
2013 | US | SERC | - | SERC-W | 11c | Expected | 0 | 0 | 0 | 0 | 0 | 0 | 0 | 0 | 0 | 0 | 0 | 0
2013 | US | SERC | - | SERC-W | 11c1 | Full-Responsibility Purchases | 0 | 0 | 0 | 0 | 0 | 0 | 0 | 0 | 0 | 0 | 0 | 0
2013 | US | SERC | - | SERC-W | 11c2 | Owned Capacity/Entitlement Located Outside the Region/Subregion | 0 | 0 | 0 | 0 | 0 | 0 | 0 | 0 | 0 | 0 | 0 | 0
2013 | US | SERC | - | SERC-W | 12 | EXISTING-CERTAIN & NET FIRM TRANSACTIONS | 37052.1 | 38944.1 | 38701.1 | 38701.1 | 38776.1 | 38776.1 | 38944.1 | 38776.1 | 38776.1 | 38776.1 | 38776.1 | 38776.1
2013 | US | SERC | - | SERC-W | 13 | ANTICIPATED CAPACITY RESOURCES | 0 | 0 | 38227.1 | 38814.1 | 38819.1 | 37958.1 | 37588.1 | 36963.1 | 36899.1 | 36475.1 | 36137.1 | 35722.1
2013 | US | SERC | - | SERC-W | 14 | PROSPECTIVE CAPACITY RESOURCES | 0 | 0 | 40184.3 | 40771.3 | 40846.3 | 40796.3 | 40964.3 | 40796.3 | 40796.3 | 40796.3 | 40796.3 | 40796.3
2013 | US | SERC | - | SERC-W | 15 | TOTAL POTENTIAL CAPACITY RESOURCES | 0 | 0 | 40184.3 | 40771.3 | 40846.3 | 40943.3 | 41111.3 | 40943.3 | 41513.3 | 41883.3 | 41883.3 | 41883.3
2013 | US | SERC | - | SERC-W | 16 | ADJUSTED POTENTIAL CAPACITY RESOURCES | 0 | 0 | 40762.2942 | 41349.2942 | 41494.2935 | 42402.2839 | 43108.2786 | 43397.274 | 44031.2677 | 44825.2597 | 45163.2563 | 45578.2522
2013 | US | SERC | - | SERC-W | 16a | Confidence of Future-Other | 0 | 0 | 0.99999 | 0.99999 | 0.99999 | 0.99999 | 0.99999 | 0.99999 | 0.99999 | 0.99999 | 0.99999 | 0.99999
2013 | US | SERC | - | SERC-W | 16b | Net Future-Other Resources After Confidence Percentage Is Applied | 0 | 0 | 577.9942 | 577.9942 | 647.9935 | 1458.9854 | 1996.98 | 2453.9755 | 2517.9748 | 2941.9706 | 3279.9672 | 3694.963
2013 | US | SERC | - | SERC-W | 16c | Confidence of Conceptual | 0 | 0 | 0.99999 | 0.99999 | 0.99999 | 0.99999 | 0.99999 | 0.99999 | 0.99999 | 0.99999 | 0.99999 | 0.99999
2013 | US | SERC | - | SERC-W | 16d | Net Conceptual Resources After Confidence Percentage Is Applied | 0 | 0 | 0 | 0 | 0 | 146.9985 | 146.9985 | 146.9985 | 716.9928 | 1086.9891 | 1086.9891 | 1086.9891
2013 | US | SERC | - | SERC-W | 17 | ASSESSMENT AREA TARGET RESERVE MARGIN | 0% | 0% | 14.99% | 14.99% | 14.99% | 14.99% | 14.99% | 14.99% | 14.99% | 14.99% | 14.99% | 14.99%
2013 | US | SERC | - | SERC-W | 18 | EXISTING-CERTAIN AND NET FIRM TRANSACTIONS RESERVE MARGIN | 74.4% | 85.63% | 0% | 0% | 0% | 0% | 0% | 0% | 0% | 0% | 0% | 0%
2013 | US | SERC | - | SERC-W | 19 | ANTICIPATED CAPACITY RESOURCES RESERVE MARGIN | 0% | 0% | 81.81% | 82.11% | 79.89% | 73.95% | 70.43% | 66.55% | 63.78% | 60.28% | 57.28% | 54.02%
2013 | US | SERC | - | SERC-W | 20 | PROSPECTIVE CAPACITY RESOURCES RESERVE MARGIN | 0% | 0% | 91.12% | 91.29% | 89.29% | 86.96% | 85.74% | 83.82% | 81.08% | 79.27% | 77.55% | 75.9%
2013 | US | SERC | - | SERC-W | 21 | TOTAL POTENTIAL RESOURCES RESERVE MARGIN | 0% | 0% | 91.12% | 91.29% | 89.29% | 87.63% | 86.4% | 84.48% | 84.26% | 84.05% | 82.28% | 80.59%
2013 | US | SERC | - | SERC-W | 22 | ADJUSTED POTENTIAL RESOURCES RESERVE MARGIN | 0% | 0% | 93.87% | 94% | 92.29% | 94.32% | 95.46% | 95.54% | 95.43% | 96.97% | 96.56% | 96.52%
2013 | US | SERC | - | SERC-W | 23 | Total Baseline Installed Capacity | 40309.3 | 0 | 0 | 0 | 0 | 0 | 0 | 0 | 0 | 0 | 0 | 0
2013 | US | SERC | - | SERC-W | 24 | Distributed or Other Capacity (Behind the Meter) < 1 MW | 0 | 0 | 0 | 0 | 0 | 0 | 0 | 0 | 0 | 0 | 0 | 0
2013 | US | SERC | - | SERC-W | 25 | Distributed or Other Capacity (Behind the Meter) ≥ 1 MW | 0 | 0 | 0 | 0 | 0 | 0 | 0 | 0 | 0 | 0 | 0 | 0
2013 | US | SERC | - | SERC-W | 26 | Capacity Total from EIA-860 | 0 | 0 | 0 | 0 | 0 | 0 | 0 | 0 | 0 | 0 | 0 | 0
2013 | US | SPP | - | SPP | 1 | Unrestricted Non-coincident Peak Demand | 0 | 42425.8692 | 43021.2787 | 43591.4598 | 44279.9104 | 44984.0259 | 45694.1468 | 46402.2612 | 46554.6269 | 46692.0457 | 46812.5667 | 46920.7779
2013 | US | SPP | - | SPP | 1a | New Conservation (Energy Efficiency) | 0 | 153.0692 | 205.3787 | 255.2598 | 313.2854 | 386.9759 | 466.6718 | 544.3612 | 615.3669 | 671.4257 | 710.5867 | 737.4379
2013 | US | SPP | - | SPP | 1b | Estimated Diversity | 0 | 972.2744 | 984.7657 | 996.7326 | 1011.2324 | 1025.7322 | 1040.2319 | 1054.7317 | 1056.603 | 1058.4743 | 1060.3455 | 1062.2168
2013 | US | SPP | - | SPP | 1c | Additions for non-member load (load served by non-registered LSE's in a region) | 0 | 0 | 0 | 0 | 0 | 0 | 0 | 0 | 0 | 0 | 0 | 0
2013 | US | SPP | - | SPP | 1d | Stand-by Load Under Contract (Normally served by behind the meter generation) | 0 | 0 | 0 | 0 | 0 | 0 | 0 | 0 | 0 | 0 | 0 | 0
2013 | US | SPP | - | SPP | 1e | Non-Controllable Demand-Side Demand Response | 0 | 0 | 0 | 0 | 0 | 0 | 0 | 0 | 0 | 0 | 0 | 0
2013 | US | SPP | - | SPP | 2 | Total Internal Demand | 35810 | 41300.5256 | 41831.1343 | 42339.4674 | 42955.3926 | 43571.3178 | 44187.2431 | 44803.1683 | 44882.657 | 44962.1457 | 45041.6345 | 45121.1232
2013 | US | SPP | - | SPP | 2a | Supply-Side Direct Control Load Management (DCLM) | 61.9 | 38.2267 | 44.5835 | 50.8203 | 56.574 | 62.1301 | 65.6741 | 68.4799 | 70.9758 | 73.4206 | 75.8168 | 75.8168
2013 | US | SPP | - | SPP | 2b | Supply-Side Contractually Interruptible (Curtailable) | 138.5388 | 347.0207 | 357.0207 | 357.0207 | 382.0207 | 382.0207 | 382.0207 | 382.0207 | 382.0207 | 382.0207 | 382.0207 | 382.0207
2013 | US | SPP | - | SPP | 2c | Supply-Side Critical Peak-Pricing (CPP) with Control | 0 | 0 | 0 | 0 | 0 | 0 | 0 | 0 | 0 | 0 | 0 | 0
2013 | US | SPP | - | SPP | 2d | Supply-Side Load as a Capacity Resource | 0 | 28 | 28 | 28 | 28 | 28 | 28 | 28 | 28 | 28 | 0 | 0
2013 | US | SPP | - | SPP | 3 | Net Internal Demand | 35078.514 | 40558.0256 | 41258.6343 | 41766.9674 | 42382.8926 | 42998.8178 | 43614.7431 | 44230.6683 | 44310.157 | 44389.6457 | 44469.1345 | 44548.6232
2013 | US | SPP | - | SPP | 3a | Demand-Side Direct Control Load Management (DCLM) | 115.594 | 0 | 0 | 0 | 0 | 0 | 0 | 0 | 0 | 0 | 0 | 0
2013 | US | SPP | - | SPP | 3b | Demand-Side Contractually Interruptible (Curtailable) | 587.892 | 742.5 | 572.5 | 572.5 | 572.5 | 572.5 | 572.5 | 572.5 | 572.5 | 572.5 | 572.5 | 572.5
2013 | US | SPP | - | SPP | 3c | Demand-Side Critical Peak-Pricing (CPP) with Control | 0 | 0 | 0 | 0 | 0 | 0 | 0 | 0 | 0 | 0 | 0 | 0
2013 | US | SPP | - | SPP | 3d | Demand-Side Load as a Capacity Resource | 28 | 0 | 0 | 0 | 0 | 0 | 0 | 0 | 0 | 0 | 0 | 0
2013 | US | SPP | - | SPP | 4 | Total Controllable Demand Response | 931.9247 | 1155.7474 | 1002.1043 | 1008.341 | 1039.0947 | 1044.6509 | 1048.1949 | 1051.0007 | 1053.4965 | 1055.9414 | 1030.3375 | 1030.3375
2013 | US | SPP | - | SPP | 4a | Demand Response used for Ancillary Services - Spinning Reserves | 2 | 2 | 2 | 2 | 2 | 2 | 2 | 2 | 2 | 2 | 2 | 2
2013 | US | SPP | - | SPP | 4b | Demand Response used for Ancillary Services - Non-Spinning Reserves | 1 | bar: 58 to 149
2013 | US | SPP | - | SPP | 4c | Demand Response used for Regulation | 0 | 0 | 0 | 0 | 0 | 0 | 0 | 0 | 0 | 0 | 0 | 0
2013 | US | SPP | - | SPP | 4d | Demand Response used for Energy, Voluntary Services - Emergency | 36 | 48 | 59 | 68 | 72 | 72 | 72 | 72 | 72 | 72 | 72 | 72
2013 | US | SPP | - | SPP | 5 | TOTAL INTERNAL CAPACITY | 0 | 81018.114 | 81890.944 | 82108.144 | 81900.044 | 81962.084 | 82229.084 | 81870.084 | 81919.284 | 82655.284 | 83250.284 | 83286.284
2013 | US | SPP | - | SPP | 6a | Existing-Certain | 71090 | 72693.1034 | 72693.1034 | 72693.1034 | 72693.1034 | 72693.1034 | 72693.1034 | 72693.1034 | 72693.1034 | 72693.1034 | 72693.1034 | 72693.1034
2013 | US | SPP | - | SPP | 6a1 | Wind Expected On-Peak | 389 | 1697.9196 | 1697.9196 | 1697.9196 | 1697.9196 | 1697.9196 | 1697.9196 | 1697.9196 | 1697.9196 | 1697.9196 | 1697.9196 | 1697.9196
2013 | US | SPP | - | SPP | 6a2 | Solar Expected On-Peak | 50 | 35 | 35 | 35 | 35 | 35 | 35 | 35 | 35 | 35 | 35 | 35
2013 | US | SPP | - | SPP | 6a3 | Hydro Expected On-Peak | 2420 | 1761.8078 | 1761.8078 | 1761.8078 | 1761.8078 | 1761.8078 | 1761.8078 | 1761.8078 | 1761.8078 | 1761.8078 | 1761.8078 | 1761.8078
2013 | US | SPP | - | SPP | 6a4 | Biomass Expected On-Peak | 0 | 26.4 | 26.4 | 26.4 | 26.4 | 26.4 | 26.4 | 26.4 | 26.4 | 26.4 | 26.4 | 26.4
2013 | US | SPP | - | SPP | 6b | Existing-Other | 0 | 0 | 0 | 0 | 0 | 0 | 0 | 0 | 0 | 0 | 0 | 0
2013 | US | SPP | - | SPP | 6b1 | Wind Derate On-Peak | 5323 | 5728.8254 | 5728.8254 | 5728.8254 | 5728.8254 | 5728.8254 | 5728.8254 | 5728.8254 | 5728.8254 | 5728.8254 | 5728.8254 | 5728.8254
2013 | US | SPP | - | SPP | 6b2 | Solar Derate On-Peak | 9 | 45 | 45 | 45 | 45 | 45 | 45 | 45 | 45 | 45 | 45 | 45
2013 | US | SPP | - | SPP | 6b3 | Hydro Derate On-Peak | 2218 | 2020.4352 | 2020.4352 | 2020.4352 | 2020.4352 | 2020.4352 | 2020.4352 | 2020.4352 | 2020.4352 | 2020.4352 | 2020.4352 | 2020.4352
2013 | US | SPP | - | SPP | 6b4 | Biomass Derate On-Peak | 0 | 0 | 0 | 0 | 0 | 0 | 0 | 0 | 0 | 0 | 0 | 0
2013 | US | SPP | - | SPP | 6b5 | Transmission-Limited Resources | 0 | 0 | 0 | 0 | 0 | 0 | 0 | 0 | 0 | 0 | 0 | 0
2013 | US | SPP | - | SPP | 6b6 | All Other Derates | 0 | 0 | 0 | 0 | 0 | 0 | 0 | 0 | 0 | 0 | 0 | 0
2013 | US | SPP | - | SPP | 6b7 | Energy-Only (Existing-Other) | 0 | 0 | 0 | 0 | 0 | 0 | 0 | 0 | 0 | 0 | 0 | 0
2013 | US | SPP | - | SPP | 6c | Unplanned Outages (Actual) / Current and Future Inoperable Resources | 0 | 0 | 0 | 0 | 0 | 0 | 0 | 0 | 0 | 0 | 0 | 0
2013 | US | SPP | - | SPP | 6d | Total Supply-Side Demand Response | 200.4388 | 413.2474 | 429.6043 | 435.841 | 466.5947 | 472.1509 | 475.6949 | 478.5007 | 480.9965 | 483.4414 | 457.8375 | 457.8375
2013 | US | SPP | - | SPP | 7 | TOTAL FUTURE CAPACITY ADDITIONS | 0 | 406.75 | 1011.93 | 1211.13 | 991.03 | 1041.07 | 1296.07 | 925.07 | 926.27 | 1626.27 | 2185.27 | 2185.27
2013 | US | SPP | - | SPP | 7a | Future-Planned | 0 | 406.75 | 762.93 | 962.13 | 742.03 | 792.07 | 962.07 | 591.07 | 592.27 | 1292.27 | 1851.27 | 1851.27
2013 | US | SPP | - | SPP | 7a1 | Wind Expected On-Peak | 0 | 4 | 4 | 4 | 4 | 4 | 4 | 4 | 4 | 4 | 4 | 4
2013 | US | SPP | - | SPP | 7a2 | Wind Derate On-Peak | 0 | 124 | 154 | 154 | 154 | 154 | 154 | 154 | 154 | 154 | 154 | 154
2013 | US | SPP | - | SPP | 7a3 | Solar Expected On-Peak | 0 | 0 | 0 | 0 | 0 | 0 | 0 | 0 | 1.2 | 1.2 | 1.2 | 1.2
2013 | US | SPP | - | SPP | 7a4 | Solar Derate On-Peak | 0 | 0 | 0 | 0 | 0 | 0 | 0 | 0 | 12 | 12 | 12 | 12
2013 | US | SPP | - | SPP | 7a5 | Hydro Expected On-Peak | 0 | 0 | -51.82 | -49.82 | -75.71 | -75.71 | -75.71 | -75.71 | -75.71 | -75.71 | -75.71 | -75.71
2013 | US | SPP | - | SPP | 7a6 | Hydro Derate On-Peak | 0 | 0 | 0 | 0 | 0 | 0 | 0 | 0 | 0 | 0 | 0 | 0
2013 | US | SPP | - | SPP | 7a7 | Biomass Expected On-Peak | 0 | 4 | 4 | 5.2 | 5.2 | 5.2 | 5.2 | 5.2 | 5.2 | 5.2 | 5.2 | 5.2
2013 | US | SPP | - | SPP | 7a8 | Biomass Derate On-Peak | 0 | 0 | 0 | 6 | 6 | 6 | 6 | 6 | 6 | 6 | 6 | 6
2013 | US | SPP | - | SPP | 7a9 | Transmission-Limited Resources | 0 | 0 | 0 | 0 | 0 | 0 | 0 | 0 | 0 | 0 | 0 | 0
2013 | US | SPP | - | SPP | 7a10 | Scheduled Outage - Maintenance | 0 | 0 | 0 | 0 | 0 | 0 | 0 | 0 | 0 | 0 | 0 | 0
2013 | US | SPP | - | SPP | 7a11 | All Other Derates | 0 | 0 | 0 | 12 | 24 | 36 | 48 | 60 | 96 | 132 | 168 | 204
2013 | US | SPP | - | SPP | 7a12 | Energy-Only | 0 | 0 | 0 | 0 | 0 | 0 | 0 | 0 | 0 | 0 | 0 | 0
2013 | US | SPP | - | SPP | 7b | Future-Other | 0 | 0 | 249 | 249 | 249 | 249 | 334 | 334 | 334 | 334 | 334 | 334
2013 | US | SPP | - | SPP | 7b1 | Wind Expected On-Peak | 0 | 0 | 245 | 245 | 245 | 245 | 245 | 245 | 245 | 245 | 245 | 245
2013 | US | SPP | - | SPP | 7b2 | Wind Derate On-Peak | 0 | 0 | 237.65 | 237.65 | 237.65 | 237.65 | 237.65 | 237.65 | 237.65 | 237.65 | 237.65 | 237.65
2013 | US | SPP | - | SPP | 7b3 | Solar Expected On-Peak | 0 | 0 | 0 | 0 | 0 | 0 | 0 | 0 | 0 | 0 | 0 | 0
2013 | US | SPP | - | SPP | 7b4 | Solar Derate On-Peak | 0 | 0 | 0 | 0 | 0 | 0 | 0 | 0 | 0 | 0 | 0 | 0
2013 | US | SPP | - | SPP | 7b5 | Hydro Expected On-Peak | 0 | 0 | 0 | 0 | 0 | 0 | 0 | 0 | 0 | 0 | 0 | 0
2013 | US | SPP | - | SPP | 7b6 | Hydro Derate On-Peak | 0 | 0 | 0 | 0 | 0 | 0 | 0 | 0 | 0 | 0 | 0 | 0
2013 | US | SPP | - | SPP | 7b7 | Biomass Expected On-Peak | 0 | 0 | 4 | 4 | 4 | 4 | 4 | 4 | 4 | 4 | 4 | 4
2013 | US | SPP | - | SPP | 7b8 | Biomass Derate On-Peak | 0 | 0 | 0 | 0 | 0 | 0 | 0 | 0 | 0 | 0 | 0 | 0
2013 | US | SPP | - | SPP | 7b9 | Transmission-Limited Resources | 0 | 0 | 0 | 0 | 0 | 0 | 0 | 0 | 0 | 0 | 0 | 0
2013 | US | SPP | - | SPP | 7b10 | Scheduled Outage - Maintenance | 0 | 0 | 0 | 0 | 0 | 0 | 0 | 0 | 0 | 0 | 0 | 0
2013 | US | SPP | - | SPP | 7b11 | All Other Derates | 0 | 0 | 0 | 0 | 0 | 0 | 0 | 0 | 0 | 0 | 0 | 0
2013 | US | SPP | - | SPP | 7b12 | Energy-Only | 0 | 0 | 0 | 0 | 0 | 0 | 0 | 0 | 0 | 0 | 0 | 0
2013 | US | SPP | - | SPP | 8 | Conceptual | 0 | 0 | 0 | 0 | 0 | 0 | 0 | 0 | 562 | 722 | 722 | 722
2013 | US | SPP | - | SPP | 8a1 | Wind Expected On-Peak | 0 | 0 | 0 | 0 | 0 | 0 | 0 | 0 | 0 | 0 | 0 | 0
2013 | US | SPP | - | SPP | 8a2 | Wind Derate On-Peak | 0 | 0 | 0 | 0 | 100 | 100 | 100 | 145 | 445 | 445 | 445 | 445
2013 | US | SPP | - | SPP | 8a3 | Solar Expected On-Peak | 0 | 0 | 0 | 0 | 0 | 0 | 0 | 0 | 0 | 0 | 0 | 0
2013 | US | SPP | - | SPP | 8a4 | Solar Derate On-Peak | 0 | 0 | 0 | 0 | 0 | 0 | 0 | 0 | 0 | 0 | 0 | 0
2013 | US | SPP | - | SPP | 8a5 | Hydro Expected On-Peak | 0 | 0 | 0 | 0 | 0 | 0 | 0 | 0 | 0 | 0 | 0 | 0
2013 | US | SPP | - | SPP | 8a6 | Hydro Derate On-Peak | 0 | 0 | 0 | 0 | 0 | 0 | 0 | 0 | 0 | 0 | 0 | 0
2013 | US | SPP | - | SPP | 8a7 | Biomass Expected On-Peak | 0 | 0 | 0 | 0 | 0 | 0 | 0 | 0 | 0 | 0 | 0 | 0
2013 | US | SPP | - | SPP | 8a8 | Biomass Derate On-Peak | 0 | 0 | 0 | 0 | 0 | 0 | 0 | 0 | 0 | 0 | 0 | 0
2013 | US | SPP | - | SPP | 8a9 | All Other Derates | 0 | 0 | 0 | 0 | 0 | 0 | 0 | 0 | 0 | 0 | 0 | 0
2013 | US | SPP | - | SPP | 8a10 | Energy-Only | 0 | 0 | 0 | 0 | 0 | 0 | 0 | 0 | 0 | 0 | 0 | 0
2013 | US | SPP | - | SPP | 9 | ANTICIPATED INTERNAL CAPACITY | 0 | 73513.1008 | 73885.6377 | 74091.0744 | 73901.7281 | 73957.3243 | 74130.8683 | 73762.6741 | 73766.3699 | 74468.8148 | 75002.2109 | 75002.2109
2013 | US | SPP | - | SPP | 10 | CAPACITY TRANSACTIONS - IMPORTS | 1863.7 | 2711.1 | 2868.1 | 2687.1 | 2687.1 | 2777.1 | 2777.1 | 2777.1 | 2777.1 | 2767.1 | 2767.1 | 2342.1
2013 | US | SPP | - | SPP | 10a | Firm | 1863.7 | 2711.1 | 2868.1 | 2687.1 | 2687.1 | 2777.1 | 2777.1 | 2777.1 | 2777.1 | 2767.1 | 2767.1 | 2342.1
2013 | US | SPP | - | SPP | 10a1 | Full-Responsibility Purchases | 1551.7 | 1991.1 | 2147.1 | 2147.1 | 2147.1 | 2237.1 | 2237.1 | 2237.1 | 2237.1 | 2227.1 | 2227.1 | 1802.1
2013 | US | SPP | - | SPP | 10a2 | Owned Capacity/Entitlement Located Outside the Region/Subregion | 312 | 720 | 721 | 540 | 540 | 540 | 540 | 540 | 540 | 540 | 540 | 540
2013 | US | SPP | - | SPP | 10b | Non-firm | 0 | 0 | 0 | 0 | 0 | 0 | 0 | 0 | 0 | 0 | 0 | 0
2013 | US | SPP | - | SPP | 10c | Expected | 0 | 0 | 0 | 0 | 0 | 0 | 0 | 0 | 0 | 0 | 0 | 0
2013 | US | SPP | - | SPP | 10c1 | Full-Responsibility Purchases | 0 | 0 | 0 | 0 | 0 | 0 | 0 | 0 | 0 | 0 | 0 | 0
2013 | US | SPP | - | SPP | 10c2 | Owned Capacity/Entitlement Located Outside the Region/Subregion | 0 | 0 | 0 | 0 | 0 | 0 | 0 | 0 | 0 | 0 | 0 | 0
2013 | US | SPP | - | SPP | 11 | CAPACITY TRANSACTIONS - EXPORTS | 2234.7178 | 2243.4 | 2297.8 | 2013.8 | 2014.8 | 2016.8 | 1972.8 | 1939.8 | 1941.8 | 1944.8 | 1946.8 | 304.8
2013 | US | SPP | - | SPP | 11a | Firm | 2234.7178 | 2196.4 | 2248.8 | 1962.8 | 1960.8 | 1960.8 | 1913.8 | 1878.8 | 1878.8 | 1878.8 | 1878.8 | 233.8
2013 | US | SPP | - | SPP | 11a1 | Full-Responsibility Purchases | 2186.7178 | 2145.4 | 2189.8 | 1913.8 | 1913.8 | 1913.8 | 1913.8 | 1878.8 | 1878.8 | 1878.8 | 1878.8 | 233.8
2013 | US | SPP | - | SPP | 11a2 | Owned Capacity/Entitlement Located Outside the Region/Subregion | 48 | 51 | 59 | 49 | 47 | 47 | 0 | 0 | 0 | 0 | 0 | 0
2013 | US | SPP | - | SPP | 11b | Non-firm | 0 | 0 | 0 | 0 | 0 | 0 | 0 | 0 | 0 | 0 | 0 | 0
2013 | US | SPP | - | SPP | 11c | Expected | 0 | 47 | 49 | 51 | 54 | 56 | 59 | 61 | 63 | 66 | 68 | 71
2013 | US | SPP | - | SPP | 11c1 | Full-Responsibility Purchases | 0 | 47 | 49 | 51 | 54 | 56 | 59 | 61 | 63 | 66 | 68 | 71
2013 | US | SPP | - | SPP | 11c2 | Owned Capacity/Entitlement Located Outside the Region/Subregion | 0 | 0 | 0 | 0 | 0 | 0 | 0 | 0 | 0 | 0 | 0 | 0
2013 | US | SPP | - | SPP | 12 | EXISTING-CERTAIN & NET FIRM TRANSACTIONS | 70919.421 | 73621.0508 | 73742.0077 | 73853.2444 | 73885.9981 | 73981.5543 | 74032.0983 | 74069.9041 | 74072.3999 | 74064.8448 | 74039.2409 | 75259.2409
2013 | US | SPP | - | SPP | 13 | ANTICIPATED CAPACITY RESOURCES | 0 | 0 | 74455.9377 | 74764.3744 | 74574.0281 | 74717.6243 | 74935.1683 | 74599.9741 | 74601.6699 | 75291.1148 | 75822.5109 | 77039.5109
2013 | US | SPP | - | SPP | 14 | PROSPECTIVE CAPACITY RESOURCES | 0 | 0 | 74655.9377 | 74962.3744 | 74769.0281 | 74910.6243 | 75210.1683 | 74872.9741 | 74872.6699 | 75559.1148 | 76088.5109 | 77302.5109
2013 | US | SPP | - | SPP | 15 | TOTAL POTENTIAL CAPACITY RESOURCES | 0 | 0 | 74655.9377 | 74962.3744 | 74769.0281 | 74910.6243 | 75210.1683 | 74872.9741 | 75434.6699 | 76281.1148 | 76810.5109 | 78024.5109
2013 | US | SPP | - | SPP | 16 | ADJUSTED POTENTIAL CAPACITY RESOURCES | 0 | 0 | 74904.9352 | 75211.372 | 75018.0256 | 75159.6218 | 75544.1649 | 75206.9707 | 75768.6609 | 76615.1042 | 77144.5004 | 78358.5004
2013 | US | SPP | - | SPP | 16a | Confidence of Future-Other | 0 | 0 | 0.99999 | 0.99999 | 0.99999 | 0.99999 | 0.99999 | 0.99999 | 0.99999 | 0.99999 | 0.99999 | 0.99999
2013 | US | SPP | - | SPP | 16b | Net Future-Other Resources After Confidence Percentage Is Applied | 0 | 0 | 248.9975 | 248.9975 | 248.9975 | 248.9975 | 333.9967 | 333.9967 | 333.9967 | 333.9967 | 333.9967 | 333.9967
2013 | US | SPP | - | SPP | 16c | Confidence of Conceptual | 0 | 0 | 0.99999 | 0.99999 | 0.99999 | 0.99999 | 0.99999 | 0.99999 | 0.99999 | 0.99999 | 0.99999 | 0.99999
2013 | US | SPP | - | SPP | 16d | Net Conceptual Resources After Confidence Percentage Is Applied | 0 | 0 | 0 | 0 | 0 | 0 | 0 | 0 | 561.9944 | 721.9928 | 721.9928 | 721.9928
2013 | US | SPP | - | SPP | 17 | ASSESSMENT AREA TARGET RESERVE MARGIN | 0% | 0% | 15% | 15% | 15% | 15% | 15% | 15% | 15% | 15% | 15% | 15%
2013 | US | SPP | - | SPP | 18 | EXISTING-CERTAIN AND NET FIRM TRANSACTIONS RESERVE MARGIN | 102.2% | 81.52% | 0% | 0% | 0% | 0% | 0% | 0% | 0% | 0% | 0% | 0%
2013 | US | SPP | - | SPP | 19 | ANTICIPATED CAPACITY RESOURCES RESERVE MARGIN | 0% | 0% | 80.46% | 79% | 75.95% | 73.77% | 71.81% | 68.66% | 68.36% | 69.61% | 70.51% | 72.93%
2013 | US | SPP | - | SPP | 20 | PROSPECTIVE CAPACITY RESOURCES RESERVE MARGIN | 0% | 0% | 80.95% | 79.48% | 76.41% | 74.22% | 72.44% | 69.28% | 68.97% | 70.22% | 71.1% | 73.52%
2013 | US | SPP | - | SPP | 21 | TOTAL POTENTIAL RESOURCES RESERVE MARGIN | 0% | 0% | 80.95% | 79.48% | 76.41% | 74.22% | 72.44% | 69.28% | 70.24% | 71.84% | 72.73% | 75.14%
2013 | US | SPP | - | SPP | 22 | ADJUSTED POTENTIAL RESOURCES RESERVE MARGIN | 0% | 0% | 81.55% | 80.07% | 77% | 74.79% | 73.21% | 70.03% | 71% | 72.6% | 73.48% | 75.89%
2013 | US | SPP | - | SPP | 23 | Total Baseline Installed Capacity | 78640 | 0 | 0 | 0 | 0 | 0 | 0 | 0 | 0 | 0 | 0 | 0
2013 | US | SPP | - | SPP | 24 | Distributed or Other Capacity (Behind the Meter) < 1 MW | 0 | 0 | 0 | 0 | 0 | 0 | 0 | 0 | 0 | 0 | 0 | 0
2013 | US | SPP | - | SPP | 25 | Distributed or Other Capacity (Behind the Meter) ≥ 1 MW | 0 | 0 | 0 | 0 | 0 | 0 | 0 | 0 | 0 | 0 | 0 | 0
2013 | US | SPP | - | SPP | 26 | Capacity Total from EIA-860 | 0 | 0 | 0 | 0 | 0 | 0 | 0 | 0 | 0 | 0 | 0 | 0
2013 | CAN | WECC | - | AB | 1 | Unrestricted Non-coincident Peak Demand | 0 | 11319 | 11766 | 12219 | 12928 | 13630 | 14035 | 14314 | 14612 | 14891 | 15178 | 15534
2013 | CAN | WECC | - | AB | 1a | New Conservation (Energy Efficiency) | 0 | 0 | 0 | 0 | 0 | 0 | 0 | 0 | 0 | 0 | 0 | 0
2013 | CAN | WECC | - | AB | 1b | Estimated Diversity | 0 | 0 | 0 | 0 | 0 | 0 | 0 | 0 | 0 | 0 | 0 | 0
2013 | CAN | WECC | - | AB | 1c | Additions for non-member load (load served by non-registered LSE's in a region) | 0 | 0 | 0 | 0 | 0 | 0 | 0 | 0 | 0 | 0 | 0 | 0
2013 | CAN | WECC | - | AB | 1d | Stand-by Load Under Contract (Normally served by behind the meter generation) | 0 | 0 | 0 | 0 | 0 | 0 | 0 | 0 | 0 | 0 | 0 | 0
2013 | CAN | WECC | - | AB | 1e | Non-Controllable Demand-Side Demand Response | 0 | 0 | 0 | 0 | 0 | 0 | 0 | 0 | 0 | 0 | 0 | 0
2013 | CAN | WECC | - | AB | 2 | Total Internal Demand | 0 | 11319 | 11766 | 12219 | 12928 | 13630 | 14035 | 14314 | 14612 | 14891 | 15178 | 15534
2013 | CAN | WECC | - | AB | 2a | Supply-Side Direct Control Load Management (DCLM) | 0 | 0 | 0 | 0 | 0 | 0 | 0 | 0 | 0 | 0 | 0 | 0
2013 | CAN | WECC | - | AB | 2b | Supply-Side Contractually Interruptible (Curtailable) | 0 | 0 | 0 | 0 | 0 | 0 | 0 | 0 | 0 | 0 | 0 | 0
2013 | CAN | WECC | - | AB | 2c | Supply-Side Critical Peak-Pricing (CPP) with Control | 0 | 0 | 0 | 0 | 0 | 0 | 0 | 0 | 0 | 0 | 0 | 0
2013 | CAN | WECC | - | AB | 2d | Supply-Side Load as a Capacity Resource | 0 | 0 | 0 | 0 | 0 | 0 | 0 | 0 | 0 | 0 | 0 | 0
2013 | CAN | WECC | - | AB | 3 | Net Internal Demand | 0 | 11319 | 11766 | 12219 | 12928 | 13630 | 14035 | 14314 | 14612 | 14891 | 15178 | 15534
2013 | CAN | WECC | - | AB | 3a | Demand-Side Direct Control Load Management (DCLM) | 0 | 0 | 0 | 0 | 0 | 0 | 0 | 0 | 0 | 0 | 0 | 0
2013 | CAN | WECC | - | AB | 3b | Demand-Side Contractually Interruptible (Curtailable) | 0 | 0 | 0 | 0 | 0 | 0 | 0 | 0 | 0 | 0 | 0 | 0
2013 | CAN | WECC | - | AB | 3c | Demand-Side Critical Peak-Pricing (CPP) with Control | 0 | 0 | 0 | 0 | 0 | 0 | 0 | 0 | 0 | 0 | 0 | 0
2013 | CAN | WECC | - | AB | 3d | Demand-Side Load as a Capacity Resource | 0 | 0 | 0 | 0 | 0 | 0 | 0 | 0 | 0 | 0 | 0 | 0
2013 | CAN | WECC | - | AB | 4 | Total Controllable Demand Response | 0 | 0 | 0 | 0 | 0 | 0 | 0 | 0 | 0 | 0 | 0 | 0
2013 | CAN | WECC | - | AB | 4a | Demand Response used for Ancillary Services - Spinning Reserves | 0 | 0 | 0 | 0 | 0 | 0 | 0 | 0 | 0 | 0 | 0 | 0
2013 | CAN | WECC | - | AB | 4b | Demand Response used for Ancillary Services - Non-Spinning Reserves | 0 | 0 | 0 | 0 | 0 | 0 | 0 | 0 | 0 | 0 | 0 | 0
2013 | CAN | WECC | - | AB | 4c | Demand Response used for Regulation | 0 | 0 | 0 | 0 | 0 | 0 | 0 | 0 | 0 | 0 | 0 | 0
2013 | CAN | WECC | - | AB | 4d | Demand Response used for Energy, Voluntary Services - Emergency | 0 | 0 | 0 | 0 | 0 | 0 | 0 | 0 | 0 | 0 | 0 | 0
2013 | CAN | WECC | - | AB | 5 | TOTAL INTERNAL CAPACITY | 0 | 14262.996 | 16053.996 | 18288.796 | 18658.796 | 20303.796 | 20303.796 | 20403.796 | 20403.796 | 20403.796 | 20403.796 | 20403.796
2013 | CAN | WECC | - | AB | 6a | Existing-Certain | 0 | 12088.8294 | 12088.8294 | 12088.8294 | 12088.8294 | 12088.8294 | 12088.8294 | 12088.8294 | 12088.8294 | 12088.8294 | 12088.8294 | 12088.8294
2013 | CAN | WECC | - | AB | 6a1 | Wind Expected On-Peak | 0 | 487.0694 | 487.0694 | 487.0694 | 487.0694 | 487.0694 | 487.0694 | 487.0694 | 487.0694 | 487.0694 | 487.0694 | 487.0694
2013 | CAN | WECC | - | AB | 6a2 | Solar Expected On-Peak | 0 | 0 | 0 | 0 | 0 | 0 | 0 | 0 | 0 | 0 | 0 | 0
2013 | CAN | WECC | - | AB | 6a3 | Hydro Expected On-Peak | 0 | 147 | 147 | 147 | 147 | 147 | 147 | 147 | 147 | 147 | 147 | 147
2013 | CAN | WECC | - | AB | 6a4 | Biomass Expected On-Peak | 0 | 233 | 233 | 233 | 233 | 233 | 233 | 233 | 233 | 233 | 233 | 233
2013 | CAN | WECC | - | AB | 6b | Existing-Other | 0 | 0 | 0 | 0 | 0 | 0 | 0 | 0 | 0 | 0 | 0 | 0
2013 | CAN | WECC | - | AB | 6b1 | Wind Derate On-Peak | 0 | 609.9666 | 609.9666 | 609.9666 | 609.9666 | 609.9666 | 609.9666 | 609.9666 | 609.9666 | 609.9666 | 609.9666 | 609.9666
2013 | CAN | WECC | - | AB | 6b2 | Solar Derate On-Peak | 0 | 0 | 0 | 0 | 0 | 0 | 0 | 0 | 0 | 0 | 0 | 0
2013 | CAN | WECC | - | AB | 6b3 | Hydro Derate On-Peak | 0 | 763.5 | 763.5 | 763.5 | 763.5 | 763.5 | 763.5 | 763.5 | 763.5 | 763.5 | 763.5 | 763.5
2013 | CAN | WECC | - | AB | 6b4 | Biomass Derate On-Peak | 0 | 46.7 | 46.7 | 46.7 | 46.7 | 46.7 | 46.7 | 46.7 | 46.7 | 46.7 | 46.7 | 46.7
2013 | CAN | WECC | - | AB | 6b5 | Transmission-Limited Resources | 0 | 0 | 0 | 0 | 0 | 0 | 0 | 0 | 0 | 0 | 0 | 0
2013 | CAN | WECC | - | AB | 6b6 | All Other Derates | 0 | 0 | 0 | 0 | 0 | 0 | 0 | 0 | 0 | 0 | 0 | 0
2013 | CAN | WECC | - | AB | 6b7 | Energy-Only (Existing-Other) | 0 | 0 | 0 | 0 | 0 | 0 | 0 | 0 | 0 | 0 | 0 | 0
2013 | CAN | WECC | - | AB | 6c | Unplanned Outages (Actual) / Current and Future Inoperable Resources | 0 | 576 | 576 | 576 | 576 | 576 | 576 | 576 | 576 | 576 | 576 | 576
2013 | CAN | WECC | - | AB | 6d | Total Supply-Side Demand Response | 0 | 0 | 0 | 0 | 0 | 0 | 0 | 0 | 0 | 0 | 0 | 0
2013 | CAN | WECC | - | AB | 7 | TOTAL FUTURE CAPACITY ADDITIONS | 0 | 178 | 1209.8685 | 3043.8941 | 3347.1725 | 4614.0835 | 4614.0835 | 4714.0835 | 4714.0835 | 4714.0835 | 4714.0835 | 4714.0835
2013 | CAN | WECC | - | AB | 7a | Future-Planned | 0 | 178 | 1209.8685 | 3043.8941 | 3347.1725 | 4614.0835 | 4614.0835 | 4714.0835 | 4714.0835 | 4714.0835 | 4714.0835 | 4714.0835
2013 | CAN | WECC | - | AB | 7a1 | Wind Expected On-Peak | 0 | 163 | 600.714 | 920.7397 | 974.0181 | 1275.9291 | 1275.9291 | 1275.9291 | 1275.9291 | 1275.9291 | 1275.9291 | 1275.9291
2013 | CAN | WECC | - | AB | 7a2 | Wind Derate On-Peak | 0 | 0 | 752.286 | 1153.0603 | 1219.7819 | 1597.8709 | 1597.8709 | 1597.8709 | 1597.8709 | 1597.8709 | 1597.8709 | 1597.8709
2013 | CAN | WECC | - | AB | 7a3 | Solar Expected On-Peak | 0 | 0 | 0 | 0 | 0 | 0 | 0 | 0 | 0 | 0 | 0 | 0
2013 | CAN | WECC | - | AB | 7a4 | Solar Derate On-Peak | 0 | 0 | 0 | 0 | 0 | 0 | 0 | 0 | 0 | 0 | 0 | 0
2013 | CAN | WECC | - | AB | 7a5 | Hydro Expected On-Peak | 0 | 0 | 0 | 0 | 0 | 0 | 0 | 0 | 0 | 0 | 0 | 0
2013 | CAN | WECC | - | AB | 7a6 | Hydro Derate On-Peak | 0 | 0 | 0 | 0 | 0 | 0 | 0 | 0 | 0 | 0 | 0 | 0
2013 | CAN | WECC | - | AB | 7a7 | Biomass Expected On-Peak | 0 | 0 | 34.1545 | 34.1545 | 34.1545 | 34.1545 | 34.1545 | 34.1545 | 34.1545 | 34.1545 | 34.1545 | 34.1545
2013 | CAN | WECC | - | AB | 7a8 | Biomass Derate On-Peak | 0 | 0 | 6.8455 | 6.8455 | 6.8455 | 6.8455 | 6.8455 | 6.8455 | 6.8455 | 6.8455 | 6.8455 | 6.8455
2013 | CAN | WECC | - | AB | 7a9 | Transmission-Limited Resources | 0 | 0 | 0 | 0 | 0 | 0 | 0 | 0 | 0 | 0 | 0 | 0
2013 | CAN | WECC | - | AB | 7a10 | Scheduled Outage - Maintenance | 0 | 583 | 712 | 654 | 525 | 528 | 948 | 233 | 230 | 799 | 430 | 524
2013 | CAN | WECC | - | AB | 7a11 | All Other Derates | 0 | 0 | 0 | 0 | 0 | 0 | 0 | 0 | 0 | 0 | 0 | 0
2013 | CAN | WECC | - | AB | 7a12 | Energy-Only | 0 | 0 | 0 | 0 | 0 | 0 | 0 | 0 | 0 | 0 | 0 | 0
2013 | CAN | WECC | - | AB | 7b | Future-Other | 0 | 0 | 0 | 0 | 0 | 0 | 0 | 0 | 0 | 0 | 0 | 0
2013 | CAN | WECC | - | AB | 7b1 | Wind Expected On-Peak | 0 | 0 | 0 | 0 | 0 | 0 | 0 | 0 | 0 | 0 | 0 | 0
2013 | CAN | WECC | - | AB | 7b2 | Wind Derate On-Peak | 0 | 0 | 0 | 0 | 0 | 0 | 0 | 0 | 0 | 0 | 0 | 0
2013 | CAN | WECC | - | AB | 7b3 | Solar Expected On-Peak | 0 | 0 | 0 | 0 | 0 | 0 | 0 | 0 | 0 | 0 | 0 | 0
2013 | CAN | WECC | - | AB | 7b4 | Solar Derate On-Peak | 0 | 0 | 0 | 0 | 0 | 0 | 0 | 0 | 0 | 0 | 0 | 0
2013 | CAN | WECC | - | AB | 7b5 | Hydro Expected On-Peak | 0 | 0 | 0 | 0 | 0 | 0 | 0 | 0 | 0 | 0 | 0 | 0
2013 | CAN | WECC | - | AB | 7b6 | Hydro Derate On-Peak | 0 | 0 | 0 | 0 | 0 | 0 | 0 | 0 | 0 | 0 | 0 | 0
2013 | CAN | WECC | - | AB | 7b7 | Biomass Expected On-Peak | 0 | 0 | 0 | 0 | 0 | 0 | 0 | 0 | 0 | 0 | 0 | 0
2013 | CAN | WECC | - | AB | 7b8 | Biomass Derate On-Peak | 0 | 0 | 0 | 0 | 0 | 0 | 0 | 0 | 0 | 0 | 0 | 0
2013 | CAN | WECC | - | AB | 7b9 | Transmission-Limited Resources | 0 | 0 | 0 | 0 | 0 | 0 | 0 | 0 | 0 | 0 | 0 | 0
2013 | CAN | WECC | - | AB | 7b10 | Scheduled Outage - Maintenance | 0 | 0 | 0 | 0 | 0 | 0 | 0 | 0 | 0 | 0 | 0 | 0
2013 | CAN | WECC | - | AB | 7b11 | All Other Derates | 0 | 0 | 0 | 0 | 0 | 0 | 0 | 0 | 0 | 0 | 0 | 0
2013 | CAN | WECC | - | AB | 7b12 | Energy-Only | 0 | 0 | 0 | 0 | 0 | 0 | 0 | 0 | 0 | 0 | 0 | 0
2013 | CAN | WECC | - | AB | 8 | Conceptual | 0 | 0 | 432.7568 | 779.396 | 1179.396 | 1759.396 | 3517.7784 | 3607.7784 | 4107.7784 | 4107.7784 | 4107.7784 | 4107.7784
2013 | CAN | WECC | - | AB | 8a1 | Wind Expected On-Peak | 0 | 0 | 106.5568 | 133.196 | 133.196 | 133.196 | 133.196 | 133.196 | 133.196 | 133.196 | 133.196 | 133.196
2013 | CAN | WECC | - | AB | 8a2 | Wind Derate On-Peak | 0 | 0 | 133.4432 | 166.804 | 166.804 | 166.804 | 166.804 | 166.804 | 166.804 | 166.804 | 166.804 | 166.804
2013 | CAN | WECC | - | AB | 8a3 | Solar Expected On-Peak | 0 | 0 | 0 | 0 | 0 | 0 | 8.3824 | 8.3824 | 8.3824 | 8.3824 | 8.3824 | 8.3824
2013 | CAN | WECC | - | AB | 8a4 | Solar Derate On-Peak | 0 | 0 | 0 | 0 | 0 | 0 | 6.6176 | 6.6176 | 6.6176 | 6.6176 | 6.6176 | 6.6176
2013 | CAN | WECC | - | AB | 8a5 | Hydro Expected On-Peak | 0 | 0 | 0 | 0 | 0 | 0 | 0 | 0 | 0 | 0 | 0 | 0
2013 | CAN | WECC | - | AB | 8a6 | Hydro Derate On-Peak | 0 | 0 | 0 | 0 | 0 | 0 | 0 | 0 | 0 | 0 | 0 | 0
2013 | CAN | WECC | - | AB | 8a7 | Biomass Expected On-Peak | 0 | 0 | 0 | 0 | 0 | 0 | 0 | 0 | 0 | 0 | 0 | 0
2013 | CAN | WECC | - | AB | 8a8 | Biomass Derate On-Peak | 0 | 0 | 0 | 0 | 0 | 0 | 0 | 0 | 0 | 0 | 0 | 0
2013 | CAN | WECC | - | AB | 8a9 | All Other Derates | 0 | 0 | 0 | 0 | 0 | 0 | 0 | 0 | 0 | 0 | 0 | 0
2013 | CAN | WECC | - | AB | 8a10 | Energy-Only | 0 | 0 | 0 | 0 | 0 | 0 | 0 | 0 | 0 | 0 | 0 | 0
2013 | CAN | WECC | - | AB | 9 | ANTICIPATED INTERNAL CAPACITY | 0 | 12266.8294 | 13298.6979 | 15132.7236 | 15436.002 | 16702.9129 | 16702.9129 | 16802.9129 | 16802.9129 | 16802.9129 | 16802.9129 | 16802.9129
2013 | CAN | WECC | - | AB | 10 | CAPACITY TRANSACTIONS - IMPORTS | 0 | 600 | 600 | 0 | 0 | 0 | 0 | 0 | 0 | 800 | 800 | 800
2013 | CAN | WECC | - | AB | 10a | Firm | 0 | 600 | 600 | 0 | 0 | 0 | 0 | 0 | 0 | 800 | 800 | 800
2013 | CAN | WECC | - | AB | 10a1 | Full-Responsibility Purchases | 0 | 0 | 0 | 0 | 0 | 0 | 0 | 0 | 0 | 0 | 0 | 0
2013 | CAN | WECC | - | AB | 10a2 | Owned Capacity/Entitlement Located Outside the Region/Subregion | 0 | 0 | 0 | 0 | 0 | 0 | 0 | 0 | 0 | 0 | 0 | 0
2013 | CAN | WECC | - | AB | 10b | Non-firm | 0 | 0 | 0 | 0 | 0 | 0 | 0 | 0 | 0 | 0 | 0 | 0
2013 | CAN | WECC | - | AB | 10c | Expected | 0 | 0 | 0 | 0 | 0 | 0 | 0 | 0 | 0 | 0 | 0 | 0
2013 | CAN | WECC | - | AB | 10c1 | Full-Responsibility Purchases | 0 | 0 | 0 | 0 | 0 | 0 | 0 | 0 | 0 | 0 | 0 | 0
2013 | CAN | WECC | - | AB | 10c2 | Owned Capacity/Entitlement Located Outside the Region/Subregion | 0 | 0 | 0 | 0 | 0 | 0 | 0 | 0 | 0 | 0 | 0 | 0
2013 | CAN | WECC | - | AB | 11 | CAPACITY TRANSACTIONS - EXPORTS | 0 | 0 | 0 | 0 | 0 | 0 | 0 | 0 | 0 | 0 | 0 | 0
2013 | CAN | WECC | - | AB | 11a | Firm | 0 | 0 | 0 | 0 | 0 | 0 | 0 | 0 | 0 | 0 | 0 | 0
2013 | CAN | WECC | - | AB | 11a1 | Full-Responsibility Purchases | 0 | 0 | 0 | 0 | 0 | 0 | 0 | 0 | 0 | 0 | 0 | 0
2013 | CAN | WECC | - | AB | 11a2 | Owned Capacity/Entitlement Located Outside the Region/Subregion | 0 | 0 | 0 | 0 | 0 | 0 | 0 | 0 | 0 | 0 | 0 | 0
2013 | CAN | WECC | - | AB | 11b | Non-firm | 0 | 0 | 0 | 0 | 0 | 0 | 0 | 0 | 0 | 0 | 0 | 0
2013 | CAN | WECC | - | AB | 11c | Expected | 0 | 0 | 0 | 0 | 0 | 0 | 0 | 0 | 0 | 0 | 0 | 0
2013 | CAN | WECC | - | AB | 11c1 | Full-Responsibility Purchases | 0 | 0 | 0 | 0 | 0 | 0 | 0 | 0 | 0 | 0 | 0 | 0
2013 | CAN | WECC | - | AB | 11c2 | Owned Capacity/Entitlement Located Outside the Region/Subregion | 0 | 0 | 0 | 0 | 0 | 0 | 0 | 0 | 0 | 0 | 0 | 0
2013 | CAN | WECC | - | AB | 12 | EXISTING-CERTAIN & NET FIRM TRANSACTIONS | 0 | 12688.8294 | 12688.8294 | 12088.8294 | 12088.8294 | 12088.8294 | 12088.8294 | 12088.8294 | 12088.8294 | 12888.8294 | 12888.8294 | 12888.8294
2013 | CAN | WECC | - | AB | 13 | ANTICIPATED CAPACITY RESOURCES | 0 | 0 | 13186.6979 | 14478.7236 | 14911.002 | 16174.9129 | 15754.9129 | 16569.9129 | 16572.9129 | 16803.9129 | 17172.9129 | 17078.9129
2013 | CAN | WECC | - | AB | 14 | PROSPECTIVE CAPACITY RESOURCES | 0 | 0 | 13186.6979 | 14478.7236 | 14911.002 | 16174.9129 | 15754.9129 | 16569.9129 | 16572.9129 | 16803.9129 | 17172.9129 | 17078.9129
2013 | CAN | WECC | - | AB | 15 | TOTAL POTENTIAL CAPACITY RESOURCES | 0 | 0 | 13619.4547 | 15258.1196 | 16090.398 | 17934.309 | 19272.6914 | 20177.6914 | 20680.6914 | 20911.6914 | 21280.6914 | 21186.6914
2013 | CAN | WECC | - | AB | 16 | ADJUSTED POTENTIAL CAPACITY RESOURCES | 0 | 0 | 13619.4504 | 15258.1118 | 16090.3862 | 17934.2914 | 19272.6562 | 20177.6553 | 20680.6503 | 20911.6503 | 21280.6503 | 21186.6503
2013 | CAN | WECC | - | AB | 16a | Confidence of Future-Other | 0 | 0 | 0.99999 | 0.99999 | 0.99999 | 0.99999 | 0.99999 | 0.99999 | 0.99999 | 0.99999 | 0.99999 | 0.99999
2013 | CAN | WECC | - | AB | 16b | Net Future-Other Resources After Confidence Percentage Is Applied | 0 | 0 | 0 | 0 | 0 | 0 | 0 | 0 | 0 | 0 | 0 | 0
2013 | CAN | WECC | - | AB | 16c | Confidence of Conceptual | 0 | 0 | 0.99999 | 0.99999 | 0.99999 | 0.99999 | 0.99999 | 0.99999 | 0.99999 | 0.99999 | 0.99999 | 0.99999
2013 | CAN | WECC | - | AB | 16d | Net Conceptual Resources After Confidence Percentage Is Applied | 0 | 0 | 432.7525 | 779.3882 | 1179.3842 | 1759.3784 | 3517.7433 | 3607.7424 | 4107.7374 | 4107.7374 | 4107.7374 | 4107.7374
2013 | CAN | WECC | - | AB | 17 | ASSESSMENT AREA TARGET RESERVE MARGIN | 0% | 0% | 11.64% | 11.64% | 11.64% | 11.64% | 11.64% | 11.64% | 11.64% | 11.64% | 11.64% | 11.64%
2013 | CAN | WECC | - | AB | 18 | EXISTING-CERTAIN AND NET FIRM TRANSACTIONS RESERVE MARGIN | 0% | 12.1% | 0% | 0% | 0% | 0% | 0% | 0% | 0% | 0% | 0% | 0%
2013 | CAN | WECC | - | AB | 19 | ANTICIPATED CAPACITY RESOURCES RESERVE MARGIN | 0% | 0% | 12.07% | 18.49% | 15.34% | 18.67% | 12.25% | 15.76% | 13.42% | 12.85% | 13.14% | 9.945%
2013 | CAN | WECC | - | AB | 20 | PROSPECTIVE CAPACITY RESOURCES RESERVE MARGIN | 0% | 0% | 12.07% | 18.49% | 15.34% | 18.67% | 12.25% | 15.76% | 13.42% | 12.85% | 13.14% | 9.945%
2013 | CAN | WECC | - | AB | 21 | TOTAL POTENTIAL RESOURCES RESERVE MARGIN | 0% | 0% | 15.75% | 24.87% | 24.46% | 31.58% | 37.32% | 40.96% | 41.53% | 40.43% | 40.21% | 36.39%
2013 | CAN | WECC | - | AB | 22 | ADJUSTED POTENTIAL RESOURCES RESERVE MARGIN | 0% | 0% | 15.75% | 24.87% | 24.46% | 31.58% | 37.32% | 40.96% | 41.53% | 40.43% | 40.21% | 36.39%
2013 | CAN | WECC | - | AB | 23 | Total Baseline Installed Capacity | 0 | 0 | 0 | 0 | 0 | 0 | 0 | 0 | 0 | 0 | 0 | 0
2013 | CAN | WECC | - | AB | 24 | Distributed or Other Capacity (Behind the Meter) < 1 MW | 0 | 0 | 0 | 0 | 0 | 0 | 0 | 0 | 0 | 0 | 0 | 0
2013 | CAN | WECC | - | AB | 25 | Distributed or Other Capacity (Behind the Meter) ≥ 1 MW | 0 | 0 | 0 | 0 | 0 | 0 | 0 | 0 | 0 | 0 | 0 | 0
2013 | CAN | WECC | - | AB | 26 | Capacity Total from EIA-860 | 0 | 0 | 0 | 0 | 0 | 0 | 0 | 0 | 0 | 0 | 0 | 0
2013 | US | WECC | - | BASN | 1 | Unrestricted Non-coincident Peak Demand | 0 | 10875.3 | 11022.1 | 11230.2 | 11382.9 | 11572.6 | 11631.5 | 11752.8 | 11929.8 | 12082 | 12214.9 | 12248.3
2013 | US | WECC | - | BASN | 1a | New Conservation (Energy Efficiency) | 0 | 12 | 21 | 33 | 43 | 54 | 67 | 79 | 86 | 95 | 105 | 46
2013 | US | WECC | - | BASN | 1b | Estimated Diversity | 0 | 0 | 0 | 0 | 0 | 0 | 0 | 0 | 0 | 0 | 0 | 0
2013 | US | WECC | - | BASN | 1c | Additions for non-member load (load served by non-registered LSE's in a region) | 0 | 0 | 0 | 0 | 0 | 0 | 0 | 0 | 0 | 0 | 0 | 0
2013 | US | WECC | - | BASN | 1d | Stand-by Load Under Contract (Normally served by behind the meter generation) | 0 | 0 | 0 | 0 | 0 | 0 | 0 | 0 | 0 | 0 | 0 | 0
2013 | US | WECC | - | BASN | 1e | Non-Controllable Demand-Side Demand Response | 0 | 0 | 0 | 0 | 0 | 0 | 0 | 0 | 0 | 0 | 0 | 0
2013 | US | WECC | - | BASN | 2 | Total Internal Demand | 0 | 10863.3 | 11001.1 | 11197.2 | 11339.9 | 11518.6 | 11564.5 | 11673.8 | 11843.8 | 11987 | 12109.9 | 12202.3
2013 | US | WECC | - | BASN | 2a | Supply-Side Direct Control Load Management (DCLM) | 0 | 0 | 0 | 0 | 0 | 0 | 0 | 0 | 0 | 0 | 0 | 0
2013 | US | WECC | - | BASN | 2b | Supply-Side Contractually Interruptible (Curtailable) | 0 | 0 | 0 | 0 | 0 | 0 | 0 | 0 | 0 | 0 | 0 | 0
2013 | US | WECC | - | BASN | 2c | Supply-Side Critical Peak-Pricing (CPP) with Control | 0 | 0 | 0 | 0 | 0 | 0 | 0 | 0 | 0 | 0 | 0 | 0
2013 | US | WECC | - | BASN | 2d | Supply-Side Load as a Capacity Resource | 0 | 0 | 0 | 0 | 0 | 0 | 0 | 0 | 0 | 0 | 0 | 0
2013 | US | WECC | - | BASN | 3 | Net Internal Demand | 0 | 10571.3 | 10699.1 | 10892.2 | 11034.9 | 11213.6 | 11259.5 | 11368.8 | 11538.8 | 11682 | 11804.9 | 11897.3
2013 | US | WECC | - | BASN | 3a | Demand-Side Direct Control Load Management (DCLM) | 0 | 40 | 50 | 53 | 53 | 53 | 53 | 53 | 53 | 53 | 53 | 53
2013 | US | WECC | - | BASN | 3b | Demand-Side Contractually Interruptible (Curtailable) | 0 | 252 | 252 | 252 | 252 | 252 | 252 | 252 | 252 | 252 | 252 | 252
2013 | US | WECC | - | BASN | 3c | Demand-Side Critical Peak-Pricing (CPP) with Control | 0 | 0 | 0 | 0 | 0 | 0 | 0 | 0 | 0 | 0 | 0 | 0
2013 | US | WECC | - | BASN | 3d | Demand-Side Load as a Capacity Resource | 0 | 0 | 0 | 0 | 0 | 0 | 0 | 0 | 0 | 0 | 0 | 0
2013 | US | WECC | - | BASN | 4 | Total Controllable Demand Response | 0 | 292 | 302 | 305 | 305 | 305 | 305 | 305 | 305 | 305 | 305 | 305
2013 | US | WECC | - | BASN | 4a | Demand Response used for Ancillary Services - Spinning Reserves | 0 | 0 | 0 | 0 | 0 | 0 | 0 | 0 | 0 | 0 | 0 | 0
2013 | US | WECC | - | BASN | 4b | Demand Response used for Ancillary Services - Non-Spinning Reserves | 0 | 0 | 0 | 0 | 0 | 0 | 0 | 0 | 0 | 0 | 0 | 0
2013 | US | WECC | - | BASN | 4c | Demand Response used for Regulation | 0 | 0 | 0 | 0 | 0 | 0 | 0 | 0 | 0 | 0 | 0 | 0
2013 | US | WECC | - | BASN | 4d | Demand Response used for Energy, Voluntary Services - Emergency | 0 | 65 | 65 | 65 | 65 | 35 | 35 | 35 | 35 | 35 | 35 | 35
2013 | US | WECC | - | BASN | 5 | TOTAL INTERNAL CAPACITY | 0 | 15246.537 | 16200.137 | 16253.461 | 16220.461 | 16360.461 | 16360.461 | 16297.461 | 16297.461 | 16297.461 | 16184.461 | 16184.461
2013 | US | WECC | - | BASN | 6a | Existing-Certain | 0 | 12643.2139 | 12643.2139 | 12643.2139 | 12643.2139 | 12643.2139 | 12643.2139 | 12643.2139 | 12643.2139 | 12643.2139 | 12643.2139 | 12643.2139
2013 | US | WECC | - | BASN | 6a1 | Wind Expected On-Peak | 0 | 1186.2668 | 1186.2668 | 1186.2668 | 1186.2668 | 1186.2668 | 1186.2668 | 1186.2668 | 1186.2668 | 1186.2668 | 1186.2668 | 1186.2668
2013 | US | WECC | - | BASN | 6a2 | Solar Expected On-Peak | 0 | 2.9471 | 2.9471 | 2.9471 | 2.9471 | 2.9471 | 2.9471 | 2.9471 | 2.9471 | 2.9471 | 2.9471 | 2.9471
2013 | US | WECC | - | BASN | 6a3 | Hydro Expected On-Peak | 0 | 1033.09 | 1033.09 | 1033.09 | 1033.09 | 1033.09 | 1033.09 | 1033.09 | 1033.09 | 1033.09 | 1033.09 | 1033.09
2013 | US | WECC | - | BASN | 6a4 | Biomass Expected On-Peak | 0 | 36.54 | 36.54 | 36.54 | 36.54 | 36.54 | 36.54 | 36.54 | 36.54 | 36.54 | 36.54 | 36.54
2013 | US | WECC | - | BASN | 6b | Existing-Other | 0 | 0 | 0 | 0 | 0 | 0 | 0 | 0 | 0 | 0 | 0 | 0
2013 | US | WECC | - | BASN | 6b1 | Wind Derate On-Peak | 0 | 1273.9632 | 1273.9632 | 1273.9632 | 1273.9632 | 1273.9632 | 1273.9632 | 1273.9632 | 1273.9632 | 1273.9632 | 1273.9632 | 1273.9632
2013 | US | WECC | - | BASN | 6b2 | Solar Derate On-Peak | 0 | 17.8529 | 17.8529 | 17.8529 | 17.8529 | 17.8529 | 17.8529 | 17.8529 | 17.8529 | 17.8529 | 17.8529 | 17.8529
2013 | US | WECC | - | BASN | 6b3 | Hydro Derate On-Peak | 0 | 855.037 | 855.037 | 855.037 | 855.037 | 855.037 | 855.037 | 855.037 | 855.037 | 855.037 | 855.037 | 855.037
2013 | US | WECC | - | BASN | 6b4 | Biomass Derate On-Peak | 0 | 3.35 | 3.35 | 3.35 | 3.35 | 3.35 | 3.35 | 3.35 | 3.35 | 3.35 | 3.35 | 3.35
2013 | US | WECC | - | BASN | 6b5 | Transmission-Limited Resources | 0 | 0 | 0 | 0 | 0 | 0 | 0 | 0 | 0 | 0 | 0 | 0
2013 | US | WECC | - | BASN | 6b6 | All Other Derates | 0 | 0 | 0 | 0 | 0 | 0 | 0 | 0 | 0 | 0 | 0 | 0
2013 | US | WECC | - | BASN | 6b7 | Energy-Only (Existing-Other) | 0 | 0 | 0 | 0 | 0 | 0 | 0 | 0 | 0 | 0 | 0 | 0
2013 | US | WECC | - | BASN | 6c | Unplanned Outages (Actual) / Current and Future Inoperable Resources | 0 | 12.9 | 12.9 | 12.9 | 12.9 | 12.9 | 12.9 | 12.9 | 12.9 | 12.9 | 12.9 | 12.9
2013 | US | WECC | - | BASN | 6d | Total Supply-Side Demand Response | 0 | 0 | 0 | 0 | 0 | 0 | 0 | 0 | 0 | 0 | 0 | 0
2013 | US | WECC | - | BASN | 7 | TOTAL FUTURE CAPACITY ADDITIONS | 0 | 440.22 | 1096.0178 | 1031.2695 | 998.2695 | 1065.7743 | 1065.7743 | 980.1318 | 980.1318 | 980.1318 | 867.1318 | 867.1318
2013 | US | WECC | - | BASN | 7a | Future-Planned | 0 | 440.22 | 1096.0178 | 1031.2695 | 998.2695 | 1065.7743 | 1065.7743 | 980.1318 | 980.1318 | 980.1318 | 867.1318 | 867.1318
2013 | US | WECC | - | BASN | 7a1 | Wind Expected On-Peak | 0 | 202 | 169.7264 | 267.1262 | 267.1262 | 334.631 | 334.631 | 334.631 | 334.631 | 334.631 | 334.631 | 334.631
2013 | US | WECC | - | BASN | 7a2 | Wind Derate On-Peak | 0 | 0 | 182.2736 | 286.8738 | 286.8738 | 359.369 | 359.369 | 359.369 | 359.369 | 359.369 | 359.369 | 359.369
2013 | US | WECC | - | BASN | 7a3 | Solar Expected On-Peak | 0 | 0.52 | 18.7199 | 20.9869 | 20.9869 | 20.9869 | 20.9869 | 20.9869 | 20.9869 | 20.9869 | 20.9869 | 20.9869
2013 | US | WECC | - | BASN | 7a4 | Solar Derate On-Peak | 0 | 0 | 113.4001 | 127.1331 | 127.1331 | 127.1331 | 127.1331 | 127.1331 | 127.1331 | 127.1331 | 127.1331 | 127.1331
2013 | US | WECC | - | BASN | 7a5 | Hydro Expected On-Peak | 0 | 4.7 | 2.5716 | 2.2564 | 2.2564 | 2.2564 | 2.2564 | 29.614 | 29.614 | 29.614 | 29.614 | 29.614
2013 | US | WECC | - | BASN | 7a6 | Hydro Derate On-Peak | 0 | 0 | 2.1284 | 1.8676 | 1.8676 | 1.8676 | 1.8676 | 24.51 | 24.51 | 24.51 | 24.51 | 24.51
2013 | US | WECC | - | BASN | 7a7 | Biomass Expected On-Peak | 0 | 0 | 0 | 0 | 0 | 0 | 0 | 0 | 0 | 0 | 0 | 0
2013 | US | WECC | - | BASN | 7a8 | Biomass Derate On-Peak | 0 | 0 | 0 | 0 | 0 | 0 | 0 | 0 | 0 | 0 | 0 | 0
2013 | US | WECC | - | BASN | 7a9 | Transmission-Limited Resources | 0 | 0 | 0 | 0 | 0 | 0 | 0 | 0 | 0 | 0 | 0 | 0
2013 | US | WECC | - | BASN | 7a10 | Scheduled Outage - Maintenance | 0 | 280 | 227 | 58 | 182 | 15 | 0 | 0 | 278 | 42 | 236 | 205
2013 | US | WECC | - | BASN | 7a11 | All Other Derates | 0 | 0 | 0 | 0 | 0 | 0 | 0 | 0 | 0 | 0 | 0 | 0
2013 | US | WECC | - | BASN | 7a12 | Energy-Only | 0 | 0 | 0 | 0 | 0 | 0 | 0 | 0 | 0 | 0 | 0 | 0
2013 | US | WECC | - | BASN | 7b | Future-Other | 0 | 0 | 0 | 0 | 0 | 0 | 0 | 0 | 0 | 0 | 0 | 0
2013 | US | WECC | - | BASN | 7b1 | Wind Expected On-Peak | 0 | 0 | 0 | 0 | 0 | 0 | 0 | 0 | 0 | 0 | 0 | 0
2013 | US | WECC | - | BASN | 7b2 | Wind Derate On-Peak | 0 | 0 | 0 | 0 | 0 | 0 | 0 | 0 | 0 | 0 | 0 | 0
2013 | US | WECC | - | BASN | 7b3 | Solar Expected On-Peak | 0 | 0 | 0 | 0 | 0 | 0 | 0 | 0 | 0 | 0 | 0 | 0
2013 | US | WECC | - | BASN | 7b4 | Solar Derate On-Peak | 0 | 0 | 0 | 0 | 0 | 0 | 0 | 0 | 0 | 0 | 0 | 0
2013 | US | WECC | - | BASN | 7b5 | Hydro Expected On-Peak | 0 | 0 | 0 | 0 | 0 | 0 | 0 | 0 | 0 | 0 | 0 | 0
2013 | US | WECC | - | BASN | 7b6 | Hydro Derate On-Peak | 0 | 0 | 0 | 0 | 0 | 0 | 0 | 0 | 0 | 0 | 0 | 0
2013 | US | WECC | - | BASN | 7b7 | Biomass Expected On-Peak | 0 | 0 | 0 | 0 | 0 | 0 | 0 | 0 | 0 | 0 | 0 | 0
2013 | US | WECC | - | BASN | 7b8 | Biomass Derate On-Peak | 0 | 0 | 0 | 0 | 0 | 0 | 0 | 0 | 0 | 0 | 0 | 0
2013 | US | WECC | - | BASN | 7b9 | Transmission-Limited Resources | 0 | 0 | 0 | 0 | 0 | 0 | 0 | 0 | 0 | 0 | 0 | 0
2013 | US | WECC | - | BASN | 7b10 | Scheduled Outage - Maintenance | 0 | 0 | 0 | 0 | 0 | 0 | 0 | 0 | 0 | 0 | 0 | 0
2013 | US | WECC | - | BASN | 7b11 | All Other Derates | 0 | 0 | 0 | 0 | 0 | 0 | 0 | 0 | 0 | 0 | 0 | 0
2013 | US | WECC | - | BASN | 7b12 | Energy-Only | 0 | 0 | 0 | 0 | 0 | 0 | 0 | 0 | 0 | 0 | 0 | 0
2013 | US | WECC | - | BASN | 8 | Conceptual | 0 | 1 | 2 | 3 | 601 | 602 | 711.4899 | 1213.9797 | 1214.9797 | 1288.3063 | 1337.524 | 1338.524
2013 | US | WECC | - | BASN | 8a1 | Wind Expected On-Peak | 0 | 0 | 0 | 0 | 0 | 0 | 108.4899 | 216.9797 | 216.9797 | 289.3063 | 337.524 | 337.524
2013 | US | WECC | - | BASN | 8a2 | Wind Derate On-Peak | 0 | 0 | 0 | 0 | 0 | 0 | 116.5101 | 233.0203 | 233.0203 | 310.6937 | 362.476 | 362.476
2013 | US | WECC | - | BASN | 8a3 | Solar Expected On-Peak | 0 | 0 | 0 | 0 | 0 | 0 | 0 | 0 | 0 | 0 | 0 | 0
2013 | US | WECC | - | BASN | 8a4 | Solar Derate On-Peak | 0 | 0 | 0 | 0 | 0 | 0 | 0 | 0 | 0 | 0 | 0 | 0
2013 | US | WECC | - | BASN | 8a5 | Hydro Expected On-Peak | 0 | 0 | 0 | 0 | 0 | 0 | 0 | 0 | 0 | 0 | 0 | 0
2013 | US | WECC | - | BASN | 8a6 | Hydro Derate On-Peak | 0 | 0 | 0 | 0 | 0 | 0 | 0 | 0 | 0 | 0 | 0 | 0
2013 | US | WECC | - | BASN | 8a7 | Biomass Expected On-Peak | 0 | 0 | 0 | 0 | 0 | 0 | 0 | 0 | 0 | 0 | 0 | 0
2013 | US | WECC | - | BASN | 8a8 | Biomass Derate On-Peak | 0 | 0 | 0 | 0 | 0 | 0 | 0 | 0 | 0 | 0 | 0 | 0
2013 | US | WECC | - | BASN | 8a9 | All Other Derates | 0 | 0 | 0 | 0 | 0 | 0 | 0 | 0 | 0 | 0 | 0 | 0
2013 | US | WECC | - | BASN | 8a10 | Energy-Only | 0 | 0 | 0 | 0 | 0 | 0 | 0 | 0 | 0 | 0 | 0 | 0
2013 | US | WECC | - | BASN | 9 | ANTICIPATED INTERNAL CAPACITY | 0 | 13083.4339 | 13739.2317 | 13674.4834 | 13641.4834 | 13708.9882 | 13708.9882 | 13623.3457 | 13623.3457 | 13623.3457 | 13510.3457 | 13510.3457
2013 | US | WECC | - | BASN | 10 | CAPACITY TRANSACTIONS - IMPORTS | 0 | 0 | 0 | 0 | 0 | 0 | 0 | 0 | 0 | 0 | 200 | 250
2013 | US | WECC | - | BASN | 10a | Firm | 0 | 0 | 0 | 0 | 0 | 0 | 0 | 0 | 0 | 0 | 200 | 250
2013 | US | WECC | - | BASN | 10a1 | Full-Responsibility Purchases | 0 | 0 | 0 | 0 | 0 | 0 | 0 | 0 | 0 | 0 | 0 | 0
2013 | US | WECC | - | BASN | 10a2 | Owned Capacity/Entitlement Located Outside the Region/Subregion | 0 | 0 | 0 | 0 | 0 | 0 | 0 | 0 | 0 | 0 | 0 | 0
2013 | US | WECC | - | BASN | 10b | Non-firm | 0 | 0 | 0 | 0 | 0 | 0 | 0 | 0 | 0 | 0 | 0 | 0
2013 | US | WECC | - | BASN | 10c | Expected | 0 | 0 | 0 | 0 | 0 | 0 | 0 | 0 | 0 | 0 | 0 | 0
2013 | US | WECC | - | BASN | 10c1 | Full-Responsibility Purchases | 0 | 0 | 0 | 0 | 0 | 0 | 0 | 0 | 0 | 0 | 0 | 0
2013 | US | WECC | - | BASN | 10c2 | Owned Capacity/Entitlement Located Outside the Region/Subregion | 0 | 0 | 0 | 0 | 0 | 0 | 0 | 0 | 0 | 0 | 0 | 0
2013 | US | WECC | - | BASN | 11 | CAPACITY TRANSACTIONS - EXPORTS | 0 | 0 | 0 | 0 | 0 | 0 | 0 | 0 | 0 | 0 | 0 | 0
2013 | US | WECC | - | BASN | 11a | Firm | 0 | 0 | 0 | 0 | 0 | 0 | 0 | 0 | 0 | 0 | 0 | 0
2013 | US | WECC | - | BASN | 11a1 | Full-Responsibility Purchases | 0 | 0 | 0 | 0 | 0 | 0 | 0 | 0 | 0 | 0 | 0 | 0
2013 | US | WECC | - | BASN | 11a2 | Owned Capacity/Entitlement Located Outside the Region/Subregion | 0 | 0 | 0 | 0 | 0 | 0 | 0 | 0 | 0 | 0 | 0 | 0
2013 | US | WECC | - | BASN | 11b | Non-firm | 0 | 0 | 0 | 0 | 0 | 0 | 0 | 0 | 0 | 0 | 0 | 0
2013 | US | WECC | - | BASN | 11c | Expected | 0 | 0 | 0 | 0 | 0 | 0 | 0 | 0 | 0 | 0 | 0 | 0
2013 | US | WECC | - | BASN | 11c1 | Full-Responsibility Purchases | 0 | 0 | 0 | 0 | 0 | 0 | 0 | 0 | 0 | 0 | 0 | 0
2013 | US | WECC | - | BASN | 11c2 | Owned Capacity/Entitlement Located Outside the Region/Subregion | 0 | 0 | 0 | 0 | 0 | 0 | 0 | 0 | 0 | 0 | 0 | 0
2013 | US | WECC | - | BASN | 12 | EXISTING-CERTAIN & NET FIRM TRANSACTIONS | 0 | 12643.2139 | 12643.2139 | 12643.2139 | 12643.2139 | 12643.2139 | 12643.2139 | 12643.2139 | 12643.2139 | 12643.2139 | 12843.2139 | 12893.2139
2013 | US | WECC | - | BASN | 13 | ANTICIPATED CAPACITY RESOURCES | 0 | 0 | 13512.2317 | 13616.4834 | 13459.4834 | 13693.9882 | 13708.9882 | 13623.3457 | 13345.3457 | 13581.3457 | 13474.3457 | 13555.3457
2013 | US | WECC | - | BASN | 14 | PROSPECTIVE CAPACITY RESOURCES | 0 | 0 | 13512.2317 | 13616.4834 | 13459.4834 | 13693.9882 | 13708.9882 | 13623.3457 | 13345.3457 | 13581.3457 | 13474.3457 | 13555.3457
2013 | US | WECC | - | BASN | 15 | TOTAL POTENTIAL CAPACITY RESOURCES | 0 | 0 | 13514.2317 | 13619.4834 | 14060.4834 | 14295.9882 | 14420.478 | 14837.3254 | 14560.3254 | 14869.652 | 14811.8697 | 14893.8697
2013 | US | WECC | - | BASN | 16 | ADJUSTED POTENTIAL CAPACITY RESOURCES | 0 | 0 | 13514.2317 | 13619.4833 | 14060.4774 | 14295.9822 | 14420.4709 | 14837.3133 | 14560.3133 | 14869.6391 | 14811.8564 | 14893.8564
2013 | US | WECC | - | BASN | 16a | Confidence of Future-Other | 0 | 0 | 0.99999 | 0.99999 | 0.99999 | 0.99999 | 0.99999 | 0.99999 | 0.99999 | 0.99999 | 0.99999 | 0.99999
2013 | US | WECC | - | BASN | 16b | Net Future-Other Resources After Confidence Percentage Is Applied | 0 | 0 | 0 | 0 | 0 | 0 | 0 | 0 | 0 | 0 | 0 | 0
2013 | US | WECC | - | BASN | 16c | Confidence of Conceptual | 0 | 0 | 0.99999 | 0.99999 | 0.99999 | 0.99999 | 0.99999 | 0.99999 | 0.99999 | 0.99999 | 0.99999 | 0.99999
2013 | US | WECC | - | BASN | 16d | Net Conceptual Resources After Confidence Percentage Is Applied | 0 | 0 | 2 | 3 | 600.994 | 601.994 | 711.4828 | 1213.9676 | 1214.9676 | 1288.2934 | 1337.5107 | 1338.5106
2013 | US | WECC | - | BASN | 17 | ASSESSMENT AREA TARGET RESERVE MARGIN | 0% | 0% | 13.74% | 13.74% | 13.74% | 13.74% | 13.74% | 13.74% | 13.74% | 13.74% | 13.74% | 13.74%
2013 | US | WECC | - | BASN | 18 | EXISTING-CERTAIN AND NET FIRM TRANSACTIONS RESERVE MARGIN | 0% | 19.6% | 0% | 0% | 0% | 0% | 0% | 0% | 0% | 0% | 0% | 0%
2013 | US | WECC | - | BASN | 19 | ANTICIPATED CAPACITY RESOURCES RESERVE MARGIN | 0% | 0% | 26.29% | 25.01% | 21.97% | 22.12% | 21.75% | 19.83% | 15.66% | 16.26% | 14.14% | 13.94%
2013 | US | WECC | - | BASN | 20 | PROSPECTIVE CAPACITY RESOURCES RESERVE MARGIN | 0% | 0% | 26.29% | 25.01% | 21.97% | 22.12% | 21.75% | 19.83% | 15.66% | 16.26% | 14.14% | 13.94%
2013 | US | WECC | - | BASN | 21 | TOTAL POTENTIAL RESOURCES RESERVE MARGIN | 0% | 0% | 26.31% | 25.04% | 27.42% | 27.49% | 28.07% | 30.51% | 26.19% | 27.29% | 25.47% | 25.19%
2013 | US | WECC | - | BASN | 22 | ADJUSTED POTENTIAL RESOURCES RESERVE MARGIN | 0% | 0% | 26.31% | 25.04% | 27.42% | 27.49% | 28.07% | 30.51% | 26.19% | 27.29% | 25.47% | 25.19%
2013 | US | WECC | - | BASN | 23 | Total Baseline Installed Capacity | 0 | 0 | 0 | 0 | 0 | 0 | 0 | 0 | 0 | 0 | 0 | 0
2013 | US | WECC | - | BASN | 24 | Distributed or Other Capacity (Behind the Meter) < 1 MW | 0 | 0 | 0 | 0 | 0 | 0 | 0 | 0 | 0 | 0 | 0 | 0
2013 | US | WECC | - | BASN | 25 | Distributed or Other Capacity (Behind the Meter) ≥ 1 MW | 0 | 0 | 0 | 0 | 0 | 0 | 0 | 0 | 0 | 0 | 0 | 0
2013 | US | WECC | - | BASN | 26 | Capacity Total from EIA-860 | 0 | 0 | 0 | 0 | 0 | 0 | 0 | 0 | 0 | 0 | 0 | 0
2013 | CAN | WECC | - | BC | 1 | Unrestricted Non-coincident Peak Demand | 0 | 10907 | 11368 | 11465 | 11554 | 11685 | 11796 | 11862 | 11905 | 11948 | 12098 | 12192
2013 | CAN | WECC | - | BC | 1a | New Conservation (Energy Efficiency) | 0 | 0 | 0 | 0 | 0 | 0 | 0 | 0 | 0 | 0 | 0 | 0
2013 | CAN | WECC | - | BC | 1b | Estimated Diversity | 0 | 0 | 0 | 0 | 0 | 0 | 0 | 0 | 0 | 0 | 0 | 0
2013 | CAN | WECC | - | BC | 1c | Additions for non-member load (load served by non-registered LSE's in a region) | 0 | 0 | 0 | 0 | 0 | 0 | 0 | 0 | 0 | 0 | 0 | 0
2013 | CAN | WECC | - | BC | 1d | Stand-by Load Under Contract (Normally served by behind the meter generation) | 0 | 0 | 0 | 0 | 0 | 0 | 0 | 0 | 0 | 0 | 0 | 0
2013 | CAN | WECC | - | BC | 1e | Non-Controllable Demand-Side Demand Response | 0 | 0 | 0 | 0 | 0 | 0 | 0 | 0 | 0 | 0 | 0 | 0
2013 | CAN | WECC | - | BC | 2 | Total Internal Demand | 0 | 10907 | 11368 | 11465 | 11554 | 11685 | 11796 | 11862 | 11905 | 11948 | 12098 | 12192
2013 | CAN | WECC | - | BC | 2a | Supply-Side Direct Control Load Management (DCLM) | 0 | 0 | 0 | 0 | 0 | 0 | 0 | 0 | 0 | 0 | 0 | 0
2013 | CAN | WECC | - | BC | 2b | Supply-Side Contractually Interruptible (Curtailable) | 0 | 0 | 0 | 0 | 0 | 0 | 0 | 0 | 0 | 0 | 0 | 0
2013 | CAN | WECC | - | BC | 2c | Supply-Side Critical Peak-Pricing (CPP) with Control | 0 | 0 | 0 | 0 | 0 | 0 | 0 | 0 | 0 | 0 | 0 | 0
2013 | CAN | WECC | - | BC | 2d | Supply-Side Load as a Capacity Resource | 0 | 0 | 0 | 0 | 0 | 0 | 0 | 0 | 0 | 0 | 0 | 0
2013 | CAN | WECC | - | BC | 3 | Net Internal Demand | 0 | 10907 | 11368 | 11465 | 11554 | 11685 | 11796 | 11862 | 11905 | 11948 | 12098 | 12192
2013 | CAN | WECC | - | BC | 3a | Demand-Side Direct Control Load Management (DCLM) | 0 | 0 | 0 | 0 | 0 | 0 | 0 | 0 | 0 | 0 | 0 | 0
2013 | CAN | WECC | - | BC | 3b | Demand-Side Contractually Interruptible (Curtailable) | 0 | 0 | 0 | 0 | 0 | 0 | 0 | 0 | 0 | 0 | 0 | 0
2013 | CAN | WECC | - | BC | 3c | Demand-Side Critical Peak-Pricing (CPP) with Control | 0 | 0 | 0 | 0 | 0 | 0 | 0 | 0 | 0 | 0 | 0 | 0
2013 | CAN | WECC | - | BC | 3d | Demand-Side Load as a Capacity Resource | 0 | 0 | 0 | 0 | 0 | 0 | 0 | 0 | 0 | 0 | 0 | 0
2013 | CAN | WECC | - | BC | 4 | Total Controllable Demand Response | 0 | 0 | 0 | 0 | 0 | 0 | 0 | 0 | 0 | 0 | 0 | 0
2013 | CAN | WECC | - | BC | 4a | Demand Response used for Ancillary Services - Spinning Reserves | 0 | 0 | 0 | 0 | 0 | 0 | 0 | 0 | 0 | 0 | 0 | 0
2013 | CAN | WECC | - | BC | 4b | Demand Response used for Ancillary Services - Non-Spinning Reserves | 0 | 0 | 0 | 0 | 0 | 0 | 0 | 0 | 0 | 0 | 0 | 0
2013 | CAN | WECC | - | BC | 4c | Demand Response used for Regulation | 0 | 0 | 0 | 0 | 0 | 0 | 0 | 0 | 0 | 0 | 0 | 0
2013 | CAN | WECC | - | BC | 4d | Demand Response used for Energy, Voluntary Services - Emergency | 0 | 0 | 0 | 0 | 0 | 0 | 0 | 0 | 0 | 0 | 0 | 0
2013 | CAN | WECC | - | BC | 5 | TOTAL INTERNAL CAPACITY | 0 | 14513.991 | 15194.591 | 15757.511 | 15865.511 | 15873.511 | 16373.511 | 16373.511 | 16373.511 | 16373.511 | 16373.511 | 16373.511
2013 | CAN | WECC | - | BC | 6a | Existing-Certain | 0 | 11948.5581 | 11946.8081 | 11946.8081 | 11946.8081 | 11946.8081 | 11946.8081 | 11946.8081 | 11946.8081 | 11946.8081 | 11946.8081 | 11946.8081
2013 | CAN | WECC | - | BC | 6a1 | Wind Expected On-Peak | 0 | 279.0381 | 279.0381 | 279.0381 | 279.0381 | 279.0381 | 279.0381 | 279.0381 | 279.0381 | 279.0381 | 279.0381 | 279.0381
2013 | CAN | WECC | - | BC | 6a2 | Solar Expected On-Peak | 0 | 0 | 0 | 0 | 0 | 0 | 0 | 0 | 0 | 0 | 0 | 0
2013 | CAN | WECC | - | BC | 6a3 | Hydro Expected On-Peak | 0 | 10376.28 | 10376.28 | 10376.28 | 10376.28 | 10376.28 | 10376.28 | 10376.28 | 10376.28 | 10376.28 | 10376.28 | 10376.28
2013 | CAN | WECC | - | BC | 6a4 | Biomass Expected On-Peak | 0 | 388.96 | 388.96 | 388.96 | 388.96 | 388.96 | 388.96 | 388.96 | 388.96 | 388.96 | 388.96 | 388.96
2013 | CAN | WECC | - | BC | 6b | Existing-Other | 0 | 0 | 0 | 0 | 0 | 0 | 0 | 0 | 0 | 0 | 0 | 0
2013 | CAN | WECC | - | BC | 6b1 | Wind Derate On-Peak | 0 | 123.8819 | 123.8819 | 123.8819 | 123.8819 | 123.8819 | 123.8819 | 123.8819 | 123.8819 | 123.8819 | 123.8819 | 123.8819
2013 | CAN | WECC | - | BC | 6b2 | Solar Derate On-Peak | 0 | 0 | 0 | 0 | 0 | 0 | 0 | 0 | 0 | 0 | 0 | 0
2013 | CAN | WECC | - | BC | 6b3 | Hydro Derate On-Peak | 0 | 1509.471 | 1509.471 | 1509.471 | 1509.471 | 1509.471 | 1509.471 | 1509.471 | 1509.471 | 1509.471 | 1509.471 | 1509.471
2013 | CAN | WECC | - | BC | 6b4 | Biomass Derate On-Peak | 0 | 1.7128 | 1.7128 | 1.7128 | 1.7128 | 1.7128 | 1.7128 | 1.7128 | 1.7128 | 1.7128 | 1.7128 | 1.7128
2013 | CAN | WECC | - | BC | 6b5 | Transmission-Limited Resources | 0 | 0 | 0 | 0 | 0 | 0 | 0 | 0 | 0 | 0 | 0 | 0
2013 | CAN | WECC | - | BC | 6b6 | All Other Derates | 0 | 0 | 0 | 0 | 0 | 0 | 0 | 0 | 0 | 0 | 0 | 0
2013 | CAN | WECC | - | BC | 6b7 | Energy-Only (Existing-Other) | 0 | 0 | 0 | 0 | 0 | 0 | 0 | 0 | 0 | 0 | 0 | 0
2013 | CAN | WECC | - | BC | 6c | Unplanned Outages (Actual) / Current and Future Inoperable Resources | 0 | 457.75 | 457.75 | 457.75 | 457.75 | 457.75 | 457.75 | 457.75 | 457.75 | 457.75 | 457.75 | 457.75
2013 | CAN | WECC | - | BC | 6d | Total Supply-Side Demand Response | 0 | 0 | 0 | 0 | 0 | 0 | 0 | 0 | 0 | 0 | 0 | 0
2013 | CAN | WECC | - | BC | 7 | TOTAL FUTURE CAPACITY ADDITIONS | 0 | 472.6173 | 957.5979 | 1440.146 | 1545.4655 | 1552.4495 | 1988.9503 | 1988.9503 | 1988.9503 | 1988.9503 | 1988.9503 | 1988.9503
2013 | CAN | WECC | - | BC | 7a | Future-Planned | 0 | 472.6173 | 957.5979 | 1440.146 | 1545.4655 | 1552.4495 | 1988.9503 | 1988.9503 | 1988.9503 | 1988.9503 | 1988.9503 | 1988.9503
2013 | CAN | WECC | - | BC | 7a1 | Wind Expected On-Peak | 0 | 365.64 | 253.2202 | 298.9278 | 298.9278 | 298.9278 | 298.9278 | 298.9278 | 298.9278 | 298.9278 | 298.9278 | 298.9278
2013 | CAN | WECC | - | BC | 7a2 | Wind Derate On-Peak | 0 | 0 | 112.4198 | 132.7122 | 132.7122 | 132.7122 | 132.7122 | 132.7122 | 132.7122 | 132.7122 | 132.7122 | 132.7122
2013 | CAN | WECC | - | BC | 7a3 | Solar Expected On-Peak | 0 | 0 | 0 | 0 | 0 | 0 | 0 | 0 | 0 | 0 | 0 | 0
2013 | CAN | WECC | - | BC | 7a4 | Solar Derate On-Peak | 0 | 0 | 0 | 0 | 0 | 0 | 0 | 0 | 0 | 0 | 0 | 0
2013 | CAN | WECC | - | BC | 7a5 | Hydro Expected On-Peak | 0 | 86.5473 | 580.1945 | 992.4433 | 1008.1574 | 1015.1414 | 1451.6422 | 1451.6422 | 1451.6422 | 1451.6422 | 1451.6422 | 1451.6422
2013 | CAN | WECC | - | BC | 7a6 | Hydro Derate On-Peak | 0 | 0 | 84.4028 | 144.3739 | 146.6599 | 147.6759 | 211.1751 | 211.1751 | 211.1751 | 211.1751 | 211.1751 | 211.1751
2013 | CAN | WECC | - | BC | 7a7 | Biomass Expected On-Peak | 0 | 20.43 | 124.1832 | 148.7749 | 238.3803 | 238.3803 | 238.3803 | 238.3803 | 238.3803 | 238.3803 | 238.3803 | 238.3803
2013 | CAN | WECC | - | BC | 7a8 | Biomass Derate On-Peak | 0 | 0 | 0.54684 | 0.65512 | 1.0497 | 1.0497 | 1.0497 | 1.0497 | 1.0497 | 1.0497 | 1.0497 | 1.0497
2013 | CAN | WECC | - | BC | 7a9 | Transmission-Limited Resources | 0 | 0 | 0 | 0 | 0 | 0 | 0 | 0 | 0 | 0 | 0 | 0
2013 | CAN | WECC | - | BC | 7a10 | Scheduled Outage - Maintenance | 0 | 30 | 66 | 11 | 306 | 8 | 8 | 249 | 507 | 462 | 459 | 495
2013 | CAN | WECC | - | BC | 7a11 | All Other Derates | 0 | 0 | 0 | 0 | 0 | 0 | 0 | 0 | 0 | 0 | 0 | 0
2013 | CAN | WECC | - | BC | 7a12 | Energy-Only | 0 | 0 | 0 | 0 | 0 | 0 | 0 | 0 | 0 | 0 | 0 | 0
2013 | CAN | WECC | - | BC | 7b | Future-Other | 0 | 0 | 0 | 0 | 0 | 0 | 0 | 0 | 0 | 0 | 0 | 0
2013 | CAN | WECC | - | BC | 7b1 | Wind Expected On-Peak | 0 | 0 | 0 | 0 | 0 | 0 | 0 | 0 | 0 | 0 | 0 | 0
2013 | CAN | WECC | - | BC | 7b2 | Wind Derate On-Peak | 0 | 0 | 0 | 0 | 0 | 0 | 0 | 0 | 0 | 0 | 0 | 0
2013 | CAN | WECC | - | BC | 7b3 | Solar Expected On-Peak | 0 | 0 | 0 | 0 | 0 | 0 | 0 | 0 | 0 | 0 | 0 | 0
2013 | CAN | WECC | - | BC | 7b4 | Solar Derate On-Peak | 0 | 0 | 0 | 0 | 0 | 0 | 0 | 0 | 0 | 0 | 0 | 0
2013 | CAN | WECC | - | BC | 7b5 | Hydro Expected On-Peak | 0 | 0 | 0 | 0 | 0 | 0 | 0 | 0 | 0 | 0 | 0 | 0
2013 | CAN | WECC | - | BC | 7b6 | Hydro Derate On-Peak | 0 | 0 | 0 | 0 | 0 | 0 | 0 | 0 | 0 | 0 | 0 | 0
2013 | CAN | WECC | - | BC | 7b7 | Biomass Expected On-Peak | 0 | 0 | 0 | 0 | 0 | 0 | 0 | 0 | 0 | 0 | 0 | 0
2013 | CAN | WECC | - | BC | 7b8 | Biomass Derate On-Peak | 0 | 0 | 0 | 0 | 0 | 0 | 0 | 0 | 0 | 0 | 0 | 0
2013 | CAN | WECC | - | BC | 7b9 | Transmission-Limited Resources | 0 | 0 | 0 | 0 | 0 | 0 | 0 | 0 | 0 | 0 | 0 | 0
2013 | CAN | WECC | - | BC | 7b10 | Scheduled Outage - Maintenance | 0 | 0 | 0 | 0 | 0 | 0 | 0 | 0 | 0 | 0 | 0 | 0
2013 | CAN | WECC | - | BC | 7b11 | All Other Derates | 0 | 0 | 0 | 0 | 0 | 0 | 0 | 0 | 0 | 0 | 0 | 0
2013 | CAN | WECC | - | BC | 7b12 | Energy-Only | 0 | 0 | 0 | 0 | 0 | 0 | 0 | 0 | 0 | 0 | 0 | 0
2013 | CAN | WECC | - | BC | 8 | Conceptual | 0 | 0 | 8.9046 | 8.9046 | 10.0627 | 10.0627 | 33.9553 | 33.9553 | 33.9553 | 819.6568 | 819.6568 | 819.6568
2013 | CAN | WECC | - | BC | 8a1 | Wind Expected On-Peak | 0 | 0 | 0 | 0 | 0 | 0 | 23.8926 | 23.8926 | 23.8926 | 23.8926 | 23.8926 | 23.8926
2013 | CAN | WECC | - | BC | 8a2 | Wind Derate On-Peak | 0 | 0 | 0 | 0 | 0 | 0 | 10.6074 | 10.6074 | 10.6074 | 10.6074 | 10.6074 | 10.6074
2013 | CAN | WECC | - | BC | 8a3 | Solar Expected On-Peak | 0 | 0 | 0 | 0 | 0 | 0 | 0 | 0 | 0 | 0 | 0 | 0
2013 | CAN | WECC | - | BC | 8a4 | Solar Derate On-Peak | 0 | 0 | 0 | 0 | 0 | 0 | 0 | 0 | 0 | 0 | 0 | 0
2013 | CAN | WECC | - | BC | 8a5 | Hydro Expected On-Peak | 0 | 0 | 8.9046 | 8.9046 | 10.0627 | 10.0627 | 10.0627 | 10.0627 | 10.0627 | 795.7642 | 795.7642 | 795.7642
2013 | CAN | WECC | - | BC | 8a6 | Hydro Derate On-Peak | 0 | 0 | 1.2954 | 1.2954 | 1.4639 | 1.4639 | 1.4639 | 1.4639 | 1.4639 | 115.7624 | 115.7624 | 115.7624
2013 | CAN | WECC | - | BC | 8a7 | Biomass Expected On-Peak | 0 | 0 | 0 | 0 | 0 | 0 | 0 | 0 | 0 | 0 | 0 | 0
2013 | CAN | WECC | - | BC | 8a8 | Biomass Derate On-Peak | 0 | 0 | 0 | 0 | 0 | 0 | 0 | 0 | 0 | 0 | 0 | 0
2013 | CAN | WECC | - | BC | 8a9 | All Other Derates | 0 | 0 | 0 | 0 | 0 | 0 | 0 | 0 | 0 | 0 | 0 | 0
2013 | CAN | WECC | - | BC | 8a10 | Energy-Only | 0 | 0 | 0 | 0 | 0 | 0 | 0 | 0 | 0 | 0 | 0 | 0
2013 | CAN | WECC | - | BC | 9 | ANTICIPATED INTERNAL CAPACITY | 0 | 12421.1754 | 12904.406 | 13386.9541 | 13492.2736 | 13499.2576 | 13935.7584 | 13935.7584 | 13935.7584 | 13935.7584 | 13935.7584 | 13935.7584
2013 | CAN | WECC | - | BC | 10 | CAPACITY TRANSACTIONS - IMPORTS | 0 | 2000 | 1000 | 1000 | 1000 | 1000 | 1000 | 1000 | 1000 | 1200 | 1375 | 1525
2013 | CAN | WECC | - | BC | 10a | Firm | 0 | 2000 | 1000 | 1000 | 1000 | 1000 | 1000 | 1000 | 1000 | 1200 | 1375 | 1525
2013 | CAN | WECC | - | BC | 10a1 | Full-Responsibility Purchases | 0 | 0 | 0 | 0 | 0 | 0 | 0 | 0 | 0 | 0 | 0 | 0
2013 | CAN | WECC | - | BC | 10a2 | Owned Capacity/Entitlement Located Outside the Region/Subregion | 0 | 0 | 0 | 0 | 0 | 0 | 0 | 0 | 0 | 0 | 0 | 0
2013 | CAN | WECC | - | BC | 10b | Non-firm | 0 | 0 | 0 | 0 | 0 | 0 | 0 | 0 | 0 | 0 | 0 | 0
2013 | CAN | WECC | - | BC | 10c | Expected | 0 | 0 | 0 | 0 | 0 | 0 | 0 | 0 | 0 | 0 | 0 | 0
2013 | CAN | WECC | - | BC | 10c1 | Full-Responsibility Purchases | 0 | 0 | 0 | 0 | 0 | 0 | 0 | 0 | 0 | 0 | 0 | 0
2013 | CAN | WECC | - | BC | 10c2 | Owned Capacity/Entitlement Located Outside the Region/Subregion | 0 | 0 | 0 | 0 | 0 | 0 | 0 | 0 | 0 | 0 | 0 | 0
2013 | CAN | WECC | - | BC | 11 | CAPACITY TRANSACTIONS - EXPORTS | 0 | 600 | 600 | 0 | 0 | 0 | 0 | 0 | 0 | 800 | 800 | 800
2013 | CAN | WECC | - | BC | 11a | Firm | 0 | 600 | 600 | 0 | 0 | 0 | 0 | 0 | 0 | 800 | 800 | 800
2013 | CAN | WECC | - | BC | 11a1 | Full-Responsibility Purchases | 0 | 0 | 0 | 0 | 0 | 0 | 0 | 0 | 0 | 0 | 0 | 0
2013 | CAN | WECC | - | BC | 11a2 | Owned Capacity/Entitlement Located Outside the Region/Subregion | 0 | 0 | 0 | 0 | 0 | 0 | 0 | 0 | 0 | 0 | 0 | 0
2013 | CAN | WECC | - | BC | 11b | Non-firm | 0 | 0 | 0 | 0 | 0 | 0 | 0 | 0 | 0 | 0 | 0 | 0
2013 | CAN | WECC | - | BC | 11c | Expected | 0 | 0 | 0 | 0 | 0 | 0 | 0 | 0 | 0 | 0 | 0 | 0
2013 | CAN | WECC | - | BC | 11c1 | Full-Responsibility Purchases | 0 | 0 | 0 | 0 | 0 | 0 | 0 | 0 | 0 | 0 | 0 | 0
2013 | CAN | WECC | - | BC | 11c2 | Owned Capacity/Entitlement Located Outside the Region/Subregion | 0 | 0 | 0 | 0 | 0 | 0 | 0 | 0 | 0 | 0 | 0 | 0
2013 | CAN | WECC | - | BC | 12 | EXISTING-CERTAIN & NET FIRM TRANSACTIONS | 0 | 13348.5581 | 12346.8081 | 12946.8081 | 12946.8081 | 12946.8081 | 12946.8081 | 12946.8081 | 12946.8081 | 12346.8081 | 12521.8081 | 12671.8081
2013 | CAN | WECC | - | BC | 13 | ANTICIPATED CAPACITY RESOURCES | 0 | 0 | 13238.406 | 14375.9541 | 14186.2736 | 14491.2576 | 14927.7584 | 14686.7584 | 14428.7584 | 13873.7584 | 14051.7584 | 14165.7584
2013 | CAN | WECC | - | BC | 14 | PROSPECTIVE CAPACITY RESOURCES | 0 | 0 | 13238.406 | 14375.9541 | 14186.2736 | 14491.2576 | 14927.7584 | 14686.7584 | 14428.7584 | 13873.7584 | 14051.7584 | 14165.7584
2013 | CAN | WECC | - | BC | 15 | TOTAL POTENTIAL CAPACITY RESOURCES | 0 | 0 | 13247.3106 | 14384.8587 | 14196.3363 | 14501.3203 | 14961.7137 | 14720.7137 | 14462.7137 | 14693.4152 | 14871.4152 | 14985.4152
2013 | CAN | WECC | - | BC | 16 | ADJUSTED POTENTIAL CAPACITY RESOURCES | 0 | 0 | 13247.3105 | 14384.8587 | 14196.3362 | 14501.3202 | 14961.7134 | 14720.7134 | 14462.7134 | 14693.407 | 14871.407 | 14985.407
2013 | CAN | WECC | - | BC | 16a | Confidence of Future-Other | 0 | 0 | 0.99999 | 0.99999 | 0.99999 | 0.99999 | 0.99999 | 0.99999 | 0.99999 | 0.99999 | 0.99999 | 0.99999
2013 | CAN | WECC | - | BC | 16b | Net Future-Other Resources After Confidence Percentage Is Applied | 0 | 0 | 0 | 0 | 0 | 0 | 0 | 0 | 0 | 0 | 0 | 0
2013 | CAN | WECC | - | BC | 16c | Confidence of Conceptual | 0 | 0 | 0.99999 | 0.99999 | 0.99999 | 0.99999 | 0.99999 | 0.99999 | 0.99999 | 0.99999 | 0.99999 | 0.99999
2013 | CAN | WECC | - | BC | 16d | Net Conceptual Resources After Confidence Percentage Is Applied | 0 | 0 | 8.9045 | 8.9045 | 10.0626 | 10.0626 | 33.955 | 33.955 | 33.955 | 819.6486 | 819.6486 | 819.6486
2013 | CAN | WECC | - | BC | 17 | ASSESSMENT AREA TARGET RESERVE MARGIN | 0% | 0% | 16.07% | 16.07% | 16.07% | 16.07% | 16.07% | 16.07% | 16.07% | 16.07% | 16.07% | 16.07%
2013 | CAN | WECC | - | BC | 18 | EXISTING-CERTAIN AND NET FIRM TRANSACTIONS RESERVE MARGIN | 0% | 22.39% | 0% | 0% | 0% | 0% | 0% | 0% | 0% | 0% | 0% | 0%
2013 | CAN | WECC | - | BC | 19 | ANTICIPATED CAPACITY RESOURCES RESERVE MARGIN | 0% | 0% | 16.45% | 25.39% | 22.78% | 24.02% | 26.55% | 23.81% | 21.2% | 16.12% | 16.15% | 16.19%
2013 | CAN | WECC | - | BC | 20 | PROSPECTIVE CAPACITY RESOURCES RESERVE MARGIN | 0% | 0% | 16.45% | 25.39% | 22.78% | 24.02% | 26.55% | 23.81% | 21.2% | 16.12% | 16.15% | 16.19%
2013 | CAN | WECC | - | BC | 21 | TOTAL POTENTIAL RESOURCES RESERVE MARGIN | 0% | 0% | 16.53% | 25.47% | 22.87% | 24.1% | 26.84% | 24.1% | 21.48% | 22.98% | 22.92% | 22.91%
2013 | CAN | WECC | - | BC | 22 | ADJUSTED POTENTIAL RESOURCES RESERVE MARGIN | 0% | 0% | 16.53% | 25.47% | 22.87% | 24.1% | 26.84% | 24.1% | 21.48% | 22.98% | 22.92% | 22.91%
2013 | CAN | WECC | - | BC | 23 | Total Baseline Installed Capacity | 0 | 0 | 0 | 0 | 0 | 0 | 0 | 0 | 0 | 0 | 0 | 0
2013 | CAN | WECC | - | BC | 24 | Distributed or Other Capacity (Behind the Meter) < 1 MW | 0 | 0 | 0 | 0 | 0 | 0 | 0 | 0 | 0 | 0 | 0 | 0
2013 | CAN | WECC | - | BC | 25 | Distributed or Other Capacity (Behind the Meter) ≥ 1 MW | 0 | 0 | 0 | 0 | 0 | 0 | 0 | 0 | 0 | 0 | 0 | 0
2013 | CAN | WECC | - | BC | 26 | Capacity Total from EIA-860 | 0 | 0 | 0 | 0 | 0 | 0 | 0 | 0 | 0 | 0 | 0 | 0
2013 | US | WECC | - | CALN | 1 | Unrestricted Non-coincident Peak Demand | 0 | 17021 | 17264.5 | 17495.3 | 17730.8 | 17914.4 | 18085.3 | 18300.7 | 18520 | 18732.6 | 18943.3 | 19180
2013 | US | WECC | - | CALN | 1a | New Conservation (Energy Efficiency) | 0 | 159 | 183 | 205 | 228 | 237 | 227 | 237 | 253 | 263 | 272 | 272
2013 | US | WECC | - | CALN | 1b | Estimated Diversity | 0 | 0 | 0 | 0 | 0 | 0 | 0 | 0 | 0 | 0 | 0 | 0
2013 | US | WECC | - | CALN | 1c | Additions for non-member load (load served by non-registered LSE's in a region) | 0 | 0 | 0 | 0 | 0 | 0 | 0 | 0 | 0 | 0 | 0 | 0
2013 | US | WECC | - | CALN | 1d | Stand-by Load Under Contract (Normally served by behind the meter generation) | 0 | 1346 | 1373 | 1400 | 1428 | 1457 | 1486 | 1515 | 1545 | 1576 | 1608 | 1576
2013 | US | WECC | - | CALN | 1e | Non-Controllable Demand-Side Demand Response | 0 | 0 | 0 | 0 | 0 | 0 | 0 | 0 | 0 | 0 | 0 | 0
2013 | US | WECC | - | CALN | 2 | Total Internal Demand | 0 | 18208 | 18454.5 | 18690.3 | 18930.8 | 19134.4 | 19344.3 | 19578.7 | 19812 | 20045.6 | 20279.3 | 20484
2013 | US | WECC | - | CALN | 2a | Supply-Side Direct Control Load Management (DCLM) | 0 | 0 | 0 | 0 | 0 | 0 | 0 | 0 | 0 | 0 | 0 | 0
2013 | US | WECC | - | CALN | 2b | Supply-Side Contractually Interruptible (Curtailable) | 0 | 0 | 0 | 0 | 0 | 0 | 0 | 0 | 0 | 0 | 0 | 0
2013 | US | WECC | - | CALN | 2c | Supply-Side Critical Peak-Pricing (CPP) with Control | 0 | 0 | 0 | 0 | 0 | 0 | 0 | 0 | 0 | 0 | 0 | 0
2013 | US | WECC | - | CALN | 2d | Supply-Side Load as a Capacity Resource | 0 | 0 | 0 | 0 | 0 | 0 | 0 | 0 | 0 | 0 | 0 | 0
2013 | US | WECC | - | CALN | 3 | Net Internal Demand | 0 | 17940 | 18180.5 | 18411.3 | 18647.8 | 18847.4 | 19059.3 | 19294.7 | 19531 | 19766.6 | 20000.3 | 20216
2013 | US | WECC | - | CALN | 3a | Demand-Side Direct Control Load Management (DCLM) | 0 | 8 | 8 | 8 | 8 | 9 | 9 | 9 | 9 | 9 | 9 | 9
2013 | US | WECC | - | CALN | 3b | Demand-Side Contractually Interruptible (Curtailable) | 0 | 45 | 45 | 45 | 45 | 45 | 45 | 45 | 45 | 45 | 45 | 45
2013 | US | WECC | - | CALN | 3c | Demand-Side Critical Peak-Pricing (CPP) with Control | 0 | 0 | 0 | 0 | 0 | 0 | 0 | 0 | 0 | 0 | 0 | 0
2013 | US | WECC | - | CALN | 3d | Demand-Side Load as a Capacity Resource | 0 | 215 | 221 | 226 | 230 | 233 | 231 | 230 | 227 | 225 | 225 | 214
2013 | US | WECC | - | CALN | 4 | Total Controllable Demand Response | 0 | 268 | 274 | 279 | 283 | 287 | 285 | 284 | 281 | 279 | 279 | 268
2013 | US | WECC | - | CALN | 4a | Demand Response used for Ancillary Services - Spinning Reserves | 0 | 0 | 0 | 0 | 0 | 0 | 0 | 0 | 0 | 0 | 0 | 0
2013 | US | WECC | - | CALN | 4b | Demand Response used for Ancillary Services - Non-Spinning Reserves | 0 | 0 | 0 | 0 | 0 | 0 | 0 | 0 | 0 | 0 | 0 | 0
2013 | US | WECC | - | CALN | 4c | Demand Response used for Regulation | 0 | 0 | 0 | 0 | 0 | 0 | 0 | 0 | 0 | 0 | 0 | 0
2013 | US | WECC | - | CALN | 4d | Demand Response used for Energy, Voluntary Services - Emergency | 0 | 395 | 404 | 408 | 412 | 414 | 414 | 414 | 414 | 414 | 420 | 433
2013 | US | WECC | - | CALN | 5 | TOTAL INTERNAL CAPACITY | 0 | 34764.3597 | 37562.6758 | 38373.9496 | 38833.7386 | 39337.789 | 39953.3579 | 40310.6997 | 40590.684 | 40839.3714 | 40839.3714 | 40839.3714
2013 | US | WECC | - | CALN | 6a | Existing-Certain | 0 | 23544.1826 | 23544.1826 | 23544.1826 | 23544.1826 | 23544.1826 | 23544.1826 | 23544.1826 | 23544.1826 | 23544.1826 | 23544.1826 | 23544.1826
2013 | US | WECC | - | CALN | 6a1 | Wind Expected On-Peak | 0 | 89.9665 | 89.9665 | 89.9665 | 89.9665 | 89.9665 | 89.9665 | 89.9665 | 89.9665 | 89.9665 | 89.9665 | 89.9665
2013 | US | WECC | - | CALN | 6a2 | Solar Expected On-Peak | 0 | 189.8661 | 189.8661 | 189.8661 | 189.8661 | 189.8661 | 189.8661 | 189.8661 | 189.8661 | 189.8661 | 189.8661 | 189.8661
2013 | US | WECC | - | CALN | 6a3 | Hydro Expected On-Peak | 0 | 2261.15 | 2261.15 | 2261.15 | 2261.15 | 2261.15 | 2261.15 | 2261.15 | 2261.15 | 2261.15 | 2261.15 | 2261.15
2013 | US | WECC | - | CALN | 6a4 | Biomass Expected On-Peak | 0 | 399.72 | 399.72 | 399.72 | 399.72 | 399.72 | 399.72 | 399.72 | 399.72 | 399.72 | 399.72 | 399.72
2013 | US | WECC | - | CALN | 6b | Existing-Other | 0 | 0 | 0 | 0 | 0 | 0 | 0 | 0 | 0 | 0 | 0 | 0
2013 | US | WECC | - | CALN | 6b1 | Wind Derate On-Peak | 0 | 2171.2135 | 2171.2135 | 2171.2135 | 2171.2135 | 2171.2135 | 2171.2135 | 2171.2135 | 2171.2135 | 2171.2135 | 2171.2135 | 2171.2135
2013 | US | WECC | - | CALN | 6b2 | Solar Derate On-Peak | 0 | 313.6039 | 313.6039 | 313.6039 | 313.6039 | 313.6039 | 313.6039 | 313.6039 | 313.6039 | 313.6039 | 313.6039 | 313.6039
2013 | US | WECC | - | CALN | 6b3 | Hydro Derate On-Peak | 0 | 6774.36 | 6774.36 | 6774.36 | 6774.36 | 6774.36 | 6774.36 | 6774.36 | 6774.36 | 6774.36 | 6774.36 | 6774.36
2013 | US | WECC | - | CALN | 6b4 | Biomass Derate On-Peak | 0 | 70.69 | 70.69 | 70.69 | 70.69 | 70.69 | 70.69 | 70.69 | 70.69 | 70.69 | 70.69 | 70.69
2013 | US | WECC | - | CALN | 6b5 | Transmission-Limited Resources | 0 | 0 | 0 | 0 | 0 | 0 | 0 | 0 | 0 | 0 | 0 | 0
2013 | US | WECC | - | CALN | 6b6 | All Other Derates | 0 | 0 | 0 | 0 | 0 | 0 | 0 | 0 | 0 | 0 | 0 | 0
2013 | US | WECC | - | CALN | 6b7 | Energy-Only (Existing-Other) | 0 | 0 | 0 | 0 | 0 | 0 | 0 | 0 | 0 | 0 | 0 | 0
2013 | US | WECC | - | CALN | 6c | Unplanned Outages (Actual) / Current and Future Inoperable Resources | 0 | 874 | 874 | 874 | 874 | 874 | 874 | 874 | 874 | 874 | 874 | 874
2013 | US | WECC | - | CALN | 6d | Total Supply-Side Demand Response | 0 | 0 | 0 | 0 | 0 | 0 | 0 | 0 | 0 | 0 | 0 | 0
2013 | US | WECC | - | CALN | 7 | TOTAL FUTURE CAPACITY ADDITIONS | 0 | 1016.3097 | 2611.9123 | 2995.6414 | 3153.8506 | 3343.9356 | 3569.9424 | 3683.4714 | 3805.8934 | 3897.0186 | 3897.0186 | 3897.0186
2013 | US | WECC | - | CALN | 7a | Future-Planned | 0 | 1016.3097 | 2611.9123 | 2995.6414 | 3153.8506 | 3343.9356 | 3569.9424 | 3683.4714 | 3805.8934 | 3897.0186 | 3897.0186 | 3897.0186
2013 | US | WECC | - | CALN | 7a1 | Wind Expected On-Peak | 0 | 158.7491 | 13.386 | 15.9305 | 17.7215 | 17.7215 | 20.2255 | 22.7296 | 23.0431 | 23.3567 | 23.3567 | 23.3567
2013 | US | WECC | - | CALN | 7a2 | Wind Derate On-Peak | 0 | 0 | 323.052 | 384.4605 | 427.6827 | 427.6827 | 488.1143 | 548.5458 | 556.1135 | 563.6812 | 563.6812 | 563.6812
2013 | US | WECC | - | CALN | 7a3 | Solar Expected On-Peak | 0 | 529.0429 | 524.6336 | 746.3045 | 902.7227 | 1092.8077 | 1292.0743 | 1403.0993 | 1493.9109 | 1584.7226 | 1584.7226 | 1584.7226
2013 | US | WECC | - | CALN | 7a4 | Solar Derate On-Peak | 0 | 0 | 866.5429 | 1232.6791 | 1491.0367 | 1805.002 | 2134.1327 | 2317.5139 | 2467.5084 | 2617.503 | 2617.503 | 2617.503
2013 | US | WECC | - | CALN | 7a5 | Hydro Expected On-Peak | 0 | 0 | 0 | 0 | 0 | 0 | 0 | 0 | 0 | 0 | 0 | 0
2013 | US | WECC | - | CALN | 7a6 | Hydro Derate On-Peak | 0 | 0 | 0 | 0 | 0 | 0 | 0 | 0 | 0 | 0 | 0 | 0
2013 | US | WECC | - | CALN | 7a7 | Biomass Expected On-Peak | 0 | 87.2985 | 74.1799 | 74.1799 | 74.1799 | 74.1799 | 74.1799 | 74.1799 | 74.1799 | 74.1799 | 74.1799 | 74.1799
2013 | US | WECC | - | CALN | 7a8 | Biomass Derate On-Peak | 0 | 0 | 13.1186 | 13.1186 | 13.1186 | 13.1186 | 13.1186 | 13.1186 | 13.1186 | 13.1186 | 13.1186 | 13.1186
2013 | US | WECC | - | CALN | 7a9 | Transmission-Limited Resources | 0 | 0 | 0 | 0 | 0 | 0 | 0 | 0 | 0 | 0 | 0 | 0
2013 | US | WECC | - | CALN | 7a10 | Scheduled Outage - Maintenance | 0 | 1363 | 235 | 487 | 347 | 348 | 290 | 192 | 168 | 203 | 251 | 398
2013 | US | WECC | - | CALN | 7a11 | All Other Derates | 0 | 0 | 0 | 0 | 0 | 0 | 0 | 0 | 0 | 0 | 0 | 0
2013 | US | WECC | - | CALN | 7a12 | Energy-Only | 0 | 0 | 0 | 0 | 0 | 0 | 0 | 0 | 0 | 0 | 0 | 0
2013 | US | WECC | - | CALN | 7b | Future-Other | 0 | 0 | 0 | 0 | 0 | 0 | 0 | 0 | 0 | 0 | 0 | 0
2013 | US | WECC | - | CALN | 7b1 | Wind Expected On-Peak | 0 | 0 | 0 | 0 | 0 | 0 | 0 | 0 | 0 | 0 | 0 | 0
2013 | US | WECC | - | CALN | 7b2 | Wind Derate On-Peak | 0 | 0 | 0 | 0 | 0 | 0 | 0 | 0 | 0 | 0 | 0 | 0
2013 | US | WECC | - | CALN | 7b3 | Solar Expected On-Peak | 0 | 0 | 0 | 0 | 0 | 0 | 0 | 0 | 0 | 0 | 0 | 0
2013 | US | WECC | - | CALN | 7b4 | Solar Derate On-Peak | 0 | 0 | 0 | 0 | 0 | 0 | 0 | 0 | 0 | 0 | 0 | 0
2013 | US | WECC | - | CALN | 7b5 | Hydro Expected On-Peak | 0 | 0 | 0 | 0 | 0 | 0 | 0 | 0 | 0 | 0 | 0 | 0
2013 | US | WECC | - | CALN | 7b6 | Hydro Derate On-Peak | 0 | 0 | 0 | 0 | 0 | 0 | 0 | 0 | 0 | 0 | 0 | 0
2013 | US | WECC | - | CALN | 7b7 | Biomass Expected On-Peak | 0 | 0 | 0 | 0 | 0 | 0 | 0 | 0 | 0 | 0 | 0 | 0
2013 | US | WECC | - | CALN | 7b8 | Biomass Derate On-Peak | 0 | 0 | 0 | 0 | 0 | 0 | 0 | 0 | 0 | 0 | 0 | 0
2013 | US | WECC | - | CALN | 7b9 | Transmission-Limited Resources | 0 | 0 | 0 | 0 | 0 | 0 | 0 | 0 | 0 | 0 | 0 | 0
2013 | US | WECC | - | CALN | 7b10 | Scheduled Outage - Maintenance | 0 | 0 | 0 | 0 | 0 | 0 | 0 | 0 | 0 | 0 | 0 | 0
2013 | US | WECC | - | CALN | 7b11 | All Other Derates | 0 | 0 | 0 | 0 | 0 | 0 | 0 | 0 | 0 | 0 | 0 | 0
2013 | US | WECC | - | CALN | 7b12 | Energy-Only | 0 | 0 | 0 | 0 | 0 | 0 | 0 | 0 | 0 | 0 | 0 | 0
2013 | US | WECC | - | CALN | 8 | Conceptual | 0 | 0 | 72.54 | 72.54 | 98.7913 | 98.7913 | 321.9913 | 321.9913 | 321.9913 | 321.9913 | 321.9913 | 321.9913
2013 | US | WECC | - | CALN | 8a1 | Wind Expected On-Peak | 0 | 0 | 0 | 0 | 0 | 0 | 0 | 0 | 0 | 0 | 0 | 0
2013 | US | WECC | - | CALN | 8a2 | Wind Derate On-Peak | 0 | 0 | 0 | 0 | 0 | 0 | 0 | 0 | 0 | 0 | 0 | 0
2013 | US | WECC | - | CALN | 8a3 | Solar Expected On-Peak | 0 | 0 | 0 | 0 | 0 | 0 | 0 | 0 | 0 | 0 | 0 | 0
2013 | US | WECC | - | CALN | 8a4 | Solar Derate On-Peak | 0 | 0 | 0 | 0 | 0 | 0 | 0 | 0 | 0 | 0 | 0 | 0
2013 | US | WECC | - | CALN | 8a5 | Hydro Expected On-Peak | 0 | 0 | 0 | 0 | 1.2513 | 1.2513 | 1.2513 | 1.2513 | 1.2513 | 1.2513 | 1.2513 | 1.2513
2013 | US | WECC | - | CALN | 8a6 | Hydro Derate On-Peak | 0 | 0 | 0 | 0 | 3.7487 | 3.7487 | 3.7487 | 3.7487 | 3.7487 | 3.7487 | 3.7487 | 3.7487
2013 | US | WECC | - | CALN | 8a7 | Biomass Expected On-Peak | 0 | 0 | 0 | 0 | 0 | 0 | 0 | 0 | 0 | 0 | 0 | 0
2013 | US | WECC | - | CALN | 8a8 | Biomass Derate On-Peak | 0 | 0 | 0 | 0 | 0 | 0 | 0 | 0 | 0 | 0 | 0 | 0
2013 | US | WECC | - | CALN | 8a9 | All Other Derates | 0 | 0 | 0 | 0 | 0 | 0 | 0 | 0 | 0 | 0 | 0 | 0
2013 | US | WECC | - | CALN | 8a10 | Energy-Only | 0 | 0 | 0 | 0 | 0 | 0 | 0 | 0 | 0 | 0 | 0 | 0
2013 | US | WECC | - | CALN | 9 | ANTICIPATED INTERNAL CAPACITY | 0 | 24560.4923 | 26156.0949 | 26539.8241 | 26698.0332 | 26888.1182 | 27114.125 | 27227.654 | 27350.076 | 27441.2012 | 27441.2012 | 27441.2012
2013 | US | WECC | - | CALN | 10 | CAPACITY TRANSACTIONS - IMPORTS | 0 | 0 | 0 | 0 | 0 | 0 | 0 | 0 | 0 | 0 | 0 | 0
2013 | US | WECC | - | CALN | 10a | Firm | 0 | 0 | 0 | 0 | 0 | 0 | 0 | 0 | 0 | 0 | 0 | 0
2013 | US | WECC | - | CALN | 10a1 | Full-Responsibility Purchases | 0 | 0 | 0 | 0 | 0 | 0 | 0 | 0 | 0 | 0 | 0 | 0
2013 | US | WECC | - | CALN | 10a2 | Owned Capacity/Entitlement Located Outside the Region/Subregion | 0 | 0 | 0 | 0 | 0 | 0 | 0 | 0 | 0 | 0 | 0 | 0
2013 | US | WECC | - | CALN | 10b | Non-firm | 0 | 0 | 0 | 0 | 0 | 0 | 0 | 0 | 0 | 0 | 0 | 0
2013 | US | WECC | - | CALN | 10c | Expected | 0 | 0 | 0 | 0 | 0 | 0 | 0 | 0 | 0 | 0 | 0 | 0
2013 | US | WECC | - | CALN | 10c1 | Full-Responsibility Purchases | 0 | 0 | 0 | 0 | 0 | 0 | 0 | 0 | 0 | 0 | 0 | 0
2013 | US | WECC | - | CALN | 10c2 | Owned Capacity/Entitlement Located Outside the Region/Subregion | 0 | 0 | 0 | 0 | 0 | 0 | 0 | 0 | 0 | 0 | 0 | 0
2013 | US | WECC | - | CALN | 11 | CAPACITY TRANSACTIONS - EXPORTS | 0 | 0 | 0 | 0 | 0 | 0 | 0 | 0 | 0 | 0 | 0 | 0
2013 | US | WECC | - | CALN | 11a | Firm | 0 | 0 | 0 | 0 | 0 | 0 | 0 | 0 | 0 | 0 | 0 | 0
2013 | US | WECC | - | CALN | 11a1 | Full-Responsibility Purchases | 0 | 0 | 0 | 0 | 0 | 0 | 0 | 0 | 0 | 0 | 0 | 0
2013 | US | WECC | - | CALN | 11a2 | Owned Capacity/Entitlement Located Outside the Region/Subregion | 0 | 0 | 0 | 0 | 0 | 0 | 0 | 0 | 0 | 0 | 0 | 0
2013 | US | WECC | - | CALN | 11b | Non-firm | 0 | 0 | 0 | 0 | 0 | 0 | 0 | 0 | 0 | 0 | 0 | 0
2013 | US | WECC | - | CALN | 11c | Expected | 0 | 0 | 0 | 0 | 0 | 0 | 0 | 0 | 0 | 0 | 0 | 0
2013 | US | WECC | - | CALN | 11c1 | Full-Responsibility Purchases | 0 | 0 | 0 | 0 | 0 | 0 | 0 | 0 | 0 | 0 | 0 | 0
2013 | US | WECC | - | CALN | 11c2 | Owned Capacity/Entitlement Located Outside the Region/Subregion | 0 | 0 | 0 | 0 | 0 | 0 | 0 | 0 | 0 | 0 | 0 | 0
2013 | US | WECC | - | CALN | 12 | EXISTING-CERTAIN & NET FIRM TRANSACTIONS | 0 | 23544.1826 | 23544.1826 | 23544.1826 | 23544.1826 | 23544.1826 | 23544.1826 | 23544.1826 | 23544.1826 | 23544.1826 | 23544.1826 | 23544.1826
2013 | US | WECC | - | CALN | 13 | ANTICIPATED CAPACITY RESOURCES | 0 | 0 | 25921.0949 | 26052.8241 | 26351.0332 | 26540.1182 | 26824.125 | 27035.654 | 27182.076 | 27238.2012 | 27190.2012 | 27043.2012
2013 | US | WECC | - | CALN | 14 | PROSPECTIVE CAPACITY RESOURCES | 0 | 0 | 25921.0949 | 26052.8241 | 26351.0332 | 26540.1182 | 26824.125 | 27035.654 | 27182.076 | 27238.2012 | 27190.2012 | 27043.2012
2013 | US | WECC | - | CALN | 15 | TOTAL POTENTIAL CAPACITY RESOURCES | 0 | 0 | 25993.6349 | 26125.3641 | 26449.8245 | 26638.9095 | 27146.1162 | 27357.6453 | 27504.0673 | 27560.1925 | 27512.1925 | 27365.1925
2013 | US | WECC | - | CALN | 16 | ADJUSTED POTENTIAL CAPACITY RESOURCES | 0 | 0 | 25993.6342 | 26125.3633 | 26449.8235 | 26638.9085 | 27146.113 | 27357.6421 | 27504.064 | 27560.1893 | 27512.1893 | 27365.1893
2013 | US | WECC | - | CALN | 16a | Confidence of Future-Other | 0 | 0 | 0.99999 | 0.99999 | 0.99999 | 0.99999 | 0.99999 | 0.99999 | 0.99999 | 0.99999 | 0.99999 | 0.99999
2013 | US | WECC | - | CALN | 16b | Net Future-Other Resources After Confidence Percentage Is Applied | 0 | 0 | 0 | 0 | 0 | 0 | 0 | 0 | 0 | 0 | 0 | 0
2013 | US | WECC | - | CALN | 16c | Confidence of Conceptual | 0 | 0 | 0.99999 | 0.99999 | 0.99999 | 0.99999 | 0.99999 | 0.99999 | 0.99999 | 0.99999 | 0.99999 | 0.99999
2013 | US | WECC | - | CALN | 16d | Net Conceptual Resources After Confidence Percentage Is Applied | 0 | 0 | 72.5393 | 72.5393 | 98.7903 | 98.7903 | 321.988 | 321.988 | 321.988 | 321.988 | 321.988 | 321.988
2013 | US | WECC | - | CALN | 17 | ASSESSMENT AREA TARGET RESERVE MARGIN | 0% | 0% | 12.11% | 12.11% | 12.11% | 12.11% | 12.11% | 12.11% | 12.11% | 12.11% | 12.11% | 12.11%
2013 | US | WECC | - | CALN | 18 | EXISTING-CERTAIN AND NET FIRM TRANSACTIONS RESERVE MARGIN | 0% | 31.24% | 0% | 0% | 0% | 0% | 0% | 0% | 0% | 0% | 0% | 0%
2013 | US | WECC | - | CALN | 19 | ANTICIPATED CAPACITY RESOURCES RESERVE MARGIN | 0% | 0% | 42.58% | 41.5% | 41.31% | 40.82% | 40.74% | 40.12% | 39.17% | 37.8% | 35.95% | 33.77%
2013 | US | WECC | - | CALN | 20 | PROSPECTIVE CAPACITY RESOURCES RESERVE MARGIN | 0% | 0% | 42.58% | 41.5% | 41.31% | 40.82% | 40.74% | 40.12% | 39.17% | 37.8% | 35.95% | 33.77%
2013 | US | WECC | - | CALN | 21 | TOTAL POTENTIAL RESOURCES RESERVE MARGIN | 0% | 0% | 42.98% | 41.9% | 41.84% | 41.34% | 42.43% | 41.79% | 40.82% | 39.43% | 37.56% | 35.36%
2013 | US | WECC | - | CALN | 22 | ADJUSTED POTENTIAL RESOURCES RESERVE MARGIN | 0% | 0% | 42.98% | 41.9% | 41.84% | 41.34% | 42.43% | 41.79% | 40.82% | 39.43% | 37.56% | 35.36%
2013 | US | WECC | - | CALN | 23 | Total Baseline Installed Capacity | 0 | 0 | 0 | 0 | 0 | 0 | 0 | 0 | 0 | 0 | 0 | 0
2013 | US | WECC | - | CALN | 24 | Distributed or Other Capacity (Behind the Meter) < 1 MW | 0 | 0 | 0 | 0 | 0 | 0 | 0 | 0 | 0 | 0 | 0 | 0
2013 | US | WECC | - | CALN | 25 | Distributed or Other Capacity (Behind the Meter) ≥ 1 MW | 0 | 0 | 0 | 0 | 0 | 0 | 0 | 0 | 0 | 0 | 0 | 0
2013 | US | WECC | - | CALN | 26 | Capacity Total from EIA-860 | 0 | 0 | 0 | 0 | 0 | 0 | 0 | 0 | 0 | 0 | 0 | 0
2013 | US | WECC | - | CALS | 1 | Unrestricted Non-coincident Peak Demand | 0 | 22038.9 | 22576.1 | 23086 | 23280 | 23731.9 | 24085.9 | 24398.7 | 24795.9 | 25210.8 | 25602.8 | 25969.8
2013 | US | WECC | - | CALS | 1a | New Conservation (Energy Efficiency) | 0 | 120 | 144 | 301 | 171 | 254 | 267 | 217 | 229 | 242 | 254 | 265
2013 | US | WECC | - | CALS | 1b | Estimated Diversity | 0 | 0 | 0 | 0 | 0 | 0 | 0 | 0 | 0 | 0 | 0 | 0
2013 | US | WECC | - | CALS | 1c | Additions for non-member load (load served by non-registered LSE's in a region) | 0 | 0 | 0 | 0 | 0 | 0 | 0 | 0 | 0 | 0 | 0 | 0
2013 | US | WECC | - | CALS | 1d | Stand-by Load Under Contract (Normally served by behind the meter generation) | 0 | 895 | 895 | 895 | 895 | 895 | 895 | 895 | 895 | 895 | 895 | 895
2013 | US | WECC | - | CALS | 1e | Non-Controllable Demand-Side Demand Response | 0 | 0 | 0 | 0 | 0 | 0 | 0 | 0 | 0 | 0 | 0 | 0
2013 | US | WECC | - | CALS | 2 | Total Internal Demand | 0 | 22813.9 | 23327.1 | 23680 | 24004 | 24372.9 | 24713.9 | 25076.7 | 25461.9 | 25863.8 | 26243.8 | 26599.8
2013 | US | WECC | - | CALS | 2a | Supply-Side Direct Control Load Management (DCLM) | 0 | 0 | 0 | 0 | 0 | 0 | 0 | 0 | 0 | 0 | 0 | 0
2013 | US | WECC | - | CALS | 2b | Supply-Side Contractually Interruptible (Curtailable) | 0 | 0 | 0 | 0 | 0 | 0 | 0 | 0 | 0 | 0 | 0 | 0
2013 | US | WECC | - | CALS | 2c | Supply-Side Critical Peak-Pricing (CPP) with Control | 0 | 0 | 0 | 0 | 0 | 0 | 0 | 0 | 0 | 0 | 0 | 0
2013 | US | WECC | - | CALS | 2d | Supply-Side Load as a Capacity Resource | 0 | 0 | 0 | 0 | 0 | 0 | 0 | 0 | 0 | 0 | 0 | 0
2013 | US | WECC | - | CALS | 3 | Net Internal Demand | 0 | 22178.9 | 22637.1 | 22979 | 23283 | 23616.9 | 23932.9 | 24244.7 | 24579.9 | 24931.8 | 25261.8 | 25567.8
2013 | US | WECC | - | CALS | 3a | Demand-Side Direct Control Load Management (DCLM) | 0 | 54 | 59 | 59 | 59 | 59 | 59 | 59 | 59 | 59 | 59 | 59
2013 | US | WECC | - | CALS | 3b | Demand-Side Contractually Interruptible (Curtailable) | 0 | 525 | 535 | 535 | 535 | 535 | 535 | 535 | 535 | 535 | 535 | 535
2013 | US | WECC | - | CALS | 3c | Demand-Side Critical Peak-Pricing (CPP) with Control | 0 | 0 | 0 | 0 | 0 | 0 | 0 | 0 | 0 | 0 | 0 | 0
2013 | US | WECC | - | CALS | 3d | Demand-Side Load as a Capacity Resource | 0 | 56 | 96 | 107 | 127 | 162 | 187 | 238 | 288 | 338 | 388 | 438
2013 | US | WECC | - | CALS | 4 | Total Controllable Demand Response | 0 | 635 | 690 | 701 | 721 | 756 | 781 | 832 | 882 | 932 | 982 | 1032
2013 | US | WECC | - | CALS | 4a | Demand Response used for Ancillary Services - Spinning Reserves | 0 | 206 | 206 | 206 | 206 | 206 | 206 | 206 | 206 | 206 | 206 | 206
2013 | US | WECC | - | CALS | 4b | Demand Response used for Ancillary Services - Non-Spinning Reserves | 0 | 245 | 245 | 245 | 245 | 245 | 245 | 245 | 245 | 245 | 245 | 245
2013 | US | WECC | - | CALS | 4c | Demand Response used for Regulation | 0 | 28 | 28 | 28 | 28 | 28 | 28 | 28 | 28 | 28 | 28 | 28
2013 | US | WECC | - | CALS | 4d | Demand Response used for Energy, Voluntary Services - Emergency | 0 | 429 | 503 | 508 | 512 | 514 | 515 | 515 | 515 | 514 | 514 | 518
2013 | US | WECC | - | CALS | 5 | TOTAL INTERNAL CAPACITY | 0 | 39577.1395 | 42627.5547 | 44423.3752 | 45073.961 | 45910.4205 | 46981.6468 | 47566.7247 | 47954.5405 | 48266.653 | 48280.653 | 48296.653
2013 | US | WECC | - | CALS | 6a | Existing-Certain | 0 | 28102.5629 | 28102.5629 | 28102.5629 | 28102.5629 | 28102.5629 | 28102.5629 | 28102.5629 | 28102.5629 | 28102.5629 | 28102.5629 | 28102.5629
2013 | US | WECC | - | CALS | 6a1 | Wind Expected On-Peak | 0 | 104.7442 | 104.7442 | 104.7442 | 104.7442 | 104.7442 | 104.7442 | 104.7442 | 104.7442 | 104.7442 | 104.7442 | 104.7442
2013 | US | WECC | - | CALS | 6a2 | Solar Expected On-Peak | 0 | 138.5227 | 138.5227 | 138.5227 | 138.5227 | 138.5227 | 138.5227 | 138.5227 | 138.5227 | 138.5227 | 138.5227 | 138.5227
2013 | US | WECC | - | CALS | 6a3 | Hydro Expected On-Peak | 0 | 903.31 | 903.31 | 903.31 | 903.31 | 903.31 | 903.31 | 903.31 | 903.31 | 903.31 | 903.31 | 903.31
2013 | US | WECC | - | CALS | 6a4 | Biomass Expected On-Peak | 0 | 245.86 | 245.86 | 245.86 | 245.86 | 245.86 | 245.86 | 245.86 | 245.86 | 245.86 | 245.86 | 245.86
2013 | US | WECC | - | CALS | 6b | Existing-Other | 0 | 0 | 0 | 0 | 0 | 0 | 0 | 0 | 0 | 0 | 0 | 0
2013 | US | WECC | - | CALS | 6b1 | Wind Derate On-Peak | 0 | 3462.7358 | 3462.7358 | 3462.7358 | 3462.7358 | 3462.7358 | 3462.7358 | 3462.7358 | 3462.7358 | 3462.7358 | 3462.7358 | 3462.7358
2013 | US | WECC | - | CALS | 6b2 | Solar Derate On-Peak | 0 | 817.0973 | 817.0973 | 817.0973 | 817.0973 | 817.0973 | 817.0973 | 817.0973 | 817.0973 | 817.0973 | 817.0973 | 817.0973
2013 | US | WECC | - | CALS | 6b3 | Hydro Derate On-Peak | 0 | 2122.84 | 2122.84 | 2122.84 | 2122.84 | 2122.84 | 2122.84 | 2122.84 | 2122.84 | 2122.84 | 2122.84 | 2122.84
2013 | US | WECC | - | CALS | 6b4 | Biomass Derate On-Peak | 0 | 144.75 | 144.75 | 144.75 | 144.75 | 144.75 | 144.75 | 144.75 | 144.75 | 144.75 | 144.75 | 144.75
2013 | US | WECC | - | CALS | 6b5 | Transmission-Limited Resources | 0 | 0 | 0 | 0 | 0 | 0 | 0 | 0 | 0 | 0 | 0 | 0
2013 | US | WECC | - | CALS | 6b6 | All Other Derates | 0 | 0 | 0 | 0 | 0 | 0 | 0 | 0 | 0 | 0 | 0 | 0
2013 | US | WECC | - | CALS | 6b7 | Energy-Only (Existing-Other) | 0 | 0 | 0 | 0 | 0 | 0 | 0 | 0 | 0 | 0 | 0 | 0
2013 | US | WECC | - | CALS | 6c | Unplanned Outages (Actual) / Current and Future Inoperable Resources | 0 | 2486.716 | 2486.716 | 2486.716 | 2486.716 | 2486.716 | 2486.716 | 2486.716 | 2486.716 | 2486.716 | 2486.716 | 2486.716
2013 | US | WECC | - | CALS | 6d | Total Supply-Side Demand Response | 0 | 0 | 0 | 0 | 0 | 0 | 0 | 0 | 0 | 0 | 0 | 0
2013 | US | WECC | - | CALS | 7 | TOTAL FUTURE CAPACITY ADDITIONS | 0 | 2440.4375 | 2923.0755 | 3818.8682 | 3954.8069 | 4165.141 | 4342.3921 | 4407.2197 | 4489.0498 | 4488.3363 | 4490.3657 | 4492.685
2013 | US | WECC | - | CALS | 7a | Future-Planned | 0 | 2440.4375 | 2923.0755 | 3818.8682 | 3954.8069 | 4165.141 | 4342.3921 | 4407.2197 | 4489.0498 | 4488.3363 | 4490.3657 | 4492.685
2013 | US | WECC | - | CALS | 7a1 | Wind Expected On-Peak | 0 | 402.5541 | 25.0875 | 30.1733 | 33.8102 | 33.8102 | 42.4091 | 47.4847 | 48.0813 | 48.6778 | 48.6778 | 48.6778
2013 | US | WECC | - | CALS | 7a2 | Wind Derate On-Peak | 0 | 0 | 829.3671 | 997.4971 | 1117.7296 | 1117.7296 | 1402.0002 | 1569.7941 | 1589.5163 | 1609.2385 | 1609.2385 | 1609.2385
2013 | US | WECC | - | CALS | 7a3 | Solar Expected On-Peak | 0 | 735.0781 | 287.1691 | 411.2479 | 477.1617 | 555.6587 | 659.0221 | 718.7741 | 767.3044 | 816.9943 | 819.0237 | 821.343
2013 | US | WECC | - | CALS | 7a4 | Solar Derate On-Peak | 0 | 0 | 1693.9116 | 2425.8094 | 2814.6121 | 3277.639 | 3887.3437 | 4239.8 | 4526.0635 | 4819.1674 | 4831.138 | 4844.8187
2013 | US | WECC | - | CALS | 7a5 | Hydro Expected On-Peak | 0 | 0 | 4.4775 | 4.4775 | 6.8655 | 76.2671 | 76.2671 | 76.2671 | 76.2671 | 76.2671 | 76.2671 | 76.2671
2013 | US | WECC | - | CALS | 7a6 | Hydro Derate On-Peak | 0 | 0 | 10.5225 | 10.5225 | 16.1345 | 179.2329 | 179.2329 | 179.2329 | 179.2329 | 179.2329 | 179.2329 | 179.2329
2013 | US | WECC | - | CALS | 7a7 | Biomass Expected On-Peak | 0 | 91.6847 | 57.7087 | 57.7087 | 57.7087 | 57.7087 | 57.7087 | 57.7087 | 57.7087 | 57.7087 | 57.7087 | 57.7087
2013 | US | WECC | - | CALS | 7a8 | Biomass Derate On-Peak | 0 | 0 | 33.976 | 33.976 | 33.976 | 33.976 | 33.976 | 33.976 | 33.976 | 33.976 | 33.976 | 33.976
2013 | US | WECC | - | CALS | 7a9 | Transmission-Limited Resources | 0 | 0 | 0 | 0 | 0 | 0 | 0 | 0 | 0 | 0 | 0 | 0
2013 | US | WECC | - | CALS | 7a10 | Scheduled Outage - Maintenance | 0 | 431 | 764 | 792 | 143 | 454 | 814 | 863 | 683 | 852 | 605 | 619
2013 | US | WECC | - | CALS | 7a11 | All Other Derates | 0 | 0 | 0 | 0 | 0 | 0 | 0 | 0 | 0 | 0 | 0 | 0
2013 | US | WECC | - | CALS | 7a12 | Energy-Only | 0 | 0 | 0 | 0 | 0 | 0 | 0 | 0 | 0 | 0 | 0 | 0
2013 | US | WECC | - | CALS | 7b | Future-Other | 0 | 0 | 0 | 0 | 0 | 0 | 0 | 0 | 0 | 0 | 0 | 0
2013 | US | WECC | - | CALS | 7b1 | Wind Expected On-Peak | 0 | 0 | 0 | 0 | 0 | 0 | 0 | 0 | 0 | 0 | 0 | 0
2013 | US | WECC | - | CALS | 7b2 | Wind Derate On-Peak | 0 | 0 | 0 | 0 | 0 | 0 | 0 | 0 | 0 | 0 | 0 | 0
2013 | US | WECC | - | CALS | 7b3 | Solar Expected On-Peak | 0 | 0 | 0 | 0 | 0 | 0 | 0 | 0 | 0 | 0 | 0 | 0
2013 | US | WECC | - | CALS | 7b4 | Solar Derate On-Peak | 0 | 0 | 0 | 0 | 0 | 0 | 0 | 0 | 0 | 0 | 0 | 0
2013 | US | WECC | - | CALS | 7b5 | Hydro Expected On-Peak | 0 | 0 | 0 | 0 | 0 | 0 | 0 | 0 | 0 | 0 | 0 | 0
2013 | US | WECC | - | CALS | 7b6 | Hydro Derate On-Peak | 0 | 0 | 0 | 0 | 0 | 0 | 0 | 0 | 0 | 0 | 0 | 0
2013 | US | WECC | - | CALS | 7b7 | Biomass Expected On-Peak | 0 | 0 | 0 | 0 | 0 | 0 | 0 | 0 | 0 | 0 | 0 | 0
2013 | US | WECC | - | CALS | 7b8 | Biomass Derate On-Peak | 0 | 0 | 0 | 0 | 0 | 0 | 0 | 0 | 0 | 0 | 0 | 0
2013 | US | WECC | - | CALS | 7b9 | Transmission-Limited Resources | 0 | 0 | 0 | 0 | 0 | 0 | 0 | 0 | 0 | 0 | 0 | 0
2013 | US | WECC | - | CALS | 7b10 | Scheduled Outage - Maintenance | 0 | 0 | 0 | 0 | 0 | 0 | 0 | 0 | 0 | 0 | 0 | 0
2013 | US | WECC | - | CALS | 7b11 | All Other Derates | 0 | 0 | 0 | 0 | 0 | 0 | 0 | 0 | 0 | 0 | 0 | 0
2013 | US | WECC | - | CALS | 7b12 | Energy-Only | 0 | 0 | 0 | 0 | 0 | 0 | 0 | 0 | 0 | 0 | 0 | 0
2013 | US | WECC | - | CALS | 8 | Conceptual | 0 | 519 | 43.4883 | 378.7168 | 711.8218 | 1280.1448 | 2001.0328 | 2851.0528 | 3068.0528 | 3068.0528 | 3068.0528 | 3068.0528
2013 | US | WECC | - | CALS | 8a1 | Wind Expected On-Peak | 0 | 519 | 15.2383 | 15.2383 | 15.2383 | 15.2383 | 15.2383 | 15.2383 | 15.2383 | 15.2383 | 15.2383 | 15.2383
2013 | US | WECC | - | CALS | 8a2 | Wind Derate On-Peak | 0 | 0 | 503.7617 | 503.7617 | 503.7617 | 503.7617 | 503.7617 | 503.7617 | 503.7617 | 503.7617 | 503.7617 | 503.7617
2013 | US | WECC | - | CALS | 8a3 | Solar Expected On-Peak | 0 | 0 | 0 | 0 | 0 | 0 | 0 | 0 | 0 | 0 | 0 | 0
2013 | US | WECC | - | CALS | 8a4 | Solar Derate On-Peak | 0 | 0 | 0 | 0 | 0 | 0 | 0 | 0 | 0 | 0 | 0 | 0
2013 | US | WECC | - | CALS | 8a5 | Hydro Expected On-Peak | 0 | 0 | 0 | 0 | 0 | 0 | 0 | 0 | 0 | 0 | 0 | 0
2013 | US | WECC | - | CALS | 8a6 | Hydro Derate On-Peak | 0 | 0 | 0 | 0 | 0 | 0 | 0 | 0 | 0 | 0 | 0 | 0
2013 | US | WECC | - | CALS | 8a7 | Biomass Expected On-Peak | 0 | 0 | 0 | 0 | 0 | 0 | 0 | 0 | 0 | 0 | 0 | 0
2013 | US | WECC | - | CALS | 8a8 | Biomass Derate On-Peak | 0 | 0 | 0 | 0 | 0 | 0 | 0 | 0 | 0 | 0 | 0 | 0
2013 | US | WECC | - | CALS | 8a9 | All Other Derates | 0 | 0 | 0 | 0 | 0 | 0 | 0 | 0 | 0 | 0 | 0 | 0
2013 | US | WECC | - | CALS | 8a10 | Energy-Only | 0 | 0 | 0 | 0 | 0 | 0 | 0 | 0 | 0 | 0 | 0 | 0
2013 | US | WECC | - | CALS | 9 | ANTICIPATED INTERNAL CAPACITY | 0 | 30543.0004 | 31025.6384 | 31921.4311 | 32057.3698 | 32267.7039 | 32444.955 | 32509.7826 | 32591.6127 | 32590.8992 | 32592.9286 | 32595.2479
2013 | US | WECC | - | CALS | 10 | CAPACITY TRANSACTIONS - IMPORTS | 0 | 2556 | 2556 | 2556 | 2556 | 2556 | 2556 | 2556 | 2556 | 2556 | 2556 | 2556
2013 | US | WECC | - | CALS | 10a | Firm | 0 | 2556 | 2556 | 2556 | 2556 | 2556 | 2556 | 2556 | 2556 | 2556 | 2556 | 2556
2013 | US | WECC | - | CALS | 10a1 | Full-Responsibility Purchases | 0 | 0 | 0 | 0 | 0 | 0 | 0 | 0 | 0 | 0 | 0 | 0
2013 | US | WECC | - | CALS | 10a2 | Owned Capacity/Entitlement Located Outside the Region/Subregion | 0 | 0 | 0 | 0 | 0 | 0 | 0 | 0 | 0 | 0 | 0 | 0
2013 | US | WECC | - | CALS | 10b | Non-firm | 0 | 0 | 0 | 0 | 0 | 0 | 0 | 0 | 0 | 0 | 0 | 0
2013 | US | WECC | - | CALS | 10c | Expected | 0 | 0 | 0 | 0 | 0 | 0 | 0 | 0 | 0 | 0 | 0 | 0
2013 | US | WECC | - | CALS | 10c1 | Full-Responsibility Purchases | 0 | 0 | 0 | 0 | 0 | 0 | 0 | 0 | 0 | 0 | 0 | 0
2013 | US | WECC | - | CALS | 10c2 | Owned Capacity/Entitlement Located Outside the Region/Subregion | 0 | 0 | 0 | 0 | 0 | 0 | 0 | 0 | 0 | 0 | 0 | 0
2013 | US | WECC | - | CALS | 11 | CAPACITY TRANSACTIONS - EXPORTS | 0 | 0 | 0 | 0 | 0 | 0 | 0 | 0 | 0 | 0 | 0 | 0
2013 | US | WECC | - | CALS | 11a | Firm | 0 | 0 | 0 | 0 | 0 | 0 | 0 | 0 | 0 | 0 | 0 | 0
2013 | US | WECC | - | CALS | 11a1 | Full-Responsibility Purchases | 0 | 0 | 0 | 0 | 0 | 0 | 0 | 0 | 0 | 0 | 0 | 0
2013 | US | WECC | - | CALS | 11a2 | Owned Capacity/Entitlement Located Outside the Region/Subregion | 0 | 0 | 0 | 0 | 0 | 0 | 0 | 0 | 0 | 0 | 0 | 0
2013 | US | WECC | - | CALS | 11b | Non-firm | 0 | 0 | 0 | 0 | 0 | 0 | 0 | 0 | 0 | 0 | 0 | 0
2013 | US | WECC | - | CALS | 11c | Expected | 0 | 0 | 0 | 0 | 0 | 0 | 0 | 0 | 0 | 0 | 0 | 0
2013 | US | WECC | - | CALS | 11c1 | Full-Responsibility Purchases | 0 | 0 | 0 | 0 | 0 | 0 | 0 | 0 | 0 | 0 | 0 | 0
2013 | US | WECC | - | CALS | 11c2 | Owned Capacity/Entitlement Located Outside the Region/Subregion | 0 | 0 | 0 | 0 | 0 | 0 | 0 | 0 | 0 | 0 | 0 | 0
2013 | US | WECC | - | CALS | 12 | EXISTING-CERTAIN & NET FIRM TRANSACTIONS | 0 | 30658.5629 | 30658.5629 | 30658.5629 | 30658.5629 | 30658.5629 | 30658.5629 | 30658.5629 | 30658.5629 | 30658.5629 | 30658.5629 | 30658.5629
2013 | US | WECC | - | CALS | 13 | ANTICIPATED CAPACITY RESOURCES | 0 | 0 | 32817.6384 | 33685.4311 | 34470.3698 | 34369.7039 | 34186.955 | 34202.7826 | 34464.6127 | 34294.8992 | 34543.9286 | 34532.2479
2013 | US | WECC | - | CALS | 14 | PROSPECTIVE CAPACITY RESOURCES | 0 | 0 | 32817.6384 | 33685.4311 | 34470.3698 | 34369.7039 | 34186.955 | 34202.7826 | 34464.6127 | 34294.8992 | 34543.9286 | 34532.2479
2013 | US | WECC | - | CALS | 15 | TOTAL POTENTIAL CAPACITY RESOURCES | 0 | 0 | 32861.1267 | 34064.1479 | 35182.1916 | 35649.8487 | 36187.9878 | 37053.8354 | 37532.6655 | 37362.952 | 37611.9814 | 37600.3007
2013 | US | WECC | - | CALS | 16 | ADJUSTED POTENTIAL CAPACITY RESOURCES | 0 | 0 | 32861.1263 | 34064.1441 | 35182.1845 | 35649.8359 | 36187.9678 | 37053.8069 | 37532.6348 | 37362.9214 | 37611.9507 | 37600.27
2013 | US | WECC | - | CALS | 16a | Confidence of Future-Other | 0 | 0 | 0.99999 | 0.99999 | 0.99999 | 0.99999 | 0.99999 | 0.99999 | 0.99999 | 0.99999 | 0.99999 | 0.99999
2013 | US | WECC | - | CALS | 16b | Net Future-Other Resources After Confidence Percentage Is Applied | 0 | 0 | 0 | 0 | 0 | 0 | 0 | 0 | 0 | 0 | 0 | 0
2013 | US | WECC | - | CALS | 16c | Confidence of Conceptual | 0 | 0 | 0.99999 | 0.99999 | 0.99999 | 0.99999 | 0.99999 | 0.99999 | 0.99999 | 0.99999 | 0.99999 | 0.99999
2013 | US | WECC | - | CALS | 16d | Net Conceptual Resources After Confidence Percentage Is Applied | 0 | 0 | 43.4878 | 378.713 | 711.8147 | 1280.132 | 2001.0128 | 2851.0243 | 3068.0221 | 3068.0221 | 3068.0221 | 3068.0221
2013 | US | WECC | - | CALS | 17 | ASSESSMENT AREA TARGET RESERVE MARGIN | 0% | 0% | 11% | 11% | 11% | 11% | 11% | 11% | 11% | 11% | 11% | 11%
2013 | US | WECC | - | CALS | 18 | EXISTING-CERTAIN AND NET FIRM TRANSACTIONS RESERVE MARGIN | 0% | 38.23% | 0% | 0% | 0% | 0% | 0% | 0% | 0% | 0% | 0% | 0%
2013 | US | WECC | - | CALS | 19 | ANTICIPATED CAPACITY RESOURCES RESERVE MARGIN | 0% | 0% | 44.97% | 46.59% | 48.05% | 45.53% | 42.85% | 41.07% | 40.21% | 37.55% | 36.74% | 35.06%
2013 | US | WECC | - | CALS | 20 | PROSPECTIVE CAPACITY RESOURCES RESERVE MARGIN | 0% | 0% | 44.97% | 46.59% | 48.05% | 45.53% | 42.85% | 41.07% | 40.21% | 37.55% | 36.74% | 35.06%
2013 | US | WECC | - | CALS | 21 | TOTAL POTENTIAL RESOURCES RESERVE MARGIN | 0% | 0% | 45.16% | 48.24% | 51.11% | 50.95% | 51.21% | 52.83% | 52.7% | 49.86% | 48.89% | 47.06%
2013 | US | WECC | - | CALS | 22 | ADJUSTED POTENTIAL RESOURCES RESERVE MARGIN | 0% | 0% | 45.16% | 48.24% | 51.11% | 50.95% | 51.21% | 52.83% | 52.7% | 49.86% | 48.89% | 47.06%
2013 | US | WECC | - | CALS | 23 | Total Baseline Installed Capacity | 0 | 0 | 0 | 0 | 0 | 0 | 0 | 0 | 0 | 0 | 0 | 0
2013 | US | WECC | - | CALS | 24 | Distributed or Other Capacity (Behind the Meter) < 1 MW | 0 | 0 | 0 | 0 | 0 | 0 | 0 | 0 | 0 | 0 | 0 | 0
2013 | US | WECC | - | CALS | 25 | Distributed or Other Capacity (Behind the Meter) ≥ 1 MW | 0 | 0 | 0 | 0 | 0 | 0 | 0 | 0 | 0 | 0 | 0 | 0
2013 | US | WECC | - | CALS | 26 | Capacity Total from EIA-860 | 0 | 0 | 0 | 0 | 0 | 0 | 0 | 0 | 0 | 0 | 0 | 0
2013 | US | WECC | - | DSW | 1 | Unrestricted Non-coincident Peak Demand | 0 | 17828.6 | 18138.8 | 18506.5 | 18906.8 | 19404.4 | 19835.1 | 20182.8 | 20661 | 21180.8 | 21653.9 | 22026
2013 | US | WECC | - | DSW | 1a | New Conservation (Energy Efficiency) | 0 | 156 | 208 | 277 | 342 | 405 | 431 | 451 | 484 | 500 | 517 | 515
2013 | US | WECC | - | DSW | 1b | Estimated Diversity | 0 | 0 | 0 | 0 | 0 | 0 | 0 | 0 | 0 | 0 | 0 | 0
2013 | US | WECC | - | DSW | 1c | Additions for non-member load (load served by non-registered LSE's in a region) | 0 | 0 | 0 | 0 | 0 | 0 | 0 | 0 | 0 | 0 | 0 | 0
2013 | US | WECC | - | DSW | 1d | Stand-by Load Under Contract (Normally served by behind the meter generation) | 0 | 0 | 0 | 0 | 0 | 0 | 0 | 0 | 0 | 0 | 0 | 0
2013 | US | WECC | - | DSW | 1e | Non-Controllable Demand-Side Demand Response | 0 | 0 | 0 | 0 | 0 | 0 | 0 | 0 | 0 | 0 | 0 | 0
2013 | US | WECC | - | DSW | 2 | Total Internal Demand | 0 | 17672.6 | 17930.8 | 18229.5 | 18564.8 | 18999.4 | 19404.1 | 19731.8 | 20177 | 20680.8 | 21136.9 | 21511
2013 | US | WECC | - | DSW | 2a | Supply-Side Direct Control Load Management (DCLM) | 0 | 0 | 0 | 0 | 0 | 0 | 0 | 0 | 0 | 0 | 0 | 0
2013 | US | WECC | - | DSW | 2b | Supply-Side Contractually Interruptible (Curtailable) | 0 | 0 | 0 | 0 | 0 | 0 | 0 | 0 | 0 | 0 | 0 | 0
2013 | US | WECC | - | DSW | 2c | Supply-Side Critical Peak-Pricing (CPP) with Control | 0 | 0 | 0 | 0 | 0 | 0 | 0 | 0 | 0 | 0 | 0 | 0
2013 | US | WECC | - | DSW | 2d | Supply-Side Load as a Capacity Resource | 0 | 0 | 0 | 0 | 0 | 0 | 0 | 0 | 0 | 0 | 0 | 0
2013 | US | WECC | - | DSW | 3 | Net Internal Demand | 0 | 17388.6 | 17588.8 | 17883.5 | 18215.8 | 18662.4 | 19072.1 | 19399.8 | 19845 | 20348.8 | 20804.9 | 21179
2013 | US | WECC | - | DSW | 3a | Demand-Side Direct Control Load Management (DCLM) | 0 | 0 | 0 | 0 | 0 | 0 | 0 | 0 | 0 | 0 | 0 | 0
2013 | US | WECC | - | DSW | 3b | Demand-Side Contractually Interruptible (Curtailable) | 0 | 284 | 342 | 346 | 349 | 337 | 332 | 332 | 332 | 332 | 332 | 332
2013 | US | WECC | - | DSW | 3c | Demand-Side Critical Peak-Pricing (CPP) with Control | 0 | 0 | 0 | 0 | 0 | 0 | 0 | 0 | 0 | 0 | 0 | 0
2013 | US | WECC | - | DSW | 3d | Demand-Side Load as a Capacity Resource | 0 | 0 | 0 | 0 | 0 | 0 | 0 | 0 | 0 | 0 | 0 | 0
2013 | US | WECC | - | DSW | 4 | Total Controllable Demand Response | 0 | 284 | 342 | 346 | 349 | 337 | 332 | 332 | 332 | 332 | 332 | 332
2013 | US | WECC | - | DSW | 4a | Demand Response used for Ancillary Services - Spinning Reserves | 0 | 0 | 0 | 0 | 0 | 0 | 0 | 0 | 0 | 0 | 0 | 402
2013 | US | WECC | - | DSW | 4b | Demand Response used for Ancillary Services - Non-Spinning Reserves | 0 | 0 | 0 | 0 | 0 | 0 | 0 | 0 | 0 | 0 | 0 | 386
2013 | US | WECC | - | DSW | 4c | Demand Response used for Regulation | 0 | 0 | 0 | 0 | 0 | 0 | 0 | 0 | 0 | 0 | 0 | 83
2013 | US | WECC | - | DSW | 4d | Demand Response used for Energy, Voluntary Services - Emergency | 0 | 0 | 0 | 0 | 0 | 0 | 0 | 0 | 0 | 0 | 0 | 986
2013 | US | WECC | - | DSW | 5 | TOTAL INTERNAL CAPACITY | 0 | 43990.1986 | 44168.8986 | 44422.5986 | 44523.5986 | 44623.5986 | 44623.5986 | 44693.5986 | 44763.5986 | 44500.5986 | 44487.5986 | 44411.5986
2013 | US | WECC | - | DSW | 6a | Existing-Certain | 0 | 39352.7518 | 39352.7518 | 39352.7518 | 39352.7518 | 39352.7518 | 39352.7518 | 39352.7518 | 39352.7518 | 39352.7518 | 39352.7518 | 39352.7518
2013 | US | WECC | - | DSW | 6a1 | Wind Expected On-Peak | 0 | 229.3249 | 229.3249 | 229.3249 | 229.3249 | 229.3249 | 229.3249 | 229.3249 | 229.3249 | 229.3249 | 229.3249 | 229.3249
2013 | US | WECC | - | DSW | 6a2 | Solar Expected On-Peak | 0 | 97.8869 | 97.8869 | 97.8869 | 97.8869 | 97.8869 | 97.8869 | 97.8869 | 97.8869 | 97.8869 | 97.8869 | 97.8869
2013 | US | WECC | - | DSW | 6a3 | Hydro Expected On-Peak | 0 | 1265.53 | 1265.53 | 1265.53 | 1265.53 | 1265.53 | 1265.53 | 1265.53 | 1265.53 | 1265.53 | 1265.53 | 1265.53
2013 | US | WECC | - | DSW | 6a4 | Biomass Expected On-Peak | 0 | 40.71 | 40.71 | 40.71 | 40.71 | 40.71 | 40.71 | 40.71 | 40.71 | 40.71 | 40.71 | 40.71
2013 | US | WECC | - | DSW | 6b | Existing-Other | 0 | 0 | 0 | 0 | 0 | 0 | 0 | 0 | 0 | 0 | 0 | 0
2013 | US | WECC | - | DSW | 6b1 | Wind Derate On-Peak | 0 | 494.8751 | 494.8751 | 494.8751 | 494.8751 | 494.8751 | 494.8751 | 494.8751 | 494.8751 | 494.8751 | 494.8751 | 494.8751
2013 | US | WECC | - | DSW | 6b2 | Solar Derate On-Peak | 0 | 421.6241 | 421.6241 | 421.6241 | 421.6241 | 421.6241 | 421.6241 | 421.6241 | 421.6241 | 421.6241 | 421.6241 | 421.6241
2013 | US | WECC | - | DSW | 6b3 | Hydro Derate On-Peak | 0 | 2860.92 | 2860.92 | 2860.92 | 2860.92 | 2860.92 | 2860.92 | 2860.92 | 2860.92 | 2860.92 | 2860.92 | 2860.92
2013 | US | WECC | - | DSW | 6b4 | Biomass Derate On-Peak | 0 | 6.99 | 6.99 | 6.99 | 6.99 | 6.99 | 6.99 | 6.99 | 6.99 | 6.99 | 6.99 | 6.99
2013 | US | WECC | - | DSW | 6b5 | Transmission-Limited Resources | 0 | 0 | 0 | 0 | 0 | 0 | 0 | 0 | 0 | 0 | 0 | 0
2013 | US | WECC | - | DSW | 6b6 | All Other Derates | 0 | 0 | 0 | 0 | 0 | 0 | 0 | 0 | 0 | 0 | 0 | 0
2013 | US | WECC | - | DSW | 6b7 | Energy-Only (Existing-Other) | 0 | 0 | 0 | 0 | 0 | 0 | 0 | 0 | 0 | 0 | 0 | 0
2013 | US | WECC | - | DSW | 6c | Unplanned Outages (Actual) / Current and Future Inoperable Resources | 0 | 432 | 432 | 432 | 432 | 432 | 432 | 432 | 432 | 432 | 432 | 432
2013 | US | WECC | - | DSW | 6d | Total Supply-Side Demand Response | 0 | 0 | 0 | 0 | 0 | 0 | 0 | 0 | 0 | 0 | 0 | 0
2013 | US | WECC | - | DSW | 7 | TOTAL FUTURE CAPACITY ADDITIONS | 0 | 421.0376 | 216.1638 | 379.2104 | 475.3409 | 571.2831 | 571.2831 | 641.2831 | 711.2831 | 448.2831 | 435.2831 | 359.2831
2013 | US | WECC | - | DSW | 7a | Future-Planned | 0 | 421.0376 | 216.1638 | 379.2104 | 475.3409 | 571.2831 | 571.2831 | 641.2831 | 711.2831 | 448.2831 | 435.2831 | 359.2831
2013 | US | WECC | - | DSW | 7a1 | Wind Expected On-Peak | 0 | 0 | 0 | 0 | 0 | 0 | 0 | 0 | 0 | 0 | 0 | 0
2013 | US | WECC | - | DSW | 7a2 | Wind Derate On-Peak | 0 | 0 | 0 | 0 | 0 | 0 | 0 | 0 | 0 | 0 | 0 | 0
2013 | US | WECC | - | DSW | 7a3 | Solar Expected On-Peak | 0 | 320.0376 | 88.6969 | 109.7436 | 110.8741 | 111.8162 | 111.8162 | 111.8162 | 111.8162 | 111.8162 | 111.8162 | 111.8162
2013 | US | WECC | - | DSW | 7a4 | Solar Derate On-Peak | 0 | 0 | 382.0406 | 472.694 | 477.5635 | 481.6213 | 481.6213 | 481.6213 | 481.6213 | 481.6213 | 481.6213 | 481.6213
2013 | US | WECC | - | DSW | 7a5 | Hydro Expected On-Peak | 0 | 0 | 0.61337 | 0.61337 | 0.61337 | 0.61337 | 0.61337 | 0.61337 | 0.61337 | 0.61337 | 0.61337 | 0.61337
2013 | US | WECC | - | DSW | 7a6 | Hydro Derate On-Peak | 0 | 0 | 1.3866 | 1.3866 | 1.3866 | 1.3866 | 1.3866 | 1.3866 | 1.3866 | 1.3866 | 1.3866 | 1.3866
2013 | US | WECC | - | DSW | 7a7 | Biomass Expected On-Peak | 0 | 0 | 0.85346 | 0.85346 | 0.85346 | 0.85346 | 0.85346 | 0.85346 | 0.85346 | 0.85346 | 0.85346 | 0.85346
2013 | US | WECC | - | DSW | 7a8 | Biomass Derate On-Peak | 0 | 0 | 0.14654 | 0.14654 | 0.14654 | 0.14654 | 0.14654 | 0.14654 | 0.14654 | 0.14654 | 0.14654 | 0.14654
2013 | US | WECC | - | DSW | 7a9 | Transmission-Limited Resources | 0 | 0 | 0 | 0 | 0 | 0 | 0 | 0 | 0 | 0 | 0 | 0
2013 | US | WECC | - | DSW | 7a10 | Scheduled Outage - Maintenance | 0 | 691 | 944 | 613 | 790 | 996 | 885 | 546 | 711 | 1242 | 788 | 952
2013 | US | WECC | - | DSW | 7a11 | All Other Derates | 0 | 0 | 0 | 0 | 0 | 0 | 0 | 0 | 0 | 0 | 0 | 0
2013 | US | WECC | - | DSW | 7a12 | Energy-Only | 0 | 0 | 0 | 0 | 0 | 0 | 0 | 0 | 0 | 0 | 0 | 0
2013 | US | WECC | - | DSW | 7b | Future-Other | 0 | 0 | 0 | 0 | 0 | 0 | 0 | 0 | 0 | 0 | 0 | 0
2013 | US | WECC | - | DSW | 7b1 | Wind Expected On-Peak | 0 | 0 | 0 | 0 | 0 | 0 | 0 | 0 | 0 | 0 | 0 | 0
2013 | US | WECC | - | DSW | 7b2 | Wind Derate On-Peak | 0 | 0 | 0 | 0 | 0 | 0 | 0 | 0 | 0 | 0 | 0 | 0
2013 | US | WECC | - | DSW | 7b3 | Solar Expected On-Peak | 0 | 0 | 0 | 0 | 0 | 0 | 0 | 0 | 0 | 0 | 0 | 0
2013 | US | WECC | - | DSW | 7b4 | Solar Derate On-Peak | 0 | 0 | 0 | 0 | 0 | 0 | 0 | 0 | 0 | 0 | 0 | 0
2013 | US | WECC | - | DSW | 7b5 | Hydro Expected On-Peak | 0 | 0 | 0 | 0 | 0 | 0 | 0 | 0 | 0 | 0 | 0 | 0
2013 | US | WECC | - | DSW | 7b6 | Hydro Derate On-Peak | 0 | 0 | 0 | 0 | 0 | 0 | 0 | 0 | 0 | 0 | 0 | 0
2013 | US | WECC | - | DSW | 7b7 | Biomass Expected On-Peak | 0 | 0 | 0 | 0 | 0 | 0 | 0 | 0 | 0 | 0 | 0 | 0
2013 | US | WECC | - | DSW | 7b8 | Biomass Derate On-Peak | 0 | 0 | 0 | 0 | 0 | 0 | 0 | 0 | 0 | 0 | 0 | 0
2013 | US | WECC | - | DSW | 7b9 | Transmission-Limited Resources | 0 | 0 | 0 | 0 | 0 | 0 | 0 | 0 | 0 | 0 | 0 | 0
2013 | US | WECC | - | DSW | 7b10 | Scheduled Outage - Maintenance | 0 | 0 | 0 | 0 | 0 | 0 | 0 | 0 | 0 | 0 | 0 | 0
2013 | US | WECC | - | DSW | 7b11 | All Other Derates | 0 | 0 | 0 | 0 | 0 | 0 | 0 | 0 | 0 | 0 | 0 | 0
2013 | US | WECC | - | DSW | 7b12 | Energy-Only | 0 | 0 | 0 | 0 | 0 | 0 | 0 | 0 | 0 | 0 | 0 | 0
2013 | US | WECC | - | DSW | 8 | Conceptual | 0 | 0 | 290.572 | 1345.4746 | 1562.2367 | 1739.2367 | 1840.2367 | 2042.2367 | 2610.5686 | 2710.5686 | 2710.5686 | 2887.5686
2013 | US | WECC | - | DSW | 8a1 | Wind Expected On-Peak | 0 | 0 | 158.3298 | 387.908 | 435.4069 | 435.4069 | 435.4069 | 435.4069 | 498.7389 | 498.7389 | 498.7389 | 498.7389
2013 | US | WECC | - | DSW | 8a2 | Wind Derate On-Peak | 0 | 0 | 341.6702 | 837.092 | 939.5931 | 939.5931 | 939.5931 | 939.5931 | 1076.2611 | 1076.2611 | 1076.2611 | 1076.2611
2013 | US | WECC | - | DSW | 8a3 | Solar Expected On-Peak | 0 | 0 | 126.2422 | 371.5666 | 399.8298 | 399.8298 | 399.8298 | 399.8298 | 399.8298 | 399.8298 | 399.8298 | 399.8298
2013 | US | WECC | - | DSW | 8a4 | Solar Derate On-Peak | 0 | 0 | 543.7578 | 1600.4334 | 1722.1702 | 1722.1702 | 1722.1702 | 1722.1702 | 1722.1702 | 1722.1702 | 1722.1702 | 1722.1702
2013 | US | WECC | - | DSW | 8a5 | Hydro Expected On-Peak | 0 | 0 | 0 | 0 | 0 | 0 | 0 | 0 | 0 | 0 | 0 | 0
2013 | US | WECC | - | DSW | 8a6 | Hydro Derate On-Peak | 0 | 0 | 0 | 0 | 0 | 0 | 0 | 0 | 0 | 0 | 0 | 0
2013 | US | WECC | - | DSW | 8a7 | Biomass Expected On-Peak | 0 | 0 | 0 | 0 | 0 | 0 | 0 | 0 | 0 | 0 | 0 | 0
2013 | US | WECC | - | DSW | 8a8 | Biomass Derate On-Peak | 0 | 0 | 0 | 0 | 0 | 0 | 0 | 0 | 0 | 0 | 0 | 0
2013 | US | WECC | - | DSW | 8a9 | All Other Derates | 0 | 0 | 0 | 0 | 0 | 0 | 0 | 0 | 0 | 0 | 0 | 0
2013 | US | WECC | - | DSW | 8a10 | Energy-Only | 0 | 0 | 0 | 0 | 0 | 0 | 0 | 0 | 0 | 0 | 0 | 0
2013 | US | WECC | - | DSW | 9 | ANTICIPATED INTERNAL CAPACITY | 0 | 39773.7893 | 39568.9155 | 39731.9622 | 39828.0927 | 39924.0348 | 39924.0348 | 39994.0348 | 40064.0348 | 39801.0348 | 39788.0348 | 39712.0348
2013 | US | WECC | - | DSW | 10 | CAPACITY TRANSACTIONS - IMPORTS | 0 | 614 | 614 | 614 | 614 | 614 | 614 | 614 | 614 | 614 | 614 | 614
2013 | US | WECC | - | DSW | 10a | Firm | 0 | 614 | 614 | 614 | 614 | 614 | 614 | 614 | 614 | 614 | 614 | 614
2013 | US | WECC | - | DSW | 10a1 | Full-Responsibility Purchases | 0 | 0 | 0 | 0 | 0 | 0 | 0 | 0 | 0 | 0 | 0 | 0
2013 | US | WECC | - | DSW | 10a2 | Owned Capacity/Entitlement Located Outside the Region/Subregion | 0 | 0 | 0 | 0 | 0 | 0 | 0 | 0 | 0 | 0 | 0 | 0
2013 | US | WECC | - | DSW | 10b | Non-firm | 0 | 0 | 0 | 0 | 0 | 0 | 0 | 0 | 0 | 0 | 0 | 0
2013 | US | WECC | - | DSW | 10c | Expected | 0 | 0 | 0 | 0 | 0 | 0 | 0 | 0 | 0 | 0 | 0 | 0
2013 | US | WECC | - | DSW | 10c1 | Full-Responsibility Purchases | 0 | 0 | 0 | 0 | 0 | 0 | 0 | 0 | 0 | 0 | 0 | 0
2013 | US | WECC | - | DSW | 10c2 | Owned Capacity/Entitlement Located Outside the Region/Subregion | 0 | 0 | 0 | 0 | 0 | 0 | 0 | 0 | 0 | 0 | 0 | 0
2013 | US | WECC | - | DSW | 11 | CAPACITY TRANSACTIONS - EXPORTS | 0 | 2556 | 2556 | 2556 | 2556 | 2556 | 2556 | 2556 | 2556 | 2556 | 2556 | 2556
2013 | US | WECC | - | DSW | 11a | Firm | 0 | 2556 | 2556 | 2556 | 2556 | 2556 | 2556 | 2556 | 2556 | 2556 | 2556 | 2556
2013 | US | WECC | - | DSW | 11a1 | Full-Responsibility Purchases | 0 | 0 | 0 | 0 | 0 | 0 | 0 | 0 | 0 | 0 | 0 | 0
2013 | US | WECC | - | DSW | 11a2 | Owned Capacity/Entitlement Located Outside the Region/Subregion | 0 | 0 | 0 | 0 | 0 | 0 | 0 | 0 | 0 | 0 | 0 | 0
2013 | US | WECC | - | DSW | 11b | Non-firm | 0 | 0 | 0 | 0 | 0 | 0 | 0 | 0 | 0 | 0 | 0 | 0
2013 | US | WECC | - | DSW | 11c | Expected | 0 | 0 | 0 | 0 | 0 | 0 | 0 | 0 | 0 | 0 | 0 | 0
2013 | US | WECC | - | DSW | 11c1 | Full-Responsibility Purchases | 0 | 0 | 0 | 0 | 0 | 0 | 0 | 0 | 0 | 0 | 0 | 0
2013 | US | WECC | - | DSW | 11c2 | Owned Capacity/Entitlement Located Outside the Region/Subregion | 0 | 0 | 0 | 0 | 0 | 0 | 0 | 0 | 0 | 0 | 0 | 0
2013 | US | WECC | - | DSW | 12 | EXISTING-CERTAIN & NET FIRM TRANSACTIONS | 0 | 37410.7518 | 37410.7518 | 37410.7518 | 37410.7518 | 37410.7518 | 37410.7518 | 37410.7518 | 37410.7518 | 37410.7518 | 37410.7518 | 37410.7518
2013 | US | WECC | - | DSW | 13 | ANTICIPATED CAPACITY RESOURCES | 0 | 0 | 36682.9155 | 37176.9622 | 37096.0927 | 36986.0348 | 37097.0348 | 37506.0348 | 37411.0348 | 36617.0348 | 37058.0348 | 36818.0348
2013 | US | WECC | - | DSW | 14 | PROSPECTIVE CAPACITY RESOURCES | 0 | 0 | 36682.9155 | 37176.9622 | 37096.0927 | 36986.0348 | 37097.0348 | 37506.0348 | 37411.0348 | 36617.0348 | 37058.0348 | 36818.0348
2013 | US | WECC | - | DSW | 15 | TOTAL POTENTIAL CAPACITY RESOURCES | 0 | 0 | 36973.4875 | 38522.4368 | 38658.3294 | 38725.2715 | 38937.2715 | 39548.2715 | 40021.6035 | 39327.6035 | 39768.6035 | 39705.6035
2013 | US | WECC | - | DSW | 16 | ADJUSTED POTENTIAL CAPACITY RESOURCES | 0 | 0 | 36973.4846 | 38522.4233 | 38658.3138 | 38725.2541 | 38937.2531 | 39548.2511 | 40021.5774 | 39327.5764 | 39768.5764 | 39705.5746
2013 | US | WECC | - | DSW | 16a | Confidence of Future-Other | 0 | 0 | 0.99999 | 0.99999 | 0.99999 | 0.99999 | 0.99999 | 0.99999 | 0.99999 | 0.99999 | 0.99999 | 0.99999
2013 | US | WECC | - | DSW | 16b | Net Future-Other Resources After Confidence Percentage Is Applied | 0 | 0 | 0 | 0 | 0 | 0 | 0 | 0 | 0 | 0 | 0 | 0
2013 | US | WECC | - | DSW | 16c | Confidence of Conceptual | 0 | 0 | 0.99999 | 0.99999 | 0.99999 | 0.99999 | 0.99999 | 0.99999 | 0.99999 | 0.99999 | 0.99999 | 0.99999
2013 | US | WECC | - | DSW | 16d | Net Conceptual Resources After Confidence Percentage Is Applied | 0 | 0 | 290.5691 | 1345.4612 | 1562.2211 | 1739.2193 | 1840.2183 | 2042.2163 | 2610.5425 | 2710.5415 | 2710.5415 | 2887.5398
2013 | US | WECC | - | DSW | 17 | ASSESSMENT AREA TARGET RESERVE MARGIN | 0% | 0% | 14.03% | 14.03% | 14.03% | 14.03% | 14.03% | 14.03% | 14.03% | 14.03% | 14.03% | 14.03%
2013 | US | WECC | - | DSW | 18 | EXISTING-CERTAIN AND NET FIRM TRANSACTIONS RESERVE MARGIN | 0% | 115.1% | 0% | 0% | 0% | 0% | 0% | 0% | 0% | 0% | 0% | 0%
2013 | US | WECC | - | DSW | 19 | ANTICIPATED CAPACITY RESOURCES RESERVE MARGIN | 0% | 0% | 108.6% | 107.9% | 103.6% | 98.18% | 94.51% | 93.33% | 88.52% | 79.95% | 78.12% | 73.84%
2013 | US | WECC | - | DSW | 20 | PROSPECTIVE CAPACITY RESOURCES RESERVE MARGIN | 0% | 0% | 108.6% | 107.9% | 103.6% | 98.18% | 94.51% | 93.33% | 88.52% | 79.95% | 78.12% | 73.84%
2013 | US | WECC | - | DSW | 21 | TOTAL POTENTIAL RESOURCES RESERVE MARGIN | 0% | 0% | 110.2% | 115.4% | 112.2% | 107.5% | 104.2% | 103.9% | 101.7% | 93.27% | 91.15% | 87.48%
2013 | US | WECC | - | DSW | 22 | ADJUSTED POTENTIAL RESOURCES RESERVE MARGIN | 0% | 0% | 110.2% | 115.4% | 112.2% | 107.5% | 104.2% | 103.9% | 101.7% | 93.27% | 91.15% | 87.48%
2013 | US | WECC | - | DSW | 23 | Total Baseline Installed Capacity | 0 | 0 | 0 | 0 | 0 | 0 | 0 | 0 | 0 | 0 | 0 | 0
2013 | US | WECC | - | DSW | 24 | Distributed or Other Capacity (Behind the Meter) < 1 MW | 0 | 0 | 0 | 0 | 0 | 0 | 0 | 0 | 0 | 0 | 0 | 0
2013 | US | WECC | - | DSW | 25 | Distributed or Other Capacity (Behind the Meter) ≥ 1 MW | 0 | 0 | 0 | 0 | 0 | 0 | 0 | 0 | 0 | 0 | 0 | 0
2013 | US | WECC | - | DSW | 26 | Capacity Total from EIA-860 | 0 | 0 | 0 | 0 | 0 | 0 | 0 | 0 | 0 | 0 | 0 | 0
2013 | MX | WECC | - | MEXW | 1 | Unrestricted Non-coincident Peak Demand | 0 | 1513 | 1512 | 1536 | 1560 | 1585 | 1610 | 1635 | 1661 | 1687 | 1713 | 1740
2013 | MX | WECC | - | MEXW | 1a | New Conservation (Energy Efficiency) | 0 | 0 | 0 | 0 | 0 | 0 | 0 | 0 | 0 | 0 | 0 | 0
2013 | MX | WECC | - | MEXW | 1b | Estimated Diversity | 0 | 0 | 0 | 0 | 0 | 0 | 0 | 0 | 0 | 0 | 0 | 0
2013 | MX | WECC | - | MEXW | 1c | Additions for non-member load (load served by non-registered LSE's in a region) | 0 | 0 | 0 | 0 | 0 | 0 | 0 | 0 | 0 | 0 | 0 | 0
2013 | MX | WECC | - | MEXW | 1d | Stand-by Load Under Contract (Normally served by behind the meter generation) | 0 | 0 | 0 | 0 | 0 | 0 | 0 | 0 | 0 | 0 | 0 | 0
2013 | MX | WECC | - | MEXW | 1e | Non-Controllable Demand-Side Demand Response | 0 | 0 | 0 | 0 | 0 | 0 | 0 | 0 | 0 | 0 | 0 | 0
2013 | MX | WECC | - | MEXW | 2 | Total Internal Demand | 0 | 1513 | 1512 | 1536 | 1560 | 1585 | 1610 | 1635 | 1661 | 1687 | 1713 | 1740
2013 | MX | WECC | - | MEXW | 2a | Supply-Side Direct Control Load Management (DCLM) | 0 | 0 | 0 | 0 | 0 | 0 | 0 | 0 | 0 | 0 | 0 | 0
2013 | MX | WECC | - | MEXW | 2b | Supply-Side Contractually Interruptible (Curtailable) | 0 | 0 | 0 | 0 | 0 | 0 | 0 | 0 | 0 | 0 | 0 | 0
2013 | MX | WECC | - | MEXW | 2c | Supply-Side Critical Peak-Pricing (CPP) with Control | 0 | 0 | 0 | 0 | 0 | 0 | 0 | 0 | 0 | 0 | 0 | 0
2013 | MX | WECC | - | MEXW | 2d | Supply-Side Load as a Capacity Resource | 0 | 0 | 0 | 0 | 0 | 0 | 0 | 0 | 0 | 0 | 0 | 0
2013 | MX | WECC | - | MEXW | 3 | Net Internal Demand | 0 | 1513 | 1512 | 1536 | 1560 | 1585 | 1610 | 1635 | 1661 | 1687 | 1713 | 1740
2013 | MX | WECC | - | MEXW | 3a | Demand-Side Direct Control Load Management (DCLM) | 0 | 0 | 0 | 0 | 0 | 0 | 0 | 0 | 0 | 0 | 0 | 0
2013 | MX | WECC | - | MEXW | 3b | Demand-Side Contractually Interruptible (Curtailable) | 0 | 0 | 0 | 0 | 0 | 0 | 0 | 0 | 0 | 0 | 0 | 0
2013 | MX | WECC | - | MEXW | 3c | Demand-Side Critical Peak-Pricing (CPP) with Control | 0 | 0 | 0 | 0 | 0 | 0 | 0 | 0 | 0 | 0 | 0 | 0
2013 | MX | WECC | - | MEXW | 3d | Demand-Side Load as a Capacity Resource | 0 | 0 | 0 | 0 | 0 | 0 | 0 | 0 | 0 | 0 | 0 | 0
2013 | MX | WECC | - | MEXW | 4 | Total Controllable Demand Response | 0 | 0 | 0 | 0 | 0 | 0 | 0 | 0 | 0 | 0 | 0 | 0
2013 | MX | WECC | - | MEXW | 4a | Demand Response used for Ancillary Services - Spinning Reserves | 0 | 159 | 164 | 171 | 176 | 181 | 186 | 186 | 191 | 191 | 196 | 196
2013 | MX | WECC | - | MEXW | 4b | Demand Response used for Ancillary Services - Non-Spinning Reserves | 0 | 145 | 149 | 139 | 141 | 141 | 141 | 141 | 141 | 141 | 141 | 141
2013 | MX | WECC | - | MEXW | 4c | Demand Response used for Regulation | 0 | 25 | 25 | 30 | 35 | 40 | 45 | 45 | 50 | 50 | 55 | 55
2013 | MX | WECC | - | MEXW | 4d | Demand Response used for Energy, Voluntary Services - Emergency | 0 | 0 | 0 | 0 | 0 | 0 | 0 | 0 | 0 | 0 | 0 | 0
2013 | MX | WECC | - | MEXW | 5 | TOTAL INTERNAL CAPACITY | 0 | 2616.47 | 2616.47 | 2616.47 | 2910.47 | 2910.47 | 2910.47 | 2910.47 | 2910.47 | 2910.47 | 2910.47 | 2910.47
2013 | MX | WECC | - | MEXW | 6a | Existing-Certain | 0 | 2483.5359 | 2483.5359 | 2483.5359 | 2483.5359 | 2483.5359 | 2483.5359 | 2483.5359 | 2483.5359 | 2483.5359 | 2483.5359 | 2483.5359
2013 | MX | WECC | - | MEXW | 6a1 | Wind Expected On-Peak | 0 | 0.16375 | 0.16375 | 0.16375 | 0.16375 | 0.16375 | 0.16375 | 0.16375 | 0.16375 | 0.16375 | 0.16375 | 0.16375
2013 | MX | WECC | - | MEXW | 6a2 | Solar Expected On-Peak | 0 | 0.94211 | 0.94211 | 0.94211 | 0.94211 | 0.94211 | 0.94211 | 0.94211 | 0.94211 | 0.94211 | 0.94211 | 0.94211
2013 | MX | WECC | - | MEXW | 6a3 | Hydro Expected On-Peak | 0 | 0 | 0 | 0 | 0 | 0 | 0 | 0 | 0 | 0 | 0 | 0
2013 | MX | WECC | - | MEXW | 6a4 | Biomass Expected On-Peak | 0 | 0 | 0 | 0 | 0 | 0 | 0 | 0 | 0 | 0 | 0 | 0
2013 | MX | WECC | - | MEXW | 6b | Existing-Other | 0 | 0 | 0 | 0 | 0 | 0 | 0 | 0 | 0 | 0 | 0 | 0
2013 | MX | WECC | - | MEXW | 6b1 | Wind Derate On-Peak | 0 | 9.8363 | 9.8363 | 9.8363 | 9.8363 | 9.8363 | 9.8363 | 9.8363 | 9.8363 | 9.8363 | 9.8363 | 9.8363
2013 | MX | WECC | - | MEXW | 6b2 | Solar Derate On-Peak | 0 | 4.0579 | 4.0579 | 4.0579 | 4.0579 | 4.0579 | 4.0579 | 4.0579 | 4.0579 | 4.0579 | 4.0579 | 4.0579
2013 | MX | WECC | - | MEXW | 6b3 | Hydro Derate On-Peak | 0 | 0 | 0 | 0 | 0 | 0 | 0 | 0 | 0 | 0 | 0 | 0
2013 | MX | WECC | - | MEXW | 6b4 | Biomass Derate On-Peak | 0 | 0 | 0 | 0 | 0 | 0 | 0 | 0 | 0 | 0 | 0 | 0
2013 | MX | WECC | - | MEXW | 6b5 | Transmission-Limited Resources | 0 | 0 | 0 | 0 | 0 | 0 | 0 | 0 | 0 | 0 | 0 | 0
2013 | MX | WECC | - | MEXW | 6b6 | All Other Derates | 0 | 0 | 0 | 0 | 0 | 0 | 0 | 0 | 0 | 0 | 0 | 0
2013 | MX | WECC | - | MEXW | 6b7 | Energy-Only (Existing-Other) | 0 | 0 | 0 | 0 | 0 | 0 | 0 | 0 | 0 | 0 | 0 | 0
2013 | MX | WECC | - | MEXW | 6c | Unplanned Outages (Actual) / Current and Future Inoperable Resources | 0 | 0 | 0 | 0 | 0 | 0 | 0 | 0 | 0 | 0 | 0 | 0
2013 | MX | WECC | - | MEXW | 6d | Total Supply-Side Demand Response | 0 | 0 | 0 | 0 | 0 | 0 | 0 | 0 | 0 | 0 | 0 | 0
2013 | MX | WECC | - | MEXW | 7 | TOTAL FUTURE CAPACITY ADDITIONS | 0 | 119.04 | 119.04 | 119.04 | 413.04 | 413.04 | 413.04 | 413.04 | 413.04 | 413.04 | 413.04 | 413.04
2013 | MX | WECC | - | MEXW | 7a | Future-Planned | 0 | 119.04 | 119.04 | 119.04 | 413.04 | 413.04 | 413.04 | 413.04 | 413.04 | 413.04 | 413.04 | 413.04
2013 | MX | WECC | - | MEXW | 7a1 | Wind Expected On-Peak | 0 | 0 | 0 | 0 | 0 | 0 | 0 | 0 | 0 | 0 | 0 | 0
2013 | MX | WECC | - | MEXW | 7a2 | Wind Derate On-Peak | 0 | 0 | 0 | 0 | 0 | 0 | 0 | 0 | 0 | 0 | 0 | 0
2013 | MX | WECC | - | MEXW | 7a3 | Solar Expected On-Peak | 0 | 0 | 0 | 0 | 0 | 0 | 0 | 0 | 0 | 0 | 0 | 0
2013 | MX | WECC | - | MEXW | 7a4 | Solar Derate On-Peak | 0 | 0 | 0 | 0 | 0 | 0 | 0 | 0 | 0 | 0 | 0 | 0
2013 | MX | WECC | - | MEXW | 7a5 | Hydro Expected On-Peak | 0 | 0 | 0 | 0 | 0 | 0 | 0 | 0 | 0 | 0 | 0 | 0
2013 | MX | WECC | - | MEXW | 7a6 | Hydro Derate On-Peak | 0 | 0 | 0 | 0 | 0 | 0 | 0 | 0 | 0 | 0 | 0 | 0
2013 | MX | WECC | - | MEXW | 7a7 | Biomass Expected On-Peak | 0 | 0 | 0 | 0 | 0 | 0 | 0 | 0 | 0 | 0 | 0 | 0
2013 | MX | WECC | - | MEXW | 7a8 | Biomass Derate On-Peak | 0 | 0 | 0 | 0 | 0 | 0 | 0 | 0 | 0 | 0 | 0 | 0
2013 | MX | WECC | - | MEXW | 7a9 | Transmission-Limited Resources | 0 | 0 | 0 | 0 | 0 | 0 | 0 | 0 | 0 | 0 | 0 | 0
2013 | MX | WECC | - | MEXW | 7a10 | Scheduled Outage - Maintenance | 0 | 0 | 0 | 0 | 294 | 294 | 454 | 454 | 413 | 459 | 459 | 459
2013 | MX | WECC | - | MEXW | 7a11 | All Other Derates | 0 | 0 | 0 | 0 | 0 | 0 | 0 | 0 | 0 | 0 | 0 | 0
2013 | MX | WECC | - | MEXW | 7a12 | Energy-Only | 0 | 0 | 0 | 0 | 0 | 0 | 0 | 0 | 0 | 0 | 0 | 0
2013 | MX | WECC | - | MEXW | 7b | Future-Other | 0 | 0 | 0 | 0 | 0 | 0 | 0 | 0 | 0 | 0 | 0 | 0
2013 | MX | WECC | - | MEXW | 7b1 | Wind Expected On-Peak | 0 | 0 | 0 | 0 | 0 | 0 | 0 | 0 | 0 | 0 | 0 | 0
2013 | MX | WECC | - | MEXW | 7b2 | Wind Derate On-Peak | 0 | 0 | 0 | 0 | 0 | 0 | 0 | 0 | 0 | 0 | 0 | 0
2013 | MX | WECC | - | MEXW | 7b3 | Solar Expected On-Peak | 0 | 0 | 0 | 0 | 0 | 0 | 0 | 0 | 0 | 0 | 0 | 0
2013 | MX | WECC | - | MEXW | 7b4 | Solar Derate On-Peak | 0 | 0 | 0 | 0 | 0 | 0 | 0 | 0 | 0 | 0 | 0 | 0
2013 | MX | WECC | - | MEXW | 7b5 | Hydro Expected On-Peak | 0 | 0 | 0 | 0 | 0 | 0 | 0 | 0 | 0 | 0 | 0 | 0
2013 | MX | WECC | - | MEXW | 7b6 | Hydro Derate On-Peak | 0 | 0 | 0 | 0 | 0 | 0 | 0 | 0 | 0 | 0 | 0 | 0
2013 | MX | WECC | - | MEXW | 7b7 | Biomass Expected On-Peak | 0 | 0 | 0 | 0 | 0 | 0 | 0 | 0 | 0 | 0 | 0 | 0
2013 | MX | WECC | - | MEXW | 7b8 | Biomass Derate On-Peak | 0 | 0 | 0 | 0 | 0 | 0 | 0 | 0 | 0 | 0 | 0 | 0
2013 | MX | WECC | - | MEXW | 7b9 | Transmission-Limited Resources | 0 | 0 | 0 | 0 | 0 | 0 | 0 | 0 | 0 | 0 | 0 | 0
2013 | MX | WECC | - | MEXW | 7b10 | Scheduled Outage - Maintenance | 0 | 0 | 0 | 0 | 0 | 0 | 0 | 0 | 0 | 0 | 0 | 0
2013 | MX | WECC | - | MEXW | 7b11 | All Other Derates | 0 | 0 | 0 | 0 | 0 | 0 | 0 | 0 | 0 | 0 | 0 | 0
2013 | MX | WECC | - | MEXW | 7b12 | Energy-Only | 0 | 0 | 0 | 0 | 0 | 0 | 0 | 0 | 0 | 0 | 0 | 0
2013 | MX | WECC | - | MEXW | 8 | Conceptual | 0 | 0 | 0 | 0 | 0 | 0 | 567.36 | 1109.76 | 1109.76 | 1109.76 | 1109.76 | 1109.76
2013 | MX | WECC | - | MEXW | 8a1 | Wind Expected On-Peak | 0 | 0 | 0 | 0 | 0 | 0 | 0 | 0 | 0 | 0 | 0 | 0
2013 | MX | WECC | - | MEXW | 8a2 | Wind Derate On-Peak | 0 | 0 | 0 | 0 | 0 | 0 | 0 | 0 | 0 | 0 | 0 | 0
2013 | MX | WECC | - | MEXW | 8a3 | Solar Expected On-Peak | 0 | 0 | 0 | 0 | 0 | 0 | 0 | 0 | 0 | 0 | 0 | 0
2013 | MX | WECC | - | MEXW | 8a4 | Solar Derate On-Peak | 0 | 0 | 0 | 0 | 0 | 0 | 0 | 0 | 0 | 0 | 0 | 0
2013 | MX | WECC | - | MEXW | 8a5 | Hydro Expected On-Peak | 0 | 0 | 0 | 0 | 0 | 0 | 0 | 0 | 0 | 0 | 0 | 0
2013 | MX | WECC | - | MEXW | 8a6 | Hydro Derate On-Peak | 0 | 0 | 0 | 0 | 0 | 0 | 0 | 0 | 0 | 0 | 0 | 0
2013 | MX | WECC | - | MEXW | 8a7 | Biomass Expected On-Peak | 0 | 0 | 0 | 0 | 0 | 0 | 0 | 0 | 0 | 0 | 0 | 0
2013 | MX | WECC | - | MEXW | 8a8 | Biomass Derate On-Peak | 0 | 0 | 0 | 0 | 0 | 0 | 0 | 0 | 0 | 0 | 0 | 0
2013 | MX | WECC | - | MEXW | 8a9 | All Other Derates | 0 | 0 | 0 | 0 | 0 | 0 | 0 | 0 | 0 | 0 | 0 | 0
2013 | MX | WECC | - | MEXW | 8a10 | Energy-Only | 0 | 0 | 0 | 0 | 0 | 0 | 0 | 0 | 0 | 0 | 0 | 0
2013 | MX | WECC | - | MEXW | 9 | ANTICIPATED INTERNAL CAPACITY | 0 | 2602.5759 | 2602.5759 | 2602.5759 | 2896.5759 | 2896.5759 | 2896.5759 | 2896.5759 | 2896.5759 | 2896.5759 | 2896.5759 | 2896.5759
2013 | MX | WECC | - | MEXW | 10 | CAPACITY TRANSACTIONS - IMPORTS | 0 | 0 | 0 | 0 | 0 | 0 | 0 | 0 | 0 | 0 | 0 | 0
2013 | MX | WECC | - | MEXW | 10a | Firm | 0 | 0 | 0 | 0 | 0 | 0 | 0 | 0 | 0 | 0 | 0 | 0
2013 | MX | WECC | - | MEXW | 10a1 | Full-Responsibility Purchases | 0 | 0 | 0 | 0 | 0 | 0 | 0 | 0 | 0 | 0 | 0 | 0
2013 | MX | WECC | - | MEXW | 10a2 | Owned Capacity/Entitlement Located Outside the Region/Subregion | 0 | 0 | 0 | 0 | 0 | 0 | 0 | 0 | 0 | 0 | 0 | 0
2013 | MX | WECC | - | MEXW | 10b | Non-firm | 0 | 0 | 0 | 0 | 0 | 0 | 0 | 0 | 0 | 0 | 0 | 0
2013 | MX | WECC | - | MEXW | 10c | Expected | 0 | 0 | 0 | 0 | 0 | 0 | 0 | 0 | 0 | 0 | 0 | 0
2013 | MX | WECC | - | MEXW | 10c1 | Full-Responsibility Purchases | 0 | 0 | 0 | 0 | 0 | 0 | 0 | 0 | 0 | 0 | 0 | 0
2013 | MX | WECC | - | MEXW | 10c2 | Owned Capacity/Entitlement Located Outside the Region/Subregion | 0 | 0 | 0 | 0 | 0 | 0 | 0 | 0 | 0 | 0 | 0 | 0
2013 | MX | WECC | - | MEXW | 11 | CAPACITY TRANSACTIONS - EXPORTS | 0 | 0 | 0 | 0 | 0 | 0 | 0 | 0 | 0 | 0 | 0 | 0
2013 | MX | WECC | - | MEXW | 11a | Firm | 0 | 0 | 0 | 0 | 0 | 0 | 0 | 0 | 0 | 0 | 0 | 0
2013 | MX | WECC | - | MEXW | 11a1 | Full-Responsibility Purchases | 0 | 0 | 0 | 0 | 0 | 0 | 0 | 0 | 0 | 0 | 0 | 0
2013 | MX | WECC | - | MEXW | 11a2 | Owned Capacity/Entitlement Located Outside the Region/Subregion | 0 | 0 | 0 | 0 | 0 | 0 | 0 | 0 | 0 | 0 | 0 | 0
2013 | MX | WECC | - | MEXW | 11b | Non-firm | 0 | 0 | 0 | 0 | 0 | 0 | 0 | 0 | 0 | 0 | 0 | 0
2013 | MX | WECC | - | MEXW | 11c | Expected | 0 | 0 | 0 | 0 | 0 | 0 | 0 | 0 | 0 | 0 | 0 | 0
2013 | MX | WECC | - | MEXW | 11c1 | Full-Responsibility Purchases | 0 | 0 | 0 | 0 | 0 | 0 | 0 | 0 | 0 | 0 | 0 | 0
2013 | MX | WECC | - | MEXW | 11c2 | Owned Capacity/Entitlement Located Outside the Region/Subregion | 0 | 0 | 0 | 0 | 0 | 0 | 0 | 0 | 0 | 0 | 0 | 0
2013 | MX | WECC | - | MEXW | 12 | EXISTING-CERTAIN & NET FIRM TRANSACTIONS | 0 | 2483.5359 | 2483.5359 | 2483.5359 | 2483.5359 | 2483.5359 | 2483.5359 | 2483.5359 | 2483.5359 | 2483.5359 | 2483.5359 | 2483.5359
2013 | MX | WECC | - | MEXW | 13 | ANTICIPATED CAPACITY RESOURCES | 0 | 0 | 2602.5759 | 2602.5759 | 2602.5759 | 2602.5759 | 2442.5759 | 2442.5759 | 2483.5759 | 2437.5759 | 2437.5759 | 2437.5759
2013 | MX | WECC | - | MEXW | 14 | PROSPECTIVE CAPACITY RESOURCES | 0 | 0 | 2602.5759 | 2602.5759 | 2602.5759 | 2602.5759 | 2442.5759 | 2442.5759 | 2483.5759 | 2437.5759 | 2437.5759 | 2437.5759
2013 | MX | WECC | - | MEXW | 15 | TOTAL POTENTIAL CAPACITY RESOURCES | 0 | 0 | 2602.5759 | 2602.5759 | 2602.5759 | 2602.5759 | 3009.9359 | 3552.3359 | 3593.3359 | 3547.3359 | 3547.3359 | 3547.3359
2013 | MX | WECC | - | MEXW | 16 | ADJUSTED POTENTIAL CAPACITY RESOURCES | 0 | 0 | 2602.5759 | 2602.5759 | 2602.5759 | 2602.5759 | 3009.9302 | 3552.3248 | 3593.3248 | 3547.3248 | 3547.3248 | 3547.3248
2013 | MX | WECC | - | MEXW | 16a | Confidence of Future-Other | 0 | 0 | 0.99999 | 0.99999 | 0.99999 | 0.99999 | 0.99999 | 0.99999 | 0.99999 | 0.99999 | 0.99999 | 0.99999
2013 | MX | WECC | - | MEXW | 16b | Net Future-Other Resources After Confidence Percentage Is Applied | 0 | 0 | 0 | 0 | 0 | 0 | 0 | 0 | 0 | 0 | 0 | 0
2013 | MX | WECC | - | MEXW | 16c | Confidence of Conceptual | 0 | 0 | 0.99999 | 0.99999 | 0.99999 | 0.99999 | 0.99999 | 0.99999 | 0.99999 | 0.99999 | 0.99999 | 0.99999
2013 | MX | WECC | - | MEXW | 16d | Net Conceptual Resources After Confidence Percentage Is Applied | 0 | 0 | 0 | 0 | 0 | 0 | 567.3543 | 1109.7489 | 1109.7489 | 1109.7489 | 1109.7489 | 1109.7489
2013 | MX | WECC | - | MEXW | 17 | ASSESSMENT AREA TARGET RESERVE MARGIN | 0% | 0% | 10.72% | 10.72% | 10.72% | 10.72% | 10.72% | 10.72% | 10.72% | 10.72% | 10.72% | 10.72%
2013 | MX | WECC | - | MEXW | 18 | EXISTING-CERTAIN AND NET FIRM TRANSACTIONS RESERVE MARGIN | 0% | 64.15% | 0% | 0% | 0% | 0% | 0% | 0% | 0% | 0% | 0% | 0%
2013 | MX | WECC | - | MEXW | 19 | ANTICIPATED CAPACITY RESOURCES RESERVE MARGIN | 0% | 0% | 72.13% | 69.44% | 66.83% | 64.2% | 51.71% | 49.39% | 49.52% | 44.49% | 42.3% | 40.09%
2013 | MX | WECC | - | MEXW | 20 | PROSPECTIVE CAPACITY RESOURCES RESERVE MARGIN | 0% | 0% | 72.13% | 69.44% | 66.83% | 64.2% | 51.71% | 49.39% | 49.52% | 44.49% | 42.3% | 40.09%
2013 | MX | WECC | - | MEXW | 21 | TOTAL POTENTIAL RESOURCES RESERVE MARGIN | 0% | 0% | 72.13% | 69.44% | 66.83% | 64.2% | 86.95% | 117.3% | 116.3% | 110.3% | 107.1% | 103.9%
2013 | MX | WECC | - | MEXW | 22 | ADJUSTED POTENTIAL RESOURCES RESERVE MARGIN | 0% | 0% | 72.13% | 69.44% | 66.83% | 64.2% | 86.95% | 117.3% | 116.3% | 110.3% | 107.1% | 103.9%
2013 | MX | WECC | - | MEXW | 23 | Total Baseline Installed Capacity | 0 | 0 | 0 | 0 | 0 | 0 | 0 | 0 | 0 | 0 | 0 | 0
2013 | MX | WECC | - | MEXW | 24 | Distributed or Other Capacity (Behind the Meter) < 1 MW | 0 | 0 | 0 | 0 | 0 | 0 | 0 | 0 | 0 | 0 | 0 | 0
2013 | MX | WECC | - | MEXW | 25 | Distributed or Other Capacity (Behind the Meter) ≥ 1 MW | 0 | 0 | 0 | 0 | 0 | 0 | 0 | 0 | 0 | 0 | 0 | 0
2013 | MX | WECC | - | MEXW | 26 | Capacity Total from EIA-860 | 0 | 0 | 0 | 0 | 0 | 0 | 0 | 0 | 0 | 0 | 0 | 0
2013 | US | WECC | - | NORW | 1 | Unrestricted Non-coincident Peak Demand | 0 | 30977.88 | 31370.5 | 31719.7 | 32045.5 | 32415 | 32783.2 | 33127.2 | 33504.3 | 33832.5 | 34169.7 | 34531
2013 | US | WECC | - | NORW | 1a | New Conservation (Energy Efficiency) | 0 | 340 | 465 | 571 | 660 | 743 | 857 | 973 | 1100 | 1165 | 1229 | 1290
2013 | US | WECC | - | NORW | 1b | Estimated Diversity | 0 | 0 | 0 | 0 | 0 | 0 | 0 | 0 | 0 | 0 | 0 | 0
2013 | US | WECC | - | NORW | 1c | Additions for non-member load (load served by non-registered LSE's in a region) | 0 | 0 | 0 | 0 | 0 | 0 | 0 | 0 | 0 | 0 | 0 | 0
2013 | US | WECC | - | NORW | 1d | Stand-by Load Under Contract (Normally served by behind the meter generation) | 0 | 0 | 0 | 0 | 0 | 0 | 0 | 0 | 0 | 0 | 0 | 0
2013 | US | WECC | - | NORW | 1e | Non-Controllable Demand-Side Demand Response | 0 | 0 | 0 | 0 | 0 | 0 | 0 | 0 | 0 | 0 | 0 | 0
2013 | US | WECC | - | NORW | 2 | Total Internal Demand | 0 | 30637.88 | 30905.5 | 31148.7 | 31385.5 | 31672 | 31926.2 | 32154.2 | 32404.3 | 32667.5 | 32940.7 | 33241
2013 | US | WECC | - | NORW | 2a | Supply-Side Direct Control Load Management (DCLM) | 0 | 0 | 0 | 0 | 0 | 0 | 0 | 0 | 0 | 0 | 0 | 0
2013 | US | WECC | - | NORW | 2b | Supply-Side Contractually Interruptible (Curtailable) | 0 | 0 | 0 | 0 | 0 | 0 | 0 | 0 | 0 | 0 | 0 | 0
2013 | US | WECC | - | NORW | 2c | Supply-Side Critical Peak-Pricing (CPP) with Control | 0 | 0 | 0 | 0 | 0 | 0 | 0 | 0 | 0 | 0 | 0 | 0
2013 | US | WECC | - | NORW | 2d | Supply-Side Load as a Capacity Resource | 0 | 0 | 0 | 0 | 0 | 0 | 0 | 0 | 0 | 0 | 0 | 0
2013 | US | WECC | - | NORW | 3 | Net Internal Demand | 0 | 30633.88 | 30901.5 | 31144.7 | 31381.5 | 31668 | 31922.2 | 32150.2 | 32400.3 | 32663.5 | 32936.7 | 33237
2013 | US | WECC | - | NORW | 3a | Demand-Side Direct Control Load Management (DCLM) | 0 | 0 | 0 | 0 | 0 | 0 | 0 | 0 | 0 | 0 | 0 | 0
2013 | US | WECC | - | NORW | 3b | Demand-Side Contractually Interruptible (Curtailable) | 0 | 4 | 4 | 4 | 4 | 4 | 4 | 4 | 4 | 4 | 4 | 4
2013 | US | WECC | - | NORW | 3c | Demand-Side Critical Peak-Pricing (CPP) with Control | 0 | 0 | 0 | 0 | 0 | 0 | 0 | 0 | 0 | 0 | 0 | 0
2013 | US | WECC | - | NORW | 3d | Demand-Side Load as a Capacity Resource | 0 | 0 | 0 | 0 | 0 | 0 | 0 | 0 | 0 | 0 | 0 | 0
2013 | US | WECC | - | NORW | 4 | Total Controllable Demand Response | 0 | 4 | 4 | 4 | 4 | 4 | 4 | 4 | 4 | 4 | 4 | 4
2013 | US | WECC | - | NORW | 4a | Demand Response used for Ancillary Services - Spinning Reserves | 0 | 0 | 0 | 0 | 0 | 0 | 0 | 0 | 0 | 0 | 0 | 0
2013 | US | WECC | - | NORW | 4b | Demand Response used for Ancillary Services - Non-Spinning Reserves | 0 | 31 | 31 | 31 | 31 | 31 | 31 | 31 | 31 | 31 | 31 | 31
2013 | US | WECC | - | NORW | 4c | Demand Response used for Regulation | 0 | 0 | 0 | 0 | 0 | 0 | 0 | 0 | 0 | 0 | 0 | 0
2013 | US | WECC | - | NORW | 4d | Demand Response used for Energy, Voluntary Services - Emergency | 0 | 0 | 0 | 0 | 0 | 0 | 0 | 0 | 0 | 0 | 0 | 0
2013 | US | WECC | - | NORW | 5 | TOTAL INTERNAL CAPACITY | 0 | 56898.977 | 57574.273 | 58604.273 | 58809.273 | 59584.273 | 60064.273 | 60464.273 | 60464.273 | 60285.473 | 60285.473 | 60285.473
2013 | US | WECC | - | NORW | 6a | Existing-Certain | 0 | 41949.0278 | 41949.0278 | 41949.0278 | 41949.0278 | 41949.0278 | 41969.0278 | 41969.0278 | 41969.0278 | 41969.0278 | 41969.0278 | 41969.0278
2013 | US | WECC | - | NORW | 6a1 | Wind Expected On-Peak | 0 | 3288.6305 | 3288.6305 | 3288.6305 | 3288.6305 | 3288.6305 | 3288.6305 | 3288.6305 | 3288.6305 | 3288.6305 | 3288.6305 | 3288.6305
2013 | US | WECC | - | NORW | 6a2 | Solar Expected On-Peak | 0 | 5.5773 | 5.5773 | 5.5773 | 5.5773 | 5.5773 | 5.5773 | 5.5773 | 5.5773 | 5.5773 | 5.5773 | 5.5773
2013 | US | WECC | - | NORW | 6a3 | Hydro Expected On-Peak | 0 | 21936.35 | 21936.35 | 21936.35 | 21936.35 | 21936.35 | 21936.35 | 21936.35 | 21936.35 | 21936.35 | 21936.35 | 21936.35
2013 | US | WECC | - | NORW | 6a4 | Biomass Expected On-Peak | 0 | 408 | 408 | 408 | 408 | 408 | 408 | 408 | 408 | 408 | 408 | 408
2013 | US | WECC | - | NORW | 6b | Existing-Other | 0 | 0 | 0 | 0 | 0 | 0 | 0 | 0 | 0 | 0 | 0 | 0
2013 | US | WECC | - | NORW | 6b1 | Wind Derate On-Peak | 0 | 3556.9295 | 3556.9295 | 3556.9295 | 3556.9295 | 3556.9295 | 3556.9295 | 3556.9295 | 3556.9295 | 3556.9295 | 3556.9295 | 3556.9295
2013 | US | WECC | - | NORW | 6b2 | Solar Derate On-Peak | 0 | 24.0227 | 24.0227 | 24.0227 | 24.0227 | 24.0227 | 24.0227 | 24.0227 | 24.0227 | 24.0227 | 24.0227 | 24.0227
2013 | US | WECC | - | NORW | 6b3 | Hydro Derate On-Peak | 0 | 9826.869 | 9826.869 | 9826.869 | 9826.869 | 9826.869 | 9826.869 | 9826.869 | 9826.869 | 9826.869 | 9826.869 | 9826.869
2013 | US | WECC | - | NORW | 6b4 | Biomass Derate On-Peak | 0 | 229.348 | 229.348 | 229.348 | 229.348 | 229.348 | 229.348 | 229.348 | 229.348 | 229.348 | 229.348 | 229.348
2013 | US | WECC | - | NORW | 6b5 | Transmission-Limited Resources | 0 | 0 | 0 | 0 | 0 | 0 | 0 | 0 | 0 | 0 | 0 | 0
2013 | US | WECC | - | NORW | 6b6 | All Other Derates | 0 | 0 | 0 | 0 | 0 | 0 | 0 | 0 | 0 | 0 | 0 | 0
2013 | US | WECC | - | NORW | 6b7 | Energy-Only (Existing-Other) | 0 | 0 | 0 | 0 | 0 | 0 | 0 | 0 | 0 | 0 | 0 | 0
2013 | US | WECC | - | NORW | 6c | Unplanned Outages (Actual) / Current and Future Inoperable Resources | 0 | 612.19 | 612.19 | 612.19 | 612.19 | 612.19 | 592.19 | 592.19 | 592.19 | 592.19 | 592.19 | 592.19
2013 | US | WECC | - | NORW | 6d | Total Supply-Side Demand Response | 0 | 0 | 0 | 0 | 0 | 0 | 0 | 0 | 0 | 0 | 0 | 0
2013 | US | WECC | - | NORW | 7 | TOTAL FUTURE CAPACITY ADDITIONS | 0 | 700.59 | 707.9985 | 1210.0356 | 1308.5183 | 1680.831 | 1911.4247 | 2103.586 | 2103.586 | 1980.103 | 1980.103 | 1980.103
2013 | US | WECC | - | NORW | 7a | Future-Planned | 0 | 700.59 | 707.9985 | 1210.0356 | 1308.5183 | 1680.831 | 1911.4247 | 2103.586 | 2103.586 | 1980.103 | 1980.103 | 1980.103
2013 | US | WECC | - | NORW | 7a1 | Wind Expected On-Peak | 0 | 498.2 | 557.7964 | 1032.435 | 1130.9177 | 1503.2304 | 1733.824 | 1925.9854 | 1925.9854 | 1925.9854 | 1925.9854 | 1925.9854
2013 | US | WECC | - | NORW | 7a2 | Wind Derate On-Peak | 0 | 0 | 603.3036 | 1116.665 | 1223.1823 | 1625.8696 | 1875.276 | 2083.1146 | 2083.1146 | 2083.1146 | 2083.1146 | 2083.1146
2013 | US | WECC | - | NORW | 7a3 | Solar Expected On-Peak | 0 | 4.45 | 1.4037 | 1.969 | 1.969 | 1.969 | 1.969 | 1.969 | 1.969 | 1.969 | 1.969 | 1.969
2013 | US | WECC | - | NORW | 7a4 | Solar Derate On-Peak | 0 | 0 | 6.0463 | 8.481 | 8.481 | 8.481 | 8.481 | 8.481 | 8.481 | 8.481 | 8.481 | 8.481
2013 | US | WECC | - | NORW | 7a5 | Hydro Expected On-Peak | 0 | 155.19 | 111.5947 | 137.1477 | 137.1477 | 137.1477 | 137.1477 | 137.1477 | 137.1477 | 13.6646 | 13.6646 | 13.6646
2013 | US | WECC | - | NORW | 7a6 | Hydro Derate On-Peak | 0 | 0 | 49.9913 | 61.4383 | 61.4383 | 61.4383 | 61.4383 | 61.4383 | 61.4383 | 6.1214 | 6.1214 | 6.1214
2013 | US | WECC | - | NORW | 7a7 | Biomass Expected On-Peak | 0 | 20.75 | 15.2036 | 16.4839 | 16.4839 | 16.4839 | 16.4839 | 16.4839 | 16.4839 | 16.4839 | 16.4839 | 16.4839
2013 | US | WECC | - | NORW | 7a8 | Biomass Derate On-Peak | 0 | 0 | 8.5464 | 9.2661 | 9.2661 | 9.2661 | 9.2661 | 9.2661 | 9.2661 | 9.2661 | 9.2661 | 9.2661
2013 | US | WECC | - | NORW | 7a9 | Transmission-Limited Resources | 0 | 0 | 0 | 0 | 0 | 0 | 0 | 0 | 0 | 0 | 0 | 0
2013 | US | WECC | - | NORW | 7a10 | Scheduled Outage - Maintenance | 0 | 1084 | 269 | 277 | 552 | 378 | 252 | 841 | 998 | 890 | 932 | 1121
2013 | US | WECC | - | NORW | 7a11 | All Other Derates | 0 | 0 | 0 | 0 | 0 | 0 | 0 | 0 | 0 | 0 | 0 | 0
2013 | US | WECC | - | NORW | 7a12 | Energy-Only | 0 | 0 | 0 | 0 | 0 | 0 | 0 | 0 | 0 | 0 | 0 | 0
2013 | US | WECC | - | NORW | 7b | Future-Other | 0 | 0 | 0 | 0 | 0 | 0 | 0 | 0 | 0 | 0 | 0 | 0
2013 | US | WECC | - | NORW | 7b1 | Wind Expected On-Peak | 0 | 0 | 0 | 0 | 0 | 0 | 0 | 0 | 0 | 0 | 0 | 0
2013 | US | WECC | - | NORW | 7b2 | Wind Derate On-Peak | 0 | 0 | 0 | 0 | 0 | 0 | 0 | 0 | 0 | 0 | 0 | 0
2013 | US | WECC | - | NORW | 7b3 | Solar Expected On-Peak | 0 | 0 | 0 | 0 | 0 | 0 | 0 | 0 | 0 | 0 | 0 | 0
2013 | US | WECC | - | NORW | 7b4 | Solar Derate On-Peak | 0 | 0 | 0 | 0 | 0 | 0 | 0 | 0 | 0 | 0 | 0 | 0
2013 | US | WECC | - | NORW | 7b5 | Hydro Expected On-Peak | 0 | 0 | 0 | 0 | 0 | 0 | 0 | 0 | 0 | 0 | 0 | 0
2013 | US | WECC | - | NORW | 7b6 | Hydro Derate On-Peak | 0 | 0 | 0 | 0 | 0 | 0 | 0 | 0 | 0 | 0 | 0 | 0
2013 | US | WECC | - | NORW | 7b7 | Biomass Expected On-Peak | 0 | 0 | 0 | 0 | 0 | 0 | 0 | 0 | 0 | 0 | 0 | 0
2013 | US | WECC | - | NORW | 7b8 | Biomass Derate On-Peak | 0 | 0 | 0 | 0 | 0 | 0 | 0 | 0 | 0 | 0 | 0 | 0
2013 | US | WECC | - | NORW | 7b9 | Transmission-Limited Resources | 0 | 0 | 0 | 0 | 0 | 0 | 0 | 0 | 0 | 0 | 0 | 0
2013 | US | WECC | - | NORW | 7b10 | Scheduled Outage - Maintenance | 0 | 0 | 0 | 0 | 0 | 0 | 0 | 0 | 0 | 0 | 0 | 0
2013 | US | WECC | - | NORW | 7b11 | All Other Derates | 0 | 0 | 0 | 0 | 0 | 0 | 0 | 0 | 0 | 0 | 0 | 0
2013 | US | WECC | - | NORW | 7b12 | Energy-Only | 0 | 0 | 0 | 0 | 0 | 0 | 0 | 0 | 0 | 0 | 0 | 0
2013 | US | WECC | - | NORW | 8 | Conceptual | 0 | 4.189 | 5.3632 | 8.0448 | 10.7264 | 14.4439 | 17.1255 | 740.4123 | 743.0939 | 745.7755 | 748.4571 | 751.1387
2013 | US | WECC | - | NORW | 8a1 | Wind Expected On-Peak | 0 | 0 | 0 | 0 | 0 | 0 | 0 | 720.6052 | 720.6052 | 720.6052 | 720.6052 | 720.6052
2013 | US | WECC | - | NORW | 8a2 | Wind Derate On-Peak | 0 | 0 | 0 | 0 | 0 | 0 | 0 | 779.3948 | 779.3948 | 779.3948 | 779.3948 | 779.3948
2013 | US | WECC | - | NORW | 8a3 | Solar Expected On-Peak | 0 | 0 | 0 | 0 | 0 | 0 | 0 | 0 | 0 | 0 | 0 | 0
2013 | US | WECC | - | NORW | 8a4 | Solar Derate On-Peak | 0 | 0 | 0 | 0 | 0 | 0 | 0 | 0 | 0 | 0 | 0 | 0
2013 | US | WECC | - | NORW | 8a5 | Hydro Expected On-Peak | 0 | 0 | 0 | 0 | 0 | 1.0359 | 1.0359 | 1.0359 | 1.0359 | 1.0359 | 1.0359 | 1.0359
2013 | US | WECC | - | NORW | 8a6 | Hydro Derate On-Peak | 0 | 0 | 0 | 0 | 0 | 0.46407 | 0.46407 | 0.46407 | 0.46407 | 0.46407 | 0.46407 | 0.46407
2013 | US | WECC | - | NORW | 8a7 | Biomass Expected On-Peak | 0 | 4.189 | 5.3632 | 8.0448 | 10.7264 | 13.408 | 16.0896 | 18.7712 | 21.4528 | 24.1344 | 26.816 | 29.4976
2013 | US | WECC | - | NORW | 8a8 | Biomass Derate On-Peak | 0 | 0 | 3.0148 | 4.5222 | 6.0296 | 7.537 | 9.0444 | 10.5518 | 12.0592 | 13.5666 | 15.074 | 16.5814
2013 | US | WECC | - | NORW | 8a9 | All Other Derates | 0 | 0 | 0 | 0 | 0 | 0 | 0 | 0 | 0 | 0 | 0 | 0
2013 | US | WECC | - | NORW | 8a10 | Energy-Only | 0 | 0 | 0 | 0 | 0 | 0 | 0 | 0 | 0 | 0 | 0 | 0
2013 | US | WECC | - | NORW | 9 | ANTICIPATED INTERNAL CAPACITY | 0 | 42649.6178 | 42657.0263 | 43159.0634 | 43257.5461 | 43629.8588 | 43880.4525 | 44072.6138 | 44072.6138 | 43949.1308 | 43949.1308 | 43949.1308
2013 | US | WECC | - | NORW | 10 | CAPACITY TRANSACTIONS - IMPORTS | 0 | 0 | 0 | 0 | 0 | 0 | 0 | 0 | 0 | 0 | 0 | 0
2013 | US | WECC | - | NORW | 10a | Firm | 0 | 0 | 0 | 0 | 0 | 0 | 0 | 0 | 0 | 0 | 0 | 0
2013 | US | WECC | - | NORW | 10a1 | Full-Responsibility Purchases | 0 | 0 | 0 | 0 | 0 | 0 | 0 | 0 | 0 | 0 | 0 | 0
2013 | US | WECC | - | NORW | 10a2 | Owned Capacity/Entitlement Located Outside the Region/Subregion | 0 | 0 | 0 | 0 | 0 | 0 | 0 | 0 | 0 | 0 | 0 | 0
2013 | US | WECC | - | NORW | 10b | Non-firm | 0 | 0 | 0 | 0 | 0 | 0 | 0 | 0 | 0 | 0 | 0 | 0
2013 | US | WECC | - | NORW | 10c | Expected | 0 | 0 | 0 | 0 | 0 | 0 | 0 | 0 | 0 | 0 | 0 | 0
2013 | US | WECC | - | NORW | 10c1 | Full-Responsibility Purchases | 0 | 0 | 0 | 0 | 0 | 0 | 0 | 0 | 0 | 0 | 0 | 0
2013 | US | WECC | - | NORW | 10c2 | Owned Capacity/Entitlement Located Outside the Region/Subregion | 0 | 0 | 0 | 0 | 0 | 0 | 0 | 0 | 0 | 0 | 0 | 0
2013 | US | WECC | - | NORW | 11 | CAPACITY TRANSACTIONS - EXPORTS | 0 | 2000 | 1000 | 1000 | 1000 | 1000 | 1000 | 1000 | 1000 | 1200 | 1375 | 1525
2013 | US | WECC | - | NORW | 11a | Firm | 0 | 2000 | 1000 | 1000 | 1000 | 1000 | 1000 | 1000 | 1000 | 1200 | 1375 | 1525
2013 | US | WECC | - | NORW | 11a1 | Full-Responsibility Purchases | 0 | 0 | 0 | 0 | 0 | 0 | 0 | 0 | 0 | 0 | 0 | 0
2013 | US | WECC | - | NORW | 11a2 | Owned Capacity/Entitlement Located Outside the Region/Subregion | 0 | 0 | 0 | 0 | 0 | 0 | 0 | 0 | 0 | 0 | 0 | 0
2013 | US | WECC | - | NORW | 11b | Non-firm | 0 | 0 | 0 | 0 | 0 | 0 | 0 | 0 | 0 | 0 | 0 | 0
2013 | US | WECC | - | NORW | 11c | Expected | 0 | 0 | 0 | 0 | 0 | 0 | 0 | 0 | 0 | 0 | 0 | 0
2013 | US | WECC | - | NORW | 11c1 | Full-Responsibility Purchases | 0 | 0 | 0 | 0 | 0 | 0 | 0 | 0 | 0 | 0 | 0 | 0
2013 | US | WECC | - | NORW | 11c2 | Owned Capacity/Entitlement Located Outside the Region/Subregion | 0 | 0 | 0 | 0 | 0 | 0 | 0 | 0 | 0 | 0 | 0 | 0
2013 | US | WECC | - | NORW | 12 | EXISTING-CERTAIN & NET FIRM TRANSACTIONS | 0 | 39949.0278 | 40949.0278 | 40949.0278 | 40949.0278 | 40949.0278 | 40969.0278 | 40969.0278 | 40969.0278 | 40769.0278 | 40594.0278 | 40444.0278
2013 | US | WECC | - | NORW | 13 | ANTICIPATED CAPACITY RESOURCES | 0 | 0 | 41388.0263 | 41882.0634 | 41705.5461 | 42251.8588 | 42628.4525 | 42231.6138 | 42074.6138 | 41859.1308 | 41642.1308 | 41303.1308
2013 | US | WECC | - | NORW | 14 | PROSPECTIVE CAPACITY RESOURCES | 0 | 0 | 41388.0263 | 41882.0634 | 41705.5461 | 42251.8588 | 42628.4525 | 42231.6138 | 42074.6138 | 41859.1308 | 41642.1308 | 41303.1308
2013 | US | WECC | - | NORW | 15 | TOTAL POTENTIAL CAPACITY RESOURCES | 0 | 0 | 41393.3895 | 41890.1082 | 41716.2725 | 42266.3027 | 42645.578 | 42972.0261 | 42817.7077 | 42604.9063 | 42390.5879 | 42054.2695
2013 | US | WECC | - | NORW | 16 | ADJUSTED POTENTIAL CAPACITY RESOURCES | 0 | 0 | 41393.3894 | 41890.1082 | 41716.2724 | 42266.3026 | 42645.5778 | 42972.0187 | 42817.7003 | 42604.8988 | 42390.5804 | 42054.2619
2013 | US | WECC | - | NORW | 16a | Confidence of Future-Other | 0 | 0 | 0.99999 | 0.99999 | 0.99999 | 0.99999 | 0.99999 | 0.99999 | 0.99999 | 0.99999 | 0.99999 | 0.99999
2013 | US | WECC | - | NORW | 16b | Net Future-Other Resources After Confidence Percentage Is Applied | 0 | 0 | 0 | 0 | 0 | 0 | 0 | 0 | 0 | 0 | 0 | 0
2013 | US | WECC | - | NORW | 16c | Confidence of Conceptual | 0 | 0 | 0.99999 | 0.99999 | 0.99999 | 0.99999 | 0.99999 | 0.99999 | 0.99999 | 0.99999 | 0.99999 | 0.99999
2013 | US | WECC | - | NORW | 16d | Net Conceptual Resources After Confidence Percentage Is Applied | 0 | 0 | 5.3631 | 8.0447 | 10.7263 | 14.4438 | 17.1254 | 740.4049 | 743.0864 | 745.768 | 748.4496 | 751.1312
2013 | US | WECC | - | NORW | 17 | ASSESSMENT AREA TARGET RESERVE MARGIN | 0% | 0% | 19.17% | 19.17% | 19.17% | 19.17% | 19.17% | 19.17% | 19.17% | 19.17% | 19.17% | 19.17%
2013 | US | WECC | - | NORW | 18 | EXISTING-CERTAIN AND NET FIRM TRANSACTIONS RESERVE MARGIN | 0% | 30.41% | 0% | 0% | 0% | 0% | 0% | 0% | 0% | 0% | 0% | 0%
2013 | US | WECC | - | NORW | 19 | ANTICIPATED CAPACITY RESOURCES RESERVE MARGIN | 0% | 0% | 33.94% | 34.48% | 32.9% | 33.42% | 33.54% | 31.36% | 29.86% | 28.15% | 26.43% | 24.27%
2013 | US | WECC | - | NORW | 20 | PROSPECTIVE CAPACITY RESOURCES RESERVE MARGIN | 0% | 0% | 33.94% | 34.48% | 32.9% | 33.42% | 33.54% | 31.36% | 29.86% | 28.15% | 26.43% | 24.27%
2013 | US | WECC | - | NORW | 21 | TOTAL POTENTIAL RESOURCES RESERVE MARGIN | 0% | 0% | 33.95% | 34.5% | 32.93% | 33.47% | 33.59% | 33.66% | 32.15% | 30.44% | 28.7% | 26.53%
2013 | US | WECC | - | NORW | 22 | ADJUSTED POTENTIAL RESOURCES RESERVE MARGIN | 0% | 0% | 33.95% | 34.5% | 32.93% | 33.47% | 33.59% | 33.66% | 32.15% | 30.44% | 28.7% | 26.53%
2013 | US | WECC | - | NORW | 23 | Total Baseline Installed Capacity | 0 | 0 | 0 | 0 | 0 | 0 | 0 | 0 | 0 | 0 | 0 | 0
2013 | US | WECC | - | NORW | 24 | Distributed or Other Capacity (Behind the Meter) < 1 MW | 0 | 0 | 0 | 0 | 0 | 0 | 0 | 0 | 0 | 0 | 0 | 0
2013 | US | WECC | - | NORW | 25 | Distributed or Other Capacity (Behind the Meter) ≥ 1 MW | 0 | 0 | 0 | 0 | 0 | 0 | 0 | 0 | 0 | 0 | 0 | 0
2013 | US | WECC | - | NORW | 26 | Capacity Total from EIA-860 | 0 | 0 | 0 | 0 | 0 | 0 | 0 | 0 | 0 | 0 | 0 | 0
2013 | US | WECC | - | ROCK | 1 | Unrestricted Non-coincident Peak Demand | 0 | 9829 | 10258 | 10493 | 10502 | 10930 | 11133 | 11334 | 11509 | 11710 | 11890 | 12071
2013 | US | WECC | - | ROCK | 1a | New Conservation (Energy Efficiency) | 0 | 49 | 78 | 108 | 138 | 169 | 199 | 229 | 259 | 290 | 320 | 350
2013 | US | WECC | - | ROCK | 1b | Estimated Diversity | 0 | 0 | 0 | 0 | 0 | 0 | 0 | 0 | 0 | 0 | 0 | 0
2013 | US | WECC | - | ROCK | 1c | Additions for non-member load (load served by non-registered LSE's in a region) | 0 | 0 | 0 | 0 | 0 | 0 | 0 | 0 | 0 | 0 | 0 | 0
2013 | US | WECC | - | ROCK | 1d | Stand-by Load Under Contract (Normally served by behind the meter generation) | 0 | 0 | 0 | 0 | 0 | 0 | 0 | 0 | 0 | 0 | 0 | 0
2013 | US | WECC | - | ROCK | 1e | Non-Controllable Demand-Side Demand Response | 0 | 0 | 0 | 0 | 0 | 0 | 0 | 0 | 0 | 0 | 0 | 0
2013 | US | WECC | - | ROCK | 2 | Total Internal Demand | 0 | 9780 | 10180 | 10385 | 10364 | 10761 | 10934 | 11105 | 11250 | 11420 | 11570 | 11721
2013 | US | WECC | - | ROCK | 2a | Supply-Side Direct Control Load Management (DCLM) | 0 | 0 | 0 | 0 | 0 | 0 | 0 | 0 | 0 | 0 | 0 | 0
2013 | US | WECC | - | ROCK | 2b | Supply-Side Contractually Interruptible (Curtailable) | 0 | 0 | 0 | 0 | 0 | 0 | 0 | 0 | 0 | 0 | 0 | 0
2013 | US | WECC | - | ROCK | 2c | Supply-Side Critical Peak-Pricing (CPP) with Control | 0 | 0 | 0 | 0 | 0 | 0 | 0 | 0 | 0 | 0 | 0 | 0
2013 | US | WECC | - | ROCK | 2d | Supply-Side Load as a Capacity Resource | 0 | 0 | 0 | 0 | 0 | 0 | 0 | 0 | 0 | 0 | 0 | 0
2013 | US | WECC | - | ROCK | 3 | Net Internal Demand | 0 | 9504 | 9899 | 10102 | 10080 | 10477 | 10649 | 10820 | 10964 | 11175 | 11325 | 11475
2013 | US | WECC | - | ROCK | 3a | Demand-Side Direct Control Load Management (DCLM) | 0 | 0 | 0 | 0 | 0 | 0 | 0 | 0 | 0 | 0 | 0 | 0
2013 | US | WECC | - | ROCK | 3b | Demand-Side Contractually Interruptible (Curtailable) | 0 | 276 | 281 | 283 | 284 | 284 | 285 | 285 | 286 | 245 | 245 | 246
2013 | US | WECC | - | ROCK | 3c | Demand-Side Critical Peak-Pricing (CPP) with Control | 0 | 0 | 0 | 0 | 0 | 0 | 0 | 0 | 0 | 0 | 0 | 0
2013 | US | WECC | - | ROCK | 3d | Demand-Side Load as a Capacity Resource | 0 | 0 | 0 | 0 | 0 | 0 | 0 | 0 | 0 | 0 | 0 | 0
2013 | US | WECC | - | ROCK | 4 | Total Controllable Demand Response | 0 | 276 | 281 | 283 | 284 | 284 | 285 | 285 | 286 | 245 | 245 | 246
2013 | US | WECC | - | ROCK | 4a | Demand Response used for Ancillary Services - Spinning Reserves | 0 | 0 | 0 | 0 | 0 | 0 | 0 | 0 | 0 | 0 | 0 | 0
2013 | US | WECC | - | ROCK | 4b | Demand Response used for Ancillary Services - Non-Spinning Reserves | 0 | 0 | 0 | 0 | 0 | 0 | 0 | 0 | 0 | 0 | 0 | 0
2013 | US | WECC | - | ROCK | 4c | Demand Response used for Regulation | 0 | 0 | 0 | 0 | 0 | 0 | 0 | 0 | 0 | 0 | 0 | 0
2013 | US | WECC | - | ROCK | 4d | Demand Response used for Energy, Voluntary Services - Emergency | 0 | 0 | 0 | 0 | 0 | 0 | 0 | 0 | 0 | 0 | 0 | 0
2013 | US | WECC | - | ROCK | 5 | TOTAL INTERNAL CAPACITY | 0 | 18778.135 | 19065.135 | 19065.135 | 19537.135 | 19537.135 | 19353.135 | 19353.135 | 19353.135 | 19353.135 | 19353.135 | 19353.135
2013 | US | WECC | - | ROCK | 6a | Existing-Certain | 0 | 15837.0492 | 15837.0492 | 15837.0492 | 15837.0492 | 15837.0492 | 15837.0492 | 15837.0492 | 15837.0492 | 15837.0492 | 15837.0492 | 15837.0492
2013 | US | WECC | - | ROCK | 6a1 | Wind Expected On-Peak | 0 | 1208.2542 | 1208.2542 | 1208.2542 | 1208.2542 | 1208.2542 | 1208.2542 | 1208.2542 | 1208.2542 | 1208.2542 | 1208.2542 | 1208.2542
2013 | US | WECC | - | ROCK | 6a2 | Solar Expected On-Peak | 0 | 17.005 | 17.005 | 17.005 | 17.005 | 17.005 | 17.005 | 17.005 | 17.005 | 17.005 | 17.005 | 17.005
2013 | US | WECC | - | ROCK | 6a3 | Hydro Expected On-Peak | 0 | 373.44 | 373.44 | 373.44 | 373.44 | 373.44 | 373.44 | 373.44 | 373.44 | 373.44 | 373.44 | 373.44
2013 | US | WECC | - | ROCK | 6a4 | Biomass Expected On-Peak | 0 | 0.64 | 0.64 | 0.64 | 0.64 | 0.64 | 0.64 | 0.64 | 0.64 | 0.64 | 0.64 | 0.64
2013 | US | WECC | - | ROCK | 6b | Existing-Other | 0 | 0 | 0 | 0 | 0 | 0 | 0 | 0 | 0 | 0 | 0 | 0
2013 | US | WECC | - | ROCK | 6b1 | Wind Derate On-Peak | 0 | 1176.0838 | 1176.0838 | 1176.0838 | 1176.0838 | 1176.0838 | 1176.0838 | 1176.0838 | 1176.0838 | 1176.0838 | 1176.0838 | 1176.0838
2013 | US | WECC | - | ROCK | 6b2 | Solar Derate On-Peak | 0 | 73.245 | 73.245 | 73.245 | 73.245 | 73.245 | 73.245 | 73.245 | 73.245 | 73.245 | 73.245 | 73.245
2013 | US | WECC | - | ROCK | 6b3 | Hydro Derate On-Peak | 0 | 1533.574 | 1533.574 | 1533.574 | 1533.574 | 1533.574 | 1533.574 | 1533.574 | 1533.574 | 1533.574 | 1533.574 | 1533.574
2013 | US | WECC | - | ROCK | 6b4 | Biomass Derate On-Peak | 0 | 3.696 | 3.696 | 3.696 | 3.696 | 3.696 | 3.696 | 3.696 | 3.696 | 3.696 | 3.696 | 3.696
2013 | US | WECC | - | ROCK | 6b5 | Transmission-Limited Resources | 0 | 0 | 0 | 0 | 0 | 0 | 0 | 0 | 0 | 0 | 0 | 0
2013 | US | WECC | - | ROCK | 6b6 | All Other Derates | 0 | 0 | 0 | 0 | 0 | 0 | 0 | 0 | 0 | 0 | 0 | 0
2013 | US | WECC | - | ROCK | 6b7 | Energy-Only (Existing-Other) | 0 | 0 | 0 | 0 | 0 | 0 | 0 | 0 | 0 | 0 | 0 | 0
2013 | US | WECC | - | ROCK | 6c | Unplanned Outages (Actual) / Current and Future Inoperable Resources | 0 | 219.487 | 219.487 | 219.487 | 219.487 | 219.487 | 219.487 | 219.487 | 219.487 | 219.487 | 219.487 | 219.487
2013 | US | WECC | - | ROCK | 6d | Total Supply-Side Demand Response | 0 | 0 | 0 | 0 | 0 | 0 | 0 | 0 | 0 | 0 | 0 | 0
2013 | US | WECC | - | ROCK | 7 | TOTAL FUTURE CAPACITY ADDITIONS | 0 | -65 | 222 | 222 | 694 | 694 | 510 | 510 | 510 | 510 | 510 | 510
2013 | US | WECC | - | ROCK | 7a | Future-Planned | 0 | -65 | 222 | 222 | 694 | 694 | 510 | 510 | 510 | 510 | 510 | 510
2013 | US | WECC | - | ROCK | 7a1 | Wind Expected On-Peak | 0 | 0 | 0 | 0 | 0 | 0 | 0 | 0 | 0 | 0 | 0 | 0
2013 | US | WECC | - | ROCK | 7a2 | Wind Derate On-Peak | 0 | 0 | 0 | 0 | 0 | 0 | 0 | 0 | 0 | 0 | 0 | 0
2013 | US | WECC | - | ROCK | 7a3 | Solar Expected On-Peak | 0 | 0 | 0 | 0 | 0 | 0 | 0 | 0 | 0 | 0 | 0 | 0
2013 | US | WECC | - | ROCK | 7a4 | Solar Derate On-Peak | 0 | 0 | 0 | 0 | 0 | 0 | 0 | 0 | 0 | 0 | 0 | 0
2013 | US | WECC | - | ROCK | 7a5 | Hydro Expected On-Peak | 0 | 0 | 0 | 0 | 0 | 0 | 0 | 0 | 0 | 0 | 0 | 0
2013 | US | WECC | - | ROCK | 7a6 | Hydro Derate On-Peak | 0 | 0 | 0 | 0 | 0 | 0 | 0 | 0 | 0 | 0 | 0 | 0
2013 | US | WECC | - | ROCK | 7a7 | Biomass Expected On-Peak | 0 | 0 | 0 | 0 | 0 | 0 | 0 | 0 | 0 | 0 | 0 | 0
2013 | US | WECC | - | ROCK | 7a8 | Biomass Derate On-Peak | 0 | 0 | 0 | 0 | 0 | 0 | 0 | 0 | 0 | 0 | 0 | 0
2013 | US | WECC | - | ROCK | 7a9 | Transmission-Limited Resources | 0 | 0 | 0 | 0 | 0 | 0 | 0 | 0 | 0 | 0 | 0 | 0
2013 | US | WECC | - | ROCK | 7a10 | Scheduled Outage - Maintenance | 0 | 769 | 222 | 675 | 810 | 1256 | 827 | 501 | 497 | 211 | 873 | 803
2013 | US | WECC | - | ROCK | 7a11 | All Other Derates | 0 | 0 | 0 | 0 | 0 | 0 | 0 | 0 | 0 | 0 | 0 | 0
2013 | US | WECC | - | ROCK | 7a12 | Energy-Only | 0 | 0 | 0 | 0 | 0 | 0 | 0 | 0 | 0 | 0 | 0 | 0
2013 | US | WECC | - | ROCK | 7b | Future-Other | 0 | 0 | 0 | 0 | 0 | 0 | 0 | 0 | 0 | 0 | 0 | 0
2013 | US | WECC | - | ROCK | 7b1 | Wind Expected On-Peak | 0 | 0 | 0 | 0 | 0 | 0 | 0 | 0 | 0 | 0 | 0 | 0
2013 | US | WECC | - | ROCK | 7b2 | Wind Derate On-Peak | 0 | 0 | 0 | 0 | 0 | 0 | 0 | 0 | 0 | 0 | 0 | 0
2013 | US | WECC | - | ROCK | 7b3 | Solar Expected On-Peak | 0 | 0 | 0 | 0 | 0 | 0 | 0 | 0 | 0 | 0 | 0 | 0
2013 | US | WECC | - | ROCK | 7b4 | Solar Derate On-Peak | 0 | 0 | 0 | 0 | 0 | 0 | 0 | 0 | 0 | 0 | 0 | 0
2013 | US | WECC | - | ROCK | 7b5 | Hydro Expected On-Peak | 0 | 0 | 0 | 0 | 0 | 0 | 0 | 0 | 0 | 0 | 0 | 0
2013 | US | WECC | - | ROCK | 7b6 | Hydro Derate On-Peak | 0 | 0 | 0 | 0 | 0 | 0 | 0 | 0 | 0 | 0 | 0 | 0
2013 | US | WECC | - | ROCK | 7b7 | Biomass Expected On-Peak | 0 | 0 | 0 | 0 | 0 | 0 | 0 | 0 | 0 | 0 | 0 | 0
2013 | US | WECC | - | ROCK | 7b8 | Biomass Derate On-Peak | 0 | 0 | 0 | 0 | 0 | 0 | 0 | 0 | 0 | 0 | 0 | 0
2013 | US | WECC | - | ROCK | 7b9 | Transmission-Limited Resources | 0 | 0 | 0 | 0 | 0 | 0 | 0 | 0 | 0 | 0 | 0 | 0
2013 | US | WECC | - | ROCK | 7b10 | Scheduled Outage - Maintenance | 0 | 0 | 0 | 0 | 0 | 0 | 0 | 0 | 0 | 0 | 0 | 0
2013 | US | WECC | - | ROCK | 7b11 | All Other Derates | 0 | 0 | 0 | 0 | 0 | 0 | 0 | 0 | 0 | 0 | 0 | 0
2013 | US | WECC | - | ROCK | 7b12 | Energy-Only | 0 | 0 | 0 | 0 | 0 | 0 | 0 | 0 | 0 | 0 | 0 | 0
2013 | US | WECC | - | ROCK | 8 | Conceptual | 0 | 3 | 153.1544 | 153.9081 | 153.9081 | 153.9081 | 153.9081 | 153.9081 | 153.9081 | 204.5827 | 204.5827 | 204.5827
2013 | US | WECC | - | ROCK | 8a1 | Wind Expected On-Peak | 0 | 0 | 152.0239 | 152.0239 | 152.0239 | 152.0239 | 152.0239 | 152.0239 | 152.0239 | 202.6985 | 202.6985 | 202.6985
2013 | US | WECC | - | ROCK | 8a2 | Wind Derate On-Peak | 0 | 0 | 147.9761 | 147.9761 | 147.9761 | 147.9761 | 147.9761 | 147.9761 | 147.9761 | 197.3015 | 197.3015 | 197.3015
2013 | US | WECC | - | ROCK | 8a3 | Solar Expected On-Peak | 0 | 3 | 1.1305 | 1.8842 | 1.8842 | 1.8842 | 1.8842 | 1.8842 | 1.8842 | 1.8842 | 1.8842 | 1.8842
2013 | US | WECC | - | ROCK | 8a4 | Solar Derate On-Peak | 0 | 0 | 4.8695 | 8.1158 | 8.1158 | 8.1158 | 8.1158 | 8.1158 | 8.1158 | 8.1158 | 8.1158 | 8.1158
2013 | US | WECC | - | ROCK | 8a5 | Hydro Expected On-Peak | 0 | 0 | 0 | 0 | 0 | 0 | 0 | 0 | 0 | 0 | 0 | 0
2013 | US | WECC | - | ROCK | 8a6 | Hydro Derate On-Peak | 0 | 0 | 0 | 0 | 0 | 0 | 0 | 0 | 0 | 0 | 0 | 0
2013 | US | WECC | - | ROCK | 8a7 | Biomass Expected On-Peak | 0 | 0 | 0 | 0 | 0 | 0 | 0 | 0 | 0 | 0 | 0 | 0
2013 | US | WECC | - | ROCK | 8a8 | Biomass Derate On-Peak | 0 | 0 | 0 | 0 | 0 | 0 | 0 | 0 | 0 | 0 | 0 | 0
2013 | US | WECC | - | ROCK | 8a9 | All Other Derates | 0 | 0 | 0 | 0 | 0 | 0 | 0 | 0 | 0 | 0 | 0 | 0
2013 | US | WECC | - | ROCK | 8a10 | Energy-Only | 0 | 0 | 0 | 0 | 0 | 0 | 0 | 0 | 0 | 0 | 0 | 0
2013 | US | WECC | - | ROCK | 9 | ANTICIPATED INTERNAL CAPACITY | 0 | 15772.0492 | 16059.0492 | 16059.0492 | 16531.0492 | 16531.0492 | 16347.0492 | 16347.0492 | 16347.0492 | 16347.0492 | 16347.0492 | 16347.0492
2013 | US | WECC | - | ROCK | 10 | CAPACITY TRANSACTIONS - IMPORTS | 0 | 0 | 0 | 0 | 0 | 0 | 0 | 0 | 0 | 0 | 0 | 0
2013 | US | WECC | - | ROCK | 10a | Firm | 0 | 0 | 0 | 0 | 0 | 0 | 0 | 0 | 0 | 0 | 0 | 0
2013 | US | WECC | - | ROCK | 10a1 | Full-Responsibility Purchases | 0 | 0 | 0 | 0 | 0 | 0 | 0 | 0 | 0 | 0 | 0 | 0
2013 | US | WECC | - | ROCK | 10a2 | Owned Capacity/Entitlement Located Outside the Region/Subregion | 0 | 0 | 0 | 0 | 0 | 0 | 0 | 0 | 0 | 0 | 0 | 0
2013 | US | WECC | - | ROCK | 10b | Non-firm | 0 | 0 | 0 | 0 | 0 | 0 | 0 | 0 | 0 | 0 | 0 | 0
2013 | US | WECC | - | ROCK | 10c | Expected | 0 | 0 | 0 | 0 | 0 | 0 | 0 | 0 | 0 | 0 | 0 | 0
2013 | US | WECC | - | ROCK | 10c1 | Full-Responsibility Purchases | 0 | 0 | 0 | 0 | 0 | 0 | 0 | 0 | 0 | 0 | 0 | 0
2013 | US | WECC | - | ROCK | 10c2 | Owned Capacity/Entitlement Located Outside the Region/Subregion | 0 | 0 | 0 | 0 | 0 | 0 | 0 | 0 | 0 | 0 | 0 | 0
2013 | US | WECC | - | ROCK | 11 | CAPACITY TRANSACTIONS - EXPORTS | 0 | 614 | 614 | 614 | 614 | 614 | 614 | 614 | 614 | 614 | 814 | 864
2013 | US | WECC | - | ROCK | 11a | Firm | 0 | 614 | 614 | 614 | 614 | 614 | 614 | 614 | 614 | 614 | 814 | 864
2013 | US | WECC | - | ROCK | 11a1 | Full-Responsibility Purchases | 0 | 0 | 0 | 0 | 0 | 0 | 0 | 0 | 0 | 0 | 0 | 0
2013 | US | WECC | - | ROCK | 11a2 | Owned Capacity/Entitlement Located Outside the Region/Subregion | 0 | 0 | 0 | 0 | 0 | 0 | 0 | 0 | 0 | 0 | 0 | 0
2013 | US | WECC | - | ROCK | 11b | Non-firm | 0 | 0 | 0 | 0 | 0 | 0 | 0 | 0 | 0 | 0 | 0 | 0
2013 | US | WECC | - | ROCK | 11c | Expected | 0 | 0 | 0 | 0 | 0 | 0 | 0 | 0 | 0 | 0 | 0 | 0
2013 | US | WECC | - | ROCK | 11c1 | Full-Responsibility Purchases | 0 | 0 | 0 | 0 | 0 | 0 | 0 | 0 | 0 | 0 | 0 | 0
2013 | US | WECC | - | ROCK | 11c2 | Owned Capacity/Entitlement Located Outside the Region/Subregion | 0 | 0 | 0 | 0 | 0 | 0 | 0 | 0 | 0 | 0 | 0 | 0
2013 | US | WECC | - | ROCK | 12 | EXISTING-CERTAIN & NET FIRM TRANSACTIONS | 0 | 15223.0492 | 15223.0492 | 15223.0492 | 15223.0492 | 15223.0492 | 15223.0492 | 15223.0492 | 15223.0492 | 15223.0492 | 15023.0492 | 14973.0492
2013 | US | WECC | - | ROCK | 13 | ANTICIPATED CAPACITY RESOURCES | 0 | 0 | 15223.0492 | 14770.0492 | 15107.0492 | 14661.0492 | 14906.0492 | 15232.0492 | 15236.0492 | 15522.0492 | 14660.0492 | 14680.0492
2013 | US | WECC | - | ROCK | 14 | PROSPECTIVE CAPACITY RESOURCES | 0 | 0 | 15223.0492 | 14770.0492 | 15107.0492 | 14661.0492 | 14906.0492 | 15232.0492 | 15236.0492 | 15522.0492 | 14660.0492 | 14680.0492
2013 | US | WECC | - | ROCK | 15 | TOTAL POTENTIAL CAPACITY RESOURCES | 0 | 0 | 15376.2036 | 14923.9573 | 15260.9573 | 14814.9573 | 15059.9573 | 15385.9573 | 15389.9573 | 15726.6319 | 14864.6319 | 14884.6319
2013 | US | WECC | - | ROCK | 16 | ADJUSTED POTENTIAL CAPACITY RESOURCES | 0 | 0 | 15376.2021 | 14923.9558 | 15260.9558 | 14814.9558 | 15059.9558 | 15385.9558 | 15389.9558 | 15726.6299 | 14864.6299 | 14884.6299
2013 | US | WECC | - | ROCK | 16a | Confidence of Future-Other | 0 | 0 | 0.99999 | 0.99999 | 0.99999 | 0.99999 | 0.99999 | 0.99999 | 0.99999 | 0.99999 | 0.99999 | 0.99999
2013 | US | WECC | - | ROCK | 16b | Net Future-Other Resources After Confidence Percentage Is Applied | 0 | 0 | 0 | 0 | 0 | 0 | 0 | 0 | 0 | 0 | 0 | 0
2013 | US | WECC | - | ROCK | 16c | Confidence of Conceptual | 0 | 0 | 0.99999 | 0.99999 | 0.99999 | 0.99999 | 0.99999 | 0.99999 | 0.99999 | 0.99999 | 0.99999 | 0.99999
2013 | US | WECC | - | ROCK | 16d | Net Conceptual Resources After Confidence Percentage Is Applied | 0 | 0 | 153.1529 | 153.9065 | 153.9065 | 153.9065 | 153.9065 | 153.9065 | 153.9065 | 204.5806 | 204.5806 | 204.5806
2013 | US | WECC | - | ROCK | 17 | ASSESSMENT AREA TARGET RESERVE MARGIN | 0% | 0% | 15.87% | 15.87% | 15.87% | 15.87% | 15.87% | 15.87% | 15.87% | 15.87% | 15.87% | 15.87%
2013 | US | WECC | - | ROCK | 18 | EXISTING-CERTAIN AND NET FIRM TRANSACTIONS RESERVE MARGIN | 0% | 60.18% | 0% | 0% | 0% | 0% | 0% | 0% | 0% | 0% | 0% | 0%
2013 | US | WECC | - | ROCK | 19 | ANTICIPATED CAPACITY RESOURCES RESERVE MARGIN | 0% | 0% | 53.78% | 46.21% | 49.87% | 39.94% | 39.98% | 40.78% | 38.96% | 38.9% | 29.45% | 27.93%
2013 | US | WECC | - | ROCK | 20 | PROSPECTIVE CAPACITY RESOURCES RESERVE MARGIN | 0% | 0% | 53.78% | 46.21% | 49.87% | 39.94% | 39.98% | 40.78% | 38.96% | 38.9% | 29.45% | 27.93%
2013 | US | WECC | - | ROCK | 21 | TOTAL POTENTIAL RESOURCES RESERVE MARGIN | 0% | 0% | 55.33% | 47.73% | 51.4% | 41.4% | 41.42% | 42.2% | 40.37% | 40.73% | 31.26% | 29.71%
2013 | US | WECC | - | ROCK | 22 | ADJUSTED POTENTIAL RESOURCES RESERVE MARGIN | 0% | 0% | 55.33% | 47.73% | 51.4% | 41.4% | 41.42% | 42.2% | 40.37% | 40.73% | 31.26% | 29.71%
2013 | US | WECC | - | ROCK | 23 | Total Baseline Installed Capacity | 0 | 0 | 0 | 0 | 0 | 0 | 0 | 0 | 0 | 0 | 0 | 0
2013 | US | WECC | - | ROCK | 24 | Distributed or Other Capacity (Behind the Meter) < 1 MW | 0 | 0 | 0 | 0 | 0 | 0 | 0 | 0 | 0 | 0 | 0 | 0
2013 | US | WECC | - | ROCK | 25 | Distributed or Other Capacity (Behind the Meter) ≥ 1 MW | 0 | 0 | 0 | 0 | 0 | 0 | 0 | 0 | 0 | 0 | 0 | 0
2013 | US | WECC | - | ROCK | 26 | Capacity Total from EIA-860 | 0 | 0 | 0 | 0 | 0 | 0 | 0 | 0 | 0 | 0 | 0 | 0
2013 | CAN | WECC | - | CA | 1 | Unrestricted Non-coincident Peak Demand | 0 | 21681 | 22598 | 23112 | 23716 | 24621 | 25481 | 26002 | 26349 | 26713 | 27163 | 27550
2013 | CAN | WECC | - | CA | 1a | New Conservation (Energy Efficiency) | 0 | 0 | 0 | 0 | 0 | 0 | 0 | 0 | 0 | 0 | 0 | 0
2013 | CAN | WECC | - | CA | 1b | Estimated Diversity | 0 | 0 | 0 | 0 | 0 | 0 | 0 | 0 | 0 | 0 | 0 | 0
2013 | CAN | WECC | - | CA | 1c | Additions for non-member load (load served by non-registered LSE's in a region) | 0 | 0 | 0 | 0 | 0 | 0 | 0 | 0 | 0 | 0 | 0 | 0
2013 | CAN | WECC | - | CA | 1d | Stand-by Load Under Contract (Normally served by behind the meter generation) | 0 | 0 | 0 | 0 | 0 | 0 | 0 | 0 | 0 | 0 | 0 | 0
2013 | CAN | WECC | - | CA | 1e | Non-Controllable Demand-Side Demand Response | 0 | 0 | 0 | 0 | 0 | 0 | 0 | 0 | 0 | 0 | 0 | 0
2013 | CAN | WECC | - | CA | 2 | Total Internal Demand | 0 | 21681 | 22598 | 23112 | 23716 | 24621 | 25481 | 26002 | 26349 | 26713 | 27163 | 27550
2013 | CAN | WECC | - | CA | 2a | Supply-Side Direct Control Load Management (DCLM) | 0 | 0 | 0 | 0 | 0 | 0 | 0 | 0 | 0 | 0 | 0 | 0
2013 | CAN | WECC | - | CA | 2b | Supply-Side Contractually Interruptible (Curtailable) | 0 | 0 | 0 | 0 | 0 | 0 | 0 | 0 | 0 | 0 | 0 | 0
2013 | CAN | WECC | - | CA | 2c | Supply-Side Critical Peak-Pricing (CPP) with Control | 0 | 0 | 0 | 0 | 0 | 0 | 0 | 0 | 0 | 0 | 0 | 0
2013 | CAN | WECC | - | CA | 2d | Supply-Side Load as a Capacity Resource | 0 | 0 | 0 | 0 | 0 | 0 | 0 | 0 | 0 | 0 | 0 | 0
2013 | CAN | WECC | - | CA | 3 | Net Internal Demand | 0 | 21681 | 22598 | 23112 | 23716 | 24621 | 25481 | 26002 | 26349 | 26713 | 27163 | 27550
2013 | CAN | WECC | - | CA | 3a | Demand-Side Direct Control Load Management (DCLM) | 0 | 0 | 0 | 0 | 0 | 0 | 0 | 0 | 0 | 0 | 0 | 0
2013 | CAN | WECC | - | CA | 3b | Demand-Side Contractually Interruptible (Curtailable) | 0 | 0 | 0 | 0 | 0 | 0 | 0 | 0 | 0 | 0 | 0 | 0
2013 | CAN | WECC | - | CA | 3c | Demand-Side Critical Peak-Pricing (CPP) with Control | 0 | 0 | 0 | 0 | 0 | 0 | 0 | 0 | 0 | 0 | 0 | 0
2013 | CAN | WECC | - | CA | 3d | Demand-Side Load as a Capacity Resource | 0 | 0 | 0 | 0 | 0 | 0 | 0 | 0 | 0 | 0 | 0 | 0
2013 | CAN | WECC | - | CA | 4 | Total Controllable Demand Response | 0 | 0 | 0 | 0 | 0 | 0 | 0 | 0 | 0 | 0 | 0 | 0
2013 | CAN | WECC | - | CA | 4a | Demand Response used for Ancillary Services - Spinning Reserves | 0 | 0 | 0 | 0 | 0 | 0 | 0 | 0 | 0 | 0 | 0 | 0
2013 | CAN | WECC | - | CA | 4b | Demand Response used for Ancillary Services - Non-Spinning Reserves | 0 | 0 | 0 | 0 | 0 | 0 | 0 | 0 | 0 | 0 | 0 | 0
2013 | CAN | WECC | - | CA | 4c | Demand Response used for Regulation | 0 | 0 | 0 | 0 | 0 | 0 | 0 | 0 | 0 | 0 | 0 | 0
2013 | CAN | WECC | - | CA | 4d | Demand Response used for Energy, Voluntary Services - Emergency | 0 | 0 | 0 | 0 | 0 | 0 | 0 | 0 | 0 | 0 | 0 | 0
2013 | CAN | WECC | - | CA | 5 | TOTAL INTERNAL CAPACITY | 0 | 28776.987 | 31250.337 | 34048.057 | 34526.057 | 36179.057 | 36679.057 | 36779.057 | 36779.057 | 36779.057 | 36779.057 | 36779.057
2013 | CAN | WECC | - | CA | 6a | Existing-Certain | 0 | 23849.9327 | 23849.9327 | 23849.9327 | 23849.9327 | 23849.9327 | 23849.9327 | 23849.9327 | 23849.9327 | 23849.9327 | 23849.9327 | 23849.9327
2013 | CAN | WECC | - | CA | 6a1 | Wind Expected On-Peak | 0 | 897.8127 | 897.8127 | 897.8127 | 897.8127 | 897.8127 | 897.8127 | 897.8127 | 897.8127 | 897.8127 | 897.8127 | 897.8127
2013 | CAN | WECC | - | CA | 6a2 | Solar Expected On-Peak | 0 | 0 | 0 | 0 | 0 | 0 | 0 | 0 | 0 | 0 | 0 | 0
2013 | CAN | WECC | - | CA | 6a3 | Hydro Expected On-Peak | 0 | 10249.76 | 10249.76 | 10249.76 | 10249.76 | 10249.76 | 10249.76 | 10249.76 | 10249.76 | 10249.76 | 10249.76 | 10249.76
2013 | CAN | WECC | - | CA | 6a4 | Biomass Expected On-Peak | 0 | 576.32 | 576.32 | 576.32 | 576.32 | 576.32 | 576.32 | 576.32 | 576.32 | 576.32 | 576.32 | 576.32
2013 | CAN | WECC | - | CA | 6b | Existing-Other | 0 | 0 | 0 | 0 | 0 | 0 | 0 | 0 | 0 | 0 | 0 | 0
2013 | CAN | WECC | - | CA | 6b1 | Wind Derate On-Peak | 0 | 602.1433 | 602.1433 | 602.1433 | 602.1433 | 602.1433 | 602.1433 | 602.1433 | 602.1433 | 602.1433 | 602.1433 | 602.1433
2013 | CAN | WECC | - | CA | 6b2 | Solar Derate On-Peak | 0 | 0 | 0 | 0 | 0 | 0 | 0 | 0 | 0 | 0 | 0 | 0
2013 | CAN | WECC | - | CA | 6b3 | Hydro Derate On-Peak | 0 | 2546.491 | 2546.491 | 2546.491 | 2546.491 | 2546.491 | 2546.491 | 2546.491 | 2546.491 | 2546.491 | 2546.491 | 2546.491
2013 | CAN | WECC | - | CA | 6b4 | Biomass Derate On-Peak | 0 | 94.0528 | 94.0528 | 94.0528 | 94.0528 | 94.0528 | 94.0528 | 94.0528 | 94.0528 | 94.0528 | 94.0528 | 94.0528
2013 | CAN | WECC | - | CA | 6b5 | Transmission-Limited Resources | 0 | 0 | 0 | 0 | 0 | 0 | 0 | 0 | 0 | 0 | 0 | 0
2013 | CAN | WECC | - | CA | 6b6 | All Other Derates | 0 | 0 | 0 | 0 | 0 | 0 | 0 | 0 | 0 | 0 | 0 | 0
2013 | CAN | WECC | - | CA | 6b7 | Energy-Only (Existing-Other) | 0 | 0 | 0 | 0 | 0 | 0 | 0 | 0 | 0 | 0 | 0 | 0
2013 | CAN | WECC | - | CA | 6c | Unplanned Outages (Actual) / Current and Future Inoperable Resources | 0 | 1033.75 | 1033.75 | 1033.75 | 1033.75 | 1033.75 | 1033.75 | 1033.75 | 1033.75 | 1033.75 | 1033.75 | 1033.75
2013 | CAN | WECC | - | CA | 6d | Total Supply-Side Demand Response | 0 | 0 | 0 | 0 | 0 | 0 | 0 | 0 | 0 | 0 | 0 | 0
2013 | CAN | WECC | - | CA | 7 | TOTAL FUTURE CAPACITY ADDITIONS | 0 | 650.6173 | 2278.5267 | 4662.9546 | 5076.5728 | 6455.0011 | 6855.4996 | 6955.4996 | 6955.4996 | 6955.4996 | 6955.4996 | 6955.4996
2013 | CAN | WECC | - | CA | 7a | Future-Planned | 0 | 650.6173 | 2278.5267 | 4662.9546 | 5076.5728 | 6455.0011 | 6855.4996 | 6955.4996 | 6955.4996 | 6955.4996 | 6955.4996 | 6955.4996
2013 | CAN | WECC | - | CA | 7a1 | Wind Expected On-Peak | 0 | 528.64 | 1028.708 | 1499.6545 | 1571.4816 | 1978.5019 | 1978.5019 | 1978.5019 | 1978.5019 | 1978.5019 | 1978.5019 | 1978.5019
2013 | CAN | WECC | - | CA | 7a2 | Wind Derate On-Peak | 0 | 0 | 689.932 | 1005.7855 | 1053.9584 | 1326.9381 | 1326.9381 | 1326.9381 | 1326.9381 | 1326.9381 | 1326.9381 | 1326.9381
2013 | CAN | WECC | - | CA | 7a3 | Solar Expected On-Peak | 0 | 0 | 0 | 0 | 0 | 0 | 0 | 0 | 0 | 0 | 0 | 0
2013 | CAN | WECC | - | CA | 7a4 | Solar Derate On-Peak | 0 | 0 | 0 | 0 | 0 | 0 | 0 | 0 | 0 | 0 | 0 | 0
2013 | CAN | WECC | - | CA | 7a5 | Hydro Expected On-Peak | 0 | 86.5473 | 532.3405 | 910.5873 | 925.0053 | 931.4133 | 1331.9118 | 1331.9118 | 1331.9118 | 1331.9118 | 1331.9118 | 1331.9118
2013 | CAN | WECC | - | CA | 7a6 | Hydro Derate On-Peak | 0 | 0 | 132.2568 | 226.2299 | 229.812 | 231.404 | 330.9054 | 330.9054 | 330.9054 | 330.9054 | 330.9054 | 330.9054
2013 | CAN | WECC | - | CA | 7a7 | Biomass Expected On-Peak | 0 | 20.43 | 142.4782 | 163.7128 | 241.0859 | 241.0859 | 241.0859 | 241.0859 | 241.0859 | 241.0859 | 241.0859 | 241.0859
2013 | CAN | WECC | - | CA | 7a8 | Biomass Derate On-Peak | 0 | 0 | 23.2518 | 26.7172 | 39.3441 | 39.3441 | 39.3441 | 39.3441 | 39.3441 | 39.3441 | 39.3441 | 39.3441
2013 | CAN | WECC | - | CA | 7a9 | Transmission-Limited Resources | 0 | 0 | 0 | 0 | 0 | 0 | 0 | 0 | 0 | 0 | 0 | 0
2013 | CAN | WECC | - | CA | 7a10 | Scheduled Outage - Maintenance | 0 | 470 | 441 | 384 | 218 | 317 | 490 | 723 | 417 | 586 | 477 | 294
2013 | CAN | WECC | - | CA | 7a11 | All Other Derates | 0 | 0 | 0 | 0 | 0 | 0 | 0 | 0 | 0 | 0 | 0 | 0
2013 | CAN | WECC | - | CA | 7a12 | Energy-Only | 0 | 0 | 0 | 0 | 0 | 0 | 0 | 0 | 0 | 0 | 0 | 0
2013 | CAN | WECC | - | CA | 7b | Future-Other | 0 | 0 | 0 | 0 | 0 | 0 | 0 | 0 | 0 | 0 | 0 | 0
2013 | CAN | WECC | - | CA | 7b1 | Wind Expected On-Peak | 0 | 0 | 0 | 0 | 0 | 0 | 0 | 0 | 0 | 0 | 0 | 0
2013 | CAN | WECC | - | CA | 7b2 | Wind Derate On-Peak | 0 | 0 | 0 | 0 | 0 | 0 | 0 | 0 | 0 | 0 | 0 | 0
2013 | CAN | WECC | - | CA | 7b3 | Solar Expected On-Peak | 0 | 0 | 0 | 0 | 0 | 0 | 0 | 0 | 0 | 0 | 0 | 0
2013 | CAN | WECC | - | CA | 7b4 | Solar Derate On-Peak | 0 | 0 | 0 | 0 | 0 | 0 | 0 | 0 | 0 | 0 | 0 | 0
2013 | CAN | WECC | - | CA | 7b5 | Hydro Expected On-Peak | 0 | 0 | 0 | 0 | 0 | 0 | 0 | 0 | 0 | 0 | 0 | 0
2013 | CAN | WECC | - | CA | 7b6 | Hydro Derate On-Peak | 0 | 0 | 0 | 0 | 0 | 0 | 0 | 0 | 0 | 0 | 0 | 0
2013 | CAN | WECC | - | CA | 7b7 | Biomass Expected On-Peak | 0 | 0 | 0 | 0 | 0 | 0 | 0 | 0 | 0 | 0 | 0 | 0
2013 | CAN | WECC | - | CA | 7b8 | Biomass Derate On-Peak | 0 | 0 | 0 | 0 | 0 | 0 | 0 | 0 | 0 | 0 | 0 | 0
2013 | CAN | WECC | - | CA | 7b9 | Transmission-Limited Resources | 0 | 0 | 0 | 0 | 0 | 0 | 0 | 0 | 0 | 0 | 0 | 0
2013 | CAN | WECC | - | CA | 7b10 | Scheduled Outage - Maintenance | 0 | 0 | 0 | 0 | 0 | 0 | 0 | 0 | 0 | 0 | 0 | 0
2013 | CAN | WECC | - | CA | 7b11 | All Other Derates | 0 | 0 | 0 | 0 | 0 | 0 | 0 | 0 | 0 | 0 | 0 | 0
2013 | CAN | WECC | - | CA | 7b12 | Energy-Only | 0 | 0 | 0 | 0 | 0 | 0 | 0 | 0 | 0 | 0 | 0 | 0
2013 | CAN | WECC | - | CA | 8 | Conceptual | 0 | 0 | 478.0244 | 833.938 | 1235.0005 | 1815.0005 | 3594.0332 | 3684.0332 | 4184.0332 | 4904.9306 | 4904.9306 | 4904.9306
2013 | CAN | WECC | - | CA | 8a1 | Wind Expected On-Peak | 0 | 0 | 143.6542 | 179.5678 | 179.5678 | 179.5678 | 200.2181 | 200.2181 | 200.2181 | 200.2181 | 200.2181 | 200.2181
2013 | CAN | WECC | - | CA | 8a2 | Wind Derate On-Peak | 0 | 0 | 96.3458 | 120.4322 | 120.4322 | 120.4322 | 134.2819 | 134.2819 | 134.2819 | 134.2819 | 134.2819 | 134.2819
2013 | CAN | WECC | - | CA | 8a3 | Solar Expected On-Peak | 0 | 0 | 0 | 0 | 0 | 0 | 8.3824 | 8.3824 | 8.3824 | 8.3824 | 8.3824 | 8.3824
2013 | CAN | WECC | - | CA | 8a4 | Solar Derate On-Peak | 0 | 0 | 0 | 0 | 0 | 0 | 6.6176 | 6.6176 | 6.6176 | 6.6176 | 6.6176 | 6.6176
2013 | CAN | WECC | - | CA | 8a5 | Hydro Expected On-Peak | 0 | 0 | 8.1702 | 8.1702 | 9.2327 | 9.2327 | 9.2327 | 9.2327 | 9.2327 | 730.1301 | 730.1301 | 730.1301
2013 | CAN | WECC | - | CA | 8a6 | Hydro Derate On-Peak | 0 | 0 | 2.0298 | 2.0298 | 2.2938 | 2.2938 | 2.2938 | 2.2938 | 2.2938 | 181.3964 | 181.3964 | 181.3964
2013 | CAN | WECC | - | CA | 8a7 | Biomass Expected On-Peak | 0 | 0 | 0 | 0 | 0 | 0 | 0 | 0 | 0 | 0 | 0 | 0
2013 | CAN | WECC | - | CA | 8a8 | Biomass Derate On-Peak | 0 | 0 | 0 | 0 | 0 | 0 | 0 | 0 | 0 | 0 | 0 | 0
2013 | CAN | WECC | - | CA | 8a9 | All Other Derates | 0 | 0 | 0 | 0 | 0 | 0 | 0 | 0 | 0 | 0 | 0 | 0
2013 | CAN | WECC | - | CA | 8a10 | Energy-Only | 0 | 0 | 0 | 0 | 0 | 0 | 0 | 0 | 0 | 0 | 0 | 0
2013 | CAN | WECC | - | CA | 9 | ANTICIPATED INTERNAL CAPACITY | 0 | 24500.5499 | 26128.4593 | 28512.8873 | 28926.5054 | 30304.9337 | 30705.4323 | 30805.4323 | 30805.4323 | 30805.4323 | 30805.4323 | 30805.4323
2013 | CAN | WECC | - | CA | 10 | CAPACITY TRANSACTIONS - IMPORTS | 0 | 2000 | 1000 | 1000 | 1000 | 1000 | 1000 | 1000 | 1000 | 1200 | 1375 | 1525
2013 | CAN | WECC | - | CA | 10a | Firm | 0 | 2000 | 1000 | 1000 | 1000 | 1000 | 1000 | 1000 | 1000 | 1200 | 1375 | 1525
2013 | CAN | WECC | - | CA | 10a1 | Full-Responsibility Purchases | 0 | 0 | 0 | 0 | 0 | 0 | 0 | 0 | 0 | 0 | 0 | 0
2013 | CAN | WECC | - | CA | 10a2 | Owned Capacity/Entitlement Located Outside the Region/Subregion | 0 | 0 | 0 | 0 | 0 | 0 | 0 | 0 | 0 | 0 | 0 | 0
2013 | CAN | WECC | - | CA | 10b | Non-firm | 0 | 0 | 0 | 0 | 0 | 0 | 0 | 0 | 0 | 0 | 0 | 0
2013 | CAN | WECC | - | CA | 10c | Expected | 0 | 0 | 0 | 0 | 0 | 0 | 0 | 0 | 0 | 0 | 0 | 0
2013 | CAN | WECC | - | CA | 10c1 | Full-Responsibility Purchases | 0 | 0 | 0 | 0 | 0 | 0 | 0 | 0 | 0 | 0 | 0 | 0
2013 | CAN | WECC | - | CA | 10c2 | Owned Capacity/Entitlement Located Outside the Region/Subregion | 0 | 0 | 0 | 0 | 0 | 0 | 0 | 0 | 0 | 0 | 0 | 0
2013 | CAN | WECC | - | CA | 11 | CAPACITY TRANSACTIONS - EXPORTS | 0 | 0 | 0 | 0 | 0 | 0 | 0 | 0 | 0 | 0 | 0 | 0
2013 | CAN | WECC | - | CA | 11a | Firm | 0 | 0 | 0 | 0 | 0 | 0 | 0 | 0 | 0 | 0 | 0 | 0
2013 | CAN | WECC | - | CA | 11a1 | Full-Responsibility Purchases | 0 | 0 | 0 | 0 | 0 | 0 | 0 | 0 | 0 | 0 | 0 | 0
2013 | CAN | WECC | - | CA | 11a2 | Owned Capacity/Entitlement Located Outside the Region/Subregion | 0 | 0 | 0 | 0 | 0 | 0 | 0 | 0 | 0 | 0 | 0 | 0
2013 | CAN | WECC | - | CA | 11b | Non-firm | 0 | 0 | 0 | 0 | 0 | 0 | 0 | 0 | 0 | 0 | 0 | 0
2013 | CAN | WECC | - | CA | 11c | Expected | 0 | 0 | 0 | 0 | 0 | 0 | 0 | 0 | 0 | 0 | 0 | 0
2013 | CAN | WECC | - | CA | 11c1 | Full-Responsibility Purchases | 0 | 0 | 0 | 0 | 0 | 0 | 0 | 0 | 0 | 0 | 0 | 0
2013 | CAN | WECC | - | CA | 11c2 | Owned Capacity/Entitlement Located Outside the Region/Subregion | 0 | 0 | 0 | 0 | 0 | 0 | 0 | 0 | 0 | 0 | 0 | 0
2013 | CAN | WECC | - | CA | 12 | EXISTING-CERTAIN & NET FIRM TRANSACTIONS | 0 | 25849.9327 | 24849.9327 | 24849.9327 | 24849.9327 | 24849.9327 | 24849.9327 | 24849.9327 | 24849.9327 | 25049.9327 | 25224.9327 | 25374.9327
2013 | CAN | WECC | - | CA | 13 | ANTICIPATED CAPACITY RESOURCES | 0 | 0 | 26687.4593 | 29128.8873 | 29708.5054 | 30987.9337 | 31215.4323 | 31082.4323 | 31388.4323 | 31419.4323 | 31703.4323 | 32036.4323
2013 | CAN | WECC | - | CA | 14 | PROSPECTIVE CAPACITY RESOURCES | 0 | 0 | 26687.4593 | 29128.8873 | 29708.5054 | 30987.9337 | 31215.4323 | 31082.4323 | 31388.4323 | 31419.4323 | 31703.4323 | 32036.4323
2013 | CAN | WECC | - | CA | 15 | TOTAL POTENTIAL CAPACITY RESOURCES | 0 | 0 | 27165.4838 | 29962.8253 | 30943.5059 | 32802.9343 | 34809.4655 | 34766.4655 | 35572.4655 | 36324.3629 | 36608.3629 | 36941.3629
2013 | CAN | WECC | - | CA | 16 | ADJUSTED POTENTIAL CAPACITY RESOURCES | 0 | 0 | 27165.479 | 29962.8169 | 30943.4936 | 32802.9161 | 34809.4296 | 34766.4287 | 35572.4237 | 36324.3139 | 36608.3139 | 36941.3139
2013 | CAN | WECC | - | CA | 16a | Confidence of Future-Other | 0 | 0 | 0.99999 | 0.99999 | 0.99999 | 0.99999 | 0.99999 | 0.99999 | 0.99999 | 0.99999 | 0.99999 | 0.99999
2013 | CAN | WECC | - | CA | 16b | Net Future-Other Resources After Confidence Percentage Is Applied | 0 | 0 | 0 | 0 | 0 | 0 | 0 | 0 | 0 | 0 | 0 | 0
2013 | CAN | WECC | - | CA | 16c | Confidence of Conceptual | 0 | 0 | 0.99999 | 0.99999 | 0.99999 | 0.99999 | 0.99999 | 0.99999 | 0.99999 | 0.99999 | 0.99999 | 0.99999
2013 | CAN | WECC | - | CA | 16d | Net Conceptual Resources After Confidence Percentage Is Applied | 0 | 0 | 478.0196 | 833.9296 | 1234.9882 | 1814.9824 | 3593.9973 | 3683.9964 | 4183.9914 | 4904.8816 | 4904.8816 | 4904.8816
2013 | CAN | WECC | - | CA | 17 | ASSESSMENT AREA TARGET RESERVE MARGIN | 0% | 0% | 13.91% | 13.91% | 13.91% | 13.91% | 13.91% | 13.91% | 13.91% | 13.91% | 13.91% | 13.91%
2013 | CAN | WECC | - | CA | 18 | EXISTING-CERTAIN AND NET FIRM TRANSACTIONS RESERVE MARGIN | 0% | 19.23% | 0% | 0% | 0% | 0% | 0% | 0% | 0% | 0% | 0% | 0%
2013 | CAN | WECC | - | CA | 19 | ANTICIPATED CAPACITY RESOURCES RESERVE MARGIN | 0% | 0% | 18.1% | 26.03% | 25.27% | 25.86% | 22.5% | 19.54% | 19.13% | 17.62% | 16.72% | 16.28%
2013 | CAN | WECC | - | CA | 20 | PROSPECTIVE CAPACITY RESOURCES RESERVE MARGIN | 0% | 0% | 18.1% | 26.03% | 25.27% | 25.86% | 22.5% | 19.54% | 19.13% | 17.62% | 16.72% | 16.28%
2013 | CAN | WECC | - | CA | 21 | TOTAL POTENTIAL RESOURCES RESERVE MARGIN | 0% | 0% | 20.21% | 29.64% | 30.48% | 33.23% | 36.61% | 33.71% | 35% | 35.98% | 34.77% | 34.09%
2013 | CAN | WECC | - | CA | 22 | ADJUSTED POTENTIAL RESOURCES RESERVE MARGIN | 0% | 0% | 20.21% | 29.64% | 30.48% | 33.23% | 36.61% | 33.71% | 35% | 35.98% | 34.77% | 34.09%
2013 | CAN | WECC | - | CA | 23 | Total Baseline Installed Capacity | 0 | 0 | 0 | 0 | 0 | 0 | 0 | 0 | 0 | 0 | 0 | 0
2013 | CAN | WECC | - | CA | 24 | Distributed or Other Capacity (Behind the Meter) < 1 MW | 0 | 0 | 0 | 0 | 0 | 0 | 0 | 0 | 0 | 0 | 0 | 0
2013 | CAN | WECC | - | CA | 25 | Distributed or Other Capacity (Behind the Meter) ≥ 1 MW | 0 | 0 | 0 | 0 | 0 | 0 | 0 | 0 | 0 | 0 | 0 | 0
2013 | CAN | WECC | - | CA | 26 | Capacity Total from EIA-860 | 0 | 0 | 0 | 0 | 0 | 0 | 0 | 0 | 0 | 0 | 0 | 0
2014 | US | FRCC | - | FRCC |  | Total Internal Demand |  |  | 45668 | 46415 | 47165 | 47692 | 48241 | 48769 | 49323 | 49934 | 50584 | 50584
2014 | US | FRCC | - | FRCC |  | Net Internal Demand |  |  | 42668 | 43370 | 44089 | 44547 | 45051 | 45553 | 46083 | 46669 | 47295 | 47295
2014 | US | FRCC | - | FRCC |  | Conservation / Energy Efficiency |  | 156 | 229 | 304 | 368 | 429 | 495 | 547 | 604 | 669 | 725 | 725
2014 | US | FRCC | - | FRCC |  | Direct Control Load Management (DCLM) - Program Total |  |  | 2568 | 2611 | 2635 | 2661 | 2686 | 2710 | 2734 | 2759 | 2785 | 2785
2014 | US | FRCC | - | FRCC |  | Direct Control Load Management (DCLM) - Available |  |  | 2568 | 2611 | 2635 | 2661 | 2686 | 2710 | 2734 | 2759 | 2785 | 2785
2014 | US | FRCC | - | FRCC |  | Interruptible Load - Program Total |  |  | 432 | 434 | 441 | 484 | 504 | 506 | 506 | 506 | 504 | 504
2014 | US | FRCC | - | FRCC |  | Interruptible Load - Available |  |  | 432 | 434 | 441 | 484 | 504 | 506 | 506 | 506 | 504 | 504
2014 | US | FRCC | - | FRCC |  | Critical Peak-Pricing (CPP) with Load Control - Program Total |  |  | 0 | 0 | 0 | 0 | 0 | 0 | 0 | 0 | 0 | 0
2014 | US | FRCC | - | FRCC |  | Critical Peak-Pricing (CPP) with Load Control - Available |  |  | 0 | 0 | 0 | 0 | 0 | 0 | 0 | 0 | 0 | 0
2014 | US | FRCC | - | FRCC |  | Load as a Capacity Resource (LCR) - Program Total |  |  | 0 | 0 | 0 | 0 | 0 | 0 | 0 | 0 | 0 | 0
2014 | US | FRCC | - | FRCC |  | Load as a Capacity Resource (LCR) - Available |  |  | 0 | 0 | 0 | 0 | 0 | 0 | 0 | 0 | 0 | 0
2014 | US | FRCC | - | FRCC |  | Estimated Diversity |  |  | 0 | 0 | 0 | 0 | 0 | 0 | 0 | 0 | 0 | 0
2014 | US | FRCC | - | FRCC |  | Stand-by Load under Contract |  |  | 0 | 0 | 0 | 0 | 0 | 0 | 0 | 0 | 0 | 0
2014 | US | FRCC | - | FRCC |  | Imports - Prior Year Actual | 1340
2014 | US | FRCC | - | FRCC |  | Imports - Firm |  |  | 1257 | 1257 | 1357 | 1457 | 1457 | 1457 | 1045 | 1045 | 1045 | 1045
2014 | US | FRCC | - | FRCC |  | Imports - Full-Responsibility Purchases |  |  | 412 | 412 | 512 | 612 | 612 | 612 | 200 | 200 | 200 | 200
2014 | US | FRCC | - | FRCC |  | Imports - Owned Capacity/Entitlement Located Outside the Area |  |  | 845 | 845 | 845 | 845 | 845 | 845 | 845 | 845 | 845 | 845
2014 | US | FRCC | - | FRCC |  | Imports - Modeled |  |  | 0 | 0 | 0 | 0 | 0 | 0 | 0 | 0 | 0 | 0
2014 | US | FRCC | - | FRCC |  | Imports - Expected |  |  | 0 | 0 | 0 | 0 | 0 | 0 | 0 | 0 | 0 | 0
2014 | US | FRCC | - | FRCC |  | Exports - Prior Year Actual | 0
2014 | US | FRCC | - | FRCC |  | Exports - Firm |  |  | 0 | 0 | 0 | 0 | 0 | 0 | 0 | 0 | 0 | 0
2014 | US | FRCC | - | FRCC |  | Exports - Full-Responsibility Sales |  |  | 0 | 0 | 0 | 0 | 0 | 0 | 0 | 0 | 0 | 0
2014 | US | FRCC | - | FRCC |  | Exports - Owned Capacity/Entitlement Located Outside the Area |  |  | 0 | 0 | 0 | 0 | 0 | 0 | 0 | 0 | 0 | 0
2014 | US | FRCC | - | FRCC |  | Exports - Modeled |  |  | 0 | 0 | 0 | 0 | 0 | 0 | 0 | 0 | 0 | 0
2014 | US | FRCC | - | FRCC |  | Exports - Expected |  |  | 0 | 0 | 0 | 0 | 0 | 0 | 0 | 0 | 0 | 0
2014 | US | FRCC | - | FRCC |  | Scheduled Outages |  |  | 0 | 0 | 0 | 0 | 0 | 0 | 0 | 0 | 0 | 0
2014 | US | FRCC | - | FRCC |  | Transmission Limitations |  |  | 0 | 0 | 0 | 0 | 0 | 0 | 0 | 0 | 0 | 0
2014 | US | FRCC | - | FRCC |  | Other Capacity Adjustments |  |  | 0 | 0 | 0 | 0 | 0 | 0 | 0 | 0 | 0 | 0
2014 | US | FRCC | - | FRCC |  | Existing-Other Capacity |  |  | 2124.16 | 2179.16 | 2179.16 | 2203.36 | 2727.36 | 2728.96 | 3274.96 | 3274.96 | 3446.26 | 3446.26
2014 | US | FRCC | - | FRCC |  | Future-Other Capacity |  |  | 0 | 0 | 0 | 0 | 0 | 0 | 0 | 0 | 0 | 0
2014 | US | FRCC | - | FRCC |  | Existing-Certain Capacity |  |  | 55841.28 | 55387.28 | 54943.28 | 52551.88 | 52118.88 | 52041.28 | 51328.28 | 51341.28 | 50766.98 | 50766.98
2014 | US | FRCC | - | FRCC |  | Future-Planned Capacity |  |  | 1447.7 | 3691.7 | 3691.7 | 6511.7 | 7940.7 | 9361.7 | 11127.7 | 12227.7 | 13607.7 | 13607.7
2014 | US | FRCC | - | FRCC |  | Existing-Certain & Net Firm Transfers Margin |  |  | 33.82% | 30.61% | 27.7% | 21.24% | 18.92% | 17.44% | 13.65% | 12.25% | 9.551% | 9.551%
2014 | US | FRCC | - | FRCC |  | Anticipated Margin |  |  | 37.21% | 39.12% | 36.07% | 35.86% | 36.55% | 37.99% | 37.8% | 38.45% | 38.32% | 38.32%
2014 | US | FRCC | - | FRCC |  | Prospective Margin |  |  | 42.19% | 44.14% | 41.01% | 40.8% | 42.6% | 43.98% | 44.9% | 45.47% | 45.61% | 45.61%
2014 | US | FRCC | - | FRCC |  | Adjusted-Potential Margin |  |  | 42.19% | 44.14% | 41.01% | 40.8% | 42.6% | 43.98% | 44.9% | 45.47% | 45.61% | 45.61%
2014 | US | FRCC | - | FRCC |  | Reference Margin Level | 15% | 15% | 15% | 15% | 15% | 15% | 15% | 15% | 15% | 15% | 15% | 15%
2014 | US | MRO | - | MISO |  | Total Internal Demand |  |  | 104414.2 | 107352.4 | 108414.2 | 109505.6 | 110457.2 | 111359.8 | 112218.7 | 113052.6 | 113796.6 | 115031.2
2014 | US | MRO | - | MISO |  | Net Internal Demand |  |  | 99671.1533 | 102597.1 | 103647.8 | 104727.1 | 105666.6 | 106557.1 | 107403.9 | 108225.7 | 108957.6 | 110180
2014 | US | MRO | - | MISO |  | Conservation / Energy Efficiency |  | 0 | 0 | 0 | 0 | 0 | 0 | 0 | 0 | 0 | 0 | 0
2014 | US | MRO | - | MISO |  | Direct Control Load Management (DCLM) - Program Total |  |  | 943.5 | 945.9 | 948.2 | 950.6 | 953 | 955.4 | 957.7 | 960.1 | 952.5 | 964.9
2014 | US | MRO | - | MISO |  | Direct Control Load Management (DCLM) - Available |  |  | 832.2583 | 834.3 | 836.4 | 838.5 | 840.6 | 842.7 | 844.8 | 846.9 | 849 | 851.2
2014 | US | MRO | - | MISO |  | Interruptible Load - Program Total |  |  | 4044.6 | 4054.4 | 4064.8 | 4075 | 4085.2 | 4095.4 | 4105.6 | 4115.9 | 4126.2 | 4136.5
2014 | US | MRO | - | MISO |  | Interruptible Load - Available |  |  | 3910.7884 | 3921 | 3930 | 3940 | 3950 | 3960 | 3970 | 3980 | 3990 | 4000
2014 | US | MRO | - | MISO |  | Critical Peak-Pricing (CPP) with Load Control - Program Total |  |  | 0 | 0 | 0 | 0 | 0 | 0 | 0 | 0 | 0 | 0
2014 | US | MRO | - | MISO |  | Critical Peak-Pricing (CPP) with Load Control - Available |  |  | 0 | 0 | 0 | 0 | 0 | 0 | 0 | 0 | 0 | 0
2014 | US | MRO | - | MISO |  | Load as a Capacity Resource (LCR) - Program Total |  |  | 0 | 0 | 0 | 0 | 0 | 0 | 0 | 0 | 0 | 0
2014 | US | MRO | - | MISO |  | Load as a Capacity Resource (LCR) - Available |  |  | 0 | 0 | 0 | 0 | 0 | 0 | 0 | 0 | 0 | 0
2014 | US | MRO | - | MISO |  | Estimated Diversity |  |  | 4578.3 | 4683.1 | 4729.4 | 4777 | 4818.5 | 4857.9 | 4895.4 | 4931.7 | 4964.2 | 5018.1
2014 | US | MRO | - | MISO |  | Stand-by Load under Contract |  |  | 0 | 0 | 0 | 0 | 0 | 0 | 0 | 0 | 0 | 0
2014 | US | MRO | - | MISO |  | Imports - Prior Year Actual | 2300
2014 | US | MRO | - | MISO |  | Imports - Firm |  |  | 3157 | 3157 | 3157 | 3157 | 3157 | 3157 | 3157 | 3157 | 3157 | 3157
2014 | US | MRO | - | MISO |  | Imports - Full-Responsibility Purchases |  |  | 0 | 0 | 0 | 0 | 0 | 0 | 0 | 0 | 0 | 0
2014 | US | MRO | - | MISO |  | Imports - Owned Capacity/Entitlement Located Outside the Area |  |  | 0 | 0 | 0 | 0 | 0 | 0 | 0 | 0 | 0 | 0
2014 | US | MRO | - | MISO |  | Imports - Modeled |  |  | 0 | 0 | 0 | 0 | 0 | 0 | 0 | 0 | 0 | 0
2014 | US | MRO | - | MISO |  | Imports - Expected |  |  | 0 | 0 | 0 | 0 | 0 | 1788 | 1788 | 1788 | 1788 | 1788
2014 | US | MRO | - | MISO |  | Exports - Prior Year Actual | 0
2014 | US | MRO | - | MISO |  | Exports - Firm |  |  | 2044 | 4135 | 4135 | 4135 | 4135 | 4135 | 4135 | 4135 | 4135 | 4135
2014 | US | MRO | - | MISO |  | Exports - Full-Responsibility Sales |  |  | 0 | 0 | 0 | 0 | 0 | 0 | 0 | 0 | 0 | 0
2014 | US | MRO | - | MISO |  | Exports - Owned Capacity/Entitlement Located Outside the Area |  |  | 0 | 0 | 0 | 0 | 0 | 0 | 0 | 0 | 0 | 0
2014 | US | MRO | - | MISO |  | Exports - Modeled |  |  | 0 | 0 | 0 | 0 | 0 | 0 | 0 | 0 | 0 | 0
2014 | US | MRO | - | MISO |  | Exports - Expected |  |  | 0 | 0 | 0 | 0 | 0 | 0 | 0 | 0 | 0 | 0
2014 | US | MRO | - | MISO |  | Scheduled Outages |  |  | 3211 | 3211 | 3211 | 3211 | 3211 | 3211 | 3211 | 3211 | 3211 | 3211
2014 | US | MRO | - | MISO |  | Transmission Limitations |  |  | 3665.0344 | 2078.423 | 1439.9486 | 929.5673 | 477.3673 | 140.5609 | 0 | 0 | 0 | 0
2014 | US | MRO | - | MISO |  | Other Capacity Adjustments | 0 | 0 | 0 | 0 | 0 | 0 | 0 | 0 | 0 | 0 | 0 | 0
2014 | US | MRO | - | MISO |  | Existing-Other Capacity |  |  | 4849.3793 | 5549.3793 | 5547.9793 | 7147.9793 | 7947.9793 | 8247.9793 | 9847.9793 | 10147.9793 | 11247.9793 | 11547.9793
2014 | US | MRO | - | MISO |  | Future-Other Capacity |  |  | 313.0063 | 321.0063 | 321.0063 | 321.0063 | 321.0063 | 321.0063 | 321.0063 | 321.0063 | 321.0063 | 321.0063
2014 | US | MRO | - | MISO |  | Existing-Certain Capacity |  |  | 137742.7014 | 137223.5128 | 138453.8872 | 137463.8685 | 137040.5685 | 137077.3749 | 135409.3358 | 135109.3358 | 134009.3358 | 133709.3358
2014 | US | MRO | - | MISO |  | Future-Planned Capacity |  |  | 1116.377 | 1585.0664 | 2931.0664 | 3476.6654 | 3527.6654 | 3578.6654 | 3578.6654 | 3578.6654 | 3578.6654 | 3578.6654
2014 | US | MRO | - | MISO |  | Existing-Certain & Net Firm Transfers Margin |  |  | 39.31% | 32.8% | 32.64% | 30.33% | 28.77% | 27.72% | 25.16% | 23.94% | 22.09% | 20.47%
2014 | US | MRO | - | MISO |  | Anticipated Margin |  |  | 40.43% | 34.34% | 35.47% | 33.65% | 32.1% | 31.08% | 28.5% | 27.24% | 25.38% | 23.72%
2014 | US | MRO | - | MISO |  | Prospective Margin |  |  | 45.61% | 40.06% | 41.13% | 40.78% | 39.93% | 40.8% | 39.63% | 38.57% | 37.64% | 36.11%
2014 | US | MRO | - | MISO |  | Adjusted-Potential Margin |  |  | 45.82% | 40.43% | 41.65% | 41.43% | 40.68% | 41.64% | 40.47% | 39.5% | 38.68% | 37.14%
2014 | US | MRO | - | MISO |  | Reference Margin Level | 14.8% | 14.8% | 14.8% | 14.8% | 14.8% | 14.8% | 14.8% | 14.8% | 14.8% | 14.8% | 14.8% | 14.8%
2014 | CA | MRO | - | Manitoba Hydro |  | Total Internal Demand |  |  | 4652 | 4713.1434 | 4663.3256 | 4704.7079 | 4761.115 | 4854.4395 | 4931.4873 | 4997.0666 | 5065.9103 | 5135.8594
2014 | CA | MRO | - | Manitoba Hydro |  | Net Internal Demand |  |  | 4409 | 4469.1434 | 4419.3256 | 4460.7079 | 4517.115 | 4610.4395 | 4687.4873 | 4753.0666 | 4821.9103 | 4891.8594
2014 | CA | MRO | - | Manitoba Hydro |  | Conservation / Energy Efficiency |  | 43.71 | 62.09 | 79.06 | 93.87 | 108.49 | 117.69 | 126.36 | 135.013 | 143.43 | 148.59 | 152.64
2014 | CA | MRO | - | Manitoba Hydro |  | Direct Control Load Management (DCLM) - Program Total
2014 | CA | MRO | - | Manitoba Hydro |  | Direct Control Load Management (DCLM) - Available
2014 | CA | MRO | - | Manitoba Hydro |  | Interruptible Load - Program Total
2014 | CA | MRO | - | Manitoba Hydro |  | Interruptible Load - Available
2014 | CA | MRO | - | Manitoba Hydro |  | Critical Peak-Pricing (CPP) with Load Control - Program Total
2014 | CA | MRO | - | Manitoba Hydro |  | Critical Peak-Pricing (CPP) with Load Control - Available
2014 | CA | MRO | - | Manitoba Hydro |  | Load as a Capacity Resource (LCR) - Program Total |  |  | 250 | 250 | 250 | 250 | 250 | 250 | 250 | 250 | 250 | 250
2014 | CA | MRO | - | Manitoba Hydro |  | Load as a Capacity Resource (LCR) - Available |  |  | 243 | 244 | 244 | 244 | 244 | 244 | 244 | 244 | 244 | 244
2014 | CA | MRO | - | Manitoba Hydro |  | Estimated Diversity
2014 | CA | MRO | - | Manitoba Hydro |  | Stand-by Load under Contract
2014 | CA | MRO | - | Manitoba Hydro |  | Imports - Prior Year Actual | 0
2014 | CA | MRO | - | Manitoba Hydro |  | Imports - Firm |  |  | 550 | 550 | 550 | 550 | 550 | 550 | 550 | 550 | 550 | 550
2014 | CA | MRO | - | Manitoba Hydro |  | Imports - Full-Responsibility Purchases
2014 | CA | MRO | - | Manitoba Hydro |  | Imports - Owned Capacity/Entitlement Located Outside the Area |  |  | 550 | 550 | 550 | 550 | 550 | 550 | 550 | 550 | 550 | 550
2014 | CA | MRO | - | Manitoba Hydro |  | Imports - Modeled
2014 | CA | MRO | - | Manitoba Hydro |  | Imports - Expected
2014 | CA | MRO | - | Manitoba Hydro |  | Exports - Prior Year Actual | 105
2014 | CA | MRO | - | Manitoba Hydro |  | Exports - Firm |  |  | 415 | 633 | 633 | 483 | 483 | 433 | 325 | 325 | 325 | 325
2014 | CA | MRO | - | Manitoba Hydro |  | Exports - Full-Responsibility Sales
2014 | CA | MRO | - | Manitoba Hydro |  | Exports - Owned Capacity/Entitlement Located Outside the Area |  |  | 415 | 633 | 633 | 483 | 483 | 433 | 325 | 325 | 326 | 325
2014 | CA | MRO | - | Manitoba Hydro |  | Exports - Modeled
2014 | CA | MRO | - | Manitoba Hydro |  | Exports - Expected |  |  | 25 | 25 | 25 | 25 | 25 | 275 | 500 | 475 | 475 | 475
2014 | CA | MRO | - | Manitoba Hydro |  | Scheduled Outages |  |  | 3910.7884: 102.21
2014 | CA | MRO | - | Manitoba Hydro |  | Transmission Limitations
2014 | CA | MRO | - | Manitoba Hydro |  | Other Capacity Adjustments
2014 | CA | MRO | - | Manitoba Hydro |  | Existing-Other Capacity |  |  | 288.71 | 288.71 | 288.71 | 288.71 | 288.71 | 288.71 | 288.71 | 288.71 | 288.71 | 288.71
2014 | CA | MRO | - | Manitoba Hydro |  | Future-Other Capacity |  |  | 0 | 0 | 0 | 0 | 0 | 0 | 0 | 0 | 0 | 0
2014 | CA | MRO | - | Manitoba Hydro |  | Existing-Certain Capacity |  |  | 5502.03 | 5604.24 | 5604.24 | 5604.24 | 5509.84 | 5509.84 | 5509.84 | 5509.84 | 5509.84 | 5509.84
2014 | CA | MRO | - | Manitoba Hydro |  | Future-Planned Capacity |  |  | 0 | 0 | 0 | 0 | 270 | 630 | 630 | 630 | 630 | 630
2014 | CA | MRO | - | Manitoba Hydro |  | Existing-Certain & Net Firm Transfers Margin |  |  | 27.85% | 23.54% | 24.93% | 27.14% | 23.46% | 22.05% | 22.34% | 20.66% | 18.93% | 17.23%
2014 | CA | MRO | - | Manitoba Hydro |  | Anticipated Margin |  |  | 27.85% | 23.54% | 24.93% | 27.14% | 29.44% | 35.71% | 35.78% | 33.91% | 32% | 30.11%
2014 | CA | MRO | - | Manitoba Hydro |  | Prospective Margin |  |  | 33.83% | 29.44% | 30.9% | 33.05% | 35.28% | 36.01% | 31.28% | 29.99% | 28.13% | 26.3%
2014 | CA | MRO | - | Manitoba Hydro |  | Adjusted-Potential Margin |  |  | 33.83% | 29.44% | 30.9% | 33.05% | 35.28% | 36.01% | 31.28% | 29.99% | 28.13% | 26.3%
2014 | CA | MRO | - | Manitoba Hydro |  | Reference Margin Level | 12% | 12% | 12% | 12% | 12% | 12% | 12% | 12% | 12% | 12% | 12% | 12%
2014 | US | MRO | - | MAPP |  | Total Internal Demand |  |  | 5457.1093 | 5817.9952 | 5948.6734 | 6175.7237 | 6311.1381 | 6439.7613 | 6572.0489 | 6702.118 | 6831.6707 | 7008.7945
2014 | US | MRO | - | MAPP |  | Net Internal Demand |  |  | 5071.1093 | 5432.9952 | 5558.6734 | 5780.7237 | 5911.1381 | 6034.7613 | 6162.0489 | 6287.118 | 6411.6707 | 6583.7945
2014 | US | MRO | - | MAPP |  | Conservation / Energy Efficiency |  | 38.4341 | 46.5142 | 54.7107 | 61.8853 | 70.0759 | 78.2765 | 86.4868 | 94.7948 | 103.0516 | 111.3087 | 119.5681
2014 | US | MRO | - | MAPP |  | Direct Control Load Management (DCLM) - Program Total |  |  | 380 | 385 | 390 | 395 | 400 | 405 | 410 | 415 | 420 | 425
2014 | US | MRO | - | MAPP |  | Direct Control Load Management (DCLM) - Available |  |  | 380 | 385 | 390 | 395 | 400 | 405 | 410 | 415 | 420 | 425
2014 | US | MRO | - | MAPP |  | Interruptible Load - Program Total |  |  | 10.1 | 4.1 | 4.1 | 4.1 | 4.1 | 4.1 | 4.1 | 4.1 | 4.1 | 4.1
2014 | US | MRO | - | MAPP |  | Interruptible Load - Available |  |  | 6 | 0 | 0 | 0 | 0 | 0 | 0 | 0 | 0 | 0
2014 | US | MRO | - | MAPP |  | Critical Peak-Pricing (CPP) with Load Control - Program Total |  |  | 0 | 0 | 0 | 0 | 0 | 0 | 0 | 0 | 0 | 0
2014 | US | MRO | - | MAPP |  | Critical Peak-Pricing (CPP) with Load Control - Available |  |  | 0 | 0 | 0 | 0 | 0 | 0 | 0 | 0 | 0 | 0
2014 | US | MRO | - | MAPP |  | Load as a Capacity Resource (LCR) - Program Total |  |  | 0 | 0 | 0 | 0 | 0 | 0 | 0 | 0 | 0 | 0
2014 | US | MRO | - | MAPP |  | Load as a Capacity Resource (LCR) - Available |  |  | 0 | 0 | 0 | 0 | 0 | 0 | 0 | 0 | 0 | 0
2014 | US | MRO | - | MAPP |  | Estimated Diversity |  |  | 67.8819 | 74.6852 | 76.801 | 80.8038 | 82.8994 | 84.8353 | 86.8533 | 88.8434 | 90.7299 | 93.6109
2014 | US | MRO | - | MAPP |  | Stand-by Load under Contract |  |  | 0 | 0 | 0 | 0 | 0 | 0 | 0 | 0 | 0 | 0
2014 | US | MRO | - | MAPP |  | Imports - Prior Year Actual | 613.4
2014 | US | MRO | - | MAPP |  | Imports - Firm |  |  | 558.919 | 510.919 | 412.919 | 414.919 | 414.919 | 414.919 | 414.919 | 414.919 | 414.919 | 414.919
2014 | US | MRO | - | MAPP |  | Imports - Full-Responsibility Purchases |  |  | 433 | 385 | 287 | 289 | 289 | 289 | 289 | 289 | 289 | 289
2014 | US | MRO | - | MAPP |  | Imports - Owned Capacity/Entitlement Located Outside the Area |  |  | 0 | 0 | 0 | 0 | 0 | 0 | 0 | 0 | 0 | 0
2014 | US | MRO | - | MAPP |  | Imports - Modeled |  |  | 0 | 0 | 0 | 0 | 0 | 0 | 0 | 0 | 0 | 0
2014 | US | MRO | - | MAPP |  | Imports - Expected |  |  | 30 | 30 | 35 | 0 | 0 | 0 | 0 | 0 | 0 | 0
2014 | US | MRO | - | MAPP |  | Exports - Prior Year Actual | 875.4
2014 | US | MRO | - | MAPP |  | Exports - Firm |  |  | 742 | 732 | 682 | 682 | 682 | 682 | 682 | 682 | 662 | 642
2014 | US | MRO | - | MAPP |  | Exports - Full-Responsibility Sales |  |  | 0 | 0 | 0 | 0 | 0 | 0 | 0 | 0 | 0 | 0
2014 | US | MRO | - | MAPP |  | Exports - Owned Capacity/Entitlement Located Outside the Area |  |  | 0 | 15 | 15 | 15 | 15 | 15 | 15 | 15 | 15 | 15
2014 | US | MRO | - | MAPP |  | Exports - Modeled |  |  | 0 | 0 | 0 | 0 | 0 | 0 | 0 | 0 | 0 | 0
2014 | US | MRO | - | MAPP |  | Exports - Expected |  |  | 0 | 0 | 0 | 0 | 0 | 0 | 0 | 0 | 0 | 0
2014 | US | MRO | - | MAPP |  | Scheduled Outages |  |  | 0 | 0 | 0 | 0 | 0 | 0 | 0 | 0 | 0 | 0
2014 | US | MRO | - | MAPP |  | Transmission Limitations |  |  | 0 | 0 | 0 | 0 | 0 | 0 | 0 | 0 | 0 | 0
2014 | US | MRO | - | MAPP |  | Other Capacity Adjustments |  |  | 0 | 0 | 0 | 0 | 0 | 0 | 0 | 0 | 0 | 0
2014 | US | MRO | - | MAPP |  | Existing-Other Capacity |  |  | 0 | 0 | 0 | 0 | 0 | 0 | 0 | 0 | 0 | 0
2014 | US | MRO | - | MAPP |  | Future-Other Capacity |  |  | 0 | 0 | 0 | 0 | 0 | 0 | 0 | 0 | 0 | 0
2014 | US | MRO | - | MAPP |  | Existing-Certain Capacity |  |  | 7106.048 | 7092.991 | 7106.048 | 7092.991 | 7106.048 | 7092.991 | 7106.048 | 7092.991 | 7106.048 | 7092.991
2014 | US | MRO | - | MAPP |  | Future-Planned Capacity |  |  | 240.4 | 240.4 | 240.4 | 240.4 | 240.4 | 240.4 | 240.4 | 240.4 | 240.4 | 240.4
2014 | US | MRO | - | MAPP |  | Existing-Certain & Net Firm Transfers Margin |  |  | 36.52% | 26.48% | 23% | 18.08% | 15.7% | 13.11% | 10.99% | 8.57% | 6.976% | 4.285%
2014 | US | MRO | - | MAPP |  | Anticipated Margin |  |  | 41.26% | 30.91% | 27.32% | 22.24% | 19.76% | 17.09% | 14.89% | 12.39% | 10.73% | 7.936%
2014 | US | MRO | - | MAPP |  | Prospective Margin |  |  | 41.85% | 31.46% | 27.95% | 22.24% | 19.76% | 17.09% | 14.89% | 12.39% | 10.73% | 7.936%
2014 | US | MRO | - | MAPP |  | Adjusted-Potential Margin |  |  | 41.85% | 31.46% | 27.95% | 22.24% | 19.76% | 17.09% | 14.89% | 12.39% | 10.73% | 7.936%
2014 | US | MRO | - | MAPP |  | Reference Margin Level | 15% | 15% | 15% | 15% | 15% | 15% | 15% | 15% | 15% | 15% | 15% | 15%
2014 | CA | MRO | - | SaskPower |  | Total Internal Demand |  |  | 3557 | 3647 | 3722 | 3846 | 3957 | 3984 | 4029 | 4077 | 4116 | 4141
2014 | CA | MRO | - | SaskPower |  | Net Internal Demand |  |  | 3471 | 3561 | 3636 | 3760 | 3871 | 3898 | 3943 | 3991 | 4030 | 4055
2014 | CA | MRO | - | SaskPower |  | Conservation / Energy Efficiency |  | 75.1878 | 83.8796 | 92.5672 | 100.8911 | 110.3154 | 119.7359 | 129.1441 | 138.5637 | 147.9762 | 157.3891 | 166.7902
2014 | CA | MRO | - | SaskPower |  | Direct Control Load Management (DCLM) - Program Total
2014 | CA | MRO | - | SaskPower |  | Direct Control Load Management (DCLM) - Available
2014 | CA | MRO | - | SaskPower |  | Interruptible Load - Program Total
2014 | CA | MRO | - | SaskPower |  | Interruptible Load - Available |  |  | 86 | 86 | 86 | 86 | 86 | 86 | 86 | 86 | 86 | 86
2014 | CA | MRO | - | SaskPower |  | Critical Peak-Pricing (CPP) with Load Control - Program Total
2014 | CA | MRO | - | SaskPower |  | Critical Peak-Pricing (CPP) with Load Control - Available
2014 | CA | MRO | - | SaskPower |  | Load as a Capacity Resource (LCR) - Program Total
2014 | CA | MRO | - | SaskPower |  | Load as a Capacity Resource (LCR) - Available
2014 | CA | MRO | - | SaskPower |  | Estimated Diversity
2014 | CA | MRO | - | SaskPower |  | Stand-by Load under Contract
2014 | CA | MRO | - | SaskPower |  | Imports - Prior Year Actual
2014 | CA | MRO | - | SaskPower |  | Imports - Firm |  |  | 25 | 25 | 25 | 25 | 25 | 25 | 25
2014 | CA | MRO | - | SaskPower |  | Imports - Full-Responsibility Purchases
2014 | CA | MRO | - | SaskPower |  | Imports - Owned Capacity/Entitlement Located Outside the Area
2014 | CA | MRO | - | SaskPower |  | Imports - Modeled
2014 | CA | MRO | - | SaskPower |  | Imports - Expected
2014 | CA | MRO | - | SaskPower |  | Exports - Prior Year Actual
2014 | CA | MRO | - | SaskPower |  | Exports - Firm
2014 | CA | MRO | - | SaskPower |  | Exports - Full-Responsibility Sales
2014 | CA | MRO | - | SaskPower |  | Exports - Owned Capacity/Entitlement Located Outside the Area
2014 | CA | MRO | - | SaskPower |  | Exports - Modeled
2014 | CA | MRO | - | SaskPower |  | Exports - Expected
2014 | CA | MRO | - | SaskPower |  | Scheduled Outages |  |  | 0 | 0 | 0 | 0 | 0 | 0 | 0 | 0 | 0 | 0
2014 | CA | MRO | - | SaskPower |  | Transmission Limitations
2014 | CA | MRO | - | SaskPower |  | Other Capacity Adjustments
2014 | CA | MRO | - | SaskPower |  | Existing-Other Capacity |  |  | 0 | 0 | 0 | 0 | 0 | 0 | 0 | 0 | 0 | 0
2014 | CA | MRO | - | SaskPower |  | Future-Other Capacity |  |  | 0 | 0 | 0 | 0 | 0 | 0 | 0 | 0 | 0 | 0
2014 | CA | MRO | - | SaskPower |  | Existing-Certain Capacity |  |  | 4074.72 | 4074.72 | 4074.72 | 4074.72 | 4074.72 | 3996.92 | 3857.92 | 3716.68 | 3621.68 | 3621.68
2014 | CA | MRO | - | SaskPower |  | Future-Planned Capacity |  |  | 209.6 | 283 | 287 | 337 | 637 | 637 | 657 | 1062 | 1207 | 1207
2014 | CA | MRO | - | SaskPower |  | Existing-Certain & Net Firm Transfers Margin |  |  | 18.11% | 15.13% | 12.75% | 9.035% | 5.909% | 3.179% | -1.524% | -6.873% | -10.13% | -10.69%
2014 | CA | MRO | - | SaskPower |  | Anticipated Margin |  |  | 24.15% | 23.08% | 20.65% | 18% | 22.36% | 19.52% | 15.14% | 19.74% | 19.82% | 19.08%
2014 | CA | MRO | - | SaskPower |  | Prospective Margin |  |  | 24.15% | 23.08% | 20.65% | 18% | 22.36% | 19.52% | 15.14% | 19.74% | 19.82% | 19.08%
2014 | CA | MRO | - | SaskPower |  | Adjusted-Potential Margin |  |  | 24.15% | 23.08% | 20.65% | 18% | 22.36% | 19.52% | 15.14% | 19.74% | 19.82% | 19.08%
2014 | CA | MRO | - | SaskPower |  | Reference Margin Level | 11% | 11% | 11% | 11% | 11% | 11% | 11% | 11% | 11% | 11% | 11% | 11%
2014 | CA | NPCC | - | Maritimes |  | Total Internal Demand |  |  | 5477.1 | 5513.2466 | 5507.5195 | 5492.896 | 5465.6362 | 5434.2855 | 5421.1944 | 5419.6641 | 5424.7011 | 5426.7242
2014 | CA | NPCC | - | Maritimes |  | Net Internal Demand |  |  | 5229.6873 | 5261.2937 | 5255.7368 | 5241.2591 | 5214.1385 | 5182.914 | 5169.9474 | 5168.5496 | 5173.7118 | 5175.866
2014 | CA | NPCC | - | Maritimes |  | Conservation / Energy Efficiency |  | 69.6 | 99.99 | 137.45 | 176.37 | 214.29 | 256.67 | 295.22 | 332.04 | 367.66 | 404.48 | 424.68
2014 | CA | NPCC | - | Maritimes |  | Direct Control Load Management (DCLM) - Program Total |  |  | 20.01 | 33.35 | 60.03 | 86.71 | 126.73 | 160.08 | 186.76 | 213.44 | 240.12 | 240.12
2014 | CA | NPCC | - | Maritimes |  | Direct Control Load Management (DCLM) - Available |  |  | 20.01 | 33.35 | 60.03 | 86.71 | 126.73 | 160.08 | 186.76 | 213.44 | 240.12 | 240.12
2014 | CA | NPCC | - | Maritimes |  | Interruptible Load - Program Total |  |  | 247.4127 | 251.9529 | 251.7827 | 251.6369 | 251.4977 | 251.3715 | 251.2471 | 251.1145 | 250.9893 | 250.8582
2014 | CA | NPCC | - | Maritimes |  | Interruptible Load - Available |  |  | 247.4127 | 251.9529 | 251.7827 | 251.6369 | 251.4977 | 251.3715 | 251.2471 | 251.1145 | 250.9893 | 250.8582
2014 | CA | NPCC | - | Maritimes |  | Critical Peak-Pricing (CPP) with Load Control - Program Total
2014 | CA | NPCC | - | Maritimes |  | Critical Peak-Pricing (CPP) with Load Control - Available
2014 | CA | NPCC | - | Maritimes |  | Load as a Capacity Resource (LCR) - Program Total
2014 | CA | NPCC | - | Maritimes |  | Load as a Capacity Resource (LCR) - Available
2014 | CA | NPCC | - | Maritimes |  | Estimated Diversity
2014 | CA | NPCC | - | Maritimes |  | Stand-by Load under Contract
2014 | CA | NPCC | - | Maritimes |  | Imports - Prior Year Actual | 925
2014 | CA | NPCC | - | Maritimes |  | Imports - Firm
2014 | CA | NPCC | - | Maritimes |  | Imports - Full-Responsibility Purchases
2014 | CA | NPCC | - | Maritimes |  | Imports - Owned Capacity/Entitlement Located Outside the Area
2014 | CA | NPCC | - | Maritimes |  | Imports - Modeled
2014 | CA | NPCC | - | Maritimes |  | Imports - Expected |  |  | 0 | 0 | 0 | 153 | 153 | 153 | 153 | 153 | 153 | 153
2014 | CA | NPCC | - | Maritimes |  | Exports - Prior Year Actual | 728
2014 | CA | NPCC | - | Maritimes |  | Exports - Firm
2014 | CA | NPCC | - | Maritimes |  | Exports - Full-Responsibility Sales
2014 | CA | NPCC | - | Maritimes |  | Exports - Owned Capacity/Entitlement Located Outside the Area
2014 | CA | NPCC | - | Maritimes |  | Exports - Modeled
2014 | CA | NPCC | - | Maritimes |  | Exports - Expected
2014 | CA | NPCC | - | Maritimes |  | Scheduled Outages |  |  | 100 | 100 | 100 | 100 | 100 | 100 | 100 | 100 | 100 | 100
2014 | CA | NPCC | - | Maritimes |  | Transmission Limitations |  |  | 48.5 | 48.5 | 48.5 | 48.5 | 48.5 | 48.5 | 48.5 | 48.5 | 48.5 | 48.5
2014 | CA | NPCC | - | Maritimes |  | Other Capacity Adjustments |  |  | 0 | 0 | 0 | 0 | 0 | 0 | 0 | 0 | 0 | 0
2014 | CA | NPCC | - | Maritimes |  | Existing-Other Capacity |  |  | 144.144 | 144.144 | 144.144 | 144.144 | 144.144 | 144.144 | 144.144 | 144.144 | 144.144 | 144.144
2014 | CA | NPCC | - | Maritimes |  | Future-Other Capacity |  |  | 0 | 0 | 0 | 0 | 0 | 0 | 0 | 0 | 0 | 0
2014 | CA | NPCC | - | Maritimes |  | Existing-Certain Capacity |  |  | 6676.2416 | 6680.0416 | 6527.0416 | 6527.0416 | 6527.0416 | 6527.0416 | 6527.0416 | 6527.0416 | 6527.0416 | 6527.0416
2014 | CA | NPCC | - | Maritimes |  | Future-Planned Capacity |  |  | 0 | 0 | 0 | 0 | 0 | 0 | 0 | 0 | 0 | 0
2014 | CA | NPCC | - | Maritimes |  | Existing-Certain & Net Firm Transfers Margin |  |  | 27.66% | 26.97% | 24.19% | 24.53% | 25.18% | 25.93% | 26.25% | 26.28% | 26.16% | 26.11%
2014 | CA | NPCC | - | Maritimes |  | Anticipated Margin |  |  | 27.66% | 26.97% | 24.19% | 24.53% | 25.18% | 25.93% | 26.25% | 26.28% | 26.16% | 26.11%
2014 | CA | NPCC | - | Maritimes |  | Prospective Margin |  |  | 30.42% | 29.71% | 26.93% | 30.2% | 30.88% | 31.67% | 32% | 32.03% | 31.9% | 31.85%
2014 | CA | NPCC | - | Maritimes |  | Adjusted-Potential Margin |  |  | 30.42% | 29.71% | 26.93% | 30.2% | 30.88% | 31.67% | 32% | 32.03% | 31.9% | 31.85%
2014 | CA | NPCC | - | Maritimes |  | Reference Margin Level | 20% | 20% | 20% | 20% | 20% | 20% | 20% | 20% | 20% | 20% | 20% | 20%
2014 | US | NPCC | - | New England |  | Total Internal Demand |  |  | 22755 | 21274 | 21238 | 21153 | 21062 | 20986 | 20918 | 20865 | 20822 | 20790
2014 | US | NPCC | - | New England |  | Net Internal Demand |  |  | 19963.328 | 20344.491 | 20259.828 | 20174.828 | 20083.828 | 20007.828 | 19939.828 | 19886.828 | 19843.828 | 19811.828
2014 | US | NPCC | - | New England |  | Conservation / Energy Efficiency |  | 1489 | 1663 | 1652 | 1832 | 2042 | 2238 | 2424 | 2597 | 2760 | 2913 | 3056
2014 | US | NPCC | - | New England |  | Direct Control Load Management (DCLM) - Program Total |  |  | 0 | 0 | 0 | 0 | 0 | 0 | 0 | 0 | 0 | 0
2014 | US | NPCC | - | New England |  | Direct Control Load Management (DCLM) - Available |  |  | 0 | 0 | 0 | 0 | 0 | 0 | 0 | 0 | 0 | 0
2014 | US | NPCC | - | New England |  | Interruptible Load - Program Total |  |  | 0 | 0 | 0 | 0 | 0 | 0 | 0 | 0 | 0 | 0
2014 | US | NPCC | - | New England |  | Interruptible Load - Available |  |  | 0 | 0 | 0 | 0 | 0 | 0 | 0 | 0 | 0 | 0
2014 | US | NPCC | - | New England |  | Critical Peak-Pricing (CPP) with Load Control - Program Total |  |  | 0 | 0 | 0 | 0 | 0 | 0 | 0 | 0 | 0 | 0
2014 | US | NPCC | - | New England |  | Critical Peak-Pricing (CPP) with Load Control - Available |  |  | 0 | 0 | 0 | 0 | 0 | 0 | 0 | 0 | 0 | 0
2014 | US | NPCC | - | New England |  | Load as a Capacity Resource (LCR) - Program Total |  |  | 1128.672 | 929.509 | 978.172 | 978.172 | 978.172 | 978.172 | 978.172 | 978.172 | 978.172 | 978.172
2014 | US | NPCC | - | New England |  | Load as a Capacity Resource (LCR) - Available |  |  | 1128.672 | 929.509 | 978.172 | 978.172 | 978.172 | 978.172 | 978.172 | 978.172 | 978.172 | 978.172
2014 | US | NPCC | - | New England |  | Estimated Diversity |  |  | 0 | 0 | 0 | 0 | 0 | 0 | 0 | 0 | 0 | 0
2014 | US | NPCC | - | New England |  | Stand-by Load under Contract |  |  | 0 | 0 | 0 | 0 | 0 | 0 | 0 | 0 | 0 | 0
2014 | US | NPCC | - | New England |  | Imports - Prior Year Actual | 2787
2014 | US | NPCC | - | New England |  | Imports - Firm |  |  | 1630.887 | 1581.862 | 1267.034 | 1267.034 | 1267.034 | 1267.034 | 1267.034 | 1267.034 | 1267.034 | 1267.034
2014 | US | NPCC | - | New England |  | Imports - Full-Responsibility Purchases |  |  | 1630.887 | 1581.862 | 1267.034 | 1267.034 | 1267.034 | 1267.034 | 1267.034 | 1267.034 | 1267.034 | 1267.034
2014 | US | NPCC | - | New England |  | Imports - Owned Capacity/Entitlement Located Outside the Area |  |  | 0 | 0 | 0 | 0 | 0 | 0 | 0 | 0 | 0 | 0
2014 | US | NPCC | - | New England |  | Imports - Modeled |  |  | 0 | 0 | 0 | 0 | 0 | 0 | 0 | 0 | 0 | 0
2014 | US | NPCC | - | New England |  | Imports - Expected |  |  | 0 | 0 | 0 | 0 | 0 | 0 | 0 | 0 | 0 | 0
2014 | US | NPCC | - | New England |  | Exports - Prior Year Actual | 39
2014 | US | NPCC | - | New England |  | Exports - Firm |  |  | 100 | 100 | 100 | 100 | 100 | 100 | 100 | 100 | 100 | 100
2014 | US | NPCC | - | New England |  | Exports - Full-Responsibility Sales |  |  | 100 | 100 | 100 | 100 | 100 | 100 | 100 | 100 | 100 | 100
2014 | US | NPCC | - | New England |  | Exports - Owned Capacity/Entitlement Located Outside the Area |  |  | 0 | 0 | 0 | 0 | 0 | 0 | 0 | 0 | 0 | 0
2014 | US | NPCC | - | New England |  | Exports - Modeled |  |  | 0 | 0 | 0 | 0 | 0 | 0 | 0 | 0 | 0 | 0
2014 | US | NPCC | - | New England |  | Exports - Expected |  |  | 0 | 0 | 0 | 0 | 0 | 0 | 0 | 0 | 0 | 0
2014 | US | NPCC | - | New England |  | Scheduled Outages |  |  | 361 | 361 | 0 | 0 | 0 | 0 | 0 | 0 | 0 | 0
2014 | US | NPCC | - | New England |  | Transmission Limitations |  |  | 0 | 0 | 0 | 0 | 0 | 0 | 0 | 0 | 0 | 0
2014 | US | NPCC | - | New England |  | Other Capacity Adjustments |  |  | 0 | 0 | 0 | 0 | 0 | 0 | 0 | 0 | 0 | 0
2014 | US | NPCC | - | New England |  | Existing-Other Capacity |  |  | 0 | 0 | 0 | 0 | 0 | 0 | 0 | 0 | 0 | 0
2014 | US | NPCC | - | New England |  | Future-Other Capacity |  |  | 369.55 | 375.68 | 932.926 | 932.926 | 932.926 | 932.926 | 932.926 | 932.926 | 932.926 | 0
2014 | US | NPCC | - | New England |  | Existing-Certain Capacity |  |  | 32948.2715 | 32942.7115 | 31369.1796 | 31375.1855 | 31375.1855 | 31375.1855 | 31375.1855 | 31375.1855 | 31375.1855 | 31375.1855
2014 | US | NPCC | - | New England |  | Future-Planned Capacity |  |  | 144.774 | 1140.509 | 1472.509 | 1472.509 | 1472.509 | 1472.509 | 1472.509 | 1472.509 | 1472.509 | 1472.509
2014 | US | NPCC | - | New England |  | Existing-Certain & Net Firm Transfers Margin |  |  | 72.71% | 69.21% | 60.59% | 61.3% | 62.03% | 62.65% | 63.2% | 63.64% | 63.99% | 64.26%
2014 | US | NPCC | - | New England |  | Anticipated Margin |  |  | 73.44% | 74.81% | 67.86% | 68.6% | 69.36% | 70.01% | 70.59% | 71.04% | 71.41% | 71.69%
2014 | US | NPCC | - | New England |  | Prospective Margin |  |  | 75.29% | 76.66% | 72.47% | 73.22% | 74.01% | 74.67% | 75.27% | 75.73% | 76.11% | 71.69%
2014 | US | NPCC | - | New England |  | Adjusted-Potential Margin |  |  | 75.29% | 76.66% | 72.47% | 73.22% | 74.01% | 74.67% | 75.27% | 75.73% | 76.11% | 71.69%
2014 | US | NPCC | - | New England |  | Reference Margin Level | 13.3% | 15.7% | 15.7% | 15.1% | 14.3% | 14.3% | 14.3% | 14.3% | 14.3% | 14.3% | 14.3% | 14.3%
2014 | US | NPCC | - | New York |  | Total Internal Demand |  |  | 24795 | 24856 | 24906 | 24966 | 25104 | 25177 | 25252 | 25334 | 25427 | 25537
2014 | US | NPCC | - | New York |  | Net Internal Demand |  |  | 23952 | 24013 | 24063 | 24123 | 24261 | 24334 | 24409 | 24491 | 24584 | 24694
2014 | US | NPCC | - | New York |  | Conservation / Energy Efficiency |  | 197 | 349 | 471 | 574 | 659 | 744 | 825 | 906 | 983 | 1060 | 1194
2014 | US | NPCC | - | New York |  | Direct Control Load Management (DCLM) - Program Total
2014 | US | NPCC | - | New York |  | Direct Control Load Management (DCLM) - Available
2014 | US | NPCC | - | New York |  | Interruptible Load - Program Total
2014 | US | NPCC | - | New York |  | Interruptible Load - Available
2014 | US | NPCC | - | New York |  | Critical Peak-Pricing (CPP) with Load Control - Program Total
2014 | US | NPCC | - | New York |  | Critical Peak-Pricing (CPP) with Load Control - Available
2014 | US | NPCC | - | New York |  | Load as a Capacity Resource (LCR) - Program Total |  |  | 843 | 843 | 843 | 843 | 843 | 843 | 843 | 843 | 843 | 843
2014 | US | NPCC | - | New York |  | Load as a Capacity Resource (LCR) - Available |  |  | 843 | 843 | 843 | 843 | 843 | 843 | 843 | 843 | 843 | 843
2014 | US | NPCC | - | New York |  | Estimated Diversity
2014 | US | NPCC | - | New York |  | Stand-by Load under Contract
2014 | US | NPCC | - | New York |  | Imports - Prior Year Actual
2014 | US | NPCC | - | New York |  | Imports - Firm |  |  | 1384.5 | 1384.5 | 1384.5 | 1384.5 | 1384.5 | 1384.5 | 1384.5 | 1384.5 | 1384.5 | 1384.5
2014 | US | NPCC | - | New York |  | Imports - Full-Responsibility Purchases |  |  | 1384.5 | 1384.5 | 1384.5 | 1384.5 | 1384.5 | 1384.5 | 1384.5 | 1384.5 | 1384.5 | 1384.5
2014 | US | NPCC | - | New York |  | Imports - Owned Capacity/Entitlement Located Outside the Area
2014 | US | NPCC | - | New York |  | Imports - Modeled
2014 | US | NPCC | - | New York |  | Imports - Expected |  |  | 1067 | 1067 | 1067 | 1067 | 1067 | 1067 | 1067 | 1067 | 1067 | 1067
2014 | US | NPCC | - | New York |  | Exports - Prior Year Actual
2014 | US | NPCC | - | New York |  | Exports - Firm
2014 | US | NPCC | - | New York |  | Exports - Full-Responsibility Sales
2014 | US | NPCC | - | New York |  | Exports - Owned Capacity/Entitlement Located Outside the Area
2014 | US | NPCC | - | New York |  | Exports - Modeled
2014 | US | NPCC | - | New York |  | Exports - Expected
2014 | US | NPCC | - | New York |  | Scheduled Outages |  |  | 0 | 0 | 0 | 0 | 0 | 0 | 0 | 0 | 0 | 0
2014 | US | NPCC | - | New York |  | Transmission Limitations |  |  | 0 | 0 | 0 | 0 | 0 | 0 | 0 | 0 | 0 | 0
2014 | US | NPCC | - | New York |  | Other Capacity Adjustments |  |  | 0 | 0 | 0 | 0 | 0 | 0 | 0 | 0 | 0 | 0
2014 | US | NPCC | - | New York |  | Existing-Other Capacity |  |  | 2215.2 | 2215.2 | 2215.2 | 2218.7 | 2218.7 | 2218.7 | 2218.7 | 2218.7 | 2218.7 | 2218.7
2014 | US | NPCC | - | New York |  | Future-Other Capacity |  |  | 1160.53 | 1527.53 | 2121.78 | 2121.78 | 2121.78 | 2121.78 | 2121.78 | 2121.78 | 2121.78 | 0
2014 | US | NPCC | - | New York |  | Existing-Certain Capacity |  |  | 38176.5 | 38176.5 | 37868.8 | 37873.3 | 37873.3 | 37873.3 | 37873.3 | 37873.3 | 37873.3 | 37873.3
2014 | US | NPCC | - | New York |  | Future-Planned Capacity |  |  | 22.5 | 22.5 | 22.5 | 22.5 | 22.5 | 22.5 | 22.5 | 22.5 | 22.5 | 22.5
2014 | US | NPCC | - | New York |  | Existing-Certain & Net Firm Transfers Margin |  |  | 65.17% | 64.75% | 63.13% | 62.74% | 61.81% | 61.33% | 60.83% | 60.29% | 59.69% | 58.98%
2014 | US | NPCC | - | New York |  | Anticipated Margin |  |  | 65.26% | 64.84% | 63.22% | 62.83% | 61.91% | 61.42% | 60.93% | 60.39% | 59.78% | 59.07%
2014 | US | NPCC | - | New York |  | Prospective Margin |  |  | 83.81% | 84.87% | 85.68% | 85.25% | 84.2% | 83.64% | 83.08% | 82.47% | 81.78% | 72.37%
2014 | US | NPCC | - | New York |  | Adjusted-Potential Margin |  |  | 83.81% | 84.87% | 85.68% | 85.25% | 84.2% | 83.64% | 83.08% | 82.47% | 81.78% | 72.37%
2014 | US | NPCC | - | New York |  | Reference Margin Level | 17% | 17% | 17% | 17% | 17% | 17% | 17% | 17% | 17% | 17% | 17% | 17%
2014 | CA | NPCC | - | Ontario |  | Total Internal Demand |  |  | 21900.6138 | 21900.6138 | 21528.7276 | 21592.4887 | 21577.5061 | 21535.3415 | 21646.1272 | 21541.2998 | 21508.1743 | 21627.9409
2014 | CA | NPCC | - | Ontario |  | Net Internal Demand |  |  | 21172.5 | 21119.1889 | 20672.8824 | 20736.6435 | 20721.6609 | 20579.4963 | 20540.282 | 20285.4546 | 20052.3291 | 19972.0957
2014 | CA | NPCC | - | Ontario |  | Conservation / Energy Efficiency |  | 30.1104 | 60.2208 | 151.5645 | 255.8268 | 596.0927 | 989.4421 | 1262.1624 | 1468.1354 | 1676.6873 | 1903.317 | 2125.0474
2014 | CA | NPCC | - | Ontario |  | Direct Control Load Management (DCLM) - Program Total
2014 | CA | NPCC | - | Ontario |  | Direct Control Load Management (DCLM) - Available
2014 | CA | NPCC | - | Ontario |  | Interruptible Load - Program Total
2014 | CA | NPCC | - | Ontario |  | Interruptible Load - Available
2014 | CA | NPCC | - | Ontario |  | Critical Peak-Pricing (CPP) with Load Control - Program Total
2014 | CA | NPCC | - | Ontario |  | Critical Peak-Pricing (CPP) with Load Control - Available
2014 | CA | NPCC | - | Ontario |  | Load as a Capacity Resource (LCR) - Program Total
2014 | CA | NPCC | - | Ontario |  | Load as a Capacity Resource (LCR) - Available
2014 | CA | NPCC | - | Ontario |  | Estimated Diversity |  |  | 0 | 0 | 0 | 0 | 0 | 0 | 0 | 0 | 0 | 0
2014 | CA | NPCC | - | Ontario |  | Stand-by Load under Contract
2014 | CA | NPCC | - | Ontario |  | Imports - Prior Year Actual | 51
2014 | CA | NPCC | - | Ontario |  | Imports - Firm |  |  | 0 | 0 | 0 | 0 | 0 | 0 | 0 | 0 | 0 | 0
2014 | CA | NPCC | - | Ontario |  | Imports - Full-Responsibility Purchases |  |  | 0 | 0 | 0 | 0 | 0 | 0 | 0 | 0 | 0 | 0
2014 | CA | NPCC | - | Ontario |  | Imports - Owned Capacity/Entitlement Located Outside the Area |  |  | 0 | 0 | 0 | 0 | 0 | 0 | 0 | 0 | 0 | 0
2014 | CA | NPCC | - | Ontario |  | Imports - Modeled |  |  | 0 | 0 | 0 | 0 | 0 | 0 | 0 | 0 | 0 | 0
2014 | CA | NPCC | - | Ontario |  | Imports - Expected |  |  | 0 | 0 | 0 | 0 | 0 | 0 | 0 | 0 | 0 | 0
2014 | CA | NPCC | - | Ontario |  | Exports - Prior Year Actual | 3238
2014 | CA | NPCC | - | Ontario |  | Exports - Firm |  |  | 0 | 0 | 0 | 0 | 0 | 0 | 0 | 0 | 0 | 0
2014 | CA | NPCC | - | Ontario |  | Exports - Full-Responsibility Sales |  |  | 0 | 0 | 0 | 0 | 0 | 0 | 0 | 0 | 0 | 0
2014 | CA | NPCC | - | Ontario |  | Exports - Owned Capacity/Entitlement Located Outside the Area |  |  | 0 | 0 | 0 | 0 | 0 | 0 | 0 | 0 | 0 | 0
2014 | CA | NPCC | - | Ontario |  | Exports - Modeled |  |  | 0 | 0 | 0 | 0 | 0 | 0 | 0 | 0 | 0 | 0
2014 | CA | NPCC | - | Ontario |  | Exports - Expected |  |  | 0 | 0 | 0 | 0 | 0 | 0 | 0 | 0 | 0 | 0
2014 | CA | NPCC | - | Ontario |  | Scheduled Outages |  |  | 0 | 0 | 0 | 0 | 0 | 0 | 0 | 0 | 0 | 0
2014 | CA | NPCC | - | Ontario |  | Transmission Limitations |  |  | 0 | 0 | 0 | 0 | 0 | 0 | 0 | 0 | 0 | 0
2014 | CA | NPCC | - | Ontario |  | Other Capacity Adjustments |  |  | 0 | 0 | 0 | 0 | 0 | 0 | 0 | 0 | 0 | 0
2014 | CA | NPCC | - | Ontario |  | Existing-Other Capacity |  |  | 0 | 0 | 0 | 0 | 0 | 0 | 0 | 0 | 0 | 0
2014 | CA | NPCC | - | Ontario |  | Future-Other Capacity |  |  | 0 | 0 | 0 | 0 | 0 | 0 | 0 | 0 | 0 | 0
2014 | CA | NPCC | - | Ontario |  | Existing-Certain Capacity |  |  | 27957.0584 | 26134.3584 | 26439.9584 | 25516.5584 | 25000.5584 | 23155.5584 | 22159.5584 | 22072.3584 | 22072.3584 | 22135.3584
2014 | CA | NPCC | - | Ontario |  | Future-Planned Capacity |  |  | 1462.886 | 1613.7421 | 2723.0088 | 2987.8295 | 3391.0034 | 4053.9238 | 6262.6824 | 7073.1324 | 7073.1324 | 7073.1324
2014 | CA | NPCC | - | Ontario |  | Existing-Certain & Net Firm Transfers Margin |  |  | 32.04% | 23.75% | 27.9% | 23.05% | 20.65% | 12.52% | 7.883% | 8.809% | 10.07% | 10.83%
2014 | CA | NPCC | - | Ontario |  | Anticipated Margin |  |  | 38.95% | 31.39% | 41.07% | 37.46% | 37.01% | 32.22% | 38.37% | 43.68% | 45.35% | 46.25%
2014 | CA | NPCC | - | Ontario |  | Prospective Margin |  |  | 38.95% | 31.39% | 41.07% | 37.46% | 37.01% | 32.22% | 38.37% | 43.68% | 45.35% | 46.25%
2014 | CA | NPCC | - | Ontario |  | Adjusted-Potential Margin |  |  | 38.95% | 31.39% | 41.07% | 37.46% | 37.01% | 32.22% | 38.37% | 43.68% | 45.35% | 46.25%
2014 | CA | NPCC | - | Ontario |  | Reference Margin Level | 20.2% | 19.33% | 19.5% | 18.78% | 19.86% | 19.99% | 20% | 20% | 20% | 20% | 20% | 20%
2014 | CA | NPCC | - | Quebec |  | Total Internal Demand |  |  | 38315.521 | 38611.5179 | 38847.4239 | 39168.3708 | 39567.0796 | 40218.0577 | 40558.4846 | 40862.4846 | 41120.0804 | 41373.4846
2014 | CA | NPCC | - | Quebec |  | Net Internal Demand |  |  | 36607.521 | 36759.5179 | 36945.4239 | 37216.3708 | 37565.0796 | 38016.0577 | 38306.4846 | 38610.4846 | 38868.0804 | 39121.4846
2014 | CA | NPCC | - | Quebec |  | Conservation / Energy Efficiency |  | 1428 | 1550 | 1649 | 1737 | 1822 | 1924 | 2036 | 2157 | 2291 | 2439 | 2601
2014 | CA | NPCC | - | Quebec |  | Direct Control Load Management (DCLM) - Program Total |  |  | 250 | 300 | 350 | 400 | 450 | 500 | 550 | 550 | 550 | 550
2014 | CA | NPCC | - | Quebec |  | Direct Control Load Management (DCLM) - Available |  |  | 250 | 300 | 350 | 400 | 450 | 500 | 550 | 550 | 550 | 550
2014 | CA | NPCC | - | Quebec |  | Interruptible Load - Program Total |  |  | 1458 | 1552 | 1552 | 1552 | 1552 | 1702 | 1702 | 1702 | 1702 | 1702
2014 | CA | NPCC | - | Quebec |  | Interruptible Load - Available |  |  | 1458 | 1552 | 1552 | 1552 | 1552 | 1702 | 1702 | 1702 | 1702 | 1702
2014 | CA | NPCC | - | Quebec |  | Critical Peak-Pricing (CPP) with Load Control - Program Total |  |  | 640 | 640 | 640 | 650 | 650 | 650 | 650 | 650 | 650 | 650
2014 | CA | NPCC | - | Quebec |  | Critical Peak-Pricing (CPP) with Load Control - Available
2014 | CA | NPCC | - | Quebec |  | Load as a Capacity Resource (LCR) - Program Total
2014 | CA | NPCC | - | Quebec |  | Load as a Capacity Resource (LCR) - Available
2014 | CA | NPCC | - | Quebec |  | Estimated Diversity
2014 | CA | NPCC | - | Quebec |  | Stand-by Load under Contract
2014 | CA | NPCC | - | Quebec |  | Imports - Prior Year Actual | 725
2014 | CA | NPCC | - | Quebec |  | Imports - Firm |  |  | 1100 | 1100 | 1100 | 1100 | 1100 | 1100 | 1100 | 1100 | 1100 | 1100
2014 | CA | NPCC | - | Quebec |  | Imports - Full-Responsibility Purchases
2014 | CA | NPCC | - | Quebec |  | Imports - Owned Capacity/Entitlement Located Outside the Area
2014 | CA | NPCC | - | Quebec |  | Imports - Modeled |  |  | 1100 | 1100 | 1100 | 1100 | 1100 | 1100 | 1100 | 1100 | 1100 | 1100
2014 | CA | NPCC | - | Quebec |  | Imports - Expected
2014 | CA | NPCC | - | Quebec |  | Exports - Prior Year Actual | 472
2014 | CA | NPCC | - | Quebec |  | Exports - Firm |  |  | 974 | 1017 | 750 | 151 | 151 | 145 | 145 | 145 | 145 | 145
2014 | CA | NPCC | - | Quebec |  | Exports - Full-Responsibility Sales |  |  | 176 | 151 | 151 | 151 | 151 | 145 | 145 | 145 | 145 | 145
2014 | CA | NPCC | - | Quebec |  | Exports - Owned Capacity/Entitlement Located Outside the Area
2014 | CA | NPCC | - | Quebec |  | Exports - Modeled
2014 | CA | NPCC | - | Quebec |  | Exports - Expected
2014 | CA | NPCC | - | Quebec |  | Scheduled Outages
2014 | CA | NPCC | - | Quebec |  | Transmission Limitations
2014 | CA | NPCC | - | Quebec |  | Other Capacity Adjustments
2014 | CA | NPCC | - | Quebec |  | Existing-Other Capacity |  |  | 0 | 0 | 0 | 0 | 0 | 0 | 0 | 0 | 0 | 0
2014 | CA | NPCC | - | Quebec |  | Future-Other Capacity |  |  | 0 | 0 | 0 | 0 | 0 | 0 | 0 | 0 | 0 | 0
2014 | CA | NPCC | - | Quebec |  | Existing-Certain Capacity |  |  | 40068.904 | 40101.904 | 40134.904 | 40716.904 | 40751.904 | 40786.904 | 40809.904 | 40844.904 | 40879.904 | 40879.904
2014 | CA | NPCC | - | Quebec |  | Future-Planned Capacity |  |  | 1061.925 | 1442.935 | 1935.835 | 1935.835 | 1935.835 | 2285.835 | 2285.835 | 2285.835 | 2285.835 | 2285.835
2014 | CA | NPCC | - | Quebec |  | Existing-Certain & Net Firm Transfers Margin |  |  | 9.8% | 9.318% | 9.58% | 11.96% | 11.01% | 9.801% | 9.028% | 8.261% | 7.633% | 6.936%
2014 | CA | NPCC | - | Quebec |  | Anticipated Margin |  |  | 12.7% | 13.24% | 14.82% | 17.16% | 16.16% | 15.81% | 15% | 14.18% | 13.51% | 12.78%
2014 | CA | NPCC | - | Quebec |  | Prospective Margin |  |  | 12.7% | 13.24% | 14.82% | 17.16% | 16.16% | 15.81% | 15% | 14.18% | 13.51% | 12.78%
2014 | CA | NPCC | - | Quebec |  | Adjusted-Potential Margin |  |  | 12.7% | 13.24% | 14.82% | 17.16% | 16.16% | 15.81% | 15% | 14.18% | 13.51% | 12.78%
2014 | CA | NPCC | - | Quebec |  | Reference Margin Level | 10.5% | 10.5% | 11.4% | 12.2% | 12.2% | 12.2% | 12.2% | 12.2% | 12.2% | 12.2% | 12.2% | 12.2%
2014 | US | RF | - | PJM |  | Total Internal Demand |  |  | 135526 | 137308 | 138314 | 139213 | 139975 | 141369 | 142489 | 143481 | 144359 | 144913
2014 | US | RF | - | PJM |  | Net Internal Demand |  |  | 135526 | 137308 | 138314 | 139213 | 139975 | 141369 | 142489 | 143481 | 144359 | 144913
2014 | US | RF | - | PJM |  | Conservation / Energy Efficiency |  | 0 | 0 | 0 | 0 | 0 | 0 | 0 | 0 | 0 | 0 | 0
2014 | US | RF | - | PJM |  | Direct Control Load Management (DCLM) - Program Total |  |  | 0 | 0 | 0 | 0 | 0 | 0 | 0 | 0 | 0 | 0
2014 | US | RF | - | PJM |  | Direct Control Load Management (DCLM) - Available
2014 | US | RF | - | PJM |  | Interruptible Load - Program Total |  |  | 0 | 0 | 0 | 0 | 0 | 0 | 0 | 0 | 0 | 0
2014 | US | RF | - | PJM |  | Interruptible Load - Available
2014 | US | RF | - | PJM |  | Critical Peak-Pricing (CPP) with Load Control - Program Total
2014 | US | RF | - | PJM |  | Critical Peak-Pricing (CPP) with Load Control - Available
2014 | US | RF | - | PJM |  | Load as a Capacity Resource (LCR) - Program Total
2014 | US | RF | - | PJM |  | Load as a Capacity Resource (LCR) - Available
2014 | US | RF | - | PJM |  | Estimated Diversity
2014 | US | RF | - | PJM |  | Stand-by Load under Contract
2014 | US | RF | - | PJM |  | Imports - Prior Year Actual | 6287
2014 | US | RF | - | PJM |  | Imports - Firm |  |  | 380 380: 5229; 385 385: 9081; 390 390: 6386
2014 | US | RF | - | PJM |  | Imports - Full-Responsibility Purchases |  |  | 380 380: 5229; 385 385: 9081; 390 390: 6386
2014 | US | RF | - | PJM |  | Imports - Owned Capacity/Entitlement Located Outside the Area
2014 | US | RF | - | PJM |  | Imports - Modeled
2014 | US | RF | - | PJM |  | Imports - Expected | [5 empty] | 6386 | 6386 | 6386 | 6386 | 6386 | 6386 | 6386
2014 | US | RF | - | PJM |  | Exports - Prior Year Actual | 2740
2014 | US | RF | - | PJM |  | Exports - Firm |  |  | 380 380: 1310; 385 385: 1310; 390 390: 1400
2014 | US | RF | - | PJM |  | Exports - Full-Responsibility Sales |  |  | 380 380: 1310; 385 385: 1310; 390 390: 1400
2014 | US | RF | - | PJM |  | Exports - Owned Capacity/Entitlement Located Outside the Area
2014 | US | RF | - | PJM |  | Exports - Modeled
2014 | US | RF | - | PJM |  | Exports - Expected | [5 empty] | 1400 | 1400 | 1400 | 1400 | 1400 | 1400 | 1400
2014 | US | RF | - | PJM |  | Scheduled Outages
2014 | US | RF | - | PJM |  | Transmission Limitations
2014 | US | RF | - | PJM |  | Other Capacity Adjustments
2014 | US | RF | - | PJM |  | Existing-Other Capacity |  |  | 380 | 483 | 483 | 528 | 528 | 528 | 528 | 528 | 528 | 528
2014 | US | RF | - | PJM |  | Future-Other Capacity |  |  | 5229.3504 | 8465.9036 | 6491.8366 | 4656.2856 | 3325.9883 | 3325.9883 | 3325.9883 | 3325.9883 | 3325.9883 | 0
2014 | US | RF | - | PJM |  | Existing-Certain Capacity |  |  | 177760.8 | 173317 | 173009 | 173154.4 | 173178.4 | 173178.4 | 173178.4 | 173178.4 | 173178.4 | 173178.4
2014 | US | RF | - | PJM |  | Future-Planned Capacity |  |  | 1482.84 | 11762.14 | 12502.34 | 12749.14 | 12749.14 | 12749.14 | 12749.14 | 12749.14 | 12749.14 | 14319.14
2014 | US | RF | - | PJM |  | Existing-Certain & Net Firm Transfers Margin |  |  | 34.06% | 31.88% | 28.69% | 24.38% | 23.72% | 22.5% | 21.54% | 20.7% | 19.96% | 19.51%
2014 | US | RF | - | PJM |  | Anticipated Margin |  |  | 35.15% | 40.45% | 37.73% | 33.54% | 32.83% | 31.52% | 30.49% | 29.58% | 28.8% | 29.39%
2014 | US | RF | - | PJM |  | Prospective Margin |  |  | 39.29% | 46.97% | 42.77% | 40.84% | 39.14% | 37.77% | 36.69% | 35.74% | 34.92% | 33.19%
2014 | US | RF | - | PJM |  | Adjusted-Potential Margin |  |  | 39.29% | 46.97% | 42.77% | 40.84% | 39.14% | 37.77% | 36.69% | 35.74% | 34.92% | 33.19%
2014 | US | RF | - | PJM |  | Reference Margin Level | 15.7% | 15.7% | 15.7% | 15.7% | 15.7% | 15.7% | 15.7% | 15.7% | 15.7% | 15.7% | 15.7% | 15.7%
2014 | US | SERC | - | SERC-E |  | Total Internal Demand |  |  | 42466 | 42560 | 42907 | 43476 | 44186 | 44858 | 45603 | 46300 | 46847 | 47557
2014 | US | SERC | - | SERC-E |  | Net Internal Demand |  |  | 41449 | 41213 | 41834 | 42397 | 43102 | 43770 | 44510 | 45202 | 45745 | 46451
2014 | US | SERC | - | SERC-E |  | Conservation / Energy Efficiency |  | 93 | 174 | 277 | 375 | 468 | 542 | 647 | 767 | 894 | 1026 | 1154
2014 | US | SERC | - | SERC-E |  | Direct Control Load Management (DCLM) - Program Total |  |  | 10 | 12 | 13 | 14 | 15 | 16 | 17 | 18 | 18 | 18
2014 | US | SERC | - | SERC-E |  | Direct Control Load Management (DCLM) - Available |  |  | 10 | 12 | 13 | 14 | 15 | 16 | 17 | 18 | 18 | 18
2014 | US | SERC | - | SERC-E |  | Interruptible Load - Program Total |  |  | 984 | 1312 | 1037 | 1042 | 1046 | 1049 | 1053 | 1057 | 1061 | 1065
2014 | US | SERC | - | SERC-E |  | Interruptible Load - Available |  |  | 984 | 1312 | 1037 | 1042 | 1046 | 1049 | 1053 | 1057 | 1061 | 1065
2014 | US | SERC | - | SERC-E |  | Critical Peak-Pricing (CPP) with Load Control - Program Total |  |  | 23 | 23 | 23 | 23 | 23 | 23 | 23 | 23 | 23 | 23
2014 | US | SERC | - | SERC-E |  | Critical Peak-Pricing (CPP) with Load Control - Available |  |  | 23 | 23 | 23 | 23 | 23 | 23 | 23 | 23 | 23 | 23
2014 | US | SERC | - | SERC-E |  | Load as a Capacity Resource (LCR) - Program Total |  |  | 0 | 0 | 0 | 0 | 0 | 0 | 0 | 0 | 0 | 0
2014 | US | SERC | - | SERC-E |  | Load as a Capacity Resource (LCR) - Available |  |  | 0 | 0 | 0 | 0 | 0 | 0 | 0 | 0 | 0 | 0
2014 | US | SERC | - | SERC-E |  | Estimated Diversity |  |  | 0 | 0 | 0 | 0 | 0 | 0 | 0 | 0 | 0 | 0
2014 | US | SERC | - | SERC-E |  | Stand-by Load under Contract |  |  | 62 | 64 | 67 | 69 | 72 | 74 | 76 | 79 | 81 | 81
2014 | US | SERC | - | SERC-E |  | Imports - Prior Year Actual | 2114
2014 | US | SERC | - | SERC-E |  | Imports - Firm |  |  | 2184 | 1684 | 1684 | 1684 | 1984 | 1684 | 1684 | 1684 | 1684 | 1684
2014 | US | SERC | - | SERC-E |  | Imports - Full-Responsibility Purchases |  |  | 857 | 657 | 657 | 657 | 657 | 657 | 657 | 657 | 657 | 657
2014 | US | SERC | - | SERC-E |  | Imports - Owned Capacity/Entitlement Located Outside the Area |  |  | 0 | 0 | 0 | 0 | 0 | 0 | 0 | 0 | 0 | 0
2014 | US | SERC | - | SERC-E |  | Imports - Modeled
2014 | US | SERC | - | SERC-E |  | Imports - Expected |  |  | 0 | 0 | 0 | 0 | 0 | 0 | 0 | 0 | 0 | 0
2014 | US | SERC | - | SERC-E |  | Exports - Prior Year Actual
2014 | US | SERC | - | SERC-E |  | Exports - Firm
2014 | US | SERC | - | SERC-E |  | Exports - Full-Responsibility Sales
2014 | US | SERC | - | SERC-E |  | Exports - Owned Capacity/Entitlement Located Outside the Area
2014 | US | SERC | - | SERC-E |  | Exports - Modeled
2014 | US | SERC | - | SERC-E |  | Exports - Expected
2014 | US | SERC | - | SERC-E |  | Scheduled Outages |  |  | 328 | 246 | 276 | 246 | 246 | 246 | 0 | 0 | 0 | 0
2014 | US | SERC | - | SERC-E |  | Transmission Limitations
2014 | US | SERC | - | SERC-E |  | Other Capacity Adjustments
2014 | US | SERC | - | SERC-E |  | Existing-Other Capacity |  |  | 1564.5 | 1564.5 | 1564.5 | 1564.5 | 1564.5 | 1564.5 | 1564.5 | 1564.5 | 1564.5 | 1564.5
2014 | US | SERC | - | SERC-E |  | Future-Other Capacity |  |  | 0 | 0 | 0 | 0 | 0 | 0 | 0 | 0 | 0 | 0
2014 | US | SERC | - | SERC-E |  | Existing-Certain Capacity |  |  | 52927.22 | 53009.22 | 52979.22 | 53009.22 | 52663.22 | 52663.22 | 52909.22 | 52909.22 | 52909.22 | 52909.22
2014 | US | SERC | - | SERC-E |  | Future-Planned Capacity |  |  | 0 | 0 | 0 | 1117 | 2234 | 2234 | 2234 | 2234 | 2234 | 2234
2014 | US | SERC | - | SERC-E |  | Existing-Certain & Net Firm Transfers Margin |  |  | 32.96% | 32.71% | 30.67% | 29% | 26.79% | 24.17% | 22.65% | 20.78% | 19.34% | 17.53%
2014 | US | SERC | - | SERC-E |  | Anticipated Margin |  |  | 32.96% | 32.71% | 30.67% | 31.64% | 31.97% | 29.27% | 27.67% | 25.72% | 24.23% | 22.34%
2014 | US | SERC | - | SERC-E |  | Prospective Margin |  |  | 36.74% | 36.5% | 34.41% | 35.33% | 35.6% | 32.84% | 31.19% | 29.18% | 27.65% | 25.71%
2014 | US | SERC | - | SERC-E |  | Adjusted-Potential Margin |  |  | 36.74% | 36.51% | 34.63% | 35.55% | 36.22% | 33.46% | 31.99% | 30.26% | 28.72% | 27%
2014 | US | SERC | - | SERC-E |  | Reference Margin Level | 15% | 15% | 15% | 15% | 15% | 15% | 15% | 15% | 15% | 15% | 15% | 15%
2014 | US | SERC | - | SERC-N |  | Total Internal Demand |  |  | 40288 | 41022 | 41348 | 41639 | 41955 | 42419 | 42902 | 43322 | 43642 | 44263
2014 | US | SERC | - | SERC-N |  | Net Internal Demand |  |  | 38312 | 38916 | 39108 | 39254 | 39428 | 39744 | 40074 | 40341 | 40518 | 41021
2014 | US | SERC | - | SERC-N |  | Conservation / Energy Efficiency |  | 169 | 191 | 212 | 234 | 210 | 210 | 210 | 210 | 210 | 210 | 210
2014 | US | SERC | - | SERC-N |  | Direct Control Load Management (DCLM) - Program Total |  |  | 0 | 0 | 0 | 0 | 0 | 0 | 0 | 0 | 0 | 0
2014 | US | SERC | - | SERC-N |  | Direct Control Load Management (DCLM) - Available |  |  | 0 | 0 | 0 | 0 | 0 | 0 | 0 | 0 | 0 | 0
2014 | US | SERC | - | SERC-N |  | Interruptible Load - Program Total |  |  | 1184 | 1184 | 1184 | 1184 | 1184 | 1184 | 1184 | 1184 | 1184 | 1184
2014 | US | SERC | - | SERC-N |  | Interruptible Load - Available |  |  | 1184 | 1184 | 1184 | 1184 | 1184 | 1184 | 1184 | 1184 | 1184 | 1184
2014 | US | SERC | - | SERC-N |  | Critical Peak-Pricing (CPP) with Load Control - Program Total |  |  | 0 | 0 | 0 | 0 | 0 | 0 | 0 | 0 | 0 | 0
2014 | US | SERC | - | SERC-N |  | Critical Peak-Pricing (CPP) with Load Control - Available |  |  | 0 | 0 | 0 | 0 | 0 | 0 | 0 | 0 | 0 | 0
2014 | US | SERC | - | SERC-N |  | Load as a Capacity Resource (LCR) - Program Total |  |  | 792 | 922 | 1056 | 1201 | 1343 | 1491 | 1644 | 1797 | 1940 | 2058
2014 | US | SERC | - | SERC-N |  | Load as a Capacity Resource (LCR) - Available |  |  | 792 | 922 | 1056 | 1201 | 1343 | 1491 | 1644 | 1797 | 1940 | 2058
2014 | US | SERC | - | SERC-N |  | Estimated Diversity |  |  | 0 | 0 | 0 | 0 | 0 | 0 | 0 | 0 | 0 | 0
2014 | US | SERC | - | SERC-N |  | Stand-by Load under Contract |  |  | 0 | 0 | 0 | 0 | 0 | 0 | 0 | 0 | 0 | 0
2014 | US | SERC | - | SERC-N |  | Imports - Prior Year Actual | 1650
2014 | US | SERC | - | SERC-N |  | Imports - Firm |  |  | 542 | 542 | 542 | 542 | 542 | 542 | 542 | 542 | 542 | 542
2014 | US | SERC | - | SERC-N |  | Imports - Full-Responsibility Purchases |  |  | 182 | 182 | 182 | 182 | 182 | 182 | 182 | 182 | 182 | 182
2014 | US | SERC | - | SERC-N |  | Imports - Owned Capacity/Entitlement Located Outside the Area |  |  | 0 | 0 | 0 | 0 | 0 | 0 | 0 | 0 | 0 | 0
2014 | US | SERC | - | SERC-N |  | Imports - Modeled
2014 | US | SERC | - | SERC-N |  | Imports - Expected |  |  | 0 | 0 | 0 | 0 | 0 | 0 | 0 | 0 | 0 | 0
2014 | US | SERC | - | SERC-N |  | Exports - Prior Year Actual
2014 | US | SERC | - | SERC-N |  | Exports - Firm
2014 | US | SERC | - | SERC-N |  | Exports - Full-Responsibility Sales
2014 | US | SERC | - | SERC-N |  | Exports - Owned Capacity/Entitlement Located Outside the Area
2014 | US | SERC | - | SERC-N |  | Exports - Modeled
2014 | US | SERC | - | SERC-N |  | Exports - Expected
2014 | US | SERC | - | SERC-N |  | Scheduled Outages |  |  | 247 | 289 | 178 | 132 | 132 | 147 | 132 | 0 | 0 | 0
2014 | US | SERC | - | SERC-N |  | Transmission Limitations
2014 | US | SERC | - | SERC-N |  | Other Capacity Adjustments
2014 | US | SERC | - | SERC-N |  | Existing-Other Capacity |  |  | 1973.5 | 3790 | 3790 | 3790 | 3790 | 3790 | 3790 | 3790 | 4749 | 4749
2014 | US | SERC | - | SERC-N |  | Future-Other Capacity |  |  | 0 | 0 | 0 | 0 | 0 | 0 | 0 | 0 | 0 | 0
2014 | US | SERC | - | SERC-N |  | Existing-Certain Capacity |  |  | 52975.46 | 50332.46 | 50444.46 | 50352.46 | 50611.46 | 51464.46 | 51479.46 | 51611.46 | 50659.46 | 50659.46
2014 | US | SERC | - | SERC-N |  | Future-Planned Capacity |  |  | 1901 | 1901 | 1901 | 1901 | 1901 | 1901 | 1901 | 1901 | 1901 | 1901
2014 | US | SERC | - | SERC-N |  | Existing-Certain & Net Firm Transfers Margin |  |  | 39.69% | 30.73% | 30.37% | 29.65% | 29.74% | 30.85% | 29.81% | 29.28% | 26.37% | 24.82%
2014 | US | SERC | - | SERC-N |  | Anticipated Margin |  |  | 44.65% | 35.61% | 35.23% | 34.5% | 34.56% | 35.64% | 34.56% | 33.99% | 31.06% | 29.45%
2014 | US | SERC | - | SERC-N |  | Prospective Margin |  |  | 49.8% | 45.35% | 44.93% | 44.15% | 44.17% | 45.17% | 44.01% | 43.39% | 42.78% | 41.03%
2014 | US | SERC | - | SERC-N |  | Adjusted-Potential Margin |  |  | 49.8% | 45.35% | 44.93% | 44.32% | 44.34% | 45.34% | 44.18% | 43.55% | 43.16% | 41.41%
2014 | US | SERC | - | SERC-N |  | Reference Margin Level | 15% | 15% | 15% | 15% | 15% | 15% | 15% | 15% | 15% | 15% | 15% | 15%
2014 | US | SERC | - | SERC-SE |  | Total Internal Demand |  |  | 44692 | 45292 | 45946 | 46332 | 46997 | 47635 | 48300 | 48996 | 49679 | 50399
2014 | US | SERC | - | SERC-SE |  | Net Internal Demand |  |  | 44634 | 45232 | 45884 | 46269 | 46934 | 47570 | 48234 | 48929 | 49612 | 50331
2014 | US | SERC | - | SERC-SE |  | Conservation / Energy Efficiency |  | 0 | 0 | 0 | 0 | 0 | 0 | 0 | 0 | 0 | 0 | 0
2014 | US | SERC | - | SERC-SE |  | Direct Control Load Management (DCLM) - Program Total |  |  | 12 | 14 | 16 | 17 | 17 | 18 | 19 | 20 | 20 | 21
2014 | US | SERC | - | SERC-SE |  | Direct Control Load Management (DCLM) - Available |  |  | 12 | 14 | 16 | 17 | 17 | 18 | 19 | 20 | 20 | 21
2014 | US | SERC | - | SERC-SE |  | Interruptible Load - Program Total |  |  | 46 | 46 | 46 | 46 | 46 | 47 | 47 | 47 | 47 | 47
2014 | US | SERC | - | SERC-SE |  | Interruptible Load - Available |  |  | 46 | 46 | 46 | 46 | 46 | 47 | 47 | 47 | 47 | 47
2014 | US | SERC | - | SERC-SE |  | Critical Peak-Pricing (CPP) with Load Control - Program Total |  |  | 0 | 0 | 0 | 0 | 0 | 0 | 0 | 0 | 0 | 0
2014 | US | SERC | - | SERC-SE |  | Critical Peak-Pricing (CPP) with Load Control - Available |  |  | 0 | 0 | 0 | 0 | 0 | 0 | 0 | 0 | 0 | 0
2014 | US | SERC | - | SERC-SE |  | Load as a Capacity Resource (LCR) - Program Total |  |  | 0 | 0 | 0 | 0 | 0 | 0 | 0 | 0 | 0 | 0
2014 | US | SERC | - | SERC-SE |  | Load as a Capacity Resource (LCR) - Available |  |  | 0 | 0 | 0 | 0 | 0 | 0 | 0 | 0 | 0 | 0
2014 | US | SERC | - | SERC-SE |  | Estimated Diversity |  |  | 0 | 0 | 0 | 0 | 0 | 0 | 0 | 0 | 0 | 0
2014 | US | SERC | - | SERC-SE |  | Stand-by Load under Contract |  |  | 0 | 0 | 0 | 0 | 0 | 0 | 0 | 0 | 0 | 0
2014 | US | SERC | - | SERC-SE |  | Imports - Prior Year Actual | 601
2014 | US | SERC | - | SERC-SE |  | Imports - Firm |  |  | 1012 | 988 | 945 | 931 | 755 | 947 | 930 | 753 | 737 | 717
2014 | US | SERC | - | SERC-SE |  | Imports - Full-Responsibility Purchases |  |  | 0 | 0 | 0 | 0 | 0 | 0 | 0 | 0 | 0 | 0
2014 | US | SERC | - | SERC-SE |  | Imports - Owned Capacity/Entitlement Located Outside the Area |  |  | 1012 | 988 | 945 | 931 | 755 | 947 | 930 | 753 | 737 | 717
2014 | US | SERC | - | SERC-SE |  | Imports - Modeled
2014 | US | SERC | - | SERC-SE |  | Imports - Expected |  |  | 0 | 0 | 0 | 0 | 0 | 0 | 0 | 0 | 0 | 0
2014 | US | SERC | - | SERC-SE |  | Exports - Prior Year Actual
2014 | US | SERC | - | SERC-SE |  | Exports - Firm
2014 | US | SERC | - | SERC-SE |  | Exports - Full-Responsibility Sales
2014 | US | SERC | - | SERC-SE |  | Exports - Owned Capacity/Entitlement Located Outside the Area
2014 | US | SERC | - | SERC-SE |  | Exports - Modeled
2014 | US | SERC | - | SERC-SE |  | Exports - Expected
2014 | US | SERC | - | SERC-SE |  | Scheduled Outages |  |  | 5061 | 3884 | 3007 | 3414 | 3446 | 4571 | 3358 | 2324 | 1055 | 1055
2014 | US | SERC | - | SERC-SE |  | Transmission Limitations
2014 | US | SERC | - | SERC-SE |  | Other Capacity Adjustments
2014 | US | SERC | - | SERC-SE |  | Existing-Other Capacity |  |  | 344.95 | 344.95 | 344.95 | 344.95 | 344.95 | 344.95 | 344.95 | 344.95 | 344.95 | 344.95
2014 | US | SERC | - | SERC-SE |  | Future-Other Capacity |  |  | 0 | 0 | 0 | 0 | 0 | 0 | 0 | 0 | 0 | 0
2014 | US | SERC | - | SERC-SE |  | Existing-Certain Capacity |  |  | 58992.5 | 59842.8 | 60724.2 | 60321.2 | 60279.4 | 59163.6 | 60385.8 | 61419.8 | 62688.8 | 62688.8
2014 | US | SERC | - | SERC-SE |  | Future-Planned Capacity |  |  | 632.5 | 632.5 | 1732.5 | 2832.5 | 2832.5 | 2832.5 | 2832.5 | 2832.5 | 2832.5 | 2832.5
2014 | US | SERC | - | SERC-SE |  | Existing-Certain & Net Firm Transfers Margin |  |  | 34.44% | 34.49% | 34.4% | 32.38% | 30.04% | 26.36% | 27.12% | 27.07% | 27.84% | 25.98%
2014 | US | SERC | - | SERC-SE |  | Anticipated Margin |  |  | 35.85% | 35.88% | 38.18% | 38.5% | 36.08% | 32.32% | 32.99% | 32.86% | 33.55% | 31.61%
2014 | US | SERC | - | SERC-SE |  | Prospective Margin |  |  | 36.63% | 36.65% | 38.93% | 39.25% | 36.81% | 33.04% | 33.71% | 33.56% | 34.25% | 32.29%
2014 | US | SERC | - | SERC-SE |  | Adjusted-Potential Margin |  |  | 36.63% | 37.05% | 39.54% | 39.85% | 37.41% | 33.63% | 34.29% | 34.13% | 34.81% | 32.85%
2014 | US | SERC | - | SERC-SE |  | Reference Margin Level | 15% | 15% | 15% | 15% | 15% | 15% | 15% | 15% | 15% | 15% | 15% | 15%
2014 | US | SPP | - | SPP |  | Total Internal Demand |  |  | 36702.225 | 38122.6621 | 38548.5139 | 39181.123 | 39546.0489 | 40061.9009 | 40664.2472 | 41140.861 | 41639.0626 | 42063.5967
2014 | US | SPP | - | SPP |  | Net Internal Demand |  |  | 35642.0202 | 37066.9826 | 37497.518 | 38128.8224 | 38493.3104 | 39008.9407 | 39611.9441 | 40089.3495 | 40588.0907 | 41011.1214
2014 | US | SPP | - | SPP |  | Conservation / Energy Efficiency |  | 241.0563 | 285.0538 | 331.7354 | 379.5625 | 421.931 | 459.747 | 490.8834 | 509.5666 | 528.672 | 542.2325 | 553.7629
2014 | US | SPP | - | SPP |  | Direct Control Load Management (DCLM) - Program Total | 22 | 46.1 | 130.3022 | 131.7769 | 133.0933 | 134.398 | 134.836 | 135.0576 | 134.4005 | 133.6089 | 133.0694 | 134.3852
2014 | US | SPP | - | SPP |  | Direct Control Load Management (DCLM) - Available |  | 46.1 | 70.1022 | 71.5769 | 72.8933 | 74.198 | 74.636 | 74.8576 | 74.2005 | 73.4089 | 72.8694 | 74.1852
2014 | US | SPP | - | SPP |  | Interruptible Load - Program Total |  | 224 | 956.0026 | 956.0026 | 956.0026 | 956.0026 | 956.0026 | 956.0026 | 956.0026 | 956.0026 | 956.0026 | 956.1901
2014 | US | SPP | - | SPP |  | Interruptible Load - Available |  | 179.2 | 981.1026 | 975.1026 | 969.1026 | 969.1026 | 969.1026 | 969.1026 | 969.1026 | 969.1026 | 969.1026 | 969.2901
2014 | US | SPP | - | SPP |  | Critical Peak-Pricing (CPP) with Load Control - Program Total |  | 0 | 9 | 9 | 9 | 9 | 9 | 9 | 9 | 9 | 9 | 9
2014 | US | SPP | - | SPP |  | Critical Peak-Pricing (CPP) with Load Control - Available |  | 0 | 9 | 9 | 9 | 9 | 9 | 9 | 9 | 9 | 9 | 9
2014 | US | SPP | - | SPP |  | Load as a Capacity Resource (LCR) - Program Total |  | 0 | 0 | 0 | 0 | 0 | 0 | 0 | 0 | 0 | 0 | 0
2014 | US | SPP | - | SPP |  | Load as a Capacity Resource (LCR) - Available |  | 0 | 0 | 0 | 0 | 0 | 0 | 0 | 0 | 0 | 0 | 0
2014 | US | SPP | - | SPP |  | Estimated Diversity |  |  | 749.025 | 778.0135 | 786.7044 | 799.6148 | 807.0622 | 817.5898 | 829.8826 | 839.6094 | 849.7768 | 858.4407
2014 | US | SPP | - | SPP |  | Stand-by Load under Contract |  |  | 59.8 | 59.8 | 59.8 | 59.8 | 59.8 | 59.8 | 59.8 | 59.8 | 59.8 | 59.8
2014 | US | SPP | - | SPP |  | Imports - Prior Year Actual | 1948.3
2014 | US | SPP | - | SPP |  | Imports - Firm |  | 55.3 | 2151.85 | 2151.85 | 2441.85 | 2441.85 | 2471.85 | 2471.85 | 2431.85 | 2217.85 | 2167.85 | 2167.85
2014 | US | SPP | - | SPP |  | Imports - Full-Responsibility Purchases |  | 0 | 665.55 | 665.55 | 665.55 | 665.55 | 665.55 | 665.55 | 665.55 | 606.55 | 556.55 | 556.55
2014 | US | SPP | - | SPP |  | Imports - Owned Capacity/Entitlement Located Outside the Area |  | 0 | 418 | 418 | 418 | 418 | 418 | 418 | 418 | 418 | 418 | 418
2014 | US | SPP | - | SPP |  | Imports - Modeled |  | 0 | 0 | 0 | 0 | 0 | 0 | 0 | 0 | 0 | 0 | 0
2014 | US | SPP | - | SPP |  | Imports - Expected |  |  | 0 | 0 | 0 | 0 | 0 | 0 | 0 | 0 | 0 | 0
2014 | US | SPP | - | SPP |  | Exports - Prior Year Actual | 1009.6
2014 | US | SPP | - | SPP |  | Exports - Firm | 0 | 0 | 1006.1 | 1006.1 | 952.1 | 952.1 | 917.1 | 917.1 | 917.1 | 879.6 | 879.6 | 879.6
2014 | US | SPP | - | SPP |  | Exports - Full-Responsibility Sales | 0 | 0 | 124.5 | 124.5 | 124.5 | 124.5 | 89.5 | 89.5 | 89.5 | 52 | 52 | 0
2014 | US | SPP | - | SPP |  | Exports - Owned Capacity/Entitlement Located Outside the Area | 0 | 0 | 127 | 127 | 73 | 73 | 73 | 73 | 73 | 73 | 73 | 73
2014 | US | SPP | - | SPP |  | Exports - Modeled | 0 | 0 | 0 | 0 | 0 | 0 | 0 | 0 | 0 | 0 | 0 | 0
2014 | US | SPP | - | SPP |  | Exports - Expected | 0 | 0 | 0 | 0 | 0 | 0 | 0 | 0 | 0 | 0 | 0 | 0
2014 | US | SPP | - | SPP |  | Scheduled Outages |  |  | 385 385: 234.8
2014 | US | SPP | - | SPP |  | Transmission Limitations |  |  | 17.8 | 17.8 | 17.8 | 17.8 | 17.8 | 17.8 | 17.8 | 17.8 | 17.8 | 17.8
2014 | US | SPP | - | SPP |  | Other Capacity Adjustments
2014 | US | SPP | - | SPP |  | Existing-Other Capacity |  |  | 297.8669 | 297.8669 | 297.8669 | 297.8669 | 297.8669 | 297.8669 | 297.8669 | 297.8669 | 297.8669 | 189.867
2014 | US | SPP | - | SPP |  | Future-Other Capacity |  |  | 109.0625 | 388.8125 | 388.8125 | 388.8125 | 388.8125 | 388.8125 | 388.8125 | 388.8125 | 388.8125 | 0
2014 | US | SPP | - | SPP |  | Existing-Certain Capacity |  |  | 63425.4829 | 61806.2097 | 62035.0097 | 62037.9697 | 61691.3697 | 61391.7697 | 61304.3697 | 61178.1697 | 61099.5697 | 60229.3697
2014 | US | SPP | - | SPP |  | Future-Planned Capacity |  |  | 652.61 | 1020.224 | 1065.048 | 1216.018 | 1238.018 | 1238.018 | 1398.018 | 1438.018 | 1438.018 | 1438.018
2014 | US | SPP | - | SPP |  | Existing-Certain & Net Firm Transfers Margin |  |  | 81.17% | 69.83% | 69.41% | 66.61% | 64.3% | 61.36% | 58.59% | 55.94% | 53.71% | 50%
2014 | US | SPP | - | SPP |  | Anticipated Margin |  |  | 83% | 72.59% | 72.25% | 69.8% | 67.52% | 64.54% | 62.12% | 59.53% | 57.25% | 53.51%
2014 | US | SPP | - | SPP |  | Prospective Margin |  |  | 84.14% | 74.44% | 74.08% | 71.6% | 69.3% | 66.3% | 63.85% | 61.24% | 58.94% | 53.97%
2014 | US | SPP | - | SPP |  | Adjusted-Potential Margin |  |  | 84.66% | 75.21% | 74.96% | 72.69% | 70.38% | 67.39% | 64.94% | 62.38% | 60.21% | 55.38%
2014 | US | SPP | - | SPP |  | Reference Margin Level | 13.6% | 13.6% | 13.6% | 13.6% | 13.6% | 13.6% | 13.6% | 13.6% | 13.6% | 13.6% | 13.6% | 13.6%
2014 | US | TRE | - | ERCOT |  | Total Internal Demand |  |  | 53719.121 | 53719.121 | 54579.312 | 55440.7278 | 56280.6432 | 57115.7777 | 57962.0193 | 58804.466 | 59642.616 | 60479.6487
2014 | US | TRE | - | ERCOT |  | Net Internal Demand |  |  | 52057.021 | 52057.021 | 52917.212 | 53778.6278 | 54618.5432 | 55453.6777 | 56299.9193 | 57142.366 | 57980.516 | 58817.5487
2014 | US | TRE | - | ERCOT |  | Conservation / Energy Efficiency |  | 518 | 648 | 781 | 917 | 1054 | 1193 | 1210 | 1225 | 1238 | 1248 | 1256
2014 | US | TRE | - | ERCOT |  | Direct Control Load Management (DCLM) - Program Total |  |  | 0 | 0 | 0 | 0 | 0 | 0 | 0 | 0 | 0 | 0
2014 | US | TRE | - | ERCOT |  | Direct Control Load Management (DCLM) - Available |  |  | 0 | 0 | 0 | 0 | 0 | 0 | 0 | 0 | 0 | 0
2014 | US | TRE | - | ERCOT |  | Interruptible Load - Program Total |  |  | 431.48 | 431.48 | 431.48 | 431.48 | 431.48 | 431.48 | 431.48 | 431.48 | 431.48 | 431.48
2014 | US | TRE | - | ERCOT |  | Interruptible Load - Available |  |  | 431.48 | 431.48 | 431.48 | 431.48 | 431.48 | 431.48 | 431.48 | 431.48 | 431.48 | 431.48
2014 | US | TRE | - | ERCOT |  | Critical Peak-Pricing (CPP) with Load Control - Program Total |  |  | 0 | 0 | 0 | 0 | 0 | 0 | 0 | 0 | 0 | 0
2014 | US | TRE | - | ERCOT |  | Critical Peak-Pricing (CPP) with Load Control - Available |  |  | 0 | 0 | 0 | 0 | 0 | 0 | 0 | 0 | 0 | 0
2014 | US | TRE | - | ERCOT |  | Load as a Capacity Resource (LCR) - Program Total |  |  | 1230.62 | 1230.62 | 1230.62 | 1230.62 | 1230.62 | 1230.62 | 1230.62 | 1230.62 | 1230.62 | 1230.62
2014 | US | TRE | - | ERCOT |  | Load as a Capacity Resource (LCR) - Available |  |  | 1230.62 | 1230.62 | 1230.62 | 1230.62 | 1230.62 | 1230.62 | 1230.62 | 1230.62 | 1230.62 | 1230.62
2014 | US | TRE | - | ERCOT |  | Estimated Diversity |  |  | 0 | 0 | 0 | 0 | 0 | 0 | 0 | 0 | 0 | 0
2014 | US | TRE | - | ERCOT |  | Stand-by Load under Contract |  |  | 0 | 0 | 0 | 0 | 0 | 0 | 0 | 0 | 0 | 0
2014 | US | TRE | - | ERCOT |  | Imports - Prior Year Actual | 207
2014 | US | TRE | - | ERCOT |  | Imports - Firm |  |  | 643 | 643 | 643 | 643 | 643 | 643 | 643 | 643 | 643 | 643
2014 | US | TRE | - | ERCOT |  | Imports - Full-Responsibility Purchases |  |  | 0 | 0 | 0 | 0 | 0 | 0 | 0 | 0 | 0 | 0
2014 | US | TRE | - | ERCOT |  | Imports - Owned Capacity/Entitlement Located Outside the Area |  |  | 643 | 643 | 643 | 643 | 643 | 643 | 643 | 643 | 643 | 643
2014 | US | TRE | - | ERCOT |  | Imports - Modeled |  |  | 0 | 0 | 0 | 0 | 0 | 0 | 0 | 0 | 0 | 0
2014 | US | TRE | - | ERCOT |  | Imports - Expected |  |  | 0 | 0 | 0 | 0 | 0 | 0 | 0 | 0 | 0 | 0
2014 | US | TRE | - | ERCOT |  | Exports - Prior Year Actual | 478.5
2014 | US | TRE | - | ERCOT |  | Exports - Firm |  |  | 300 | 300 | 300 | 300 | 300 | 300 | 0 | 0 | 0 | 0
2014 | US | TRE | - | ERCOT |  | Exports - Full-Responsibility Sales |  |  | 0 | 0 | 0 | 0 | 0 | 0 | 0 | 0 | 0 | 0
2014 | US | TRE | - | ERCOT |  | Exports - Owned Capacity/Entitlement Located Outside the Area |  |  | 300 | 300 | 300 | 300 | 300 | 300 | 0 | 0 | 0 | 0
2014 | US | TRE | - | ERCOT |  | Exports - Modeled |  |  | 0 | 0 | 0 | 0 | 0 | 0 | 0 | 0 | 0 | 0
2014 | US | TRE | - | ERCOT |  | Exports - Expected |  |  | 0 | 0 | 0 | 0 | 0 | 0 | 0 | 0 | 0 | 0
2014 | US | TRE | - | ERCOT |  | Scheduled Outages |  |  | 0 | 0 | 0 | 0 | 0 | 0 | 0 | 0 | 0 | 0
2014 | US | TRE | - | ERCOT |  | Transmission Limitations |  |  | 0 | 0 | 0 | 0 | 0 | 0 | 0 | 0 | 0 | 0
2014 | US | TRE | - | ERCOT |  | Other Capacity Adjustments |  |  | 0 | 0 | 0 | 0 | 0 | 0 | 0 | 0 | 0 | 0
2014 | US | TRE | - | ERCOT |  | Existing-Other Capacity |  |  | 2326 | 2336 | 2336 | 2336 | 3186 | 3186 | 3186 | 3186 | 3186 | 3186
2014 | US | TRE | - | ERCOT |  | Future-Other Capacity |  |  | 2161.8355 | 2956.5805 | 3063.4165 | 3063.4165 | 3063.4165 | 3063.4165 | 3063.4165 | 3063.4165 | 3063.4165 | 0
2014 | US | TRE | - | ERCOT |  | Existing-Certain Capacity |  |  | 74059.6591 | 74059.6591 | 74059.6591 | 74059.6591 | 73209.6591 | 73209.6591 | 73209.6591 | 73209.6591 | 73209.6591 | 73209.6591
2014 | US | TRE | - | ERCOT |  | Future-Planned Capacity |  |  | 3874.2433 | 4751.1803 | 5734.7963 | 5734.7963 | 5974.7963 | 5974.7963 | 5974.7963 | 5974.7963 | 5974.7963 | 5974.7963
2014 | US | TRE | - | ERCOT |  | Existing-Certain & Net Firm Transfers Margin |  |  | 42.93% | 42.93% | 40.6% | 38.35% | 34.67% | 32.64% | 31.18% | 29.24% | 27.37% | 25.56%
2014 | US | TRE | - | ERCOT |  | Anticipated Margin |  |  | 50.37% | 52.05% | 51.44% | 49.01% | 45.61% | 43.41% | 41.79% | 39.7% | 37.68% | 35.72%
2014 | US | TRE | - | ERCOT |  | Prospective Margin |  |  | 58.99% | 62.22% | 61.64% | 59.05% | 57.05% | 54.68% | 52.89% | 50.64% | 48.46% | 41.14%
2014 | US | TRE | - | ERCOT |  | Adjusted-Potential Margin |  |  | 58.99% | 62.42% | 61.98% | 59.46% | 57.56% | 55.18% | 53.38% | 51.12% | 48.94% | 41.61%
2014 | US | TRE | - | ERCOT |  | Reference Margin Level | 13.75% | 13.75% | 13.75% | 13.75% | 13.75% | 13.75% | 13.75% | 13.75% | 13.75% | 13.75% | 13.75% | 13.75%
2014 | US/MX | WECC | - | CAMX |  | Total Internal Demand |  |  | 40189 | 40227 | 40292 | 40432 | 40636 | 40946 | 41209 | 41424 | 41515 | 41564
2014 | US/MX | WECC | - | CAMX |  | Net Internal Demand |  |  | 39203 | 39221 | 39251 | 39366 | 39520 | 39780 | 39993 | 40158 | 40199 | 40198
2014 | US/MX | WECC | - | CAMX |  | Conservation / Energy Efficiency |  | 111 | 421 | 785 | 1124 | 1448 | 1763 | 2052 | 2365 | 2690 | 3047 | 3410
2014 | US/MX | WECC | - | CAMX |  | Direct Control Load Management (DCLM) - Program Total |  |  | 0 | 0 | 0 | 0 | 0 | 0 | 0 | 0 | 0 | 0
2014 | US/MX | WECC | - | CAMX |  | Direct Control Load Management (DCLM) - Available |  |  | 0 | 0 | 0 | 0 | 0 | 0 | 0 | 0 | 0 | 0
2014 | US/MX | WECC | - | CAMX |  | Interruptible Load - Program Total |  |  | 937 | 937 | 937 | 937 | 937 | 937 | 937 | 937 | 937 | 937
2014 | US/MX | WECC | - | CAMX |  | Interruptible Load - Available |  |  | 937 | 937 | 937 | 937 | 937 | 937 | 937 | 937 | 937 | 937
2014 | US/MX | WECC | - | CAMX |  | Critical Peak-Pricing (CPP) with Load Control - Program Total |  |  | 0 | 0 | 0 | 0 | 0 | 0 | 0 | 0 | 0 | 0
2014 | US/MX | WECC | - | CAMX |  | Critical Peak-Pricing (CPP) with Load Control - Available |  |  | 0 | 0 | 0 | 0 | 0 | 0 | 0 | 0 | 0 | 0
2014 | US/MX | WECC | - | CAMX |  | Load as a Capacity Resource (LCR) - Program Total |  |  | 49 | 69 | 104 | 129 | 179 | 229 | 279 | 329 | 379 | 429
2014 | US/MX | WECC | - | CAMX |  | Load as a Capacity Resource (LCR) - Available |  |  | 49 | 69 | 104 | 129 | 179 | 229 | 279 | 329 | 379 | 429
2014 | US/MX | WECC | - | CAMX |  | Estimated Diversity |  |  | 0 | 0 | 0 | 0 | 0 | 0 | 0 | 0 | 0 | 0
2014 | US/MX | WECC | - | CAMX |  | Stand-by Load under Contract |  |  | 2215 | 2241 | 2268 | 2295 | 2322 | 2350 | 2379 | 2408 | 2438 | 2469
2014 | US/MX | WECC | - | CAMX |  | Imports - Prior Year Actual | 5834
2014 | US/MX | WECC | - | CAMX |  | Imports - Firm |  |  | 2650.86 | 2548.53 | 2558.52 | 2439.39 | 1925.19 | 2330.43 | 2141.56 | 2449.98 | 2459.68 | 2141.9
2014 | US/MX | WECC | - | CAMX |  | Imports - Full-Responsibility Purchases |  |  | 0 | 0 | 0 | 0 | 0 | 0 | 0 | 0 | 0 | 0
2014 | US/MX | WECC | - | CAMX |  | Imports - Owned Capacity/Entitlement Located Outside the Area |  |  | 2636.1 | 2476.23 | 2479.4 | 2429.32 | 1910.78 | 2269.1 | 2109.6 | 2427.23 | 2430.4 | 2062.78
2014 | US/MX | WECC | - | CAMX |  | Imports - Modeled |  |  | 14.76 | 72.3 | 79.12 | 10.07 | 14.41 | 61.33 | 31.96 | 22.75 | 29.28 | 79.12
2014 | US/MX | WECC | - | CAMX |  | Imports - Expected |  |  | 0 | 0 | 0 | 0 | 0 | 0 | 0 | 0 | 0 | 0
2014 | US/MX | WECC | - | CAMX |  | Exports - Prior Year Actual | 1911
2014 | US/MX | WECC | - | CAMX |  | Exports - Firm |  |  | 3166.86 | 3180.64 | 3078.43 | 3120.17 | 5317.35 | 5260.06 | 6287.0225 | 6537.49 | 3223.16 | 3309.01
2014 | US/MX | WECC | - | CAMX |  | Exports - Full-Responsibility Sales |  |  | 0 | 0 | 0 | 0 | 0 | 0 | 0 | 0 | 0 | 0
2014 | US/MX | WECC | - | CAMX |  | Exports - Owned Capacity/Entitlement Located Outside the Area |  |  | 450 | 450 | 450 | 450 | 450 | 450 | 450 | 225 | 450 | 225
2014 | US/MX | WECC | - | CAMX |  | Exports - Modeled |  |  | 2716.86 | 2730.64 | 2628.43 | 2670.17 | 4867.35 | 4810.06 | 5837.0225 | 6312.49 | 2773.16 | 3084.01
2014 | US/MX | WECC | - | CAMX |  | Exports - Expected |  |  | 0 | 0 | 0 | 0 | 0 | 0 | 0 | 0 | 0 | 0
2014 | US/MX | WECC | - | CAMX |  | Scheduled Outages |  |  | 2096.06 | 2960.11 | 3914.19 | 2210.72 | 4302.84 | 4278.4 | 4131.7 | 3638.02 | 4484.01 | 4219.85
2014 | US/MX | WECC | - | CAMX |  | Transmission Limitations |  |  | 0 | 0 | 0 | 0 | 0 | 0 | 0 | 0 | 0 | 0
2014 | US/MX | WECC | - | CAMX |  | Other Capacity Adjustments |  |  | 0 | 0 | 0 | 0 | 0 | 0 | 0 | 0 | 0 | 0
2014 | US/MX | WECC | - | CAMX |  | Existing-Other Capacity |  |  | 0 | 0 | 0 | 0 | 0 | 0 | 0 | 0 | 0 | 0
2014 | US/MX | WECC | - | CAMX |  | Future-Other Capacity |  |  | 852.8204 | 1262.7533 | 2040.6359 | 2728.636 | 3264.1493 | 3268.3943 | 3268.4746 | 3268.5663 | 3268.6524 | 0
2014 | US/MX | WECC | - | CAMX |  | Existing-Certain Capacity |  |  | 51249.09 | 49872.04 | 48917.96 | 50561.43 | 48469.31 | 48143.75 | 47939.45 | 48433.13 | 47587.14 | 47407.3
2014 | US/MX | WECC | - | CAMX |  | Future-Planned Capacity |  |  | 1186.2447 | 4300.0112 | 4400.5847 | 4835.5847 | 4835.5847 | 4835.5847 | 5135.5847 | 5135.5847 | 5135.5847 | 5579.5847
2014 | US/MX | WECC | - | CAMX |  | Existing-Certain & Net Firm Transfers Margin |  |  | 29.41% | 25.54% | 23.3% | 26.71% | 14.06% | 13.66% | 9.504% | 10.43% | 16.48% | 15.03%
2014 | US/MX | WECC | - | CAMX |  | Anticipated Margin |  |  | 32.44% | 36.51% | 34.52% | 38.99% | 26.3% | 25.82% | 22.35% | 23.22% | 29.26% | 28.91%
2014 | US/MX | WECC | - | CAMX |  | Prospective Margin |  |  | 34.61% | 39.73% | 39.71% | 45.93% | 34.56% | 34.03% | 30.52% | 31.36% | 37.39% | 28.91%
2014 | US/MX | WECC | - | CAMX |  | Adjusted-Potential Margin |  |  | 34.61% | 39.73% | 39.81% | 46.02% | 34.66% | 34.27% | 30.75% | 31.59% | 37.62% | 29.15%
2014 | US/MX | WECC | - | CAMX |  | Reference Margin Level | 11% | 11% | 11% | 11% | 11% | 11% | 11% | 11% | 11% | 11% | 11% | 11%
2014 | US/CA | WECC | - | NWPP |  | Total Internal Demand |  |  | 70778.1 | 71785.9 | 73217.2 | 74430.3 | 75489.6 | 76481.9 | 77422 | 78319.5 | 79189 | 79912
2014 | US/CA | WECC | - | NWPP |  | Net Internal Demand |  |  | 70453.1 | 71460.9 | 72892.2 | 74105.3 | 75164.6 | 76156.9 | 77097 | 77994.5 | 78864 | 79587
2014 | US/CA | WECC | - | NWPP |  | Conservation / Energy Efficiency |  | 466 | 640 | 775 | 901 | 1053 | 1195 | 1365 | 1509 | 1602 | 1672 | 1717
2014 | US/CA | WECC | - | NWPP |  | Direct Control Load Management (DCLM) - Program Total |  |  | 66 | 66 | 66 | 66 | 66 | 66 | 66 | 66 | 66 | 66
2014 | US/CA | WECC | - | NWPP |  | Direct Control Load Management (DCLM) - Available |  |  | 66 | 66 | 66 | 66 | 66 | 66 | 66 | 66 | 66 | 66
2014 | US/CA | WECC | - | NWPP |  | Interruptible Load - Program Total |  |  | 259 | 259 | 259 | 259 | 259 | 259 | 259 | 259 | 259 | 259
2014 | US/CA | WECC | - | NWPP |  | Interruptible Load - Available |  |  | 259 | 259 | 259 | 259 | 259 | 259 | 259 | 259 | 259 | 259
2014 | US/CA | WECC | - | NWPP |  | Critical Peak-Pricing (CPP) with Load Control - Program Total |  |  | 0 | 0 | 0 | 0 | 0 | 0 | 0 | 0 | 0 | 0
2014 | US/CA | WECC | - | NWPP |  | Critical Peak-Pricing (CPP) with Load Control - Available |  |  | 0 | 0 | 0 | 0 | 0 | 0 | 0 | 0 | 0 | 0
2014 | US/CA | WECC | - | NWPP |  | Load as a Capacity Resource (LCR) - Program Total |  |  | 0 | 0 | 0 | 0 | 0 | 0 | 0 | 0 | 0 | 0
2014 | US/CA | WECC | - | NWPP |  | Load as a Capacity Resource (LCR) - Available |  |  | 0 | 0 | 0 | 0 | 0 | 0 | 0 | 0 | 0 | 0
2014 | US/CA | WECC | - | NWPP |  | Estimated Diversity |  |  | 0 | 0 | 0 | 0 | 0 | 0 | 0 | 0 | 0 | 0
2014 | US/CA | WECC | - | NWPP |  | Stand-by Load under Contract |  |  | 0 | 0 | 0 | 0 | 0 | 0 | 0 | 0 | 0 | 0
2014 | US/CA | WECC | - | NWPP |  | Imports - Prior Year Actual | 3281
2014 | US/CA | WECC | - | NWPP |  | Imports - Firm |  |  | 4330.86 | 3839.67 | 6203.38 | 9285.66 | 9511.76 | 9424.51 | 13264.41 | 14022.46 | 15220.17 | 15003.56
2014 | US/CA | WECC | - | NWPP |  | Imports - Full-Responsibility Purchases |  |  | 0 | 0 | 0 | 0 | 0 | 0 | 0 | 0 | 0 | 0
2014 | US/CA | WECC | - | NWPP |  | Imports - Owned Capacity/Entitlement Located Outside the Area |  |  | 1136.97 | 969.32 | 1049.74 | 1134.71 | 968.64 | 970.97 | 1138.35 | 829.32 | 1053.74 | 474.64
2014 | US/CA | WECC | - | NWPP |  | Imports - Modeled |  |  | 3193.89 | 2870.35 | 5153.64 | 8150.95 | 8543.12 | 8453.54 | 12126.06 | 13193.14 | 14166.43 | 14528.92
2014 | US/CA | WECC | - | NWPP |  | Imports - Expected |  |  | 0 | 0 | 0 | 0 | 0 | 0 | 0 | 0 | 0 | 0
2014 | US/CA | WECC | - | NWPP |  | Exports - Prior Year Actual | 989
2014 | US/CA | WECC | - | NWPP |  | Exports - Firm |  |  | 366.3 | 366.09 | 366.25 | 366.94 | 366.19 | 228.25 | 228.62 | 228.11 | 366.86 | 366.43
2014 | US/CA | WECC | - | NWPP |  | Exports - Full-Responsibility Sales |  |  | 0 | 0 | 0 | 0 | 0 | 0 | 0 | 0 | 0 | 0
2014 | US/CA | WECC | - | NWPP |  | Exports - Owned Capacity/Entitlement Located Outside the Area |  |  | 366 | 366 | 366 | 366 | 366 | 228 | 228 | 228 | 366 | 366
2014 | US/CA | WECC | - | NWPP |  | Exports - Modeled |  |  | 0.3 | 0.09 | 0.25 | 0.94 | 0.19 | 0.25 | 0.62 | 0.11 | 0.86 | 0.43
2014 | US/CA | WECC | - | NWPP |  | Exports - Expected |  |  | 0 | 0 | 0 | 0 | 0 | 0 | 0 | 0 | 0 | 0
2014 | US/CA | WECC | - | NWPP |  | Scheduled Outages |  |  | 3081.5 | 1219.77 | 1934.6 | 3290.7 | 2176.9 | 1210.7 | 3427.9 | 2767.2 | 2806.6 | 1440.9
2014 | US/CA | WECC | - | NWPP |  | Transmission Limitations |  |  | 0 | 0 | 0 | 0 | 0 | 0 | 0 | 0 | 0 | 0
2014 | US/CA | WECC | - | NWPP |  | Other Capacity Adjustments |  |  | 0 | 0 | 0 | 0 | 0 | 0 | 0 | 0 | 0 | 0
2014 | US/CA | WECC | - | NWPP |  | Existing-Other Capacity |  |  | 0 | 0 | 0 | 0 | 0 | 0 | 0 | 0 | 0 | 0
2014 | US/CA | WECC | - | NWPP |  | Future-Other Capacity |  |  | 913.2661 | 1482.997 | 1666.1604 | 1739.6204 | 1749.6204 | 1749.6204 | 1781.3008 | 1808.4146 | 1808.4146 | 0
2014 | US/CA | WECC | - | NWPP |  | Existing-Certain Capacity |  |  | 74972.1749 | 76750.9049 | 75992.6049 | 74396.9349 | 75397.7349 | 76363.9349 | 73634.3767 | 73928.0767 | 73888.6767 | 74997.3767
2014 | US/CA | WECC | - | NWPP |  | Future-Planned Capacity |  |  | 3367.1542 | 3367.1542 | 3367.1542 | 3367.1542 | 3367.1542 | 3367.1542 | 3367.1542 | 3367.1542 | 3367.1542 | 3367.1542
2014 | US/CA | WECC | - | NWPP |  | Existing-Certain & Net Firm Transfers Margin |  |  | 12.04% | 12.26% | 12.26% | 12.43% | 12.48% | 12.35% | 12.42% | 12.47% | 12.53% | 12.62%
2014 | US/CA | WECC | - | NWPP |  | Anticipated Margin |  |  | 16.82% | 16.98% | 16.88% | 16.97% | 16.96% | 16.77% | 16.78% | 16.79% | 16.79% | 16.86%
2014 | US/CA | WECC | - | NWPP |  | Prospective Margin |  |  | 18.12% | 19.05% | 19.17% | 19.32% | 19.28% | 19.07% | 19.09% | 19.11% | 19.09% | 16.86%
2014 | US/CA | WECC | - | NWPP |  | Adjusted-Potential Margin |  |  | 18.16% | 19.21% | 19.42% | 19.81% | 19.88% | 19.77% | 19.79% | 19.8% | 19.85% | 17.68%
2014 | US/CA | WECC | - | NWPP |  | Reference Margin Level | 16.75% | 16.75% | 16.75% | 16.75% | 16.75% | 16.75% | 16.75% | 16.75% | 16.75% | 16.75% | 16.75% | 16.75%
2014 | US | WECC | - | RMRG |  | Total Internal Demand |  |  | 10061 | 10205 | 10355 | 10466 | 10584 | 10724 | 10863 | 10994 | 11121 | 11251
2014 | US | WECC | - | RMRG |  | Net Internal Demand |  |  | 9717 | 9861 | 10011 | 10120 | 10241 | 10380 | 10518 | 10648 | 10775 | 10905
2014 | US | WECC | - | RMRG |  | Conservation / Energy Efficiency |  | 8 | 21 | 23 | 32 | 42 | 49 | 63 | 64 | 81 | 99 | 107
2014 | US | WECC | - | RMRG |  | Direct Control Load Management (DCLM) - Program Total |  |  | 0 | 0 | 0 | 0 | 0 | 0 | 0 | 0 | 0 | 0
2014 | US | WECC | - | RMRG |  | Direct Control Load Management (DCLM) - Available |  |  | 0 | 0 | 0 | 0 | 0 | 0 | 0 | 0 | 0 | 0
2014 | US | WECC | - | RMRG |  | Interruptible Load - Program Total |  |  | 344 | 344 | 344 | 346 | 343 | 344 | 345 | 346 | 346 | 346
2014 | US | WECC | - | RMRG |  | Interruptible Load - Available |  |  | 344 | 344 | 344 | 346 | 343 | 344 | 345 | 346 | 346 | 346
2014 | US | WECC | - | RMRG |  | Critical Peak-Pricing (CPP) with Load Control - Program Total |  |  | 0 | 0 | 0 | 0 | 0 | 0 | 0 | 0 | 0 | 0
2014 | US | WECC | - | RMRG |  | Critical Peak-Pricing (CPP) with Load Control - Available |  |  | 0 | 0 | 0 | 0 | 0 | 0 | 0 | 0 | 0 | 0
2014 | US | WECC | - | RMRG |  | Load as a Capacity Resource (LCR) - Program Total |  |  | 0 | 0 | 0 | 0 | 0 | 0 | 0 | 0 | 0 | 0
2014 | US | WECC | - | RMRG |  | Load as a Capacity Resource (LCR) - Available |  |  | 0 | 0 | 0 | 0 | 0 | 0 | 0 | 0 | 0 | 0
2014 | US | WECC | - | RMRG |  | Estimated Diversity |  |  | 0 | 0 | 0 | 0 | 0 | 0 | 0 | 0 | 0 | 0
2014 | US | WECC | - | RMRG |  | Stand-by Load under Contract |  |  | 0 | 0 | 0 | 0 | 0 | 0 | 0 | 0 | 0 | 0
2014 | US | WECC | - | RMRG |  | Imports - Prior Year Actual | 93
2014 | US | WECC | - | RMRG |  | Imports - Firm |  |  | 235 | 255 | 235 | 235.22 | 253.51 | 97 | 97.27 | 97 | 235.42 | 235
2014 | US | WECC | - | RMRG |  | Imports - Full-Responsibility Purchases |  |  | 0 | 0 | 0 | 0 | 0 | 0 | 0 | 0 | 0 | 0
2014 | US | WECC | - | RMRG |  | Imports - Owned Capacity/Entitlement Located Outside the Area |  |  | 235 | 235 | 235 | 235 | 235 | 97 | 97 | 97 | 235 | 235
2014 | US | WECC | - | RMRG |  | Imports - Modeled |  |  | 0 | 20 | 0 | 0.22 | 18.51 | 0 | 0.27 | 0 | 0.42 | 0
2014 | US | WECC | - | RMRG |  | Imports - Expected |  |  | 0 | 0 | 0 | 0 | 0 | 0 | 0 | 0 | 0 | 0
2014 | US | WECC | - | RMRG |  | Exports - Prior Year Actual | 934
2014 | US | WECC | - | RMRG |  | Exports - Firm |  |  | 414 | 209 | 440.04 | 414 | 1709 | 1709 | 2414 | 2409 | 209 | 433.95
2014 | US | WECC | - | RMRG |  | Exports - Full-Responsibility Sales |  |  | 0 | 0 | 0 | 0 | 0 | 0 | 0 | 0 | 0 | 0
2014 | US | WECC | - | RMRG |  | Exports - Owned Capacity/Entitlement Located Outside the Area |  |  | 414 | 209 | 414 | 414 | 209 | 209 | 414 | 209 | 209 | 209
2014 | US | WECC | - | RMRG |  | Exports - Modeled |  |  | 0 | 0 | 26.04 | 0 | 1500 | 1500 | 2000 | 2200 | 0 | 224.95
2014 | US | WECC | - | RMRG |  | Exports - Expected |  |  | 0 | 0 | 0 | 0 | 0 | 0 | 0 | 0 | 0 | 0
2014 | US | WECC | - | RMRG |  | Scheduled Outages |  |  | 893.35 | 491.85 | 482.5 | 454.4 | 575.064 | 351.58 | 103.807 | 334.907 | 186.544 | 90.364
2014 | US | WECC | - | RMRG |  | Transmission Limitations |  |  | 0 | 0 | 0 | 0 | 0 | 0 | 0 | 0 | 0 | 0
2014 | US | WECC | - | RMRG |  | Other Capacity Adjustments |  |  | 0 | 0 | 0 | 0 | 0 | 0 | 0 | 0 | 0 | 0
2014 | US | WECC | - | RMRG |  | Existing-Other Capacity |  |  | 0 | 0 | 0 | 0 | 0 | 0 | 0 | 0 | 0 | 0
2014 | US | WECC | - | RMRG |  | Future-Other Capacity |  |  | 7.8635e-05 | 41.1486 | 41.1486 | 41.1486 | 41.1486 | 41.1486 | 41.1486 | 41.1486 | 41.1486 | 0
2014 | US | WECC | - | RMRG |  | Existing-Certain Capacity |  |  | 14023.853 | 14213.353 | 14222.703 | 13714.803 | 13594.139 | 13711.623 | 13859.396 | 13628.296 | 13776.659 | 13872.839
2014 | US | WECC | - | RMRG |  | Future-Planned Capacity |  |  | 150.1583 | 774.1583 | 774.1583 | 1126.1583 | 1126.1583 | 1126.1583 | 1126.1583 | 1126.1583 | 1126.1583 | 1126.1583
2014 | US | WECC | - | RMRG |  | Existing-Certain & Net Firm Transfers Margin |  |  | 42.48% | 44.6% | 40.02% | 33.76% | 18.53% | 16.57% | 9.742% | 6.276% | 28.1% | 25.39%
2014 | US | WECC | - | RMRG |  | Anticipated Margin |  |  | 44.03% | 52.45% | 47.76% | 44.88% | 29.53% | 27.42% | 20.45% | 16.85% | 38.55% | 35.72%
2014 | US | WECC | - | RMRG |  | Prospective Margin |  |  | 44.03% | 52.87% | 48.17% | 45.29% | 29.93% | 27.81% | 20.84% | 17.24% | 38.94% | 35.72%
2014 | US | WECC | - | RMRG |  | Adjusted-Potential Margin |  |  | 44.03% | 52.87% | 48.17% | 45.29% | 29.93% | 27.81% | 20.87% | 17.27% | 38.96% | 35.74%
2014 | US | WECC | - | RMRG |  | Reference Margin Level | 14.98% | 14.98% | 14.98% | 14.98% | 14.98% | 14.98% | 14.98% | 14.98% | 14.98% | 14.98% | 14.98% | 14.98%
2014 | US | WECC | - | SRSG |  | Total Internal Demand |  |  | 15649.9 | 15862.4 | 16138.2 | 16443 | 16851.9 | 17189.5 | 17491.9 | 17813.6 | 18156.4 | 18438.8
2014 | US | WECC | - | SRSG |  | Net Internal Demand |  |  | 15313.9 | 15526.4 | 15796.2 | 16099 | 16505.9 | 16841.5 | 17143.9 | 17465.6 | 17808.4 | 18089.8
2014 | US | WECC | - | SRSG |  | Conservation / Energy Efficiency |  | 170 | 252 | 348 | 430 | 512 | 590 | 651 | 709 | 729 | 734 | 748
2014 | US | WECC | - | SRSG |  | Direct Control Load Management (DCLM) - Program Total |  |  | 0 | 0 | 0 | 0 | 0 | 0 | 0 | 0 | 0 | 0
2014 | US | WECC | - | SRSG |  | Direct Control Load Management (DCLM) - Available |  |  | 0 | 0 | 0 | 0 | 0 | 0 | 0 | 0 | 0 | 0
2014 | US | WECC | - | SRSG |  | Interruptible Load - Program Total |  |  | 336 | 336 | 342 | 344 | 346 | 348 | 348 | 348 | 348 | 349
2014 | US | WECC | - | SRSG |  | Interruptible Load - Available |  |  | 336 | 336 | 342 | 344 | 346 | 348 | 348 | 348 | 348 | 349
2014 | US | WECC | - | SRSG |  | Critical Peak-Pricing (CPP) with Load Control - Program Total |  |  | 0 | 0 | 0 | 0 | 0 | 0 | 0 | 0 | 0 | 0
2014 | US | WECC | - | SRSG |  | Critical Peak-Pricing (CPP) with Load Control - Available |  |  | 0 | 0 | 0 | 0 | 0 | 0 | 0 | 0 | 0 | 0
2014 | US | WECC | - | SRSG |  | Load as a Capacity Resource (LCR) - Program Total |  |  | 0 | 0 | 0 | 0 | 0 | 0 | 0 | 0 | 0 | 0
2014 | US | WECC | - | SRSG |  | Load as a Capacity Resource (LCR) - Available |  |  | 0 | 0 | 0 | 0 | 0 | 0 | 0 | 0 | 0 | 0
2014 | US | WECC | - | SRSG |  | Estimated Diversity |  |  | 0 | 0 | 0 | 0 | 0 | 0 | 0 | 0 | 0 | 0
2014 | US | WECC | - | SRSG |  | Stand-by Load under Contract |  |  | 0 | 0 | 0 | 0 | 0 | 0 | 0 | 0 | 0 | 0
2014 | US | WECC | - | SRSG |  | Imports - Prior Year Actual | 635
2014 | US | WECC | - | SRSG |  | Imports - Firm |  |  | 1903.49 | 1616.98 | 1881.83 | 1759.06 | 1400.88 | 1613.52 | 1756.52 | 1633.64 | 1636.15 | 1339.03
2014 | US | WECC | - | SRSG |  | Imports - Full-Responsibility Purchases |  |  | 0 | 0 | 0 | 0 | 0 | 0 | 0 | 0 | 0 | 0
2014 | US | WECC | - | SRSG |  | Imports - Owned Capacity/Entitlement Located Outside the Area |  |  | 381 | 257 | 381 | 381 | 257 | 257 | 381 | 257 | 257 | 257
2014 | US | WECC | - | SRSG |  | Imports - Modeled |  |  | 1522.49 | 1359.98 | 1500.83 | 1378.06 | 1143.88 | 1356.52 | 1375.52 | 1376.64 | 1379.15 | 1082.03
2014 | US | WECC | - | SRSG |  | Imports - Expected |  |  | 0 | 0 | 0 | 0 | 0 | 0 | 0 | 0 | 0 | 0
2014 | US | WECC | - | SRSG |  | Exports - Prior Year Actual | 6314
2014 | US | WECC | - | SRSG |  | Exports - Firm |  |  | 3174.05 | 3004.45 | 2994.01 | 3069.22 | 5698.8 | 6268.15 | 8355.12 | 9028.48 | 4252.4 | 2610.1
2014 | US | WECC | - | SRSG |  | Exports - Full-Responsibility Sales |  |  | 0 | 0 | 0 | 0 | 0 | 0 | 0 | 0 | 0 | 0
2014 | US | WECC | - | SRSG |  | Exports - Owned Capacity/Entitlement Located Outside the Area |  |  | 3159.07 | 2912.55 | 2915.14 | 2950.03 | 2346.42 | 2707.07 | 2633.95 | 2948.55 | 2951.14 | 2229.42
2014 | US | WECC | - | SRSG |  | Exports - Modeled |  |  | 14.98 | 91.9 | 78.87 | 119.19 | 3352.38 | 3561.08 | 5721.17 | 6079.93 | 1301.26 | 380.68
2014 | US | WECC | - | SRSG |  | Exports - Expected |  |  | 0 | 0 | 0 | 0 | 0 | 0 | 0 | 0 | 0 | 0
2014 | US | WECC | - | SRSG |  | Scheduled Outages |  |  | 906.6 | 1223.1 | 1267.2 | 913.7 | 791 | 1912.2 | 1346 | 1531.6 | 1439.3 | 2379.3
2014 | US | WECC | - | SRSG |  | Transmission Limitations |  |  | 0 | 0 | 0 | 0 | 0 | 0 | 0 | 0 | 0 | 0
2014 | US | WECC | - | SRSG |  | Other Capacity Adjustments |  |  | 0 | 0 | 0 | 0 | 0 | 0 | 0 | 0 | 0 | 0
2014 | US | WECC | - | SRSG |  | Existing-Other Capacity |  |  | 0 | 0 | 0 | 0 | 0 | 0 | 0 | 0 | 0 | 0
2014 | US | WECC | - | SRSG |  | Future-Other Capacity |  |  | 163.8162 | 211.3162 | 211.3162 | 246.3162 | 281.3246 | 355.3246 | 390.3246 | 425.3246 | 499.3246 | 0
2014 | US | WECC | - | SRSG |  | Existing-Certain Capacity |  |  | 31764.08 | 31447.58 | 31403.48 | 30917.98 | 31040.68 | 29839.48 | 30357.68 | 30088.5108 | 30032.8108 | 28944.8108
2014 | US | WECC | - | SRSG |  | Future-Planned Capacity |  |  | 78.0345 | 132.9265 | 341.7265 | 654.9265 | 654.9265 | 654.9265 | 654.9265 | 654.9265 | 654.9265 | 654.9265
2014 | US | WECC | - | SRSG |  | Existing-Certain & Net Firm Transfers Margin |  |  | 99.12% | 93.61% | 91.76% | 83.91% | 62.02% | 49.54% | 38.59% | 29.93% | 53.95% | 52.98%
2014 | US | WECC | - | SRSG |  | Anticipated Margin |  |  | 99.63% | 94.46% | 93.93% | 87.98% | 65.99% | 53.43% | 42.41% | 33.68% | 57.63% | 56.6%
2014 | US | WECC | - | SRSG |  | Prospective Margin |  |  | 100.7% | 95.82% | 95.26% | 89.51% | 67.69% | 55.54% | 44.68% | 36.12% | 60.43% | 56.6%
2014 | US | WECC | - | SRSG |  | Adjusted-Potential Margin |  |  | 101.4% | 96.76% | 96.2% | 90.65% | 68.8% | 56.75% | 46.16% | 37.74% | 62.2% | 58.63%
2014 | US | WECC | - | SRSG |  | Reference Margin Level | 14.99% | 14.99% | 14.99% | 14.99% | 14.99% | 14.99% | 14.99% | 14.99% | 14.99% | 14.99% | 14.99% | 14.99%
2015 | US | FRCC | - | FRCC | MW | Energy Efficiency and Conservation |  | 87 | 158 | 224 | 285 | 349 | 414 | 477 | 538 | 601 | 664 | 664
2015 | US | FRCC | - | FRCC | MW | Behind the Meter Generation |  | 0 | 0 | 0 | 0 | 0 | 0 | 0 | 0 | 0 | 0 | 0
2015 | US | FRCC | - | FRCC | MW | Distributed Generation |  | 0 | 0 | 0 | 0 | 0 | 0 | 0 | 0 | 0 | 0 | 0
2015 | US | FRCC | - | FRCC | MW | Total Internal Demand |  | 45600 | 46019 | 46412 | 46912 | 47381 | 47794 | 48199 | 48614 | 49089 | 49555 | 49555
2015 | US | FRCC | - | FRCC | MW | Controllable and Dispatchable Demand Response - Available |  | 2976 | 3004 | 3021 | 3068 | 3127 | 3154 | 3188 | 3186 | 3219 | 3254 | 3254
2015 | US | FRCC | - | FRCC | MW | Net Internal Demand |  | 42624 | 43015 | 43391 | 43844 | 44254 | 44640 | 45011 | 45428 | 45870 | 46301 | 46301
2015 | US | FRCC | - | FRCC | MW | Behind the Meter Generation - Capacity |  | 0 | 0 | 0 | 0 | 0 | 0 | 0 | 0 | 0 | 0 | 0
2015 | US | FRCC | - | FRCC | MW | Other Capacity Adjustments - Additions |  | 0 | 0 | 0 | 0 | 0 | 0 | 0 | 0 | 0 | 0 | 0
2015 | US | FRCC | - | FRCC | MW | Other Capacity Adjustments - Reductions |  | 0 | 0 | 0 | 0 | 0 | 0 | 0 | 0 | 0 | 0 | 0
2015 | US | FRCC | - | FRCC | MW | Confirmed Retirements |  | 103 | 2467 | 2549 | 3497 | 4021 | 4138 | 4216 | 4291 | 4449.3 | 4642.1 | 4642.1
2015 | US | FRCC | - | FRCC | MW | Unconfirmed Retirements |  | 0 | 0 | 0 | 0 | 0 | 0 | 0 | 0 | 0 | 0 | 0
2015 | US | FRCC | - | FRCC | MW | Scheduled Outages |  | 0 | 0 | 0 | 0 | 0 | 0 | 0 | 0 | 0 | 0 | 0
2015 | US | FRCC | - | FRCC | MW | Transmission Limitations |  | 0 | 0 | 0 | 0 | 0 | 0 | 0 | 0 | 0 | 0 | 0
2015 | US | FRCC | - | FRCC | MW | Existing-Certain |  | 57041.61 | 54434.01 | 54474.01 | 53552.81 | 53900.81 | 53705.21 | 53234.21 | 53248.21 | 52691.51 | 52015.52 | 52015.52
2015 | US | FRCC | - | FRCC | MW | Existing-Other |  | 402.3 | 453.3 | 453.3 | 598.5 | 598.5 | 600.1 | 1146.1 | 1146.1 | 1277.8 | 6349.4 | 1432.4
2015 | US | FRCC | - | FRCC | MW | Additions - Tier 1 |  | 0 | 3453 | 3453 | 5273 | 6868 | 7048 | 8057 | 8281 | 10273 | 11385 | 11385
2015 | US | FRCC | - | FRCC | MW | Additions - Tier 2 |  | 0 | 0 | 0 | 0 | 0 | 0 | 0 | 0 | 0 | 0 | 0
2015 | US | FRCC | - | FRCC | MW | Additions - Tier 3 |  | 0 | 0 | 0 | 0 | 0 | 0 | 0 | 0 | 0 | 0 | 0
2015 | US | FRCC | - | FRCC | MW | Firm Imports |  | 1242 | 1254 | 1254 | 1254 | 1354 | 1454 | 1454 | 1454 | 1454 | 1454 | 1454
2015 | US | FRCC | - | FRCC | MW | Firm Exports |  | 0 | 0 | 0 | 0 | 0 | 0 | 0 | 0 | 0 | 0 | 0
2015 | US | FRCC | - | FRCC | MW | Net Firm Capacity Transfers |  | 1242 | 1254 | 1254 | 1254 | 1354 | 1454 | 1454 | 1454 | 1454 | 1454 | 1454
2015 | US | FRCC | - | FRCC | MW | Expected Imports |  | 0 | 0 | 0 | 0 | 0 | 0 | 0 | 0 | 0 | 0 | 0
2015 | US | FRCC | - | FRCC | MW | Expected Exports |  | 0 | 0 | 0 | 0 | 0 | 0 | 0 | 0 | 0 | 0 | 0
2015 | US | FRCC | - | FRCC | MW | Net Expected Transfers |  | 0 | 0 | 0 | 0 | 0 | 0 | 0 | 0 | 0 | 0 | 0
2015 | US | FRCC | - | FRCC | MW | Existing-Certain & Net Firm Transfers |  | 58283.61 | 55688.01 | 55728.01 | 54806.81 | 55254.81 | 55159.21 | 54688.21 | 54702.21 | 54145.51 | 53469.52 | 53469.52
2015 | US | FRCC | - | FRCC | MW | Anticipated Resources |  | 58283.61 | 59141.01 | 59181.01 | 60079.81 | 62122.81 | 62207.21 | 62745.21 | 62983.21 | 64418.51 | 64854.52 | 64854.52
2015 | US | FRCC | - | FRCC | MW | Prospective Resources |  | 58685.91 | 59594.31 | 59634.31 | 60678.31 | 62721.31 | 62807.31 | 63891.31 | 64129.31 | 65696.31 | 71203.92 | 66286.92
2015 | US | FRCC | - | FRCC | MW | Existing-Certain and Net Firm Transfers Excess/Shortfall |  | 9266.01 | 6220.76 | 5828.36 | 4386.21 | 4362.71 | 3823.21 | 2925.56 | 2460.01 | 1395.01 | 223.37 | 223.37
2015 | US | FRCC | - | FRCC | MW | Anticipated Excess/Shortfall |  | 9266.01 | 9673.76 | 9281.36 | 9659.21 | 11230.71 | 10871.21 | 10982.56 | 10741.01 | 11668.01 | 11608.37 | 11608.37
2015 | US | FRCC | - | FRCC | MW | Prospective Excess/Shortfall |  | 9668.31 | 10127.06 | 9734.66 | 10257.71 | 11829.21 | 11471.31 | 12128.66 | 11887.11 | 12945.81 | 17957.77 | 13040.77
2015 | US | FRCC | - | FRCC | % | Existing-Certain and Net Firm Transfers Reserve Margin |  | 36.74% | 29.46% | 28.43% | 25% | 24.86% | 23.56% | 21.5% | 20.42% | 18.04% | 15.48% | 15.48%
2015 | US | FRCC | - | FRCC | % | Anticipated Reserve Margin |  | 36.74% | 37.49% | 36.39% | 37.03% | 40.38% | 39.35% | 39.4% | 38.64% | 40.44% | 40.07% | 40.07%
2015 | US | FRCC | - | FRCC | % | Prospective Reserve Margin |  | 37.68% | 38.54% | 37.43% | 38.4% | 41.73% | 40.7% | 41.95% | 41.17% | 43.22% | 53.78% | 43.17%
2015 | US | FRCC | - | FRCC | % | Reference Margin Level |  | 15% | 15% | 15% | 15% | 15% | 15% | 15% | 15% | 15% | 15% | 15%
2015 | US | MRO | - | MISO | MW | Energy Efficiency and Conservation |  | 0 | 0 | 0 | 0 | 0 | 0 | 0 | 0 | 0 | 0 | 0
2015 | US | MRO | - | MISO | MW | Behind the Meter Generation |  | 0 | 0 | 0 | 0 | 0 | 0 | 0 | 0 | 0 | 0 | 0
2015 | US | MRO | - | MISO | MW | Distributed Generation |  | 0 | 0 | 0 | 0 | 0 | 0 | 0 | 0 | 0 | 0 | 0
2015 | US | MRO | - | MISO | MW | Total Internal Demand |  | 103610.8 | 105407 | 105909.9 | 108135.1 | 109007.1 | 109586.8 | 110305.4 | 111042.1 | 111941.9 | 112618.3 | 113151
2015 | US | MRO | - | MISO | MW | Controllable and Dispatchable Demand Response - Available |  | 4527 | 4527 | 4527 | 4527 | 4527 | 4527 | 4527 | 4527 | 4527 | 4527 | 4527
2015 | US | MRO | - | MISO | MW | Net Internal Demand |  | 99083.8 | 100880 | 101382.9 | 103608.1 | 104480.1 | 105059.8 | 105778.4 | 106515.1 | 107414.9 | 108091.3 | 108624
2015 | US | MRO | - | MISO | MW | Behind the Meter Generation - Capacity |  | 4525 | 4403 | 4395 | 4393 | 4383 | 4192 | 4191 | 4173 | 4173 | 4173 | 4173
2015 | US | MRO | - | MISO | MW | Other Capacity Adjustments - Additions |  | 0 | 0 | 0 | 0 | 0 | 0 | 0 | 0 | 0 | 0 | 0
2015 | US | MRO | - | MISO | MW | Other Capacity Adjustments - Reductions |  | 0 | 0 | 0 | 0 | 0 | 0 | 0 | 0 | 0 | 0 | 0
2015 | US | MRO | - | MISO | MW | Confirmed Retirements |  | 1245.5 | 4266.7 | 4266.7 | 4266.7 | 4266.7 | 4266.7 | 4266.7 | 4266.7 | 4266.7 | 4266.7 | 4266.7
2015 | US | MRO | - | MISO | MW | Unconfirmed Retirements |  | 0 | 991.2 | 593.4 | 1161.7 | 1246.4 | 2507.2 | 2886 | 3586.1 | 4240.3 | 5558.5 | 5558.5
2015 | US | MRO | - | MISO | MW | Scheduled Outages |  | 0 | 0 | 0 | 0 | 0 | 0 | 0 | 0 | 0 | 0 | 0
2015 | US | MRO | - | MISO | MW | Transmission Limitations |  | 4600 | 3351 | 2925 | 2603 | 1905 | 1596 | 1400 | 1200 | 1000 | 800 | 600
2015 | US | MRO | - | MISO | MW | Existing-Certain |  | 146502.2094 | 143640.424 | 143638.5317 | 143714.053 | 143580.5655 | 143759.6655 | 143954.6655 | 144136.6655 | 144336.6655 | 144536.6655 | 144736.6655
2015 | US | MRO | - | MISO | MW | Existing-Other |  | 1921.5973 | 1921.5973 | 1921.5973 | 1921.5973 | 1921.5973 | 1921.5973 | 1921.5973 | 1921.5973 | 1921.5973 | 1921.5973 | 1921.5973
2015 | US | MRO | - | MISO | MW | Additions - Tier 1 |  | 0 | 719.9 | 2064.3 | 2064.3 | 2474.3 | 2555.2 | 2584.6 | 2584.6 | 2584.6 | 2584.6 | 2584.6
2015 | US | MRO | - | MISO | MW | Additions - Tier 2 |  | 2995.4966 | 5136.6094 | 8754.4158 | 14700.6593 | 21495.2593 | 23133.2593 | 23133.2593 | 23133.2593 | 23133.2593 | 23133.2593 | 23133.2593
2015 | US | MRO | - | MISO | MW | Additions - Tier 3 |  | 20 | 80 | 159.3 | 1183.6 | 1637.6 | 3050.6 | 6118.6 | 6240.6 | 7374.6 | 7394.6 | 7394.6
2015 | US | MRO | - | MISO | MW | Firm Imports |  | 3805.5 | 3805.5 | 3805.5 | 3805.5 | 3805.5 | 3805.5 | 3805.5 | 3805.5 | 3805.5 | 3805.5 | 3805.5
2015 | US | MRO | - | MISO | MW | Firm Exports |  | 4719.3 | 5104 | 3923 | 3874 | 3874 | 3874 | 3874 | 3874 | 3874 | 3874 | 3874
2015 | US | MRO | - | MISO | MW | Net Firm Capacity Transfers |  | -913.8 | -1298.5 | -117.5 | -68.5 | -68.5 | -68.5 | -68.5 | -68.5 | -68.5 | -68.5 | -68.5
2015 | US | MRO | - | MISO | MW | Expected Imports |  | 0 | 0 | 3664.3 | 3664.3 | 3664.3 | 7240 | 7240 | 7240 | 7240 | 7240 | 7240
2015 | US | MRO | - | MISO | MW | Expected Exports |  | 0 | 0 | 0 | 0 | 0 | 0 | 0 | 0 | 0 | 0 | 0
2015 | US | MRO | - | MISO | MW | Net Expected Transfers |  | 0 | 0 | 3664.3 | 3664.3 | 3664.3 | 7240 | 7240 | 7240 | 7240 | 7240 | 7240
2015 | US | MRO | - | MISO | MW | Existing-Certain & Net Firm Transfers |  | 145588.4094 | 142341.924 | 143521.0317 | 143645.553 | 143512.0655 | 143691.1655 | 143886.1655 | 144068.1655 | 144268.1655 | 144468.1655 | 144668.1655
2015 | US | MRO | - | MISO | MW | Anticipated Resources |  | 145588.4094 | 143061.824 | 145585.3317 | 145709.853 | 145986.3655 | 146246.3655 | 146470.7655 | 146652.7655 | 146852.7655 | 147052.7655 | 147252.7655
2015 | US | MRO | - | MISO | MW | Prospective Resources |  | 150505.5033 | 149128.8308 | 159332.2449 | 164834.7097 | 171821.1221 | 176034.0221 | 175879.6221 | 175361.5221 | 174907.3221 | 173789.1221 | 173989.1221
2015 | US | MRO | - | MISO | MW | Existing-Certain and Net Firm Transfers Excess/Shortfall |  | 32335.626 | 27036.084 | 27640.377 | 25221.4947 | 24091.3112 | 23607.8141 | 22981.4543 | 22321.4062 | 21492.9348 | 20919.8096 | 20510.9335
2015 | US | MRO | - | MISO | MW | Anticipated Excess/Shortfall |  | 32335.626 | 27755.984 | 29704.677 | 27285.7947 | 26565.6112 | 26163.0141 | 25566.0543 | 24906.0062 | 24077.5348 | 23504.4096 | 23095.5335
2015 | US | MRO | - | MISO | MW | Prospective Excess/Shortfall |  | 37252.7199 | 33822.9908 | 43451.5902 | 46410.6514 | 52400.3678 | 55950.6707 | 54974.9109 | 53614.7628 | 52132.0914 | 50240.7662 | 49831.8901
2015 | US | MRO | - | MISO | % | Existing-Certain and Net Firm Transfers Reserve Margin |  | 46.93% | 41.1% | 41.56% | 38.64% | 37.36% | 36.77% | 36.03% | 35.26% | 34.31% | 33.65% | 33.18%
2015 | US | MRO | - | MISO | % | Anticipated Reserve Margin |  | 46.93% | 41.81% | 43.6% | 40.64% | 39.73% | 39.2% | 38.47% | 37.68% | 36.72% | 36.04% | 35.56%
2015 | US | MRO | - | MISO | % | Prospective Reserve Margin |  | 51.9% | 47.83% | 57.16% | 59.09% | 64.45% | 67.56% | 66.27% | 64.64% | 62.83% | 60.78% | 60.18%
2015 | US | MRO | - | MISO | % | Reference Margin Level |  | 14.3% | 14.3% | 14.3% | 14.3% | 14.3% | 14.3% | 14.3% | 14.3% | 14.3% | 14.3% | 14.3%
2015 | CA | MRO | - | Manitoba Hydro | MW | Energy Efficiency and Conservation |  | 96.3157 | 153.5625 | 210.3989 | 277.0593 | 337.1004 | 389.2079 | 432.4635 | 457.753 | 480.907 | 499.4877 | 516.1023
2015 | CA | MRO | - | Manitoba Hydro | MW | Behind the Meter Generation |  | 14 | 14 | 14 | 14 | 14 | 14 | 14 | 14 | 14 | 14 | 14
2015 | CA | MRO | - | Manitoba Hydro | MW | Distributed Generation |  | 24 | 24 | 24 | 24 | 24 | 24 | 24 | 24 | 24 | 24 | 24
2015 | CA | MRO | - | Manitoba Hydro | MW | Total Internal Demand |  | 4659.1843 | 4678.6375 | 4745.8011 | 4656.2407 | 4694.1996 | 4724.0921 | 4752.5365 | 4782.747 | 4817.593 | 4857.0123 | 4870.8977
2015 | CA | MRO | - | Manitoba Hydro | MW | Controllable and Dispatchable Demand Response - Available |  | 0 | 0 | 0 | 0 | 0 | 0 | 0 | 0 | 0 | 0 | 0
2015 | CA | MRO | - | Manitoba Hydro | MW | Net Internal Demand |  | 4659.1843 | 4678.6375 | 4745.8011 | 4656.2407 | 4694.1996 | 4724.0921 | 4752.5365 | 4782.747 | 4817.593 | 4857.0123 | 4870.8977
2015 | CA | MRO | - | Manitoba Hydro | MW | Behind the Meter Generation - Capacity |  | 0 | 0 | 0 | 0 | 0 | 0 | 0 | 0 | 0 | 0 | 0
2015 | CA | MRO | - | Manitoba Hydro | MW | Other Capacity Adjustments - Additions |  | 0 | 0 | 0 | 0 | 0 | 0 | 0 | 0 | 0 | 0 | 0
2015 | CA | MRO | - | Manitoba Hydro | MW | Other Capacity Adjustments - Reductions |  | 0 | 0 | 0 | 0 | 0 | 0 | 0 | 0 | 0 | 0 | 0
2015 | CA | MRO | - | Manitoba Hydro | MW | Confirmed Retirements |  | 0 | 0 | 0 | 0 | 0 | 0 | 0 | 0 | 0 | 0 | 0
2015 | CA | MRO | - | Manitoba Hydro | MW | Unconfirmed Retirements |  | 0 | 0 | 0 | 0 | 92.7 | 92.7 | 92.7 | 92.7 | 92.7 | 92.7 | 92.7
2015 | CA | MRO | - | Manitoba Hydro | MW | Scheduled Outages |  | 140.1 | 16.97 | 3.6 | 0 | 0 | 0 | 0 | 0 | 0 | 0 | 0
2015 | CA | MRO | - | Manitoba Hydro | MW | Transmission Limitations |  | 0 | 0 | 0 | 0 | 0 | 0 | 0 | 0 | 0 | 0 | 0
2015 | CA | MRO | - | Manitoba Hydro | MW | Existing-Certain |  | 5324.4938 | 5510.3238 | 5586.5938 | 5590.1938 | 5590.1938 | 5590.1938 | 5590.1938 | 5590.1938 | 5590.1938 | 5590.1938 | 5590.1938
2015 | CA | MRO | - | Manitoba Hydro | MW | Existing-Other |  | 150.9895 | 88.2895 | 25.3895 | 25.3895 | 25.3895 | 25.3895 | 25.3895 | 25.3895 | 25.3895 | 25.3895 | 25.3895
2015 | CA | MRO | - | Manitoba Hydro | MW | Additions - Tier 1 |  | 0 | 0 | 0 | 0 | 180 | 630 | 630 | 630 | 630 | 630 | 630
2015 | CA | MRO | - | Manitoba Hydro | MW | Additions - Tier 2 |  | 0 | 0 | 0 | 0 | 0 | 0 | 0 | 0 | 0 | 0 | 0
2015 | CA | MRO | - | Manitoba Hydro | MW | Additions - Tier 3 |  | 0 | 0 | 0 | 0 | 0 | 0 | 0 | 0 | 0 | 0 | 0
2015 | CA | MRO | - | Manitoba Hydro | MW | Firm Imports |  | 550 | 550 | 550 | 550 | 550 | 550 | 550 | 550 | 550 | 550 | 200
2015 | CA | MRO | - | Manitoba Hydro | MW | Firm Exports |  | 520 | 717 | 717 | 558 | 558 | 458 | 350 | 325 | 325 | 325 | 0
2015 | CA | MRO | - | Manitoba Hydro | MW | Net Firm Capacity Transfers |  | 30 | -167 | -167 | -8 | -8 | 92 | 200 | 225 | 225 | 225 | 200
2015 | CA | MRO | - | Manitoba Hydro | MW | Expected Imports |  | 0 | 0 | 0 | 0 | 0 | 0 | 0 | 0 | 0 | 0 | 0
2015 | CA | MRO | - | Manitoba Hydro | MW | Expected Exports |  | 0 | 0 | 0 | 0 | 0 | 250 | 475 | 475 | 475 | 475 | 350
2015 | CA | MRO | - | Manitoba Hydro | MW | Net Expected Transfers |  | 0 | 0 | 0 | 0 | 0 | -250 | -475 | -475 | -475 | -475 | -350
2015 | CA | MRO | - | Manitoba Hydro | MW | Existing-Certain & Net Firm Transfers |  | 5354.4938 | 5343.3238 | 5419.5938 | 5582.1938 | 5582.1938 | 5682.1938 | 5790.1938 | 5815.1938 | 5815.1938 | 5815.1938 | 5790.1938
2015 | CA | MRO | - | Manitoba Hydro | MW | Anticipated Resources |  | 5354.4938 | 5343.3238 | 5419.5938 | 5582.1938 | 5762.1938 | 6312.1938 | 6420.1938 | 6445.1938 | 6445.1938 | 6445.1938 | 6420.1938
2015 | CA | MRO | - | Manitoba Hydro | MW | Prospective Resources |  | 5505.4832 | 5431.6132 | 5444.9832 | 5607.5832 | 5694.8832 | 5994.8832 | 5877.8832 | 5902.8832 | 5902.8832 | 5902.8832 | 6002.8832
2015 | CA | MRO | - | Manitoba Hydro | MW | Existing-Certain and Net Firm Transfers Excess/Shortfall |  | 136.2073 | 103.2497 | 104.2965 | 367.2042 | 324.6902 | 391.2107 | 467.3529 | 458.5171 | 419.4895 | 375.34 | 334.7884
2015 | CA | MRO | - | Manitoba Hydro | MW | Anticipated Excess/Shortfall |  | 136.2073 | 103.2497 | 104.2965 | 367.2042 | 504.6902 | 1021.2107 | 1097.3529 | 1088.5171 | 1049.4895 | 1005.34 | 964.7884
2015 | CA | MRO | - | Manitoba Hydro | MW | Prospective Excess/Shortfall |  | 287.1968 | 191.5392 | 129.686 | 392.5937 | 437.3797 | 703.9001 | 555.0424 | 546.2066 | 507.179 | 463.0294 | 547.4778
2015 | CA | MRO | - | Manitoba Hydro | % | Existing-Certain and Net Firm Transfers Reserve Margin |  | 14.92% | 14.21% | 14.2% | 19.89% | 18.92% | 20.28% | 21.83% | 21.59% | 20.71% | 19.73% | 18.87%
2015 | CA | MRO | - | Manitoba Hydro | % | Anticipated Reserve Margin |  | 14.92% | 14.21% | 14.2% | 19.89% | 22.75% | 33.62% | 35.09% | 34.76% | 33.78% | 32.7% | 31.81%
2015 | CA | MRO | - | Manitoba Hydro | % | Prospective Reserve Margin |  | 18.16% | 16.09% | 14.73% | 20.43% | 21.32% | 26.9% | 23.68% | 23.42% | 22.53% | 21.53% | 23.24%
2015 | CA | MRO | - | Manitoba Hydro | % | Reference Margin Level |  | 12% | 12% | 12% | 12% | 12% | 12% | 12% | 12% | 12% | 12% | 12%
2015 | US | MRO | - | MAPP | MW | Energy Efficiency and Conservation |  | 45.0458 | 54.2935 | 63.1049 | 73.0144 | 82.9976 | 92.8704 | 102.7469 | 112.5774 | 122.3918 | 132.1887 | 141.9643
2015 | US | MRO | - | MAPP | MW | Behind the Meter Generation |  | 0 | 0 | 0 | 0 | 0 | 0 | 0 | 0 | 0 | 0 | 0
2015 | US | MRO | - | MAPP | MW | Distributed Generation |  | 0 | 0 | 0 | 0 | 0 | 0 | 0 | 0 | 0 | 0 | 0
2015 | US | MRO | - | MAPP | MW | Total Internal Demand |  | 5567.9175 | 5731.5775 | 6047.7803 | 6179.672 | 6375.3526 | 6477.5326 | 6581.8432 | 6684.5106 | 6810.9767 | 6911.2739 | 7008.334
2015 | US | MRO | - | MAPP | MW | Controllable and Dispatchable Demand Response - Available |  | 386 | 385 | 390 | 395 | 400 | 405 | 410 | 415 | 420 | 425 | 430
2015 | US | MRO | - | MAPP | MW | Net Internal Demand |  | 5181.9175 | 5346.5775 | 5657.7803 | 5784.672 | 5975.3526 | 6072.5326 | 6171.8432 | 6269.5106 | 6390.9767 | 6486.2739 | 6578.334
2015 | US | MRO | - | MAPP | MW | Behind the Meter Generation - Capacity |  | 3.025 | 3.025 | 3.025 | 3.025 | 3.025 | 3.025 | 3.025 | 3.025 | 3.025 | 3.025 | 3.025
2015 | US | MRO | - | MAPP | MW | Other Capacity Adjustments - Additions |  | 0 | 0 | 0 | 0 | 0 | 0 | 0 | 0 | 0 | 0 | 0
2015 | US | MRO | - | MAPP | MW | Other Capacity Adjustments - Reductions |  | 0 | 0 | 0 | 0 | 0 | 0 | 0 | 0 | 0 | 0 | 0
2015 | US | MRO | - | MAPP | MW | Confirmed Retirements |  | 0 | 0 | 0 | 0 | 0 | 0 | 0 | 0 | 0 | 0 | 0
2015 | US | MRO | - | MAPP | MW | Unconfirmed Retirements |  | 0 | 0 | 0 | 0 | 0 | 0 | 0 | 0 | 0 | 0 | 0
2015 | US | MRO | - | MAPP | MW | Scheduled Outages |  | 0 | 0 | 0 | 0 | 0 | 0 | 0 | 0 | 0 | 0 | 0
2015 | US | MRO | - | MAPP | MW | Transmission Limitations |  | 0 | 0 | 0 | 0 | 0 | 0 | 0 | 0 | 0 | 0 | 0
2015 | US | MRO | - | MAPP | MW | Existing-Certain |  | 7445.837 | 7445.837 | 7445.837 | 7445.837 | 7445.837 | 7445.837 | 7445.837 | 7445.837 | 7445.837 | 7445.837 | 7445.837
2015 | US | MRO | - | MAPP | MW | Existing-Other |  | 0 | 0 | 0 | 0 | 0 | 0 | 0 | 0 | 0 | 0 | 0
2015 | US | MRO | - | MAPP | MW | Additions - Tier 1 |  | 159.2 | 472.56 | 472.56 | 472.56 | 472.56 | 472.56 | 472.56 | 472.56 | 472.56 | 472.56 | 472.56
2015 | US | MRO | - | MAPP | MW | Additions - Tier 2 |  | 0 | 0 | 0 | 0 | 0 | 0 | 0 | 0 | 0 | 0 | 0
2015 | US | MRO | - | MAPP | MW | Additions - Tier 3 |  | 0 | 0 | 0 | 0 | 0 | 0 | 0 | 0 | 0 | 0 | 0
2015 | US | MRO | - | MAPP | MW | Firm Imports |  | 225.15 | 307.15 | 309.16 | 311.16 | 311.16 | 261.16 | 261.16 | 261.16 | 261.17 | 261.17 | 261.17
2015 | US | MRO | - | MAPP | MW | Firm Exports |  | 596.28 | 587.32 | 542 | 644 | 646 | 646 | 596 | 576 | 556 | 536 | 516
2015 | US | MRO | - | MAPP | MW | Net Firm Capacity Transfers |  | -371.13 | -280.17 | -232.84 | -332.84 | -334.84 | -384.84 | -334.84 | -314.84 | -294.83 | -274.83 | -254.83
2015 | US | MRO | - | MAPP | MW | Expected Imports |  | 0 | 0 | 0 | 0 | 0 | 0 | 0 | 0 | 0 | 0 | 0
2015 | US | MRO | - | MAPP | MW | Expected Exports |  | 0 | 0 | 0 | 0 | 0 | 0 | 0 | 0 | 0 | 0 | 0
2015 | US | MRO | - | MAPP | MW | Net Expected Transfers |  | 0 | 0 | 0 | 0 | 0 | 0 | 0 | 0 | 0 | 0 | 0
2015 | US | MRO | - | MAPP | MW | Existing-Certain & Net Firm Transfers |  | 7074.707 | 7165.667 | 7212.997 | 7112.997 | 7110.997 | 7060.997 | 7110.997 | 7130.997 | 7151.007 | 7171.007 | 7191.007
2015 | US | MRO | - | MAPP | MW | Anticipated Resources |  | 7233.907 | 7638.227 | 7685.557 | 7585.557 | 7583.557 | 7533.557 | 7583.557 | 7603.557 | 7623.567 | 7643.567 | 7663.567
2015 | US | MRO | - | MAPP | MW | Prospective Resources |  | 7233.907 | 7638.227 | 7685.557 | 7585.557 | 7583.557 | 7533.557 | 7583.557 | 7603.557 | 7623.567 | 7643.567 | 7663.567
2015 | US | MRO | - | MAPP | MW | Existing-Certain and Net Firm Transfers Excess/Shortfall |  | 1115.5019 | 1017.1029 | 706.5497 | 460.6242 | 239.3415 | 77.5846 | 13.3773 | -78.9402 | -198.6162 | -288.208 | -374.0771
2015 | US | MRO | - | MAPP | MW | Anticipated Excess/Shortfall |  | 1274.7019 | 1489.6629 | 1179.1097 | 933.1842 | 711.9015 | 550.1446 | 485.9373 | 393.6198 | 273.9438 | 184.352 | 98.4829
2015 | US | MRO | - | MAPP | MW | Prospective Excess/Shortfall |  | 1274.7019 | 1489.6629 | 1179.1097 | 933.1842 | 711.9015 | 550.1446 | 485.9373 | 393.6198 | 273.9438 | 184.352 | 98.4829
2015 | US | MRO | - | MAPP | % | Existing-Certain and Net Firm Transfers Reserve Margin |  | 36.53% | 34.02% | 27.49% | 22.96% | 19.01% | 16.28% | 15.22% | 13.74% | 11.89% | 10.56% | 9.313%
2015 | US | MRO | - | MAPP | % | Anticipated Reserve Margin |  | 39.6% | 42.86% | 35.84% | 31.13% | 26.91% | 24.06% | 22.87% | 21.28% | 19.29% | 17.84% | 16.5%
2015 | US | MRO | - | MAPP | % | Prospective Reserve Margin |  | 39.6% | 42.86% | 35.84% | 31.13% | 26.91% | 24.06% | 22.87% | 21.28% | 19.29% | 17.84% | 16.5%
2015 | US | MRO | - | MAPP | % | Reference Margin Level |  | 15% | 15% | 15% | 15% | 15% | 15% | 15% | 15% | 15% | 15% | 15%
2015 | CA | MRO | - | SaskPower | MW | Energy Efficiency and Conservation |  | 87.6636 | 95.9106 | 107.1374 | 116.4146 | 125.7061 | 135.0805 | 144.3859 | 153.6882 | 162.9901 | 172.2692 | 181.0352
2015 | CA | MRO | - | SaskPower | MW | Behind the Meter Generation |  | 0 | 0 | 0 | 0 | 0 | 0 | 0 | 0 | 0 | 0 | 0
2015 | CA | MRO | - | SaskPower | MW | Distributed Generation |  | 0 | 0 | 0 | 0 | 0 | 0 | 0 | 0 | 0 | 0 | 0
2015 | CA | MRO | - | SaskPower | MW | Total Internal Demand |  | 3557 | 3644 | 3725 | 3786 | 3928 | 4012 | 4060 | 4125 | 4170 | 4216 | 4274
2015 | CA | MRO | - | SaskPower | MW | Controllable and Dispatchable Demand Response - Available |  | 85 | 85 | 85 | 85 | 85 | 85 | 85 | 85 | 85 | 85 | 85
2015 | CA | MRO | - | SaskPower | MW | Net Internal Demand |  | 3472 | 3559 | 3640 | 3701 | 3843 | 3927 | 3975 | 4040 | 4085 | 4131 | 4189
2015 | CA | MRO | - | SaskPower | MW | Behind the Meter Generation - Capacity |  | 0 | 0 | 0 | 0 | 0 | 0 | 0 | 0 | 0 | 0 | 0
2015 | CA | MRO | - | SaskPower | MW | Other Capacity Adjustments - Additions |  | 0 | 0 | 0 | 0 | 0 | 0 | 0 | 0 | 0 | 0 | 0
2015 | CA | MRO | - | SaskPower | MW | Other Capacity Adjustments - Reductions |  | 0 | 0 | 0 | 0 | 0 | 0 | 0 | 0 | 0 | 0 | 0
2015 | CA | MRO | - | SaskPower | MW | Confirmed Retirements |  | 0 | 0 | 0 | 0 | 0 | 0 | 0 | 0 | 0 | 0 | 0
2015 | CA | MRO | - | SaskPower | MW | Unconfirmed Retirements |  | 0 | 0 | 0 | 0 | 0 | 0 | 0 | 0 | 0 | 0 | 0
2015 | CA | MRO | - | SaskPower | MW | Scheduled Outages |  | 0 | 0 | 0 | 0 | 0 | 0 | 0 | 0 | 0 | 0 | 0
2015 | CA | MRO | - | SaskPower | MW | Transmission Limitations |  | 0 | 0 | 0 | 0 | 0 | 0 | 0 | 0 | 0 | 0 | 0
2015 | CA | MRO | - | SaskPower | MW | Existing-Certain |  | 4074.72 | 4074.72 | 4074.72 | 4074.72 | 4074.72 | 4074.72 | 3996.92 | 3994.68 | 3760.68 | 3621.68 | 3621.68
2015 | CA | MRO | - | SaskPower | MW | Existing-Other |  | 0 | 0 | 0 | 0 | 0 | 0 | 77.8 | 80.04 | 175.04 | 175.04 | 175.04
2015 | CA | MRO | - | SaskPower | MW | Additions - Tier 1 |  | 209.6 | 209.6 | 209.6 | 281 | 587 | 731 | 1031 | 1031 | 1166 | 1166 | 1301
2015 | CA | MRO | - | SaskPower | MW | Additions - Tier 2 |  | 0 | 0 | 0 | 0 | 0 | 0 | 0 | 0 | 0 | 0 | 0
2015 | CA | MRO | - | SaskPower | MW | Additions - Tier 3 |  | 0 | 0 | 0 | 0 | 0 | 0 | 0 | 0 | 0 | 0 | 0
2015 | CA | MRO | - | SaskPower | MW | Firm Imports |  | 25 | 25 | 25 | 25 | 25 | 25 | 25 | 0 | 0 | 0 | 0
2015 | CA | MRO | - | SaskPower | MW | Firm Exports |  | 0 | 0 | 0 | 0 | 0 | 0 | 0 | 0 | 0 | 0 | 0
2015 | CA | MRO | - | SaskPower | MW | Net Firm Capacity Transfers |  | 25 | 25 | 25 | 25 | 25 | 25 | 25 | 0 | 0 | 0 | 0
2015 | CA | MRO | - | SaskPower | MW | Expected Imports |  | 0 | 0 | 0 | 125 | 0 | 100 | 100 | 100 | 100 | 100 | 100
2015 | CA | MRO | - | SaskPower | MW | Expected Exports |  | 0 | 0 | 0 | 0 | 0 | 0 | 0 | 0 | 0 | 0 | 0
2015 | CA | MRO | - | SaskPower | MW | Net Expected Transfers |  | 0 | 0 | 0 | 125 | 0 | 100 | 100 | 100 | 100 | 100 | 100
2015 | CA | MRO | - | SaskPower | MW | Existing-Certain & Net Firm Transfers |  | 4099.72 | 4099.72 | 4099.72 | 4099.72 | 4099.72 | 4099.72 | 4021.92 | 3994.68 | 3760.68 | 3621.68 | 3621.68
2015 | CA | MRO | - | SaskPower | MW | Anticipated Resources |  | 4309.32 | 4309.32 | 4309.32 | 4380.72 | 4686.72 | 4830.72 | 5052.92 | 5025.68 | 4926.68 | 4787.68 | 4922.68
2015 | CA | MRO | - | SaskPower | MW | Prospective Resources |  | 4309.32 | 4309.32 | 4309.32 | 4505.72 | 4686.72 | 4930.72 | 5230.72 | 5205.72 | 5201.72 | 5062.72 | 5197.72
2015 | CA | MRO | - | SaskPower | MW | Existing-Certain and Net Firm Transfers Excess/Shortfall |  | 245.8 | 149.23 | 59.32 | -8.39 | -166.01 | -259.25 | -390.33 | -489.72 | -773.67 | -963.73 | -1028.11
2015 | CA | MRO | - | SaskPower | MW | Anticipated Excess/Shortfall |  | 455.4 | 358.83 | 268.92 | 272.61 | 420.99 | 471.75 | 640.67 | 541.28 | 392.33 | 202.27 | 272.89
2015 | CA | MRO | - | SaskPower | MW | Prospective Excess/Shortfall |  | 455.4 | 358.83 | 268.92 | 397.61 | 420.99 | 571.75 | 818.47 | 721.32 | 667.37 | 477.31 | 547.93
2015 | CA | MRO | - | SaskPower | % | Existing-Certain and Net Firm Transfers Reserve Margin |  | 18.08% | 15.19% | 12.63% | 10.77% | 6.68% | 4.398% | 1.18% | -1.122% | -7.939% | -12.33% | -13.54%
2015 | CA | MRO | - | SaskPower | % | Anticipated Reserve Margin |  | 24.12% | 21.08% | 18.39% | 18.37% | 21.95% | 23.01% | 27.12% | 24.4% | 20.6% | 15.9% | 17.51%
2015 | CA | MRO | - | SaskPower | % | Prospective Reserve Margin |  | 24.12% | 21.08% | 18.39% | 21.74% | 21.95% | 25.56% | 31.59% | 28.85% | 27.34% | 22.55% | 24.08%
2015 | CA | MRO | - | SaskPower | % | Reference Margin Level |  | 11% | 11% | 11% | 11% | 11% | 11% | 11% | 11% | 11% | 11% | 11%
2015 | CA | NPCC | - | Maritimes | MW | Energy Efficiency and Conservation |  | 59 | 118 | 177 | 225 | 263 | 312 | 360 | 428 | 506 | 594 | 612
2015 | CA | NPCC | - | Maritimes | MW | Behind the Meter Generation |  | 0 | 0 | 0 | 0 | 0 | 0 | 0 | 0 | 0 | 0 | 0
2015 | CA | NPCC | - | Maritimes | MW | Distributed Generation |  | 0 | 0 | 0 | 0 | 0 | 0 | 0 | 0 | 0 | 0 | 0
2015 | CA | NPCC | - | Maritimes | MW | Total Internal Demand |  | 5388.6 | 5400.4 | 5425.5 | 5417.4 | 5417.9 | 5400.9 | 5400.8 | 5372.9 | 5346.3 | 5293.7 | 5292.4
2015 | CA | NPCC | - | Maritimes | MW | Controllable and Dispatchable Demand Response - Available |  | 237.8 | 238.7 | 240.5 | 241.4 | 242.3 | 242.1 | 242 | 241.9 | 241.8 | 241.6 | 241.5
2015 | CA | NPCC | - | Maritimes | MW | Net Internal Demand |  | 5150.8 | 5161.7 | 5185 | 5176 | 5175.6 | 5158.8 | 5158.8 | 5131 | 5104.5 | 5052.1 | 5050.9
2015 | CA | NPCC | - | Maritimes | MW | Behind the Meter Generation - Capacity |  | 0 | 0 | 0 | 0 | 0 | 0 | 0 | 0 | 0 | 0 | 0
2015 | CA | NPCC | - | Maritimes | MW | Other Capacity Adjustments - Additions |  | 0 | 0 | 0 | 0 | 0 | 0 | 0 | 0 | 0 | 0 | 0
2015 | CA | NPCC | - | Maritimes | MW | Other Capacity Adjustments - Reductions |  | 0 | 0 | 0 | 0 | 0 | 0 | 0 | 0 | 0 | 0 | 0
2015 | CA | NPCC | - | Maritimes | MW | Confirmed Retirements |  | 0 | 0 | 0 | 0 | 0 | 0 | 0 | 0 | 0 | 0 | 0
2015 | CA | NPCC | - | Maritimes | MW | Unconfirmed Retirements |  | 0 | 0 | 153 | 153 | 153 | 153 | 153 | 153 | 153 | 153 | 153
2015 | CA | NPCC | - | Maritimes | MW | Scheduled Outages |  | 100 | 100 | 100 | 100 | 100 | 100 | 100 | 100 | 100 | 100 | 100
2015 | CA | NPCC | - | Maritimes | MW | Transmission Limitations |  | 0 | 0 | 0 | 0 | 0 | 0 | 0 | 0 | 0 | 0 | 0
2015 | CA | NPCC | - | Maritimes | MW | Existing-Certain |  | 6630.502 | 6630.502 | 6675.502 | 6675.502 | 6675.502 | 6675.502 | 6675.502 | 6548.89 | 6675.502 | 6675.502 | 6675.502
2015 | CA | NPCC | - | Maritimes | MW | Existing-Other |  | 19.644 | 19.644 | 19.644 | 19.644 | 19.644 | 19.644 | 19.644 | 19.644 | 19.644 | 19.644 | 19.644
2015 | CA | NPCC | - | Maritimes | MW | Additions - Tier 1 |  | 12.24 | 22.24 | 22.24 | 22.24 | 22.24 | 22.24 | 22.24 | 22.24 | 22.24 | 22.24 | 22.24
2015 | CA | NPCC | - | Maritimes | MW | Additions - Tier 2 |  | 0 | 0 | 0 | 0 | 0 | 0 | 0 | 0 | 0 | 0 | 0
2015 | CA | NPCC | - | Maritimes | MW | Additions - Tier 3 |  | 0 | 0 | 0 | 0 | 0 | 0 | 0 | 0 | 0 | 0 | 0
2015 | CA | NPCC | - | Maritimes | MW | Firm Imports |  | 0 | 0 | 0 | 0 | 0 | 0 | 0 | 0 | 0 | 0 | 0
2015 | CA | NPCC | - | Maritimes | MW | Firm Exports |  | 200 | 200 | 0 | 114 | 0 | 0 | 0 | 0 | 0 | 0 | 0
2015 | CA | NPCC | - | Maritimes | MW | Net Firm Capacity Transfers |  | -200 | -200 | 0 | -114 | 0 | 0 | 0 | 0 | 0 | 0 | 0
2015 | CA | NPCC | - | Maritimes | MW | Expected Imports |  | 0 | 0 | 153 | 153 | 153 | 153 | 153 | 153 | 153 | 153 | 153
2015 | CA | NPCC | - | Maritimes | MW | Expected Exports |  | 0 | 0 | 0 | 0 | 0 | 0 | 0 | 0 | 0 | 0 | 0
2015 | CA | NPCC | - | Maritimes | MW | Net Expected Transfers |  | 0 | 0 | 153 | 153 | 153 | 153 | 153 | 153 | 153 | 153 | 153
2015 | CA | NPCC | - | Maritimes | MW | Existing-Certain & Net Firm Transfers |  | 6430.502 | 6430.502 | 6675.502 | 6561.502 | 6675.502 | 6675.502 | 6675.502 | 6548.89 | 6675.502 | 6675.502 | 6675.502
2015 | CA | NPCC | - | Maritimes | MW | Anticipated Resources |  | 6442.742 | 6452.742 | 6697.742 | 6583.742 | 6697.742 | 6697.742 | 6697.742 | 6571.13 | 6697.742 | 6697.742 | 6697.742
2015 | CA | NPCC | - | Maritimes | MW | Prospective Resources |  | 6462.386 | 6472.386 | 6717.386 | 6603.386 | 6717.386 | 6717.386 | 6717.386 | 6590.774 | 6717.386 | 6717.386 | 6717.386
2015 | CA | NPCC | - | Maritimes | MW | Existing-Certain and Net Firm Transfers Excess/Shortfall |  | 249.542 | 236.462 | 453.502 | 350.302 | 464.782 | 484.942 | 484.942 | 391.69 | 550.102 | 612.982 | 614.422
2015 | CA | NPCC | - | Maritimes | MW | Anticipated Excess/Shortfall |  | 261.782 | 258.702 | 475.742 | 372.542 | 487.022 | 507.182 | 507.182 | 413.93 | 572.342 | 635.222 | 636.662
2015 | CA | NPCC | - | Maritimes | MW | Prospective Excess/Shortfall |  | 281.426 | 278.346 | 495.386 | 392.186 | 506.666 | 526.826 | 526.826 | 433.574 | 591.986 | 654.866 | 656.306
2015 | CA | NPCC | - | Maritimes | % | Existing-Certain and Net Firm Transfers Reserve Margin |  | 24.84% | 24.58% | 28.75% | 26.77% | 28.98% | 29.4% | 29.4% | 27.63% | 30.78% | 32.13% | 32.16%
2015 | CA | NPCC | - | Maritimes | % | Anticipated Reserve Margin |  | 25.08% | 25.01% | 29.18% | 27.2% | 29.41% | 29.83% | 29.83% | 28.07% | 31.21% | 32.57% | 32.6%
2015 | CA | NPCC | - | Maritimes | % | Prospective Reserve Margin |  | 25.46% | 25.39% | 29.55% | 27.58% | 29.79% | 30.21% | 30.21% | 28.45% | 31.6% | 32.96% | 32.99%
2015 | CA | NPCC | - | Maritimes | % | Reference Margin Level |  | 20% | 20% | 20% | 20% | 20% | 20% | 20% | 20% | 20% | 20% | 20%
2015 | US | NPCC | - | New England | MW | Energy Efficiency and Conservation |  | 1663 | 1652 | 1832 | 2170.6 | 2402 | 2619 | 2825 | 3018 | 3199 | 3370 | 3543
2015 | US | NPCC | - | New England | MW | Behind the Meter Generation |  | 0 | 0 | 0 | 0 | 0 | 0 | 0 | 0 | 0 | 0 | 0
2015 | US | NPCC | - | New England | MW | Distributed Generation |  | 0 | 0 | 0 | 0 | 0 | 0 | 0 | 0 | 0 | 0 | 0
2015 | US | NPCC | - | New England | MW | Total Internal Demand |  | 21077 | 21268 | 21273 | 21109 | 21028 | 20951 | 20890 | 20847 | 20821 | 20805 | 20789
2015 | US | NPCC | - | New England | MW | Controllable and Dispatchable Demand Response - Available |  | 599.863 | 907.1 | 894.108 | 647.261 | 647.261 | 647.261 | 647.261 | 647.261 | 647.261 | 647.261 | 647.261
2015 | US | NPCC | - | New England | MW | Net Internal Demand |  | 20477.137 | 20360.9 | 20378.892 | 20461.739 | 20380.739 | 20303.739 | 20242.739 | 20199.739 | 20173.739 | 20157.739 | 20141.739
2015 | US | NPCC | - | New England | MW | Behind the Meter Generation - Capacity |  | 0 | 0 | 0 | 0 | 0 | 0 | 0 | 0 | 0 | 0 | 0
2015 | US | NPCC | - | New England | MW | Other Capacity Adjustments - Additions |  | 0 | 0 | 0 | 0 | 0 | 0 | 0 | 0 | 0 | 0 | 0
2015 | US | NPCC | - | New England | MW | Other Capacity Adjustments - Reductions |  | 0 | 0 | 0 | 0 | 0 | 0 | 0 | 0 | 0 | 0 | 0
2015 | US | NPCC | - | New England | MW | Confirmed Retirements |  | 0 | 0 | 1551.141 | 1556.416 | 1556.416 | 1556.416 | 1556.416 | 1556.416 | 1556.416 | 1556.416 | 1556.416
2015 | US | NPCC | - | New England | MW | Unconfirmed Retirements |  | 0 | 0 | 0 | 0 | 0 | 0 | 0 | 0 | 0 | 0 | 0
2015 | US | NPCC | - | New England | MW | Scheduled Outages |  | 621 | 511 | 0 | 0 | 0 | 0 | 0 | 0 | 0 | 0 | 0
2015 | US | NPCC | - | New England | MW | Transmission Limitations |  | 0 | 0 | 0 | 0 | 0 | 0 | 0 | 0 | 0 | 0 | 0
2015 | US | NPCC | - | New England | MW | Existing-Certain |  | 32521.885 | 32605.073 | 31576.932 | 31571.657 | 31571.657 | 31571.657 | 31571.657 | 31571.657 | 31571.657 | 31571.657 | 31571.657
2015 | US | NPCC | - | New England | MW | Existing-Other |  | 0 | 0 | 0 | 0 | 0 | 0 | 0 | 0 | 0 | 0 | 0
2015 | US | NPCC | - | New England | MW | Additions - Tier 1 |  | 67.926 | 110.196 | 798.046 | 1879.087 | 1879.087 | 1879.087 | 1879.087 | 1879.087 | 1879.087 | 1879.087 | 1879.087
2015 | US | NPCC | - | New England | MW | Additions - Tier 2 |  | 203.36 | 204.32 | 1167.376 | 3267.616 | 5113.026 | 5113.026 | 5113.026 | 5113.026 | 5113.026 | 5113.026 | 5113.026
2015 | US | NPCC | - | New England | MW | Additions - Tier 3 |  | 0 | 0 | 0 | 0 | 0 | 0 | 0 | 0 | 0 | 0 | 0
2015 | US | NPCC | - | New England | MW | Firm Imports |  | 1326.103 | 1591.401 | 1267.034 | 1017 | 96 | 90 | 90 | 90 | 90 | 90 | 90
2015 | US | NPCC | - | New England | MW | Firm Exports |  | 100 | 100 | 100 | 100 | 100 | 100 | 100 | 100 | 100 | 100 | 100
2015 | US | NPCC | - | New England | MW | Net Firm Capacity Transfers |  | 1226.103 | 1491.401 | 1167.034 | 917 | -4 | -10 | -10 | -10 | -10 | -10 | -10
2015 | US | NPCC | - | New England | MW | Expected Imports |  | 0 | 0 | 0 | 0 | 0 | 0 | 0 | 0 | 0 | 0 | 0
2015 | US | NPCC | - | New England | MW | Expected Exports |  | 0 | 0 | 0 | 0 | 0 | 0 | 0 | 0 | 0 | 0 | 0
2015 | US | NPCC | - | New England | MW | Net Expected Transfers |  | 0 | 0 | 0 | 0 | 0 | 0 | 0 | 0 | 0 | 0 | 0
2015 | US | NPCC | - | New England | MW | Existing-Certain & Net Firm Transfers |  | 33747.988 | 34096.474 | 32743.966 | 32488.657 | 31567.657 | 31561.657 | 31561.657 | 31561.657 | 31561.657 | 31561.657 | 31561.657
2015 | US | NPCC | - | New England | MW | Anticipated Resources |  | 33815.914 | 34206.67 | 33542.012 | 34367.744 | 33446.744 | 33440.744 | 33440.744 | 33440.744 | 33440.744 | 33440.744 | 33440.744
2015 | US | NPCC | - | New England | MW | Prospective Resources |  | 34019.274 | 34410.99 | 34709.388 | 37635.36 | 38559.77 | 38553.77 | 38553.77 | 38553.77 | 38553.77 | 38553.77 | 38553.77
2015 | US | NPCC | - | New England | MW | Existing-Certain and Net Firm Transfers Excess/Shortfall |  | 9853.2168 | 10496.1548 | 9302.1265 | 9174.5516 | 8272.4723 | 8354.4833 | 8424.2063 | 8473.3553 | 8503.0733 | 8521.3613 | 8539.6493
2015 | US | NPCC | - | New England | MW | Anticipated Excess/Shortfall |  | 9921.1428 | 10606.3508 | 10100.1725 | 11053.6386 | 10151.5593 | 10233.5703 | 10303.2933 | 10352.4423 | 10382.1603 | 10400.4483 | 10418.7363
2015 | US | NPCC | - | New England | MW | Prospective Excess/Shortfall |  | 10124.5028 | 10810.6708 | 11267.5485 | 14321.2546 | 15264.5853 | 15346.5963 | 15416.3193 | 15465.4683 | 15495.1863 | 15513.4743 | 15531.7623
2015 | US | NPCC | - | New England | % | Existing-Certain and Net Firm Transfers Reserve Margin |  | 64.81% | 67.46% | 60.68% | 58.78% | 54.89% | 55.45% | 55.92% | 56.25% | 56.45% | 56.57% | 56.7%
2015 | US | NPCC | - | New England | % | Anticipated Reserve Margin |  | 65.14% | 68% | 64.59% | 67.96% | 64.11% | 64.7% | 65.2% | 65.55% | 65.76% | 65.9% | 66.03%
2015 | US | NPCC | - | New England | % | Prospective Reserve Margin |  | 66.13% | 69.01% | 70.32% | 83.93% | 89.2% | 89.89% | 90.46% | 90.86% | 91.11% | 91.26% | 91.41%
2015 | US | NPCC | - | New England | % | Reference Margin Level |  | 16.69% | 15.91% | 15.03% | 13.94% | 14.3% | 14.3% | 14.3% | 14.3% | 14.3% | 14.3% | 14.3%
2015 | US | NPCC | - | New York | MW | Energy Efficiency and Conservation |  | 223 | 438 | 643 | 800 | 915 | 999 | 1072 | 1138 | 1203 | 1258 | 1333
2015 | US | NPCC | - | New York | MW | Behind the Meter Generation |  | 0 | 0 | 0 | 0 | 0 | 0 | 0 | 0 | 0 | 0 | 0
2015 | US | NPCC | - | New York | MW | Distributed Generation |  | 0 | 0 | 0 | 0 | 0 | 0 | 0 | 0 | 0 | 0 | 0
2015 | US | NPCC | - | New York | MW | Total Internal Demand |  | 24515 | 24524 | 24488 | 24463 | 24603 | 24757 | 24796 | 24843 | 24895 | 24951 | 25020
2015 | US | NPCC | - | New York | MW | Controllable and Dispatchable Demand Response - Available |  | 884.8 | 884.8 | 884.8 | 884.8 | 884.8 | 884.8 | 884.8 | 884.8 | 884.8 | 884.8 | 884.8
2015 | US | NPCC | - | New York | MW | Net Internal Demand |  | 23630.2 | 23639.2 | 23603.2 | 23578.2 | 23718.2 | 23872.2 | 23911.2 | 23958.2 | 24010.2 | 24066.2 | 24135.2
2015 | US | NPCC | - | New York | MW | Behind the Meter Generation - Capacity |  | 0 | 0 | 0 | 0 | 0 | 0 | 0 | 0 | 0 | 0 | 0
2015 | US | NPCC | - | New York | MW | Other Capacity Adjustments - Additions |  | 0 | 0 | 0 | 0 | 0 | 0 | 0 | 0 | 0 | 0 | 0
2015 | US | NPCC | - | New York | MW | Other Capacity Adjustments - Reductions |  | 0 | 0 | 0 | 0 | 0 | 0 | 0 | 0 | 0 | 0 | 0
2015 | US | NPCC | - | New York | MW | Confirmed Retirements |  | 0 | 0 | 307.3 | 307.3 | 307.3 | 307.3 | 307.3 | 307.3 | 307.3 | 307.3 | 307.3
2015 | US | NPCC | - | New York | MW | Unconfirmed Retirements |  | 0 | 0 | 0 | 0 | 0 | 0 | 0 | 0 | 0 | 0 | 0
2015 | US | NPCC | - | New York | MW | Scheduled Outages |  | 0 | 0 | 0 | 0 | 0 | 0 | 0 | 0 | 0 | 0 | 0
2015 | US | NPCC | - | New York | MW | Transmission Limitations |  | 0 | 0 | 0 | 0 | 0 | 0 | 0 | 0 | 0 | 0 | 0
2015 | US | NPCC | - | New York | MW | Existing-Certain |  | 41012.8 | 41012.8 | 40705.5 | 40705.5 | 40705.5 | 40705.5 | 40705.5 | 40705.5 | 40705.5 | 40705.5 | 40705.5
2015 | US | NPCC | - | New York | MW | Existing-Other |  | 0 | 0 | 0 | 0 | 0 | 0 | 0 | 0 | 0 | 0 | 0
2015 | US | NPCC | - | New York | MW | Additions - Tier 1 |  | 734.4 | 734.4 | 756.9 | 756.9 | 756.9 | 756.9 | 756.9 | 756.9 | 756.9 | 756.9 | 756.9
2015 | US | NPCC | - | New York | MW | Additions - Tier 2 |  | 184.3 | 959.3 | 2147.2 | 2147.2 | 2443.5 | 2443.5 | 2443.5 | 2443.5 | 2443.5 | 2443.5 | 2443.5
2015 | US | NPCC | - | New York | MW | Additions - Tier 3 |  | 100 | 2012.9 | 2332.7 | 2473.7 | 2473.7 | 2473.7 | 2473.7 | 2473.7 | 2473.7 | 2473.7 | 2473.7
2015 | US | NPCC | - | New York | MW | Firm Imports |  | 1740.8 | 1668 | 1668 | 1668 | 1668 | 1668 | 1668 | 1668 | 1668 | 1668 | 1668
2015 | US | NPCC | - | New York | MW | Firm Exports |  | 1402.5 | 1672.5 | 1264.5 | 1340.5 | 586.5 | 586.5 | 586.5 | 586.5 | 586.5 | 586.5 | 586.5
2015 | US | NPCC | - | New York | MW | Net Firm Capacity Transfers |  | 338.3 | -4.5 | 403.5 | 327.5 | 1081.5 | 1081.5 | 1081.5 | 1081.5 | 1081.5 | 1081.5 | 1081.5
2015 | US | NPCC | - | New York | MW | Expected Imports |  | 0 | 0 | 0 | 0 | 0 | 0 | 0 | 0 | 0 | 0 | 0
2015 | US | NPCC | - | New York | MW | Expected Exports |  | 0 | 0 | 0 | 0 | 0 | 0 | 0 | 0 | 0 | 0 | 0
2015 | US | NPCC | - | New York | MW | Net Expected Transfers |  | 0 | 0 | 0 | 0 | 0 | 0 | 0 | 0 | 0 | 0 | 0
2015 | US | NPCC | - | New York | MW | Existing-Certain & Net Firm Transfers |  | 41351.1 | 41008.3 | 41109 | 41033 | 41787 | 41787 | 41787 | 41787 | 41787 | 41787 | 41787
2015 | US | NPCC | - | New York | MW | Anticipated Resources |  | 42085.5 | 41742.7 | 41865.9 | 41789.9 | 42543.9 | 42543.9 | 42543.9 | 42543.9 | 42543.9 | 42543.9 | 42543.9
2015 | US | NPCC | - | New York | MW | Prospective Resources |  | 42269.8 | 42702 | 44013.1 | 43937.1 | 44987.4 | 44987.4 | 44987.4 | 44987.4 | 44987.4 | 44987.4 | 44987.4
2015 | US | NPCC | - | New York | MW | Existing-Certain and Net Firm Transfers Excess/Shortfall |  | 13703.766 | 13350.436 | 13493.256 | 13446.506 | 14036.706 | 13856.526 | 13810.896 | 13755.906 | 13695.066 | 13629.546 | 13548.816
2015 | US | NPCC | - | New York | MW | Anticipated Excess/Shortfall |  | 14438.166 | 14084.836 | 14250.156 | 14203.406 | 14793.606 | 14613.426 | 14567.796 | 14512.806 | 14451.966 | 14386.446 | 14305.716
2015 | US | NPCC | - | New York | MW | Prospective Excess/Shortfall |  | 14622.466 | 15044.136 | 16397.356 | 16350.606 | 17237.106 | 17056.926 | 17011.296 | 16956.306 | 16895.466 | 16829.946 | 16749.216
2015 | US | NPCC | - | New York | % | Existing-Certain and Net Firm Transfers Reserve Margin |  | 74.99% | 73.48% | 74.17% | 74.03% | 76.18% | 75.04% | 74.76% | 74.42% | 74.04% | 73.63% | 73.14%
2015 | US | NPCC | - | New York | % | Anticipated Reserve Margin |  | 78.1% | 76.58% | 77.37% | 77.24% | 79.37% | 78.22% | 77.92% | 77.58% | 77.19% | 76.78% | 76.27%
2015 | US | NPCC | - | New York | % | Prospective Reserve Margin |  | 78.88% | 80.64% | 86.47% | 86.35% | 89.67% | 88.45% | 88.14% | 87.77% | 87.37% | 86.93% | 86.4%
2015 | US | NPCC | - | New York | % | Reference Margin Level |  | 17% | 17% | 17% | 17% | 17% | 17% | 17% | 17% | 17% | 17% | 17%
2015 | CA | NPCC | - | Ontario | MW | Energy Efficiency and Conservation |  | 73.2709 | 241.5548 | 514.1253 | 829.2183 | 1147.6813 | 1462.6762 | 1767.5938 | 2161.279 | 2538.8964 | 2944.1071 | 3173.0419
2015 | CA | NPCC | - | Ontario | MW | Behind the Meter Generation |  | 0 | 0 | 0 | 0 | 0 | 0 | 0 | 0 | 0 | 0 | 0
2015 | CA | NPCC | - | Ontario | MW | Distributed Generation |  | 455.0399 | 705.9491 | 638.882 | 637.2336 | 659.8292 | 733.3409 | 776.9966 | 822.8198 | 700.1731 | 651.659 | 647.5761
2015 | CA | NPCC | - | Ontario | MW | Total Internal Demand |  | 22379.58 | 21960.8144 | 21542.0489 | 21422.5049 | 21306.9004 | 21242.0991 | 21089.9157 | 21250.793 | 21380.6165 | 21551.8305 | 21622.7204
2015 | CA | NPCC | - | Ontario | MW | Controllable and Dispatchable Demand Response - Available |  | 648.2806 | 713.113 | 713.113 | 713.113 | 713.113 | 713.113 | 813.113 | 963.113 | 1113.113 | 1313.113 | 1513.113
2015 | CA | NPCC | - | Ontario | MW | Net Internal Demand |  | 21731.2994 | 21247.7014 | 20828.9359 | 20709.3918 | 20593.7874 | 20528.9861 | 20276.8027 | 20287.68 | 20267.5035 | 20238.7175 | 20109.6074
2015 | CA | NPCC | - | Ontario | MW | Behind the Meter Generation - Capacity |  | 0 | 0 | 0 | 0 | 0 | 0 | 0 | 0 | 0 | 0 | 0
2015 | CA | NPCC | - | Ontario | MW | Other Capacity Adjustments - Additions |  | 0 | 0 | 0 | 0 | 0 | 0 | 0 | 0 | 0 | 0 | 0
2015 | CA | NPCC | - | Ontario | MW | Other Capacity Adjustments - Reductions |  | 0 | 0 | 0 | 0 | 0 | 0 | 0 | 0 | 0 | 0 | 0
2015 | CA | NPCC | - | Ontario | MW | Confirmed Retirements |  | 40 | 40 | 40 | 40 | 40 | 40 | 1443.17 | 2094.82 | 2832.86 | 3167.38 | 3167.38
2015 | CA | NPCC | - | Ontario | MW | Unconfirmed Retirements |  | 0 | 0 | 210.4 | 333.8 | 414.6 | 3508.6 | 3626.6 | 3663.8 | 3680.26 | 3680.26 | 3686.72
2015 | CA | NPCC | - | Ontario | MW | Scheduled Outages |  | 571 | 1649 | 1649 | 1649 | 2392 | 1621 | 2499 | 2578 | 2578 | 2516 | 816
2015 | CA | NPCC | - | Ontario | MW | Transmission Limitations |  | 170 | 300 | 300 | 300 | 300 | 150 | 150 | 150 | 150 | 150 | 150
2015 | CA | NPCC | - | Ontario | MW | Existing-Certain |  | 29245.1972 | 28037.1972 | 28037.1972 | 28037.1972 | 27294.1972 | 28215.1972 | 27337.1972 | 27258.1972 | 27258.1972 | 27320.1972 | 29007.1972
2015 | CA | NPCC | - | Ontario | MW | Existing-Other |  | 0 | 0 | 0 | 0 | 0 | 0 | 0 | 0 | 0 | 0 | 0
2015 | CA | NPCC | - | Ontario | MW | Additions - Tier 1 |  | 587.3273 | 828.2145 | 919.4145 | 2106.1895 | 2158.1895 | 2275.0895 | 2275.0895 | 2331.4895 | 2331.4895 | 2410.5019 | 2506.9045
2015 | CA | NPCC | - | Ontario | MW | Additions - Tier 2 |  | 0 | 0 | 0 | 0 | 0 | 0 | 0 | 0 | 0 | 0 | 0
2015 | CA | NPCC | - | Ontario | MW | Additions - Tier 3 |  | 0 | 0 | 0 | 0 | 0 | 0 | 2403.2 | 3223.7 | 2560 | 2906.5 | 2250
2015 | CA | NPCC | - | Ontario | MW | Firm Imports |  | 0 | 0 | 0 | 0 | 0 | 0 | 0 | 0 | 0 | 0 | 0
2015 | CA | NPCC | - | Ontario | MW | Firm Exports |  | 500 | 500 | 0 | 0 | 0 | 0 | 0 | 0 | 0 | 0 | 0
2015 | CA | NPCC | - | Ontario | MW | Net Firm Capacity Transfers |  | -500 | -500 | 0 | 0 | 0 | 0 | 0 | 0 | 0 | 0 | 0
2015 | CA | NPCC | - | Ontario | MW | Expected Imports |  | 0 | 0 | 0 | 0 | 0 | 0 | 0 | 0 | 0 | 0 | 0
2015 | CA | NPCC | - | Ontario | MW | Expected Exports |  | 0 | 0 | 0 | 0 | 0 | 0 | 0 | 0 | 0 | 0 | 0
2015 | CA | NPCC | - | Ontario | MW | Net Expected Transfers |  | 0 | 0 | 0 | 0 | 0 | 0 | 0 | 0 | 0 | 0 | 0
2015 | CA | NPCC | - | Ontario | MW | Existing-Certain & Net Firm Transfers |  | 28745.1972 | 27537.1972 | 28037.1972 | 28037.1972 | 27294.1972 | 28215.1972 | 27337.1972 | 27258.1972 | 27258.1972 | 27320.1972 | 29007.1972
2015 | CA | NPCC | - | Ontario | MW | Anticipated Resources |  | 29332.5244 | 28365.4117 | 28956.6117 | 30143.3867 | 29452.3867 | 30490.2867 | 29612.2867 | 29589.6867 | 29589.6867 | 29730.6991 | 31514.1017
2015 | CA | NPCC | - | Ontario | MW | Prospective Resources |  | 29332.5244 | 28365.4117 | 28746.2117 | 29809.5867 | 29037.7867 | 26981.6867 | 25985.6867 | 25925.8867 | 25909.4267 | 26050.4391 | 27827.3817
2015 | CA | NPCC | - | Ontario | MW | Existing-Certain and Net Firm Transfers Excess/Shortfall |  | 3163.1115 | 2379.9187 | 3271.5924 | 3595.9729 | 2581.6523 | 3580.4138 | 3005.034 | 2912.9812 | 2937.193 | 3033.7361 | 4875.6683
2015 | CA | NPCC | - | Ontario | MW | Anticipated Excess/Shortfall |  | 3750.4388 | 3208.1332 | 4191.0069 | 5702.1624 | 4739.8418 | 5855.5033 | 5280.1235 | 5244.4707 | 5268.6825 | 5444.2381 | 7382.5728
2015 | CA | NPCC | - | Ontario | MW | Prospective Excess/Shortfall |  | 3750.4388 | 3208.1332 | 3980.6069 | 5368.3624 | 4325.2418 | 2346.9033 | 1653.5235 | 1580.6707 | 1588.4225 | 1763.9781 | 3695.8528
2015 | CA | NPCC | - | Ontario | % | Existing-Certain and Net Firm Transfers Reserve Margin |  | 32.28% | 29.6% | 34.61% | 35.38% | 32.54% | 37.44% | 34.82% | 34.36% | 34.49% | 34.99% | 44.25%
2015 | CA | NPCC | - | Ontario | % | Anticipated Reserve Margin |  | 34.98% | 33.5% | 39.02% | 45.55% | 43.02% | 48.52% | 46.04% | 45.85% | 46% | 46.9% | 56.71%
2015 | CA | NPCC | - | Ontario | % | Prospective Reserve Margin |  | 34.98% | 33.5% | 38.01% | 43.94% | 41% | 31.43% | 28.15% | 27.79% | 27.84% | 28.72% | 38.38%
2015 | CA | NPCC | - | Ontario | % | Reference Margin Level |  | 17.72% | 18.4% | 18.9% | 18.02% | 20% | 20% | 20% | 20% | 20% | 20% | 20%
2015 | CA | NPCC | - | Quebec | MW | Energy Efficiency and Conservation |  | 150 | 280 | 410 | 540 | 690 | 820 | 970 | 1110 | 1260 | 1410 | 1560
2015 | CA | NPCC | - | Quebec | MW | Behind the Meter Generation |  | 0 | 0 | 0 | 0 | 0 | 0 | 0 | 0 | 0 | 0 | 0
2015 | CA | NPCC | - | Quebec | MW | Distributed Generation |  | 0 | 0 | 0 | 0 | 0 | 0 | 0 | 0 | 0 | 0 | 0
2015 | CA | NPCC | - | Quebec | MW | Total Internal Demand |  | 38251.9651 | 38650.3225 | 38855.3432 | 39174.5743 | 39469.3179 | 39792.4554 | 40113.9721 | 40440.1949 | 40724.1053 | 40964.8996 | 41149.0606
2015 | CA | NPCC | - | Quebec | MW | Controllable and Dispatchable Demand Response - Available |  | 2066 | 2197 | 2197 | 2222 | 2272 | 2297 | 2297 | 2297 | 2297 | 2297 | 2297
2015 | CA | NPCC | - | Quebec | MW | Net Internal Demand |  | 36185.9651 | 36453.3225 | 36658.3432 | 36952.5743 | 37197.3179 | 37495.4554 | 37816.9721 | 38143.1949 | 38427.1053 | 38667.8996 | 38852.0606
2015 | CA | NPCC | - | Quebec | MW | Behind the Meter Generation - Capacity |  | 0 | 0 | 0 | 0 | 0 | 0 | 0 | 0 | 0 | 0 | 0
2015 | CA | NPCC | - | Quebec | MW | Other Capacity Adjustments - Additions |  | 0 | 0 | 0 | 0 | 0 | 0 | 0 | 0 | 0 | 0 | 0
2015 | CA | NPCC | - | Quebec | MW | Other Capacity Adjustments - Reductions |  | 0 | 0 | 0 | 0 | 0 | 0 | 0 | 0 | 0 | 0 | 0
2015 | CA | NPCC | - | Quebec | MW | Confirmed Retirements |  | 0 | 0 | 0 | 0 | 0 | 0 | 0 | 0 | 0 | 0 | 0
2015 | CA | NPCC | - | Quebec | MW | Unconfirmed Retirements |  | 0 | 0 | 0 | 0 | 0 | 0 | 0 | 0 | 0 | 0 | 0
2015 | CA | NPCC | - | Quebec | MW | Scheduled Outages |  | 0 | 0 | 0 | 0 | 0 | 0 | 0 | 0 | 0 | 0 | 0
2015 | CA | NPCC | - | Quebec | MW | Transmission Limitations |  | 0 | 0 | 0 | 0 | 0 | 0 | 0 | 0 | 0 | 0 | 0
2015 | CA | NPCC | - | Quebec | MW | Existing-Certain |  | 40871.499 | 40883.499 | 40889.499 | 41459.499 | 41489.499 | 41519.499 | 41519.499 | 41519.499 | 41554.499 | 41589.499 | 41624.499
2015 | CA | NPCC | - | Quebec | MW | Existing-Other |  | 0 | 0 | 0 | 0 | 0 | 0 | 0 | 0 | 0 | 0 | 0
2015 | CA | NPCC | - | Quebec | MW | Additions - Tier 1 |  | 278.94 | 512.455 | 1181.035 | 1185.535 | 1185.535 | 1430.535 | 1430.535 | 1430.535 | 1430.535 | 1430.535 | 1430.535
2015 | CA | NPCC | - | Quebec | MW | Additions - Tier 2 |  | 0 | 0 | 0 | 0 | 0 | 0 | 0 | 0 | 0 | 0 | 0
2015 | CA | NPCC | - | Quebec | MW | Additions - Tier 3 |  | 0 | 0 | 0 | 0 | 0 | 0 | 0 | 0 | 0 | 0 | 0
2015 | CA | NPCC | - | Quebec | MW | Firm Imports |  | 1800 | 1800 | 1100 | 1100 | 1100 | 1100 | 1100 | 1100 | 1100 | 1100 | 1100
2015 | CA | NPCC | - | Quebec | MW | Firm Exports |  | 974 | 1017 | 750 | 201 | 151 | 145 | 145 | 145 | 145 | 145 | 145
2015 | CA | NPCC | - | Quebec | MW | Net Firm Capacity Transfers |  | 826 | 783 | 350 | 899 | 949 | 955 | 955 | 955 | 955 | 955 | 955
2015 | CA | NPCC | - | Quebec | MW | Expected Imports |  | 0 | 0 | 0 | 0 | 0 | 0 | 0 | 0 | 0 | 0 | 0
2015 | CA | NPCC | - | Quebec | MW | Expected Exports |  | 0 | 0 | 0 | 0 | 0 | 0 | 0 | 0 | 0 | 0 | 0
2015 | CA | NPCC | - | Quebec | MW | Net Expected Transfers |  | 0 | 0 | 0 | 0 | 0 | 0 | 0 | 0 | 0 | 0 | 0
2015 | CA | NPCC | - | Quebec | MW | Existing-Certain & Net Firm Transfers |  | 41697.499 | 41666.499 | 41239.499 | 42358.499 | 42438.499 | 42474.499 | 42474.499 | 42474.499 | 42509.499 | 42544.499 | 42579.499
2015 | CA | NPCC | - | Quebec | MW | Anticipated Resources |  | 41976.439 | 42178.954 | 42420.534 | 43544.034 | 43624.034 | 43905.034 | 43905.034 | 43905.034 | 43940.034 | 43975.034 | 44010.034
2015 | CA | NPCC | - | Quebec | MW | Prospective Resources |  | 41976.439 | 42178.954 | 42420.534 | 43544.034 | 43624.034 | 43905.034 | 43905.034 | 43905.034 | 43940.034 | 43975.034 | 44010.034
2015 | CA | NPCC | - | Quebec | MW | Existing-Certain and Net Firm Transfers Excess/Shortfall |  | 1277.776 | 984.5911 | 182.1547 | 823.8055 | 479.9244 | 179.6253 | -183.0456 | -551.0249 | -836.2758 | -1072.8917 | -1245.6253
2015 | CA | NPCC | - | Quebec | MW | Anticipated Excess/Shortfall |  | 1556.716 | 1497.0461 | 1363.1897 | 2009.3405 | 1665.4594 | 1610.1603 | 1247.4894 | 879.5101 | 594.2592 | 357.6433 | 184.9097
2015 | CA | NPCC | - | Quebec | MW | Prospective Excess/Shortfall |  | 1556.716 | 1497.0461 | 1363.1897 | 2009.3405 | 1665.4594 | 1610.1603 | 1247.4894 | 879.5101 | 594.2592 | 357.6433 | 184.9097
2015 | CA | NPCC | - | Quebec | % | Existing-Certain and Net Firm Transfers Reserve Margin |  | 15.23% | 14.3% | 12.5% | 14.63% | 14.09% | 13.28% | 12.32% | 11.36% | 10.62% | 10.03% | 9.594%
2015 | CA | NPCC | - | Quebec | % | Anticipated Reserve Margin |  | 16% | 15.71% | 15.72% | 17.84% | 17.28% | 17.09% | 16.1% | 15.11% | 14.35% | 13.72% | 13.28%
2015 | CA | NPCC | - | Quebec | % | Prospective Reserve Margin |  | 16% | 15.71% | 15.72% | 17.84% | 17.28% | 17.09% | 16.1% | 15.11% | 14.35% | 13.72% | 13.28%
2015 | CA | NPCC | - | Quebec | % | Reference Margin Level |  | 11.7% | 11.6% | 12% | 12.4% | 12.8% | 12.8% | 12.8% | 12.8% | 12.8% | 12.8% | 12.8%
2015 | US | RF | - | PJM | MW | Energy Efficiency and Conservation |  | 763 | 976 | 1233 | 1233 | 1233 | 1233 | 1233 | 1233 | 1233 | 1233 | 1233
2015 | US | RF | - | PJM | MW | Behind the Meter Generation |  | 0 | 0 | 0 | 0 | 0 | 0 | 0 | 0 | 0 | 0 | 0
2015 | US | RF | - | PJM | MW | Distributed Generation |  | 0 | 0 | 0 | 0 | 0 | 0 | 0 | 0 | 0 | 0 | 0
2015 | US | RF | - | PJM | MW | Total Internal Demand |  | 131721 | 133442 | 134770 | 135813 | 136788 | 138018 | 139319 | 140479 | 141516 | 142561 | 143610
2015 | US | RF | - | PJM | MW | Controllable and Dispatchable Demand Response - Available |  | 703 | 525 | 1432 | 1432 | 1432 | 1432 | 1432 | 1432 | 1432 | 1432 | 1432
2015 | US | RF | - | PJM | MW | Net Internal Demand |  | 131018 | 132917 | 133338 | 134381 | 135356 | 136586 | 137887 | 139047 | 140084 | 141129 | 142178
2015 | US | RF | - | PJM | MW | Behind the Meter Generation - Capacity |  | 0 | 0 | 0 | 0 | 0 | 0 | 0 | 0 | 0 | 0 | 0
2015 | US | RF | - | PJM | MW | Other Capacity Adjustments - Additions |  | 0 | 0 | 0 | 0 | 0 | 0 | 0 | 0 | 0 | 0 | 0
2015 | US | RF | - | PJM | MW | Other Capacity Adjustments - Reductions |  | 0 | 0 | 0 | 0 | 0 | 0 | 0 | 0 | 0 | 0 | 0
2015 | US | RF | - | PJM | MW | Confirmed Retirements |  | 4058.2 | 4899.7 | 5384.3 | 5558.3 | 6812.8 | 6930.8 | 6930.8 | 6930.8 | 6930.8 | 6930.8 | 6930.8
2015 | US | RF | - | PJM | MW | Unconfirmed Retirements |  | 0 | 0 | 0 | 0 | 0 | 0 | 0 | 0 | 0 | 0 | 0
2015 | US | RF | - | PJM | MW | Scheduled Outages |  | 0 | 0 | 0 | 0 | 0 | 0 | 0 | 0 | 0 | 0 | 0
2015 | US | RF | - | PJM | MW | Transmission Limitations |  | 0 | 0 | 0 | 0 | 0 | 0 | 0 | 0 | 0 | 0 | 0
2015 | US | RF | - | PJM | MW | Existing-Certain |  | 174393.8 | 174696.9 | 174829.1 | 174866.84 | 173612.34 | 173494.34 | 173494.34 | 173494.34 | 173494.34 | 173494.34 | 173494.34
2015 | US | RF | - | PJM | MW | Existing-Other |  | 0 | 0 | 0 | 106.6 | 106.6 | 106.6 | 106.6 | 106.6 | 106.6 | 106.6 | 106.6
2015 | US | RF | - | PJM | MW | Additions - Tier 1 |  | 7 | 5568.6 | 12556.34 | 21589.196 | 21589.196 | 21589.196 | 21589.196 | 21589.196 | 21589.196 | 23159.196 | 23159.196
2015 | US | RF | - | PJM | MW | Additions - Tier 2 |  | 17961.97 | 20477.12 | 23483 | 25305.3 | 27005.3 | 27005.3 | 27005.3 | 27005.3 | 27005.3 | 27005.3 | 27005.3
2015 | US | RF | - | PJM | MW | Additions - Tier 3 |  | 0 | 0 | 0 | 0 | 0 | 0 | 0 | 0 | 0 | 0 | 0
2015 | US | RF | - | PJM | MW | Firm Imports |  | 5593 | 8124 | 6697 | 6619 | 6619 | 6619 | 6619 | 6619 | 6619 | 6619 | 6619
2015 | US | RF | - | PJM | MW | Firm Exports |  | 321 | 321 | 321 | 321 | 321 | 321 | 321 | 321 | 321 | 321 | 321
2015 | US | RF | - | PJM | MW | Net Firm Capacity Transfers |  | 5272 | 7803 | 6376 | 6298 | 6298 | 6298 | 6298 | 6298 | 6298 | 6298 | 6298
2015 | US | RF | - | PJM | MW | Expected Imports |  | 0 | 0 | 0 | 5358 | 5358 | 5358 | 5358 | 5358 | 5358 | 5358 | 5358
2015 | US | RF | - | PJM | MW | Expected Exports |  | 0 | 0 | 0 | 1400 | 1400 | 1400 | 1400 | 1400 | 1400 | 1400 | 1400
2015 | US | RF | - | PJM | MW | Net Expected Transfers |  | 0 | 0 | 0 | 3958 | 3958 | 3958 | 3958 | 3958 | 3958 | 3958 | 3958
2015 | US | RF | - | PJM | MW | Existing-Certain & Net Firm Transfers |  | 179665.8 | 182499.9 | 181205.1 | 181164.84 | 179910.34 | 179792.34 | 179792.34 | 179792.34 | 179792.34 | 179792.34 | 179792.34
2015 | US | RF | - | PJM | MW | Anticipated Resources |  | 179672.8 | 188068.5 | 193761.44 | 202754.036 | 201499.536 | 201381.536 | 201381.536 | 201381.536 | 201381.536 | 202951.536 | 202951.536
2015 | US | RF | - | PJM | MW | Prospective Resources |  | 197634.77 | 208545.62 | 217244.44 | 232123.936 | 232569.436 | 232451.436 | 232451.436 | 232451.436 | 232451.436 | 234021.436 | 234021.436
2015 | US | RF | - | PJM | MW | Existing-Certain and Net Firm Transfers Excess/Shortfall |  | 28208.992 | 28980.765 | 26933.034 | 25686.023 | 23303.448 | 21762.338 | 20257.081 | 18914.961 | 17715.152 | 16506.087 | 15292.394
2015 | US | RF | - | PJM | MW | Anticipated Excess/Shortfall |  | 28215.992 | 34549.365 | 39489.374 | 47275.219 | 44892.644 | 43351.534 | 41846.277 | 40504.157 | 39304.348 | 39665.283 | 38451.59
2015 | US | RF | - | PJM | MW | Prospective Excess/Shortfall |  | 46177.962 | 55026.485 | 62972.374 | 76645.119 | 75962.544 | 74421.434 | 72916.177 | 71574.057 | 70374.248 | 70735.183 | 69521.49
2015 | US | RF | - | PJM | % | Existing-Certain and Net Firm Transfers Reserve Margin |  | 37.13% | 37.3% | 35.9% | 34.81% | 32.92% | 31.63% | 30.39% | 29.3% | 28.35% | 27.4% | 26.46%
2015 | US | RF | - | PJM | % | Anticipated Reserve Margin |  | 37.14% | 41.49% | 45.32% | 50.88% | 48.87% | 47.44% | 46.05% | 44.83% | 43.76% | 43.81% | 42.74%
2015 | US | RF | - | PJM | % | Prospective Reserve Margin |  | 50.85% | 56.9% | 62.93% | 72.74% | 71.82% | 70.19% | 68.58% | 67.17% | 65.94% | 65.82% | 64.6%
2015 | US | RF | - | PJM | % | Reference Margin Level |  | 15.6% | 15.5% | 15.7% | 15.7% | 15.7% | 15.7% | 15.7% | 15.7% | 15.7% | 15.7% | 15.7%
2015 | US | SERC | - | SERC-E | MW | Energy Efficiency and Conservation |  | 345 | 449 | 558 | 674 | 792 | 916 | 1047 | 1184 | 1327 | 1464 | 1605
2015 | US | SERC | - | SERC-E | MW | Behind the Meter Generation |  | 0 | 0 | 0 | 0 | 0 | 0 | 0 | 0 | 0 | 0 | 0
2015 | US | SERC | - | SERC-E | MW | Distributed Generation |  | 0 | 0 | 0 | 0 | 0 | 0 | 0 | 0 | 0 | 0 | 0
2015 | US | SERC | - | SERC-E | MW | Total Internal Demand |  | 41922 | 42455 | 43083 | 43558 | 44007 | 44650 | 45214 | 45858 | 46484 | 46981 | 47764
2015 | US | SERC | - | SERC-E | MW | Controllable and Dispatchable Demand Response - Available |  | 803 | 803 | 803 | 803 | 803 | 803 | 803 | 803 | 803 | 803 | 803
2015 | US | SERC | - | SERC-E | MW | Net Internal Demand |  | 41119 | 41652 | 42280 | 42755 | 43204 | 43847 | 44411 | 45055 | 45681 | 46178 | 46961
2015 | US | SERC | - | SERC-E | MW | Behind the Meter Generation - Capacity |  | 0 | 0 | 0 | 0 | 0 | 0 | 0 | 0 | 0 | 0 | 0
2015 | US | SERC | - | SERC-E | MW | Other Capacity Adjustments - Additions |  | 0 | 0 | 0 | 0 | 0 | 0 | 0 | 0 | 0 | 0 | 0
2015 | US | SERC | - | SERC-E | MW | Other Capacity Adjustments - Reductions |  | 0 | 0 | 0 | 0 | 0 | 0 | 0 | 0 | 0 | 0 | 0
2015 | US | SERC | - | SERC-E | MW | Confirmed Retirements |  | 2619.9 | 2619.9 | 2619.9 | 2619.9 | 2619.9 | 2965.9 | 2965.9 | 2965.9 | 2965.9 | 2965.9 | 2965.9
2015 | US | SERC | - | SERC-E | MW | Unconfirmed Retirements |  | 0 | 0 | 0 | 0 | 0 | 0 | 0 | 0 | 0 | 0 | 0
2015 | US | SERC | - | SERC-E | MW | Scheduled Outages |  | 466 | 376 | 405 | 200 | 540 | 619 | 419 | 419 | 419 | 419 | 419
2015 | US | SERC | - | SERC-E | MW | Transmission Limitations |  | 0 | 0 | 0 | 0 | 0 | 0 | 0 | 0 | 0 | 0 | 0
2015 | US | SERC | - | SERC-E | MW | Existing-Certain |  | 52839.74 | 52929.74 | 52904.74 | 53127.74 | 52797.74 | 52372.74 | 52572.74 | 52572.74 | 52572.74 | 52572.74 | 52572.74
2015 | US | SERC | - | SERC-E | MW | Existing-Other |  | 0 | 0 | 0 | 0 | 0 | 0 | 0 | 0 | 0 | 0 | 0
2015 | US | SERC | - | SERC-E | MW | Additions - Tier 1 |  | 0 | 0 | 947 | 947 | 3814 | 4931 | 4931 | 4931 | 4931 | 4931 | 4931
2015 | US | SERC | - | SERC-E | MW | Additions - Tier 2 |  | 0 | 0 | 0 | 0 | 0 | 0 | 875 | 2193 | 2193 | 3310 | 3310
2015 | US | SERC | - | SERC-E | MW | Additions - Tier 3 |  | 0 | 0 | 0 | 0 | 0 | 0 | 0 | 0 | 0 | 0 | 0
2015 | US | SERC | - | SERC-E | MW | Firm Imports |  | 2159 | 1339 | 1339 | 1339 | 1339 | 1799 | 1339 | 1339 | 1339 | 1339 | 1339
2015 | US | SERC | - | SERC-E | MW | Firm Exports |  | 880 | 510 | 574 | 509 | 548 | 680 | 608 | 619 | 641 | 627 | 611
2015 | US | SERC | - | SERC-E | MW | Net Firm Capacity Transfers |  | 1279 | 829 | 765 | 830 | 791 | 1119 | 731 | 720 | 698 | 712 | 728
2015 | US | SERC | - | SERC-E | MW | Expected Imports |  | 0 | 0 | 0 | 0 | 0 | 0 | 0 | 0 | 0 | 0 | 0
2015 | US | SERC | - | SERC-E | MW | Expected Exports |  | 0 | 0 | 0 | 0 | 0 | 0 | 0 | 0 | 0 | 0 | 0
2015 | US | SERC | - | SERC-E | MW | Net Expected Transfers |  | 0 | 0 | 0 | 0 | 0 | 0 | 0 | 0 | 0 | 0 | 0
2015 | US | SERC | - | SERC-E | MW | Existing-Certain & Net Firm Transfers |  | 54118.74 | 53758.74 | 53669.74 | 53957.74 | 53588.74 | 53491.74 | 53303.74 | 53292.74 | 53270.74 | 53284.74 | 53300.74
2015 | US | SERC | - | SERC-E | MW | Anticipated Resources |  | 54118.74 | 53758.74 | 54616.74 | 54904.74 | 57402.74 | 58422.74 | 58234.74 | 58223.74 | 58201.74 | 58215.74 | 58231.74
2015 | US | SERC | - | SERC-E | MW | Prospective Resources |  | 54118.74 | 53758.74 | 54616.74 | 54904.74 | 57402.74 | 58422.74 | 59109.74 | 60416.74 | 60394.74 | 61525.74 | 61541.74
2015 | US | SERC | - | SERC-E | MW | Existing-Certain and Net Firm Transfers Excess/Shortfall |  | 6831.89 | 5858.94 | 5047.74 | 4789.49 | 3904.14 | 3067.69 | 2231.09 | 1479.49 | 737.59 | 180.04 | -704.41
2015 | US | SERC | - | SERC-E | MW | Anticipated Excess/Shortfall |  | 6831.89 | 5858.94 | 5994.74 | 5736.49 | 7718.14 | 7998.69 | 7162.09 | 6410.49 | 5668.59 | 5111.04 | 4226.59
2015 | US | SERC | - | SERC-E | MW | Prospective Excess/Shortfall |  | 6831.89 | 5858.94 | 5994.74 | 5736.49 | 7718.14 | 7998.69 | 8037.09 | 8603.49 | 7861.59 | 8421.04 | 7536.59
2015 | US | SERC | - | SERC-E | % | Existing-Certain and Net Firm Transfers Reserve Margin |  | 31.61% | 29.07% | 26.94% | 26.2% | 24.04% | 22% | 20.02% | 18.28% | 16.61% | 15.39% | 13.5%
2015 | US | SERC | - | SERC-E | % | Anticipated Reserve Margin |  | 31.61% | 29.07% | 29.18% | 28.42% | 32.86% | 33.24% | 31.13% | 29.23% | 27.41% | 26.07% | 24%
2015 | US | SERC | - | SERC-E | % | Prospective Reserve Margin |  | 31.61% | 29.07% | 29.18% | 28.42% | 32.86% | 33.24% | 33.1% | 34.1% | 32.21% | 33.24% | 31.05%
2015 | US | SERC | - | SERC-E | % | Reference Margin Level |  | 15% | 15% | 15% | 15% | 15% | 15% | 15% | 15% | 15% | 15% | 15%
2015 | US | SERC | - | SERC-N | MW | Energy Efficiency and Conservation |  | 380 | 509 | 621 | 748 | 833 | 910 | 1000 | 1096 | 1199 | 1308 | 1407
2015 | US | SERC | - | SERC-N | MW | Behind the Meter Generation |  | 0 | 0 | 0 | 0 | 0 | 0 | 0 | 0 | 0 | 0 | 0
2015 | US | SERC | - | SERC-N | MW | Distributed Generation |  | 0 | 0 | 0 | 0 | 0 | 0 | 0 | 0 | 0 | 0 | 0
2015 | US | SERC | - | SERC-N | MW | Total Internal Demand |  | 40989 | 41366 | 41710 | 41826 | 42015 | 42385 | 42831 | 43206 | 43497 | 43898 | 44322
2015 | US | SERC | - | SERC-N | MW | Controllable and Dispatchable Demand Response - Available |  | 1470 | 1470 | 1470 | 1470 | 1470 | 1470 | 1470 | 1470 | 1470 | 1470 | 1470
2015 | US | SERC | - | SERC-N | MW | Net Internal Demand |  | 39519 | 39896 | 40240 | 40356 | 40545 | 40915 | 41361 | 41736 | 42027 | 42428 | 42852
2015 | US | SERC | - | SERC-N | MW | Behind the Meter Generation - Capacity |  | 0 | 0 | 0 | 0 | 0 | 0 | 0 | 0 | 0 | 0 | 0
2015 | US | SERC | - | SERC-N | MW | Other Capacity Adjustments - Additions |  | 0 | 0 | 0 | 0 | 0 | 0 | 0 | 0 | 0 | 0 | 0
2015 | US | SERC | - | SERC-N | MW | Other Capacity Adjustments - Reductions |  | 0 | 0 | 0 | 0 | 0 | 0 | 0 | 0 | 0 | 0 | 0
2015 | US | SERC | - | SERC-N | MW | Confirmed Retirements |  | 2411 | 2580 | 4196 | 4919 | 4919 | 4919 | 4919 | 4919 | 4919 | 4919 | 4919
2015 | US | SERC | - | SERC-N | MW | Unconfirmed Retirements |  | 0 | 0 | 0 | 0 | 0 | 0 | 0 | 0 | 0 | 0 | 0
2015 | US | SERC | - | SERC-N | MW | Scheduled Outages |  | 247 | 6 | 180 | 603 | 134 | 134 | 134 | 0 | 0 | 0 | 0
2015 | US | SERC | - | SERC-N | MW | Transmission Limitations |  | 0 | 0 | 0 | 0 | 0 | 0 | 0 | 0 | 0 | 0 | 0
2015 | US | SERC | - | SERC-N | MW | Existing-Certain |  | 51877.94 | 51380.94 | 49959.94 | 49290.94 | 49304.94 | 48883.94 | 48883.94 | 49017.94 | 49017.94 | 49017.94 | 49017.94
2015 | US | SERC | - | SERC-N | MW | Existing-Other |  | 19.5 | 19.5 | 19.5 | 19.5 | 19.5 | 19.5 | 19.5 | 19.5 | 19.5 | 19.5 | 19.5
2015 | US | SERC | - | SERC-N | MW | Additions - Tier 1 |  | 1863 | 1863 | 2970 | 2970 | 3965 | 4845 | 4845 | 4845 | 4845 | 4845 | 4845
2015 | US | SERC | - | SERC-N | MW | Additions - Tier 2 |  | 0 | 0 | 0 | 0 | 0 | 0 | 0 | 0 | 1760 | 1760 | 3885
2015 | US | SERC | - | SERC-N | MW | Additions - Tier 3 |  | 0 | 0 | 0 | 0 | 0 | 0 | 0 | 0 | 0 | 0 | 0
2015 | US | SERC | - | SERC-N | MW | Firm Imports |  | 1508 | 1508 | 1508 | 1508 | 1508 | 1508 | 1508 | 1508 | 1508 | 1508 | 1508
2015 | US | SERC | - | SERC-N | MW | Firm Exports |  | 2006.4 | 1957.4 | 1719.4 | 2244.4 | 2244.4 | 2006.4 | 2244.4 | 2244.4 | 2244.4 | 2244.4 | 2244.4
2015 | US | SERC | - | SERC-N | MW | Net Firm Capacity Transfers |  | -498.4 | -449.4 | -211.4 | -736.4 | -736.4 | -498.4 | -736.4 | -736.4 | -736.4 | -736.4 | -736.4
2015 | US | SERC | - | SERC-N | MW | Expected Imports |  | 0 | 0 | 0 | 0 | 0 | 0 | 0 | 0 | 0 | 0 | 0
2015 | US | SERC | - | SERC-N | MW | Expected Exports |  | 0 | 0 | 0 | 0 | 0 | 0 | 0 | 0 | 0 | 0 | 0
2015 | US | SERC | - | SERC-N | MW | Net Expected Transfers |  | 0 | 0 | 0 | 0 | 0 | 0 | 0 | 0 | 0 | 0 | 0
2015 | US | SERC | - | SERC-N | MW | Existing-Certain & Net Firm Transfers |  | 51379.54 | 50931.54 | 49748.54 | 48554.54 | 48568.54 | 48385.54 | 48147.54 | 48281.54 | 48281.54 | 48281.54 | 48281.54
2015 | US | SERC | - | SERC-N | MW | Anticipated Resources |  | 53242.54 | 52794.54 | 52718.54 | 51524.54 | 52533.54 | 53230.54 | 52992.54 | 53126.54 | 53126.54 | 53126.54 | 53126.54
2015 | US | SERC | - | SERC-N | MW | Prospective Resources |  | 53262.04 | 52814.04 | 52738.04 | 51544.04 | 52553.04 | 53250.04 | 53012.04 | 53146.04 | 54906.04 | 54906.04 | 57031.04
2015 | US | SERC | - | SERC-N | MW | Existing-Certain and Net Firm Transfers Excess/Shortfall |  | 5932.69 | 5051.14 | 3472.54 | 2145.14 | 1941.79 | 1333.29 | 582.39 | 285.14 | -49.51 | -510.66 | -998.26
2015 | US | SERC | - | SERC-N | MW | Anticipated Excess/Shortfall |  | 7795.69 | 6914.14 | 6442.54 | 5115.14 | 5906.79 | 6178.29 | 5427.39 | 5130.14 | 4795.49 | 4334.34 | 3846.74
2015 | US | SERC | - | SERC-N | MW | Prospective Excess/Shortfall |  | 7815.19 | 6933.64 | 6462.04 | 5134.64 | 5926.29 | 6197.79 | 5446.89 | 5149.64 | 6574.99 | 6113.84 | 7751.24
2015 | US | SERC | - | SERC-N | % | Existing-Certain and Net Firm Transfers Reserve Margin |  | 30.01% | 27.66% | 23.63% | 20.32% | 19.79% | 18.26% | 16.41% | 15.68% | 14.88% | 13.8% | 12.67%
2015 | US | SERC | - | SERC-N | % | Anticipated Reserve Margin |  | 34.73% | 32.33% | 31.01% | 27.68% | 29.57% | 30.1% | 28.12% | 27.29% | 26.41% | 25.22% | 23.98%
2015 | US | SERC | - | SERC-N | % | Prospective Reserve Margin |  | 34.78% | 32.38% | 31.06% | 27.72% | 29.62% | 30.15% | 28.17% | 27.34% | 30.64% | 29.41% | 33.09%
2015 | US | SERC | - | SERC-N | % | Reference Margin Level |  | 15% | 15% | 15% | 15% | 15% | 15% | 15% | 15% | 15% | 15% | 15%
2015 | US | SERC | - | SERC-SE | MW | Energy Efficiency and Conservation |  | 0 | 0 | 0 | 0 | 0 | 0 | 0 | 0 | 0 | 0 | 0
2015 | US | SERC | - | SERC-SE | MW | Behind the Meter Generation |  | 0 | 0 | 0 | 0 | 0 | 0 | 0 | 0 | 0 | 0 | 0
2015 | US | SERC | - | SERC-SE | MW | Distributed Generation |  | 0 | 0 | 0 | 0 | 0 | 0 | 0 | 0 | 0 | 0 | 0
2015 | US | SERC | - | SERC-SE | MW | Total Internal Demand |  | 43973 | 44659 | 45101 | 45636 | 46119 | 46627 | 47111 | 47646 | 48213 | 48800 | 49450
2015 | US | SERC | - | SERC-SE | MW | Controllable and Dispatchable Demand Response - Available |  | 2107 | 2107 | 2107 | 2107 | 2107 | 2107 | 2107 | 2107 | 2107 | 2107 | 2107
2015 | US | SERC | - | SERC-SE | MW | Net Internal Demand |  | 41866 | 42552 | 42994 | 43529 | 44012 | 44520 | 45004 | 45539 | 46106 | 46693 | 47343
2015 | US | SERC | - | SERC-SE | MW | Behind the Meter Generation - Capacity |  | 0 | 0 | 0 | 0 | 0 | 0 | 0 | 0 | 0 | 0 | 0
2015 | US | SERC | - | SERC-SE | MW | Other Capacity Adjustments - Additions |  | 0 | 0 | 0 | 0 | 0 | 0 | 0 | 0 | 0 | 0 | 0
2015 | US | SERC | - | SERC-SE | MW | Other Capacity Adjustments - Reductions |  | 0 | 0 | 0 | 0 | 0 | 0 | 0 | 0 | 0 | 0 | 0
2015 | US | SERC | - | SERC-SE | MW | Confirmed Retirements |  | 2951.2 | 4544.2 | 4544.2 | 4559.2 | 4720.2 | 4720.2 | 4720.2 | 4720.2 | 4720.2 | 4720.2 | 4720.2
2015 | US | SERC | - | SERC-SE | MW | Unconfirmed Retirements |  | 0 | 0 | 0 | 0 | 0 | 0 | 0 | 0 | 0 | 0 | 0
2015 | US | SERC | - | SERC-SE | MW | Scheduled Outages |  | 5507 | 4323 | 3636 | 3954 | 3770 | 4725 | 3523 | 2508 | 1240 | 408 | 408
2015 | US | SERC | - | SERC-SE | MW | Transmission Limitations |  | 0 | 0 | 0 | 0 | 0 | 0 | 0 | 0 | 0 | 0 | 0
2015 | US | SERC | - | SERC-SE | MW | Existing-Certain |  | 59431.52 | 58757.82 | 59449.22 | 59135.22 | 59309.42 | 58202.62 | 59413.82 | 60428.82 | 61696.82 | 62528.82 | 62528.82
2015 | US | SERC | - | SERC-SE | MW | Existing-Other |  | 337.95 | 337.95 | 337.95 | 337.95 | 337.95 | 337.95 | 337.95 | 337.95 | 337.95 | 337.95 | 337.95
2015 | US | SERC | - | SERC-SE | MW | Additions - Tier 1 |  | 665.5 | 3072.5 | 4040.5 | 4040.5 | 5140.5 | 6240.5 | 6240.5 | 6240.5 | 6240.5 | 6240.5 | 6240.5
2015 | US | SERC | - | SERC-SE | MW | Additions - Tier 2 |  | 0 | 0 | 0 | 0 | 0 | 0 | 0 | 194 | 194 | 194 | 194
2015 | US | SERC | - | SERC-SE | MW | Additions - Tier 3 |  | 0 | 0 | 0 | 0 | 0 | 0 | 0 | 0 | 0 | 0 | 0
2015 | US | SERC | - | SERC-SE | MW | Firm Imports |  | 0 | 30 | 94 | 29 | 68 | 0 | 128 | 139 | 161 | 147 | 131
2015 | US | SERC | - | SERC-SE | MW | Firm Exports |  | 2787 | 1911 | 1862 | 1262 | 1262 | 2787 | 1262 | 1262 | 1262 | 1262 | 1262
2015 | US | SERC | - | SERC-SE | MW | Net Firm Capacity Transfers |  | -2787 | -1881 | -1768 | -1233 | -1194 | -2787 | -1134 | -1123 | -1101 | -1115 | -1131
2015 | US | SERC | - | SERC-SE | MW | Expected Imports |  | 0 | 0 | 0 | 0 | 0 | 0 | 0 | 0 | 0 | 0 | 0
2015 | US | SERC | - | SERC-SE | MW | Expected Exports |  | 0 | 0 | 0 | 0 | 0 | 0 | 0 | 0 | 0 | 0 | 0
2015 | US | SERC | - | SERC-SE | MW | Net Expected Transfers |  | 0 | 0 | 0 | 0 | 0 | 0 | 0 | 0 | 0 | 0 | 0
2015 | US | SERC | - | SERC-SE | MW | Existing-Certain & Net Firm Transfers |  | 56644.52 | 56876.82 | 57681.22 | 57902.22 | 58115.42 | 55415.62 | 58279.82 | 59305.82 | 60595.82 | 61413.82 | 61397.82
2015 | US | SERC | - | SERC-SE | MW | Anticipated Resources |  | 57310.02 | 59949.32 | 61721.72 | 61942.72 | 63255.92 | 61656.12 | 64520.32 | 65546.32 | 66836.32 | 67654.32 | 67638.32
2015 | US | SERC | - | SERC-SE | MW | Prospective Resources |  | 57647.97 | 60287.27 | 62059.67 | 62280.67 | 63593.87 | 61994.07 | 64858.27 | 66078.27 | 67368.27 | 68186.27 | 68170.27
2015 | US | SERC | - | SERC-SE | MW | Existing-Certain and Net Firm Transfers Excess/Shortfall |  | 8498.62 | 7942.02 | 8238.12 | 7843.87 | 7501.62 | 4217.62 | 6525.22 | 6935.97 | 7573.92 | 7716.87 | 6953.37
2015 | US | SERC | - | SERC-SE | MW | Anticipated Excess/Shortfall |  | 9164.12 | 11014.52 | 12278.62 | 11884.37 | 12642.12 | 10458.12 | 12765.72 | 13176.47 | 13814.42 | 13957.37 | 13193.87
2015 | US | SERC | - | SERC-SE | MW | Prospective Excess/Shortfall |  | 9502.07 | 11352.47 | 12616.57 | 12222.32 | 12980.07 | 10796.07 | 13103.67 | 13708.42 | 14346.37 | 14489.32 | 13725.82
2015 | US | SERC | - | SERC-SE | % | Existing-Certain and Net Firm Transfers Reserve Margin |  | 35.3% | 33.66% | 34.16% | 33.02% | 32.04% | 24.47% | 29.5% | 30.23% | 31.43% | 31.53% | 29.69%
2015 | US | SERC | - | SERC-SE | % | Anticipated Reserve Margin |  | 36.89% | 40.88% | 43.56% | 42.3% | 43.72% | 38.49% | 43.37% | 43.93% | 44.96% | 44.89% | 42.87%
2015 | US | SERC | - | SERC-SE | % | Prospective Reserve Margin |  | 37.7% | 41.68% | 44.34% | 43.08% | 44.49% | 39.25% | 44.12% | 45.1% | 46.12% | 46.03% | 43.99%
2015 | US | SERC | - | SERC-SE | % | Reference Margin Level |  | 15% | 15% | 15% | 15% | 15% | 15% | 15% | 15% | 15% | 15% | 15%
2015 | US | SPP | - | SPP | MW | Energy Efficiency and Conservation |  | 151.5438 | 174.3978 | 201.7366 | 240.722 | 279.5083 | 319.5995 | 354.2092 | 395.7864 | 425.8794 | 461.426 | 493.2577
2015 | US | SPP | - | SPP | MW | Behind the Meter Generation |  | 182.2 | 215.9984 | 250.0768 | 253.8059 | 257.7647 | 261.7495 | 265.7634 | 269.229 | 273.0343 | 276.8416 | 280.6507
2015 | US | SPP | - | SPP | MW | Distributed Generation |  | 27.5 | 27.5 | 27.5 | 27.5 | 27.5 | 9 | 9 | 9 | 9 | 9 | 9
2015 | US | SPP | - | SPP | MW | Total Internal Demand |  | 36198.0307 | 35420.3374 | 38155.279 | 38257.0368 | 38391.9196 | 38861.0794 | 39206.5832 | 39747.6051 | 40092.6388 | 40540.9852 | 40957.3575
2015 | US | SPP | - | SPP | MW | Controllable and Dispatchable Demand Response - Available |  | 379.5506 | 376.6738 | 373.7575 | 371.8012 | 367.691 | 363.5202 | 360.3207 | 358.0912 | 355.8338 | 354.5503 | 353.4291
2015 | US | SPP | - | SPP | MW | Net Internal Demand |  | 35818.4801 | 35043.6636 | 37781.5215 | 37885.2356 | 38024.2286 | 38497.5593 | 38846.2626 | 39389.5139 | 39736.805 | 40186.4349 | 40603.9284
2015 | US | SPP | - | SPP | MW | Behind the Meter Generation - Capacity |  | 108.367 | 108.367 | 108.367 | 108.367 | 108.367 | 108.367 | 108.367 | 108.367 | 108.367 | 108.367 | 108.367
2015 | US | SPP | - | SPP | MW | Other Capacity Adjustments - Additions |  | 0 | 0 | 20 | 20 | 20 | 20 | 20 | 20 | 20 | 20 | 20
2015 | US | SPP | - | SPP | MW | Other Capacity Adjustments - Reductions |  | 0 | 0 | 0 | 0 | 0 | 0 | 0 | 0 | 0 | 0 | 0
2015 | US | SPP | - | SPP | MW | Confirmed Retirements |  | 739 | 1554.5 | 2036.5 | 2461 | 2619.4 | 2675.4 | 2743.4 | 3093.5 | 3172.5 | 3280.5 | 3440.8
2015 | US | SPP | - | SPP | MW | Unconfirmed Retirements |  | 83 | 149 | 319 | 319 | 450.9 | 540.9 | 540.9 | 865.9 | 977.9 | 1239.9 | 1659.9
2015 | US | SPP | - | SPP | MW | Scheduled Outages |  | 0 | 80 | 100 | 100 | 100 | 100 | 100 | 100 | 100 | 100 | 100
2015 | US | SPP | - | SPP | MW | Transmission Limitations |  | 17.8 | 17.8 | 17.8 | 17.8 | 17.8 | 17.8 | 17.8 | 17.8 | 17.8 | 17.8 | 17.8
2015 | US | SPP | - | SPP | MW | Existing-Certain |  | 60148.5315 | 59255.4115 | 58551.0115 | 58519.2915 | 58061.7115 | 57841.7115 | 57812.7115 | 57094.9165 | 57009.6165 | 56901.6165 | 56791.6165
2015 | US | SPP | - | SPP | MW | Existing-Other |  | 124.8 | 124.8 | 124.8 | 124.8 | 124.8 | 124.8 | 124.8 | 124.8 | 124.8 | 124.8 | 124.8
2015 | US | SPP | - | SPP | MW | Additions - Tier 1 |  | 273.6 | 633 | 1198.1 | 1481.1 | 1604.1 | 1607.1 | 1610.1 | 1613.1 | 1616.1 | 1619.1 | 1622.1
2015 | US | SPP | - | SPP | MW | Additions - Tier 2 |  | 200 | 200 | 200 | 200 | 225 | 425 | 1000 | 1025 | 1050 | 1075 | 1100
2015 | US | SPP | - | SPP | MW | Additions - Tier 3 |  | 380 | 760 | 1140 | 1520 | 1900 | 2840 | 3220 | 3600 | 3980 | 4540 | 4540
2015 | US | SPP | - | SPP | MW | Firm Imports |  | 3049 | 3049 | 3052 | 3052 | 3052 | 3089 | 2789 | 2789 | 2789 | 2789 | 2840
2015 | US | SPP | - | SPP | MW | Firm Exports |  | 3541.6 | 3541.6 | 3448.6 | 3448.6 | 3448.6 | 2964.6 | 2964.6 | 2964.6 | 2964.6 | 2964.6 | 2999.6
2015 | US | SPP | - | SPP | MW | Net Firm Capacity Transfers |  | -492.6 | -492.6 | -396.6 | -396.6 | -396.6 | 124.4 | -175.6 | -175.6 | -175.6 | -175.6 | -159.6
2015 | US | SPP | - | SPP | MW | Expected Imports |  | 0 | 0 | 0 | 0 | 0 | 0 | 0 | 0 | 0 | 0 | 0
2015 | US | SPP | - | SPP | MW | Expected Exports |  | 0 | 0 | 0 | 0 | 0 | 0 | 0 | 0 | 0 | 0 | 0
2015 | US | SPP | - | SPP | MW | Net Expected Transfers |  | 0 | 0 | 0 | 0 | 0 | 0 | 0 | 0 | 0 | 0 | 0
2015 | US | SPP | - | SPP | MW | Existing-Certain & Net Firm Transfers |  | 59655.9315 | 58762.8115 | 58154.4115 | 58122.6915 | 57665.1115 | 57966.1115 | 57637.1115 | 56919.3165 | 56834.0165 | 56726.0165 | 56632.0165
2015 | US | SPP | - | SPP | MW | Anticipated Resources |  | 59929.5315 | 59395.8115 | 59352.5115 | 59603.7915 | 59269.2115 | 59573.2115 | 59247.2115 | 58532.4165 | 58450.1165 | 58345.1165 | 58254.1165
2015 | US | SPP | - | SPP | MW | Prospective Resources |  | 60171.3315 | 59571.6115 | 59358.3115 | 59609.5915 | 59168.1115 | 59582.1115 | 59831.1115 | 58816.3165 | 58647.0165 | 58305.0165 | 57819.0165
2015 | US | SPP | - | SPP | MW | Existing-Certain and Net Firm Transfers Excess/Shortfall |  | 18966.1381 | 18953.2097 | 15234.6031 | 15085.0639 | 14469.5878 | 14232.8842 | 13507.7573 | 12172.8287 | 11693.006 | 11074.2265 | 10505.9539
2015 | US | SPP | - | SPP | MW | Anticipated Excess/Shortfall |  | 19239.7381 | 19586.2097 | 16432.7031 | 16566.1639 | 16073.6878 | 15839.9842 | 15117.8573 | 13785.9287 | 13309.106 | 12693.3265 | 12128.0539
2015 | US | SPP | - | SPP | MW | Prospective Excess/Shortfall |  | 19481.5381 | 19762.0097 | 16438.5031 | 16571.9639 | 15972.5878 | 15848.8842 | 15701.7573 | 14069.8287 | 13506.006 | 12653.2265 | 11692.9539
2015 | US | SPP | - | SPP | % | Existing-Certain and Net Firm Transfers Reserve Margin |  | 66.55% | 67.68% | 53.92% | 53.42% | 51.65% | 50.57% | 48.37% | 44.5% | 43.03% | 41.16% | 39.47%
2015 | US | SPP | - | SPP | % | Anticipated Reserve Margin |  | 67.31% | 69.49% | 57.09% | 57.33% | 55.87% | 54.75% | 52.52% | 48.6% | 47.09% | 45.19% | 43.47%
2015 | US | SPP | - | SPP | % | Prospective Reserve Margin |  | 67.99% | 69.99% | 57.11% | 57.34% | 55.61% | 54.77% | 54.02% | 49.32% | 47.59% | 45.09% | 42.4%
2015 | US | SPP | - | SPP | % | Reference Margin Level |  | 13.6% | 13.6% | 13.6% | 13.6% | 13.6% | 13.6% | 13.6% | 13.6% | 13.6% | 13.6% | 13.6%
2015 | US | TRE | - | ERCOT | MW | Energy Efficiency and Conservation |  | 364.959 | 490.9849 | 618.5527 | 747.8035 | 878.9497 | 1011.7609 | 1146.2389 | 1282.3747 | 1420.1647 | 1559.6125 | 1700.7037
2015 | US | TRE | - | ERCOT | MW | Behind the Meter Generation |  | 0 | 0 | 0 | 0 | 0 | 0 | 0 | 0 | 0 | 0 | 0
2015 | US | TRE | - | ERCOT | MW | Distributed Generation |  | 0 | 0 | 0 | 0 | 0 | 0 | 0 | 0 | 0 | 0 | 0
2015 | US | TRE | - | ERCOT | MW | Total Internal Demand |  | 53719.121 | 54579.312 | 55440.7278 | 56280.6432 | 57115.7777 | 57962.0193 | 58804.466 | 59642.616 | 60479.6487 | 61321.43 | 62152.03
2015 | US | TRE | - | ERCOT | MW | Controllable and Dispatchable Demand Response - Available |  | 2189 | 2644 | 2644 | 2644 | 2644 | 2644 | 2644 | 2644 | 2644 | 2644 | 2644
2015 | US | TRE | - | ERCOT | MW | Net Internal Demand |  | 51530.121 | 51935.312 | 52796.7278 | 53636.6432 | 54471.7777 | 55318.0193 | 56160.466 | 56998.616 | 57835.6487 | 58677.43 | 59508.03
2015 | US | TRE | - | ERCOT | MW | Behind the Meter Generation - Capacity |  | 4433 | 4433 | 4433 | 4433 | 4433 | 4433 | 4433 | 4433 | 4433 | 4433 | 4433
2015 | US | TRE | - | ERCOT | MW | Other Capacity Adjustments - Additions |  | 0 | 0 | 0 | 0 | 0 | 0 | 0 | 0 | 0 | 0 | 0
2015 | US | TRE | - | ERCOT | MW | Other Capacity Adjustments - Reductions |  | 10.4 | 10.4 | 10.4 | 10.4 | 10.4 | 10.4 | 10.4 | 10.4 | 10.4 | 10.4 | 10.4
2015 | US | TRE | - | ERCOT | MW | Confirmed Retirements |  | 1933.3 | 1933.3 | 1933.3 | 1933.3 | 1933.3 | 1933.3 | 1933.3 | 1933.3 | 1933.3 | 1933.3 | 1933.3
2015 | US | TRE | - | ERCOT | MW | Unconfirmed Retirements |  | 0 | 0 | 0 | 0 | 0 | 0 | 0 | 0 | 0 | 0 | 0
2015 | US | TRE | - | ERCOT | MW | Scheduled Outages |  | 0 | 0 | 0 | 0 | 0 | 0 | 0 | 0 | 0 | 0 | 0
2015 | US | TRE | - | ERCOT | MW | Transmission Limitations |  | 0 | 0 | 0 | 0 | 0 | 0 | 0 | 0 | 0 | 0 | 0
2015 | US | TRE | - | ERCOT | MW | Existing-Certain |  | 76878.7252 | 76878.7252 | 76878.7252 | 76878.7252 | 76028.7252 | 76028.7252 | 76028.7252 | 76028.7252 | 76028.7252 | 76028.7252 | 76028.7252
2015 | US | TRE | - | ERCOT | MW | Existing-Other |  | 0 | 0 | 0 | 0 | 0 | 0 | 0 | 0 | 0 | 0 | 0
2015 | US | TRE | - | ERCOT | MW | Additions - Tier 1 |  | 1296.29 | 2816.93 | 7276.61 | 7516.61 | 7516.61 | 7516.61 | 7516.61 | 7516.61 | 7516.61 | 7516.61 | 7516.61
2015 | US | TRE | - | ERCOT | MW | Additions - Tier 2 |  | 793.81 | 4633.24 | 17239.46 | 25390.99 | 26972.99 | 26972.99 | 26972.99 | 26972.99 | 26972.99 | 26972.99 | 26972.99
2015 | US | TRE | - | ERCOT | MW | Additions - Tier 3 |  | 0 | 0 | 0 | 0 | 0 | 0 | 0 | 0 | 0 | 0 | 0
2015 | US | TRE | - | ERCOT | MW | Firm Imports |  | 1880 | 1880 | 1880 | 1880 | 1880 | 1430 | 1430 | 1430 | 1430 | 1430 | 1830
2015 | US | TRE | - | ERCOT | MW | Firm Exports |  | 1045 | 1045 | 1045 | 1045 | 1045 | 1045 | 745 | 745 | 745 | 745 | 745
2015 | US | TRE | - | ERCOT | MW | Net Firm Capacity Transfers |  | 835 | 835 | 835 | 835 | 835 | 385 | 685 | 685 | 685 | 685 | 1085
2015 | US | TRE | - | ERCOT | MW | Expected Imports |  | 0 | 0 | 0 | 0 | 0 | 0 | 0 | 0 | 0 | 0 | 0
2015 | US | TRE | - | ERCOT | MW | Expected Exports |  | 0 | 0 | 0 | 0 | 0 | 0 | 0 | 0 | 0 | 0 | 0
2015 | US | TRE | - | ERCOT | MW | Net Expected Transfers |  | 0 | 0 | 0 | 0 | 0 | 0 | 0 | 0 | 0 | 0 | 0
2015 | US | TRE | - | ERCOT | MW | Existing-Certain & Net Firm Transfers |  | 77713.7252 | 77713.7252 | 77713.7252 | 77713.7252 | 76863.7252 | 76413.7252 | 76713.7252 | 76713.7252 | 76713.7252 | 76713.7252 | 77113.7252
2015 | US | TRE | - | ERCOT | MW | Anticipated Resources |  | 79010.0152 | 80530.6552 | 84990.3352 | 85230.3352 | 84380.3352 | 83930.3352 | 84230.3352 | 84230.3352 | 84230.3352 | 84230.3352 | 84630.3352
2015 | US | TRE | - | ERCOT | MW | Prospective Resources |  | 79803.8252 | 85163.8952 | 102229.7952 | 110621.3252 | 111353.3252 | 110903.3252 | 111203.3252 | 111203.3252 | 111203.3252 | 111203.3252 | 111603.3252
2015 | US | TRE | - | ERCOT | MW | Existing-Certain and Net Firm Transfers Excess/Shortfall |  | 19098.2126 | 18637.3078 | 17657.4474 | 16702.0435 | 14902.078 | 13489.4783 | 12831.1952 | 11877.7995 | 10925.6749 | 9968.1486 | 9423.3411
2015 | US | TRE | - | ERCOT | MW | Anticipated Excess/Shortfall |  | 20394.5026 | 21454.2378 | 24934.0574 | 24218.6535 | 22418.688 | 21006.0883 | 20347.8052 | 19394.4095 | 18442.2849 | 17484.7586 | 16939.9511
2015 | US | TRE | - | ERCOT | MW | Prospective Excess/Shortfall |  | 21188.3126 | 26087.4778 | 42173.5174 | 49609.6435 | 49391.678 | 47979.0783 | 47320.7952 | 46367.3995 | 45415.2749 | 44457.7486 | 43912.9411
2015 | US | TRE | - | ERCOT | % | Existing-Certain and Net Firm Transfers Reserve Margin |  | 50.81% | 49.64% | 47.19% | 44.89% | 41.11% | 38.14% | 36.6% | 34.59% | 32.64% | 30.74% | 29.59%
2015 | US | TRE | - | ERCOT | % | Anticipated Reserve Margin |  | 53.33% | 55.06% | 60.98% | 58.9% | 54.91% | 51.72% | 49.98% | 47.78% | 45.64% | 43.55% | 42.22%
2015 | US | TRE | - | ERCOT | % | Prospective Reserve Margin |  | 54.87% | 63.98% | 93.63% | 106.2% | 104.4% | 100.5% | 98.01% | 95.1% | 92.27% | 89.52% | 87.54%
2015 | US | TRE | - | ERCOT | % | Reference Margin Level |  | 13.75% | 13.75% | 13.75% | 13.75% | 13.75% | 13.75% | 13.75% | 13.75% | 13.75% | 13.75% | 13.75%
2015 | US/MX | WECC | - | CAMX | MW | Energy Efficiency and Conservation |  | 92 | 141 | 197 | 246 | 296 | 348 | 389 | 438 | 485 | 534 | 582
2015 | US/MX | WECC | - | CAMX | MW | Behind the Meter Generation |  | 0 | 0 | 0 | 0 | 0 | 0 | 0 | 0 | 0 | 0 | 0
2015 | US/MX | WECC | - | CAMX | MW | Distributed Generation |  | 0 | 0 | 0 | 0 | 0 | 0 | 0 | 0 | 0 | 0 | 0
2015 | US/MX | WECC | - | CAMX | MW | Total Internal Demand |  | 39101 | 39121 | 39178 | 39344 | 39525 | 39754 | 39983 | 40183 | 40314 | 40402 | 40482
2015 | US/MX | WECC | - | CAMX | MW | Controllable and Dispatchable Demand Response - Available |  | 882 | 908 | 933 | 969 | 1019 | 1069 | 1119 | 1169 | 1219 | 1269 | 1319
2015 | US/MX | WECC | - | CAMX | MW | Net Internal Demand |  | 38219 | 38213 | 38245 | 38375 | 38506 | 38685 | 38864 | 39014 | 39095 | 39133 | 39163
2015 | US/MX | WECC | - | CAMX | MW | Behind the Meter Generation - Capacity |  | 0 | 0 | 0 | 0 | 0 | 0 | 0 | 0 | 0 | 0 | 0
2015 | US/MX | WECC | - | CAMX | MW | Other Capacity Adjustments - Additions |  | 0 | 0 | 0 | 0 | 0 | 0 | 0 | 0 | 0 | 0 | 0
2015 | US/MX | WECC | - | CAMX | MW | Other Capacity Adjustments - Reductions |  | 0 | 0 | 0 | 0 | 0 | 0 | 0 | 0 | 0 | 0 | 0
2015 | US/MX | WECC | - | CAMX | MW | Confirmed Retirements |  | 1183.65 | 1245.65 | 1245.65 | 1305.65 | 1305.65 | 1651.65 | 1651.65 | 1651.65 | 1676.05 | 1676.05 | 1676.05
2015 | US/MX | WECC | - | CAMX | MW | Unconfirmed Retirements |  | 0 | 451 | 451 | 451 | 451 | 451 | 802 | 802 | 802 | 1246 | 1246
2015 | US/MX | WECC | - | CAMX | MW | Scheduled Outages |  | 2096.06 | 2960.11 | 3914.19 | 2210.72 | 4302.84 | 4278.4 | 4131.7 | 3638.02 | 4484.01 | 4219.85 | 3623.59
2015 | US/MX | WECC | - | CAMX | MW | Transmission Limitations |  | 0 | 0 | 0 | 0 | 0 | 0 | 0 | 0 | 0 | 0 | 0
2015 | US/MX | WECC | - | CAMX | MW | Existing-Certain |  | 51055.2861 | 50129.2361 | 49175.1561 | 50818.6261 | 48726.5061 | 48404.9461 | 48551.6461 | 49045.3261 | 48174.9361 | 48439.0961 | 49035.3561
2015 | US/MX | WECC | - | CAMX | MW | Existing-Other |  | 0 | 0 | 0 | 0 | 0 | 0 | 0 | 0 | 0 | 0 | 0
2015 | US/MX | WECC | - | CAMX | MW | Additions - Tier 1 |  | 787.0855 | 4309.1639 | 5270.2169 | 5886.4516 | 5887.3691 | 6035.3579 | 6335.679 | 6335.8396 | 6336.0231 | 6780.1952 | 6780.3902
2015 | US/MX | WECC | - | CAMX | MW | Additions - Tier 2 |  | 0 | 2298.612 | 2392.94 | 2464.94 | 2464.94 | 2498.94 | 2498.94 | 2498.94 | 2498.94 | 2498.94 | 2498.94
2015 | US/MX | WECC | - | CAMX | MW | Additions - Tier 3 |  | 0 | 0 | 366.0001 | 366.0001 | 366.0001 | 915.0003 | 915.0003 | 915.0003 | 1438.1475 | 1438.1475 | 1438.1475
2015 | US/MX | WECC | - | CAMX | MW | Firm Imports |  | 2746 | 2746 | 2746 | 2746 | 2746 | 2746 | 2746 | 2746 | 2746 | 2746 | 2746
2015 | US/MX | WECC | - | CAMX | MW | Firm Exports |  | 450 | 450 | 450 | 450 | 450 | 450 | 450 | 450 | 800 | 450 | 2075
2015 | US/MX | WECC | - | CAMX | MW | Net Firm Capacity Transfers |  | 2296 | 2296 | 2296 | 2296 | 2296 | 2296 | 2296 | 2296 | 1946 | 2296 | 671
2015 | US/MX | WECC | - | CAMX | MW | Expected Imports |  | 0 | 0 | 0 | 0 | 0 | 0 | 0 | 0 | 0 | 0 | 0
2015 | US/MX | WECC | - | CAMX | MW | Expected Exports |  | 0 | 0 | 0 | 0 | 0 | 0 | 0 | 0 | 0 | 0 | 0
2015 | US/MX | WECC | - | CAMX | MW | Net Expected Transfers |  | 0 | 0 | 0 | 0 | 0 | 0 | 0 | 0 | 0 | 0 | 0
2015 | US/MX | WECC | - | CAMX | MW | Existing-Certain & Net Firm Transfers |  | 53351.2861 | 52425.2361 | 51471.1561 | 53114.6261 | 51022.5061 | 50700.9461 | 50847.6461 | 51341.3261 | 50120.9361 | 50735.0961 | 49706.3561
2015 | US/MX | WECC | - | CAMX | MW | Anticipated Resources |  | 54138.3717 | 56734.4 | 56741.3731 | 59001.0777 | 56909.8753 | 56736.304 | 57183.3252 | 57677.1658 | 56456.9593 | 57515.2913 | 56486.7463
2015 | US/MX | WECC | - | CAMX | MW | Prospective Resources |  | 54138.3717 | 58582.012 | 58683.3131 | 61015.0177 | 58923.8153 | 58784.244 | 58880.2652 | 59374.1058 | 58153.8993 | 58768.2313 | 57739.6863
2015 | US/MX | WECC | - | CAMX | MW | Existing-Certain and Net Firm Transfers Excess/Shortfall |  | 9972.7211 | 9053.4811 | 8063.0811 | 9559.0011 | 7318.1961 | 6793.4711 | 6737.0061 | 7060.4361 | 5748.1111 | 6319.1411 | 5256.3511
2015 | US/MX | WECC | - | CAMX | MW | Anticipated Excess/Shortfall |  | 10759.8067 | 13362.645 | 13333.2981 | 15445.4527 | 13205.5653 | 12828.829 | 13072.6852 | 13396.2758 | 12084.1343 | 13099.3363 | 12036.7413
2015 | US/MX | WECC | - | CAMX | MW | Prospective Excess/Shortfall |  | 10759.8067 | 15210.257 | 15275.2381 | 17459.3927 | 15219.5053 | 14876.769 | 14769.6252 | 15093.2158 | 13781.0743 | 14352.2763 | 13289.6813
2015 | US/MX | WECC | - | CAMX | % | Existing-Certain and Net Firm Transfers Reserve Margin |  | 39.59% | 37.19% | 34.58% | 38.41% | 32.51% | 31.06% | 30.83% | 31.6% | 28.2% | 29.65% | 26.92%
2015 | US/MX | WECC | - | CAMX | % | Anticipated Reserve Margin |  | 41.65% | 48.47% | 48.36% | 53.75% | 47.79% | 46.66% | 47.14% | 47.84% | 44.41% | 46.97% | 44.23%
2015 | US/MX | WECC | - | CAMX | % | Prospective Reserve Margin |  | 41.65% | 53.3% | 53.44% | 59% | 53.03% | 51.96% | 51.5% | 52.19% | 48.75% | 50.18% | 47.43%
2015 | US/MX | WECC | - | CAMX | % | Reference Margin Level |  | 13.5% | 13.5% | 13.5% | 13.5% | 13.5% | 13.5% | 13.5% | 13.5% | 13.5% | 13.5% | 13.5%
2015 | CA | WECC | - | NWPP-CA | MW | Energy Efficiency and Conservation |  | 0 | 0 | 0 | 0 | 0 | 0 | 0 | 0 | 0 | 0 | 0
2015 | CA | WECC | - | NWPP-CA | MW | Behind the Meter Generation |  | 0 | 0 | 0 | 0 | 0 | 0 | 0 | 0 | 0 | 0 | 0
2015 | CA | WECC | - | NWPP-CA | MW | Distributed Generation |  | 0 | 0 | 0 | 0 | 0 | 0 | 0 | 0 | 0 | 0 | 0
2015 | CA | WECC | - | NWPP-CA | MW | Total Internal Demand |  | 22791 | 23777 | 24568 | 25374 | 26263 | 26830 | 27326 | 27733 | 28147 | 28569 | 28996
2015 | CA | WECC | - | NWPP-CA | MW | Controllable and Dispatchable Demand Response - Available |  | 0 | 0 | 0 | 0 | 0 | 0 | 0 | 0 | 0 | 0 | 0
2015 | CA | WECC | - | NWPP-CA | MW | Net Internal Demand |  | 22791 | 23777 | 24568 | 25374 | 26263 | 26830 | 27326 | 27733 | 28147 | 28569 | 28996
2015 | CA | WECC | - | NWPP-CA | MW | Behind the Meter Generation - Capacity |  | 0 | 0 | 0 | 0 | 0 | 0 | 0 | 0 | 0 | 0 | 0
2015 | CA | WECC | - | NWPP-CA | MW | Other Capacity Adjustments - Additions |  | 0 | 0 | 0 | 0 | 0 | 0 | 0 | 0 | 0 | 0 | 0
2015 | CA | WECC | - | NWPP-CA | MW | Other Capacity Adjustments - Reductions |  | 0 | 0 | 0 | 0 | 0 | 0 | 0 | 0 | 0 | 0 | 0
2015 | CA | WECC | - | NWPP-CA | MW | Confirmed Retirements |  | 0 | 0 | 0 | 293 | 293 | 293 | 293 | 293 | 293 | 293 | 293
2015 | CA | WECC | - | NWPP-CA | MW | Unconfirmed Retirements |  | 1623 | 1623 | 1672.77 | 1672.77 | 1672.77 | 1672.77 | 1672.77 | 1672.77 | 1672.77 | 1672.77 | 1672.77
2015 | CA | WECC | - | NWPP-CA | MW | Scheduled Outages |  | 647.115 | 256.1517 | 406.266 | 691.047 | 457.149 | 254.247 | 719.859 | 581.112 | 589.386 | 302.589 | 700.7031
2015 | CA | WECC | - | NWPP-CA | MW | Transmission Limitations |  | 0 | 0 | 0 | 0 | 0 | 0 | 0 | 0 | 0 | 0 | 0
2015 | CA | WECC | - | NWPP-CA | MW | Existing-Certain |  | 25935.8267 | 26326.79 | 26176.6757 | 25891.8947 | 25832.7927 | 26035.6947 | 25570.0827 | 25708.8297 | 25700.5557 | 25987.3527 | 25589.2386
2015 | CA | WECC | - | NWPP-CA | MW | Existing-Other |  | 0 | 0 | 0 | 0 | 0 | 0 | 0 | 0 | 0 | 0 | 0
2015 | CA | WECC | - | NWPP-CA | MW | Additions - Tier 1 |  | 1277.5542 | 2008.8875 | 2278.3875 | 2292.6075 | 2306.8275 | 2306.8275 | 2306.8275 | 2306.8275 | 2306.8275 | 2306.8275 | 2306.8275
2015 | CA | WECC | - | NWPP-CA | MW | Additions - Tier 2 |  | 0 | 702.9166 | 1709.2473 | 2419.2473 | 2519.1403 | 2969.1403 | 2969.1403 | 2969.1403 | 2969.1403 | 2969.1403 | 2969.1403
2015 | CA | WECC | - | NWPP-CA | MW | Additions - Tier 3 |  | 25 | 533.6617 | 903.452 | 3503.1727 | 4034.696 | 4504.696 | 4504.696 | 4504.696 | 5380.8444 | 5380.8444 | 5380.8444
2015 | CA | WECC | - | NWPP-CA | MW | Firm Imports |  | 0 | 0 | 0 | 150 | 1175 | 1600 | 2000 | 2000 | 2000 | 2000 | 2000
2015 | CA | WECC | - | NWPP-CA | MW | Firm Exports |  | 0 | 0 | 0 | 0 | 0 | 0 | 0 | 0 | 0 | 0 | 0
2015 | CA | WECC | - | NWPP-CA | MW | Net Firm Capacity Transfers |  | 0 | 0 | 0 | 150 | 1175 | 1600 | 2000 | 2000 | 2000 | 2000 | 2000
2015 | CA | WECC | - | NWPP-CA | MW | Expected Imports |  | 0 | 0 | 0 | 0 | 0 | 0 | 0 | 0 | 0 | 0 | 0
2015 | CA | WECC | - | NWPP-CA | MW | Expected Exports |  | 0 | 0 | 0 | 0 | 0 | 0 | 0 | 0 | 0 | 0 | 0
2015 | CA | WECC | - | NWPP-CA | MW | Net Expected Transfers |  | 0 | 0 | 0 | 0 | 0 | 0 | 0 | 0 | 0 | 0 | 0
2015 | CA | WECC | - | NWPP-CA | MW | Existing-Certain & Net Firm Transfers |  | 25935.8267 | 26326.79 | 26176.6757 | 26041.8947 | 27007.7927 | 27635.6947 | 27570.0827 | 27708.8297 | 27700.5557 | 27987.3527 | 27589.2386
2015 | CA | WECC | - | NWPP-CA | MW | Anticipated Resources |  | 27213.3809 | 28335.6775 | 28455.0632 | 28334.5022 | 29314.6202 | 29942.5222 | 29876.9102 | 30015.6572 | 30007.3832 | 30294.1802 | 29896.0661
2015 | CA | WECC | - | NWPP-CA | MW | Prospective Resources |  | 25590.3809 | 27415.5941 | 28491.5405 | 29080.9795 | 30160.9906 | 31238.8926 | 31173.2806 | 31312.0276 | 31303.7536 | 31590.5506 | 31192.4365
2015 | CA | WECC | - | NWPP-CA | MW | Existing-Certain and Net Firm Transfers Excess/Shortfall |  | 501.0707 | -208.342 | -1241.2123 | -2275.4893 | -2301.7153 | -2306.5853 | -2925.7333 | -3241.1983 | -3711.4963 | -3895.6513 | -4770.2974
2015 | CA | WECC | - | NWPP-CA | MW | Anticipated Excess/Shortfall |  | 1778.6249 | 1800.5455 | 1037.1752 | 17.1182 | 5.1122 | 0.24221 | -618.9058 | -934.3708 | -1404.6688 | -1588.8238 | -2463.4699
2015 | CA | WECC | - | NWPP-CA | MW | Prospective Excess/Shortfall |  | 155.6249 | 880.4621 | 1073.6525 | 763.5955 | 851.4826 | 1296.6126 | 677.4646 | 361.9996 | -108.2984 | -292.4534 | -1167.0995
2015 | CA | WECC | - | NWPP-CA | % | Existing-Certain and Net Firm Transfers Reserve Margin |  | 13.8% | 10.72% | 6.548% | 2.632% | 2.836% | 3.003% | 0.8932% | -0.08715% | -1.586% | -2.036% | -4.852%
2015 | CA | WECC | - | NWPP-CA | % | Anticipated Reserve Margin |  | 19.4% | 19.17% | 15.82% | 11.67% | 11.62% | 11.6% | 9.335% | 8.231% | 6.61% | 6.039% | 3.104%
2015 | CA | WECC | - | NWPP-CA | % | Prospective Reserve Margin |  | 12.28% | 15.3% | 15.97% | 14.61% | 14.84% | 16.43% | 14.08% | 12.91% | 11.22% | 10.58% | 7.575%
2015 | CA | WECC | - | NWPP-CA | % | Reference Margin Level |  | 11.6% | 11.6% | 11.6% | 11.6% | 11.6% | 11.6% | 11.6% | 11.6% | 11.6% | 11.6% | 11.6%
2015 | US | WECC | - | NWPP-US | MW | Energy Efficiency and Conservation |  | 352 | 502 | 642 | 781 | 906 | 1078 | 1207 | 1329 | 1438 | 1461 | 1514
2015 | US | WECC | - | NWPP-US | MW | Behind the Meter Generation |  | 0 | 0 | 0 | 0 | 0 | 0 | 0 | 0 | 0 | 0 | 0
2015 | US | WECC | - | NWPP-US | MW | Distributed Generation |  | 0 | 0 | 0 | 0 | 0 | 0 | 0 | 0 | 0 | 0 | 0
2015 | US | WECC | - | NWPP-US | MW | Total Internal Demand |  | 47429 | 47887 | 48419.9999 | 48757.9999 | 49070 | 49234 | 49572 | 50019.0001 | 50292.9999 | 50607.0001 | 50902
2015 | US | WECC | - | NWPP-US | MW | Controllable and Dispatchable Demand Response - Available |  | 272 | 280 | 281 | 282 | 282 | 282 | 282 | 282 | 282 | 282 | 282
2015 | US | WECC | - | NWPP-US | MW | Net Internal Demand |  | 47157 | 47607 | 48138.9999 | 48475.9999 | 48788 | 48952 | 49290 | 49737.0001 | 50010.9999 | 50325.0001 | 50620
2015 | US | WECC | - | NWPP-US | MW | Behind the Meter Generation - Capacity |  | 0 | 0 | 0 | 0 | 0 | 0 | 0 | 0 | 0 | 0 | 0
2015 | US | WECC | - | NWPP-US | MW | Other Capacity Adjustments - Additions |  | 0 | 0 | 0 | 0 | 0 | 0 | 0 | 0 | 0 | 0 | 0
2015 | US | WECC | - | NWPP-US | MW | Other Capacity Adjustments - Reductions |  | 0 | 0 | 0 | 0 | 0 | 0 | 0 | 0 | 0 | 0 | 0
2015 | US | WECC | - | NWPP-US | MW | Confirmed Retirements |  | 629.0005 | 629.0005 | 886.0005 | 886.0005 | 886.0005 | 2243.0005 | 2497.0005 | 2497.0005 | 2497.0005 | 3401.0005 | 3745.0005
2015 | US | WECC | - | NWPP-US | MW | Unconfirmed Retirements |  | 375 | 375 | 375 | 1279.3 | 1518 | 1518 | 1695.3 | 1808.3 | 1808.3 | 1808.3 | 1808.3
2015 | US | WECC | - | NWPP-US | MW | Scheduled Outages |  | 2157.05 | 853.839 | 1354.22 | 2303.49 | 1523.83 | 847.49 | 2399.53 | 1937.04 | 1964.62 | 1008.63 | 1634.9739
2015 | US | WECC | - | NWPP-US | MW | Transmission Limitations |  | 0 | 0 | 0 | 0 | 0 | 0 | 0 | 0 | 0 | 0 | 0
2015 | US | WECC | - | NWPP-US | MW | Existing-Certain |  | 60655.6152 | 61958.8262 | 61458.4452 | 60252.1752 | 61031.8352 | 61708.1752 | 58799.1352 | 59007.6252 | 58980.0452 | 59936.0352 | 58405.6913
2015 | US | WECC | - | NWPP-US | MW | Existing-Other |  | 0 | 0 | 0 | 0 | 0 | 0 | 0 | 0 | 0 | 0 | 0
2015 | US | WECC | - | NWPP-US | MW | Additions - Tier 1 |  | 429.271 | 494.9156 | 606.5333 | 618.5453 | 651.5453 | 651.5453 | 651.5453 | 651.5453 | 651.5453 | 651.5453 | 651.5453
2015 | US | WECC | - | NWPP-US | MW | Additions - Tier 2 |  | 230.8956 | 459.8873 | 459.8873 | 656.8192 | 656.8192 | 656.8192 | 656.8192 | 656.8192 | 656.8192 | 656.8192 | 656.8192
2015 | US | WECC | - | NWPP-US | MW | Additions - Tier 3 |  | 12.564 | 20.7339 | 88.3968 | 944.3765 | 1312.5873 | 1343.1502 | 1349.2724 | 1389.8266 | 1395.4987 | 2510.4782 | 2575.4921
2015 | US | WECC | - | NWPP-US | MW | Firm Imports |  | 1501 | 1501 | 1501 | 1501 | 1501 | 1501 | 1501 | 1501 | 1851 | 1501 | 3126
2015 | US | WECC | - | NWPP-US | MW | Firm Exports |  | 0 | 0 | 0 | 150 | 1175 | 1600 | 2000 | 2000 | 2000 | 2000 | 2000
2015 | US | WECC | - | NWPP-US | MW | Net Firm Capacity Transfers |  | 1501 | 1501 | 1501 | 1351 | 326 | -99 | -499 | -499 | -149 | -499 | 1126
2015 | US | WECC | - | NWPP-US | MW | Expected Imports |  | 0 | 0 | 0 | 0 | 0 | 0 | 0 | 0 | 0 | 0 | 0
2015 | US | WECC | - | NWPP-US | MW | Expected Exports |  | 0 | 0 | 0 | 0 | 0 | 0 | 0 | 0 | 0 | 0 | 0
2015 | US | WECC | - | NWPP-US | MW | Net Expected Transfers |  | 0 | 0 | 0 | 0 | 0 | 0 | 0 | 0 | 0 | 0 | 0
2015 | US | WECC | - | NWPP-US | MW | Existing-Certain & Net Firm Transfers |  | 62156.6152 | 63459.8262 | 62959.4452 | 61603.1752 | 61357.8352 | 61609.1752 | 58300.1352 | 58508.6252 | 58831.0452 | 59437.0352 | 59531.6913
2015 | US | WECC | - | NWPP-US | MW | Anticipated Resources |  | 62585.8862 | 63954.7418 | 63565.9784 | 62221.7204 | 62009.3804 | 62260.7204 | 58951.6804 | 59160.1704 | 59482.5904 | 60088.5804 | 60183.2365
2015 | US | WECC | - | NWPP-US | MW | Prospective Resources |  | 62441.7818 | 64039.6291 | 63650.8657 | 61599.2397 | 61148.1997 | 61399.5397 | 57913.1997 | 58008.6897 | 58331.1097 | 58937.0997 | 59031.7558
2015 | US | WECC | - | NWPP-US | MW | Existing-Certain and Net Firm Transfers Excess/Shortfall |  | 7171.5532 | 7950.0642 | 6829.3713 | 5080.1593 | 4471.0272 | 4531.1432 | 827.9952 | 515.283 | 518.2193 | 758.085 | 508.7713
2015 | US | WECC | - | NWPP-US | MW | Anticipated Excess/Shortfall |  | 7600.8242 | 8444.9798 | 7435.9046 | 5698.7046 | 5122.5724 | 5182.6884 | 1479.5404 | 1166.8283 | 1169.7646 | 1409.6303 | 1160.3165
2015 | US | WECC | - | NWPP-US | MW | Prospective Excess/Shortfall |  | 7456.7198 | 8529.8671 | 7520.7918 | 5076.2238 | 4261.3917 | 4321.5077 | 441.0597 | 15.3476 | 18.2838 | 258.1496 | 8.8358
2015 | US | WECC | - | NWPP-US | % | Existing-Certain and Net Firm Transfers Reserve Margin |  | 31.81% | 33.3% | 30.79% | 27.08% | 25.76% | 25.86% | 18.28% | 17.64% | 17.64% | 18.11% | 17.61%
2015 | US | WECC | - | NWPP-US | % | Anticipated Reserve Margin |  | 32.72% | 34.34% | 32.05% | 28.36% | 27.1% | 27.19% | 19.6% | 18.95% | 18.94% | 19.4% | 18.89%
2015 | US | WECC | - | NWPP-US | % | Prospective Reserve Margin |  | 32.41% | 34.52% | 32.22% | 27.07% | 25.33% | 25.43% | 17.49% | 16.63% | 16.64% | 17.11% | 16.62%
2015 | US | WECC | - | NWPP-US | % | Reference Margin Level |  | 16.6% | 16.6% | 16.6% | 16.6% | 16.6% | 16.6% | 16.6% | 16.6% | 16.6% | 16.6% | 16.6%
2015 | US | WECC | - | RMRG | MW | Energy Efficiency and Conservation |  | 165 | 232 | 297 | 365 | 431 | 498 | 568 | 637 | 707 | 776 | 840
2015 | US | WECC | - | RMRG | MW | Behind the Meter Generation |  | 0 | 0 | 0 | 0 | 0 | 0 | 0 | 0 | 0 | 0 | 0
2015 | US | WECC | - | RMRG | MW | Distributed Generation |  | 0 | 0 | 0 | 0 | 0 | 0 | 0 | 0 | 0 | 0 | 0
2015 | US | WECC | - | RMRG | MW | Total Internal Demand |  | 10394 | 10495 | 10683 | 10753 | 10952 | 11161 | 11323 | 11577 | 11804 | 12048 | 12194
2015 | US | WECC | - | RMRG | MW | Controllable and Dispatchable Demand Response - Available |  | 332 | 333 | 333 | 334 | 334 | 335 | 310 | 310 | 310 | 311 | 311
2015 | US | WECC | - | RMRG | MW | Net Internal Demand |  | 10062 | 10162 | 10350 | 10419 | 10618 | 10826 | 11013 | 11267 | 11494 | 11737 | 11883
2015 | US | WECC | - | RMRG | MW | Behind the Meter Generation - Capacity |  | 0 | 0 | 0 | 0 | 0 | 0 | 0 | 0 | 0 | 0 | 0
2015 | US | WECC | - | RMRG | MW | Other Capacity Adjustments - Additions |  | 0 | 0 | 0 | 0 | 0 | 0 | 0 | 0 | 0 | 0 | 0
2015 | US | WECC | - | RMRG | MW | Other Capacity Adjustments - Reductions |  | 0 | 0 | 0 | 0 | 0 | 0 | 0 | 0 | 0 | 0 | 0
2015 | US | WECC | - | RMRG | MW | Confirmed Retirements |  | 62.717 | 62.717 | 62.717 | 62.717 | 115.717 | 215.717 | 215.717 | 215.717 | 215.717 | 215.717 | 215.717
2015 | US | WECC | - | RMRG | MW | Unconfirmed Retirements |  | 0 | 212 | 212 | 748 | 748 | 748 | 748 | 748 | 748 | 748 | 748
2015 | US | WECC | - | RMRG | MW | Scheduled Outages |  | 893.35 | 491.85 | 482.5 | 454.4 | 575.064 | 351.58 | 103.807 | 334.907 | 186.544 | 90.364 | 396.4366
2015 | US | WECC | - | RMRG | MW | Transmission Limitations |  | 0 | 0 | 0 | 0 | 0 | 0 | 0 | 0 | 0 | 0 | 0
2015 | US | WECC | - | RMRG | MW | Existing-Certain |  | 15117.8383 | 15519.3383 | 15528.6883 | 15556.7883 | 15436.1243 | 15606.6083 | 15754.3813 | 15523.2813 | 15671.6443 | 15767.8243 | 15461.7517
2015 | US | WECC | - | RMRG | MW | Existing-Other |  | 0 | 0 | 0 | 0 | 0 | 0 | 0 | 0 | 0 | 0 | 0
2015 | US | WECC | - | RMRG | MW | Additions - Tier 1 |  | 70.4953 | 694.5088 | 776.8059 | 1128.8059 | 1128.8059 | 1128.8059 | 1128.8059 | 1128.8059 | 1128.8059 | 1128.8059 | 1128.8059
2015 | US | WECC | - | RMRG | MW | Additions - Tier 2 |  | 0 | 0 | 0 | 0 | 0 | 0 | 0 | 0 | 0 | 0 | 0
2015 | US | WECC | - | RMRG | MW | Additions - Tier 3 |  | 0 | 0 | 0 | 0 | 0 | 0 | 28.198 | 28.198 | 28.198 | 28.198 | 28.198
2015 | US | WECC | - | RMRG | MW | Firm Imports |  | 0 | 0 | 0 | 0 | 0 | 0 | 0 | 0 | 0 | 0 | 0
2015 | US | WECC | - | RMRG | MW | Firm Exports |  | 575 | 575 | 575 | 575 | 575 | 575 | 575 | 575 | 575 | 575 | 575
2015 | US | WECC | - | RMRG | MW | Net Firm Capacity Transfers |  | -575 | -575 | -575 | -575 | -575 | -575 | -575 | -575 | -575 | -575 | -575
2015 | US | WECC | - | RMRG | MW | Expected Imports |  | 0 | 0 | 0 | 0 | 0 | 0 | 0 | 0 | 0 | 0 | 0
2015 | US | WECC | - | RMRG | MW | Expected Exports |  | 0 | 0 | 0 | 0 | 0 | 0 | 0 | 0 | 0 | 0 | 0
2015 | US | WECC | - | RMRG | MW | Net Expected Transfers |  | 0 | 0 | 0 | 0 | 0 | 0 | 0 | 0 | 0 | 0 | 0
2015 | US | WECC | - | RMRG | MW | Existing-Certain & Net Firm Transfers |  | 14542.8383 | 14944.3383 | 14953.6883 | 14981.7883 | 14861.1243 | 15031.6083 | 15179.3813 | 14948.2813 | 15096.6443 | 15192.8243 | 14886.7517
2015 | US | WECC | - | RMRG | MW | Anticipated Resources |  | 14613.3336 | 15638.8471 | 15730.4942 | 16110.5942 | 15989.9302 | 16160.4142 | 16308.1872 | 16077.0872 | 16225.4502 | 16321.6302 | 16015.5576
2015 | US | WECC | - | RMRG | MW | Prospective Resources |  | 14613.3336 | 15426.8471 | 15518.4942 | 15362.5942 | 15241.9302 | 15412.4142 | 15560.1872 | 15329.0872 | 15477.4502 | 15573.6302 | 15267.5576
2015 | US | WECC | - | RMRG | MW | Existing-Certain and Net Firm Transfers Excess/Shortfall |  | 3283.4603 | 3573.0603 | 3372.0383 | 3322.9273 | 2979.5823 | 2917.3143 | 2855.8343 | 2340.5083 | 2234.8583 | 2059.1213 | 1589.6747
2015 | US | WECC | - | RMRG | MW | Anticipated Excess/Shortfall |  | 3353.9556 | 4267.5691 | 4148.8442 | 4451.7332 | 4108.3882 | 4046.1202 | 3984.6402 | 3469.3142 | 3363.6642 | 3187.9272 | 2718.4806
2015 | US | WECC | - | RMRG | MW | Prospective Excess/Shortfall |  | 3353.9556 | 4055.5691 | 3936.8442 | 3703.7332 | 3360.3882 | 3298.1202 | 3236.6402 | 2721.3142 | 2615.6642 | 2439.9272 | 1970.4806
2015 | US | WECC | - | RMRG | % | Existing-Certain and Net Firm Transfers Reserve Margin |  | 44.53% | 47.06% | 44.48% | 43.79% | 39.96% | 38.85% | 37.83% | 32.67% | 31.34% | 29.44% | 25.28%
2015 | US | WECC | - | RMRG | % | Anticipated Reserve Margin |  | 45.23% | 53.9% | 51.99% | 54.63% | 50.59% | 49.27% | 48.08% | 42.69% | 41.16% | 39.06% | 34.78%
2015 | US | WECC | - | RMRG | % | Prospective Reserve Margin |  | 45.23% | 51.81% | 49.94% | 47.45% | 43.55% | 42.36% | 41.29% | 36.05% | 34.66% | 32.69% | 28.48%
2015 | US | WECC | - | RMRG | % | Reference Margin Level |  | 11.9% | 11.9% | 11.9% | 11.9% | 11.9% | 11.9% | 11.9% | 11.9% | 11.9% | 11.9% | 11.9%
2015 | US | WECC | - | SRSG | MW | Energy Efficiency and Conservation |  | 110 | 178 | 256 | 327 | 390 | 450 | 492 | 517 | 537 | 554 | 564
2015 | US | WECC | - | SRSG | MW | Behind the Meter Generation |  | 0 | 0 | 0 | 0 | 0 | 0 | 0 | 0 | 0 | 0 | 0
2015 | US | WECC | - | SRSG | MW | Distributed Generation |  | 0 | 0 | 0 | 0 | 0 | 0 | 0 | 0 | 0 | 0 | 0
2015 | US | WECC | - | SRSG | MW | Total Internal Demand |  | 15363 | 15388 | 15716 | 16074 | 16375 | 16622 | 16674 | 17019 | 17568 | 17970 | 17897
2015 | US | WECC | - | SRSG | MW | Controllable and Dispatchable Demand Response - Available |  | 358 | 371 | 333 | 321 | 324 | 326 | 326 | 326 | 326 | 326 | 327
2015 | US | WECC | - | SRSG | MW | Net Internal Demand |  | 15005 | 15017 | 15383 | 15753 | 16051 | 16296 | 16348 | 16693 | 17242 | 17644 | 17570
2015 | US | WECC | - | SRSG | MW | Behind the Meter Generation - Capacity |  | 0 | 0 | 0 | 0 | 0 | 0 | 0 | 0 | 0 | 0 | 0
2015 | US | WECC | - | SRSG | MW | Other Capacity Adjustments - Additions |  | 0 | 0 | 0 | 0 | 0 | 0 | 0 | 0 | 0 | 0 | 0
2015 | US | WECC | - | SRSG | MW | Other Capacity Adjustments - Reductions |  | 0 | 0 | 0 | 0 | 0 | 0 | 0 | 0 | 0 | 0 | 0
2015 | US | WECC | - | SRSG | MW | Confirmed Retirements |  | 0 | 260 | 480 | 480 | 480 | 528 | 612.3 | 760.3 | 908.3 | 1005.3 | 1067.3
2015 | US | WECC | - | SRSG | MW | Unconfirmed Retirements |  | 0 | 0 | 48 | 887.0003 | 890.01 | 890.0103 | 890.0106 | 890.0112 | 970.0117 | 970.4883 | 970.4883
2015 | US | WECC | - | SRSG | MW | Scheduled Outages |  | 906.6 | 1223.1 | 1267.2 | 913.7 | 791 | 1912.2 | 1346 | 1531.6 | 1439.3 | 2379.3 | 1371
2015 | US | WECC | - | SRSG | MW | Transmission Limitations |  | 0 | 0 | 0 | 0 | 0 | 0 | 0 | 0 | 0 | 0 | 0
2015 | US | WECC | - | SRSG | MW | Existing-Certain |  | 31580.8817 | 31004.3817 | 30740.2817 | 31093.7817 | 31216.4817 | 30095.2817 | 30613.4817 | 30344.3125 | 30288.6125 | 29200.6125 | 30111.9125
2015 | US | WECC | - | SRSG | MW | Existing-Other |  | 0 | 0 | 0 | 0 | 0 | 0 | 0 | 0 | 0 | 0 | 0
2015 | US | WECC | - | SRSG | MW | Additions - Tier 1 |  | 1026.011 | 1066.9479 | 1275.7479 | 1588.9479 | 1588.9479 | 1588.9479 | 1588.9479 | 1588.9479 | 1588.9479 | 1588.9479 | 1588.9479
2015 | US | WECC | - | SRSG | MW | Additions - Tier 2 |  | 0 | 42.3 | 42.3 | 42.3 | 42.3 | 42.3 | 42.3 | 42.3 | 42.3 | 42.3 | 42.3
2015 | US | WECC | - | SRSG | MW | Additions - Tier 3 |  | 0.020349 | 22.031 | 153.4663 | 1055.6203 | 1605.6482 | 1655.6538 | 2171.6984 | 2474.7145 | 3113.5319 | 3653.4738 | 3844.4752
2015 | US | WECC | - | SRSG | MW | Firm Imports |  | 379 | 379 | 379 | 379 | 379 | 379 | 379 | 379 | 379 | 379 | 379
2015 | US | WECC | - | SRSG | MW | Firm Exports |  | 3601 | 3601 | 3601 | 3601 | 3601 | 3601 | 3601 | 3601 | 3601 | 3601 | 3601
2015 | US | WECC | - | SRSG | MW | Net Firm Capacity Transfers |  | -3222 | -3222 | -3222 | -3222 | -3222 | -3222 | -3222 | -3222 | -3222 | -3222 | -3222
2015 | US | WECC | - | SRSG | MW | Expected Imports |  | 0 | 0 | 0 | 0 | 0 | 0 | 0 | 0 | 0 | 0 | 0
2015 | US | WECC | - | SRSG | MW | Expected Exports |  | 0 | 0 | 0 | 0 | 0 | 0 | 0 | 0 | 0 | 0 | 0
2015 | US | WECC | - | SRSG | MW | Net Expected Transfers |  | 0 | 0 | 0 | 0 | 0 | 0 | 0 | 0 | 0 | 0 | 0
2015 | US | WECC | - | SRSG | MW | Existing-Certain & Net Firm Transfers |  | 28358.8817 | 27782.3817 | 27518.2817 | 27871.7817 | 27994.4817 | 26873.2817 | 27391.4817 | 27122.3125 | 27066.6125 | 25978.6125 | 26889.9125
2015 | US | WECC | - | SRSG | MW | Anticipated Resources |  | 29384.8927 | 28849.3296 | 28794.0296 | 29460.7296 | 29583.4296 | 28462.2296 | 28980.4296 | 28711.2604 | 28655.5604 | 27567.5604 | 28478.8604
2015 | US | WECC | - | SRSG | MW | Prospective Resources |  | 29384.8927 | 28891.6296 | 28788.3296 | 28616.0293 | 28735.7196 | 27614.5193 | 28132.719 | 27863.5492 | 27727.8487 | 26639.3721 | 27550.6721
2015 | US | WECC | - | SRSG | MW | Existing-Certain and Net Firm Transfers Excess/Shortfall |  | 11508.2667 | 10918.2907 | 10243.1727 | 10181.1627 | 9969.2087 | 8572.8737 | 9032.6777 | 8376.0735 | 7703.8465 | 6164.4005 | 7158.8025
2015 | US | WECC | - | SRSG | MW | Anticipated Excess/Shortfall |  | 12534.2777 | 11985.2386 | 11518.9206 | 11770.1106 | 11558.1566 | 10161.8216 | 10621.6256 | 9965.0214 | 9292.7944 | 7753.3484 | 8747.7504
2015 | US | WECC | - | SRSG | MW | Prospective Excess/Shortfall |  | 12534.2777 | 12027.5386 | 11513.2206 | 10925.4103 | 10710.4466 | 9314.1113 | 9773.915 | 9117.3102 | 8365.0827 | 6825.1601 | 7819.5621
2015 | US | WECC | - | SRSG | % | Existing-Certain and Net Firm Transfers Reserve Margin |  | 89% | 85.01% | 78.89% | 76.93% | 74.41% | 64.91% | 67.55% | 62.48% | 56.98% | 47.24% | 53.04%
2015 | US | WECC | - | SRSG | % | Anticipated Reserve Margin |  | 95.83% | 92.11% | 87.18% | 87.02% | 84.31% | 74.66% | 77.27% | 72% | 66.2% | 56.24% | 62.09%
2015 | US | WECC | - | SRSG | % | Prospective Reserve Margin |  | 95.83% | 92.39% | 87.14% | 81.65% | 79.03% | 69.46% | 72.09% | 66.92% | 60.82% | 50.98% | 56.81%
2015 | US | WECC | - | SRSG | % | Reference Margin Level |  | 12.3% | 12.3% | 12.3% | 12.3% | 12.3% | 12.3% | 12.3% | 12.3% | 12.3% | 12.3% | 12.3%
2016 | US | FRCC | - | FRCC | MW | Energy Efficiency and Conservation |  | 95 | 153 | 209 | 260 | 308 | 349 | 390 | 428 | 473 | 513 | 513
2016 | US | FRCC | - | FRCC | MW | Behind the Meter Generation |  | 0 | 0 | 0 | 0 | 0 | 0 | 0 | 0 | 0 | 0 | 0
2016 | US | FRCC | - | FRCC | MW | Distributed Generation |  | 2.6988 | 4.4375 | 6.5392 | 8.8365 | 11.0639 | 13.2613 | 15.1288 | 17.2365 | 19.6872 | 22.3085 | 22.3085
2016 | US | FRCC | - | FRCC | MW | Standby Load Under Contract |  | 0 | 0 | 0 | 0 | 0 | 0 | 0 | 0 | 0 | 0 | 0
2016 | US | FRCC | - | FRCC | MW | Total Internal Demand |  | 45521 | 45962 | 46546 | 47035 | 47525 | 47993 | 48462 | 48942 | 49411 | 49911 | 49911
2016 | US | FRCC | - | FRCC | MW | Controllable and Dispatchable Demand Response - Available |  | 2885 | 2947 | 2994 | 3035 | 3067 | 3099 | 3116 | 3115 | 3150 | 3178 | 3178
2016 | US | FRCC | - | FRCC | MW | Net Internal Demand |  | 42636 | 43015 | 43552 | 44000 | 44458 | 44894 | 45346 | 45827 | 46261 | 46733 | 46733
2016 | US | FRCC | - | FRCC | MW | Behind the Meter Generation - Capacity |  | 0 | 0 | 0 | 0 | 0 | 0 | 0 | 0 | 0 | 0 | 0
2016 | US | FRCC | - | FRCC | MW | Other Capacity Adjustments - Additions |  | 0 | 0 | 0 | 0 | 0 | 0 | 0 | 0 | 0 | 0 | 0
2016 | US | FRCC | - | FRCC | MW | Other Capacity Adjustments - Reductions |  | 0 | 0 | 0 | 0 | 0 | 0 | 0 | 0 | 0 | 0 | 0
2016 | US | FRCC | - | FRCC | MW | Confirmed Retirements |  | 403 | 2850.3 | 3134.3 | 4035.3 | 4559.3 | 4745.3 | 4823.3 | 4898.3 | 4901.7 | 4901.7 | 5305.7
2016 | US | FRCC | - | FRCC | MW | Unconfirmed Retirements |  | 0 | 0 | 0 | 0 | 0 | 0 | 0 | 0 | 0 | 0 | 0
2016 | US | FRCC | - | FRCC | MW | Scheduled Outages |  | 0 | 0 | 0 | 0 | 0 | 0 | 0 | 0 | 0 | 0 | 0
2016 | US | FRCC | - | FRCC | MW | Transmission Limitations |  | 0 | 0 | 0 | 0 | 0 | 0 | 0 | 0 | 0 | 0 | 0
2016 | US | FRCC | - | FRCC | MW | Existing-Certain |  | 54838.74 | 54394.44 | 53424.24 | 53806.74 | 53501.14 | 52983.24 | 52958.24 | 52559.84 | 51885.45 | 51867.45 | 51867.45
2016 | US | FRCC | - | FRCC | MW | Existing-Other |  | 452.2 | 452.2 | 613.2 | 598.2 | 638.2 | 1224.2 | 1264.2 | 1544.2 | 2161.79 | 2176.79 | 2176.79
2016 | US | FRCC | - | FRCC | MW | Additions - Tier 1 |  | 3453 | 3460.4 | 5298.8 | 6904.8 | 7378.4 | 8655.4 | 8879.4 | 9099.4 | 12038.4 | 12262.4 | 12262.4
2016 | US | FRCC | - | FRCC | MW | Additions - Tier 2 |  | 0 | 0 | 0 | 0 | 0 | 0 | 0 | 0 | 0 | 0 | 0
2016 | US | FRCC | - | FRCC | MW | Additions - Tier 3 |  | 0 | 0 | 0 | 0 | 0 | 0 | 0 | 0 | 0 | 0 | 0
2016 | US | FRCC | - | FRCC | MW | Firm Imports |  | 1254 | 1254 | 1254 | 1354 | 1454 | 1029 | 1029 | 1029 | 1029 | 1029 | 1029
2016 | US | FRCC | - | FRCC | MW | Firm Imports - Full-Responsibility Purchases |  | 425 | 425 | 425 | 525 | 625 | 200 | 200 | 200 | 200 | 200 | 200
2016 | US | FRCC | - | FRCC | MW | Firm Imports - Owned Capacity/Entitlement Located Outside the Area |  | 829 | 829 | 829 | 829 | 829 | 829 | 829 | 829 | 829 | 829 | 829
2016 | US | FRCC | - | FRCC | MW | Firm Exports |  | 0 | 0 | 0 | 0 | 0 | 0 | 0 | 0 | 0 | 0 | 0
2016 | US | FRCC | - | FRCC | MW | Firm Exports - Full-Responsibility Sales |  | 0 | 0 | 0 | 0 | 0 | 0 | 0 | 0 | 0 | 0 | 0
2016 | US | FRCC | - | FRCC | MW | Firm Exports - Owned Capacity/Entitlement Located Inside the Area |  | 0 | 0 | 0 | 0 | 0 | 0 | 0 | 0 | 0 | 0 | 0
2016 | US | FRCC | - | FRCC | MW | Net Firm Capacity Transfers |  | 1254 | 1254 | 1254 | 1354 | 1454 | 1029 | 1029 | 1029 | 1029 | 1029 | 1029
2016 | US | FRCC | - | FRCC | MW | Expected Imports |  | 0 | 0 | 0 | 0 | 0 | 0 | 0 | 0 | 0 | 0 | 0
2016 | US | FRCC | - | FRCC | MW | Expected Exports |  | 0 | 0 | 0 | 0 | 0 | 0 | 0 | 0 | 0 | 0 | 0
2016 | US | FRCC | - | FRCC | MW | Net Expected Transfers |  | 0 | 0 | 0 | 0 | 0 | 0 | 0 | 0 | 0 | 0 | 0
2016 | US | FRCC | - | FRCC | MW | Existing-Certain & Net Firm Transfers |  | 56092.74 | 55648.44 | 54678.24 | 55160.74 | 54955.14 | 54012.24 | 53987.24 | 53588.84 | 52914.45 | 52896.45 | 52896.45
2016 | US | FRCC | - | FRCC | MW | Anticipated Resources |  | 59545.74 | 59108.84 | 59977.04 | 62065.54 | 62333.54 | 62667.64 | 62866.64 | 62688.24 | 64952.85 | 65158.85 | 65158.85
2016 | US | FRCC | - | FRCC | MW | Prospective Resources |  | 59997.94 | 59561.04 | 60590.24 | 62663.74 | 62971.74 | 63891.84 | 64130.84 | 64232.44 | 67114.64 | 67335.64 | 67335.64
2016 | US | FRCC | - | FRCC | MW | Existing-Certain and Net Firm Transfers Excess/Shortfall |  | 7061.34 | 6181.19 | 4593.44 | 4560.74 | 3828.44 | 2384.14 | 1839.34 | 887.79 | -285.7 | -846.5 | -846.5
2016 | US | FRCC | - | FRCC | MW | Anticipated Excess/Shortfall |  | 10514.34 | 9641.59 | 9892.24 | 11465.54 | 11206.84 | 11039.54 | 10718.74 | 9987.19 | 11752.7 | 11415.9 | 11415.9
2016 | US | FRCC | - | FRCC | MW | Prospective Excess/Shortfall |  | 10966.54 | 10093.79 | 10505.44 | 12063.74 | 11845.04 | 12263.74 | 11982.94 | 11531.39 | 13914.49 | 13592.69 | 13592.69
2016 | US | FRCC | - | FRCC | % | Existing-Certain and Net Firm Transfers Reserve Margin |  | 0.31562 | 0.2937 | 0.25547 | 0.25365 | 0.23611 | 0.20311 | 0.19056 | 0.16937 | 0.14382 | 0.13189 | 0.13189
2016 | US | FRCC | - | FRCC | % | Anticipated Reserve Margin |  | 0.39661 | 0.37414 | 0.37714 | 0.41058 | 0.40208 | 0.3959 | 0.38638 | 0.36793 | 0.40405 | 0.39428 | 0.39428
2016 | US | FRCC | - | FRCC | % | Prospective Reserve Margin |  | 0.40721 | 0.38466 | 0.39122 | 0.42418 | 0.41643 | 0.42317 | 0.41426 | 0.40163 | 0.45078 | 0.44086 | 0.44086
2016 | US | FRCC | - | FRCC | % | Reference Margin Level |  | 15% | 15% | 15% | 15% | 15% | 15% | 15% | 15% | 15% | 15% | 15%
2016 | US | MRO | - | MISO | MW | Energy Efficiency and Conservation |  | 0 | 0 | 0 | 0 | 0 | 0 | 0 | 0 | 0 | 0 | 0
2016 | US | MRO | - | MISO | MW | Behind the Meter Generation |  | 0 | 0 | 0 | 0 | 0 | 0 | 0 | 0 | 0 | 0 | 0
2016 | US | MRO | - | MISO | MW | Distributed Generation |  | 0 | 0 | 0 | 0 | 0 | 0 | 0 | 0 | 0 | 0 | 0
2016 | US | MRO | - | MISO | MW | Standby Load Under Contract |  | 0 | 0 | 0 | 0 | 0 | 0 | 0 | 0 | 0 | 0 | 0
2016 | US | MRO | - | MISO | MW | Total Internal Demand |  | 103877.8 | 105217.6 | 105682.8 | 106801.8 | 107595 | 108131.1 | 108754.1 | 109532.3 | 110215.9 | 110880.5 | 111540.4
2016 | US | MRO | - | MISO | MW | Controllable and Dispatchable Demand Response - Available |  | 4506 | 4506 | 4506 | 4506 | 4506 | 4506 | 4506 | 4506 | 4506 | 4506 | 4506
2016 | US | MRO | - | MISO | MW | Net Internal Demand |  | 99371.8 | 100711.6 | 101176.8 | 102295.8 | 103089 | 103625.1 | 104248.1 | 105026.3 | 105709.9 | 106374.5 | 107034.4
2016 | US | MRO | - | MISO | MW | Behind the Meter Generation - Capacity |  | 4143.5 | 4143.5 | 4127.3 | 4141.6 | 4141.6 | 4131.6 | 4131.6 | 4131.6 | 4131.6 | 4131.6 | 4131.6
2016 | US | MRO | - | MISO | MW | Other Capacity Adjustments - Additions |  | 0 | 0 | 0 | 0 | 0 | 0 | 0 | 0 | 0 | 0 | 0
2016 | US | MRO | - | MISO | MW | Other Capacity Adjustments - Reductions |  | 0 | 0 | 0 | 0 | 0 | 0 | 0 | 0 | 0 | 0 | 0
2016 | US | MRO | - | MISO | MW | Confirmed Retirements |  | 1245.5 | 4266.7 | 4266.7 | 4266.7 | 4266.7 | 4266.7 | 4266.7 | 4266.7 | 4266.7 | 4266.7 | 4266.7
2016 | US | MRO | - | MISO | MW | Unconfirmed Retirements |  | 0 | 1732.7 | 3018.5 | 3369.8 | 3381.8 | 3381.8 | 3522 | 3389.4 | 3389.4 | 3339.4 | 3339.4
2016 | US | MRO | - | MISO | MW | Scheduled Outages |  | 0 | 0 | 0 | 0 | 0 | 0 | 0 | 0 | 0 | 0 | 0
2016 | US | MRO | - | MISO | MW | Transmission Limitations |  | 3351 | 2463.0229 | 2174.5163 | 1929.2927 | 1753.1572 | 1637.3872 | 1317.7157 | 1017.7157 | 717.7157 | 417.7157 | 117.7157
2016 | US | MRO | - | MISO | MW | Existing-Certain |  | 145094.7302 | 144650.6073 | 144325.5352 | 144290.5192 | 143876.0547 | 143692.2831 | 141997.3889 | 140614.7889 | 140604.2889 | 139588.015 | 139888.015
2016 | US | MRO | - | MISO | MW | Existing-Other |  | 2267.1197 | 2241.8197 | 2241.8197 | 2241.8197 | 2241.8197 | 2241.8197 | 2210.6197 | 2210.6197 | 2210.6197 | 2210.6197 | 2210.6197
2016 | US | MRO | - | MISO | MW | Additions - Tier 1 |  | 0 | 1586.45 | 1953.35 | 2633.85 | 2633.85 | 2665.05 | 2665.05 | 2680.65 | 2680.65 | 2680.65 | 2680.65
2016 | US | MRO | - | MISO | MW | Additions - Tier 2 |  | 1127.107 | 2712.6962 | 4671.8962 | 6162.5962 | 6590.6962 | 6590.6962 | 6590.6962 | 6590.6962 | 6590.6962 | 6590.6962 | 6590.6962
2016 | US | MRO | - | MISO | MW | Additions - Tier 3 |  | 1052.63 | 2946.221 | 4847.962 | 16411.812 | 22119.812 | 26738.412 | 28952.212 | 31410.612 | 31440.412 | 31476.312 | 31476.312
2016 | US | MRO | - | MISO | MW | Firm Imports |  | 3913.8 | 3585.3 | 3476.3 | 3476.3 | 3526.3 | 3643.3 | 3643.3 | 3643.3 | 3643.3 | 3193.3 | 3193.3
2016 | US | MRO | - | MISO | MW | Firm Imports - Full-Responsibility Purchases |  | 0 | 0 | 0 | 0 | 0 | 0 | 0 | 0 | 0 | 0 | 0
2016 | US | MRO | - | MISO | MW | Firm Imports - Owned Capacity/Entitlement Located Outside the Area |  | 0 | 0 | 0 | 0 | 0 | 0 | 0 | 0 | 0 | 0 | 0
2016 | US | MRO | - | MISO | MW | Firm Exports |  | 5908 | 5372.7 | 5310.7 | 4514.5 | 4440.5 | 4442.5 | 4454.5 | 4445.5 | 4446.5 | 4098.5 | 4100.5
2016 | US | MRO | - | MISO | MW | Firm Exports - Full-Responsibility Sales |  | 0 | 0 | 0 | 0 | 0 | 0 | 0 | 0 | 0 | 0 | 0
2016 | US | MRO | - | MISO | MW | Firm Exports - Owned Capacity/Entitlement Located Inside the Area |  | 0 | 0 | 0 | 0 | 0 | 0 | 0 | 0 | 0 | 0 | 0
2016 | US | MRO | - | MISO | MW | Net Firm Capacity Transfers |  | -1994.2 | -1787.4 | -1834.4 | -1038.2 | -914.2 | -799.2 | -811.2 | -802.2 | -803.2 | -905.2 | -907.2
2016 | US | MRO | - | MISO | MW | Expected Imports |  | 0 | 3664.3 | 3664.3 | 3664.3 | 7240 | 7240 | 7240 | 7240 | 7240 | 7240 | 7240
2016 | US | MRO | - | MISO | MW | Expected Exports |  | 0 | 0 | 0 | 0 | 0 | 0 | 0 | 0 | 0 | 0 | 0
2016 | US | MRO | - | MISO | MW | Net Expected Transfers |  | 0 | 3664.3 | 3664.3 | 3664.3 | 7240 | 7240 | 7240 | 7240 | 7240 | 7240 | 7240
2016 | US | MRO | - | MISO | MW | Existing-Certain & Net Firm Transfers |  | 143100.5302 | 142863.2073 | 142491.1352 | 143252.3192 | 142961.8547 | 142893.0831 | 141186.1889 | 139812.5889 | 139801.0889 | 138682.815 | 138980.815
2016 | US | MRO | - | MISO | MW | Anticipated Resources |  | 143100.5302 | 144449.6573 | 144444.4852 | 145886.1692 | 145595.7047 | 145558.1331 | 143851.2389 | 142493.2389 | 142481.7389 | 141363.465 | 141661.465
2016 | US | MRO | - | MISO | MW | Prospective Resources |  | 146494.7569 | 151335.7732 | 152004.0011 | 154585.0851 | 158286.4206 | 158248.849 | 156370.5548 | 155145.1548 | 155133.6548 | 154065.3809 | 154363.3809
2016 | US | MRO | - | MISO | MW | Existing-Certain and Net Firm Transfers Excess/Shortfall |  | 28624.2166 | 26843.4441 | 25935.4616 | 25407.5576 | 24203.3267 | 23516.9679 | 21092.3777 | 18822.2913 | 18023.2841 | 16139.391 | 15677.1862
2016 | US | MRO | - | MISO | MW | Anticipated Excess/Shortfall |  | 28624.2166 | 28429.8941 | 27888.8116 | 28041.4076 | 26837.1767 | 26182.0179 | 23757.4277 | 21502.9413 | 20703.9341 | 18820.041 | 18357.8362
2016 | US | MRO | - | MISO | MW | Prospective Excess/Shortfall |  | 32018.4433 | 35316.01 | 35448.3275 | 36740.3235 | 39527.8926 | 38872.7338 | 36276.7436 | 34154.8572 | 33355.85 | 31521.9569 | 31059.7521
2016 | US | MRO | - | MISO | % | Existing-Certain and Net Firm Transfers Reserve Margin |  | 0.44005 | 0.41854 | 0.40834 | 0.40037 | 0.38678 | 0.37894 | 0.35433 | 0.33122 | 0.3225 | 0.30372 | 0.29847
2016 | US | MRO | - | MISO | % | Anticipated Reserve Margin |  | 0.44005 | 0.43429 | 0.42764 | 0.42612 | 0.41233 | 0.40466 | 0.37989 | 0.35674 | 0.34786 | 0.32892 | 0.32351
2016 | US | MRO | - | MISO | % | Prospective Reserve Margin |  | 0.47421 | 0.50266 | 0.50236 | 0.51116 | 0.53543 | 0.52713 | 0.49998 | 0.4772 | 0.46754 | 0.44833 | 0.44218
2016 | US | MRO | - | MISO | % | Reference Margin Level |  | 15.2% | 15.2% | 15.2% | 15.2% | 15.2% | 15.2% | 15.2% | 15.2% | 15.2% | 15.2% | 15.2%
2016 | CA | MRO | - | Manitoba Hydro | MW | Energy Efficiency and Conservation |  | 88.6136 | 194.7203 | 279.5845 | 369.3638 | 456.036 | 541.7875 | 585.3358 | 620.7209 | 653.7058 | 685.4706 | 718.8202
2016 | CA | MRO | - | Manitoba Hydro | MW | Behind the Meter Generation |  | 0 | 0 | 0 | 0 | 0 | 0 | 0 | 0 | 0 | 0 | 0
2016 | CA | MRO | - | Manitoba Hydro | MW | Distributed Generation |  | 0 | 0 | 0 | 0 | 0 | 0 | 0 | 0 | 0 | 0 | 0
2016 | CA | MRO | - | Manitoba Hydro | MW | Standby Load Under Contract |  | 8 | 5.1 | 5.1 | 15.8 | 15.8 | 15.8 | 15.8 | 15.8 | 15.8 | 15.8 | 15.8
2016 | CA | MRO | - | Manitoba Hydro | MW | Total Internal Demand |  | 4709 | 4826 | 4712.9655 | 4646.1862 | 4703.264 | 4685.2125 | 4710.1642 | 4742.7791 | 4780.7942 | 4792.5294 | 4821.1798
2016 | CA | MRO | - | Manitoba Hydro | MW | Controllable and Dispatchable Demand Response - Available |  | 0 | 0 | 0 | 0 | 0 | 0 | 0 | 0 | 0 | 0 | 0
2016 | CA | MRO | - | Manitoba Hydro | MW | Net Internal Demand |  | 4709 | 4826 | 4712.9655 | 4646.1862 | 4703.264 | 4685.2125 | 4710.1642 | 4742.7791 | 4780.7942 | 4792.5294 | 4821.1798
2016 | CA | MRO | - | Manitoba Hydro | MW | Behind the Meter Generation - Capacity |  | 0 | 0 | 0 | 0 | 0 | 0 | 0 | 0 | 0 | 0 | 0
2016 | CA | MRO | - | Manitoba Hydro | MW | Other Capacity Adjustments - Additions |  | 0 | 0 | 0 | 0 | 0 | 0 | 0 | 0 | 0 | 0 | 0
2016 | CA | MRO | - | Manitoba Hydro | MW | Other Capacity Adjustments - Reductions |  | 0 | 0 | 0 | 0 | 0 | 0 | 0 | 0 | 0 | 0 | 0
2016 | CA | MRO | - | Manitoba Hydro | MW | Confirmed Retirements |  | 0 | 0 | 0 | 0 | 0 | 0 | 0 | 0 | 0 | 0 | 0
2016 | CA | MRO | - | Manitoba Hydro | MW | Unconfirmed Retirements |  | 0 | 0 | 0 | 92.7 | 92.7 | 92.7 | 92.7 | 92.7 | 92.7 | 92.7 | 92.7
2016 | CA | MRO | - | Manitoba Hydro | MW | Scheduled Outages |  | 113.19 | 13.8 | 0 | 0 | 0 | 0 | 0 | 0 | 0 | 0 | 0
2016 | CA | MRO | - | Manitoba Hydro | MW | Transmission Limitations |  | 0 | 0 | 0 | 0 | 0 | 0 | 0 | 0 | 0 | 0 | 0
2016 | CA | MRO | - | Manitoba Hydro | MW | Existing-Certain |  | 5459.6653 | 5561.062 | 5589.5299 | 5589.5299 | 5682.1299 | 5682.1299 | 5682.1299 | 5682.1299 | 5682.1299 | 5682.1299 | 5682.1299
2016 | CA | MRO | - | Manitoba Hydro | MW | Existing-Other |  | 109.2746 | 107.2679 | 92.6 | 92.6 | 0 | 0 | 0 | 0 | 0 | 0 | 0
2016 | CA | MRO | - | Manitoba Hydro | MW | Additions - Tier 1 |  | 0 | 0 | 0 | 90 | 630 | 630 | 630 | 630 | 630 | 630 | 630
2016 | CA | MRO | - | Manitoba Hydro | MW | Additions - Tier 2 |  | 0 | 0 | 0 | 0 | 0 | 0 | 0 | 0 | 0 | 0 | 0
2016 | CA | MRO | - | Manitoba Hydro | MW | Additions - Tier 3 |  | 0 | 0 | 0 | 0 | 0 | 0 | 0 | 0 | 0 | 0 | 0
2016 | CA | MRO | - | Manitoba Hydro | MW | Firm Imports |  | 625 | 625 | 625 | 625 | 550 | 550 | 550 | 550 | 550 | 200 | 200
2016 | CA | MRO | - | Manitoba Hydro | MW | Firm Imports - Full-Responsibility Purchases |  | 0 | 0 | 0 | 0 | 0 | 0 | 0 | 0 | 0 | 0 | 0
2016 | CA | MRO | - | Manitoba Hydro | MW | Firm Imports - Owned Capacity/Entitlement Located Outside the Area |  | 625 | 625 | 625 | 625 | 550 | 550 | 550 | 550 | 550 | 200 | 200
2016 | CA | MRO | - | Manitoba Hydro | MW | Firm Exports |  | 717 | 767 | 658 | 658 | 558 | 450 | 425 | 425 | 425 | 100 | 100
2016 | CA | MRO | - | Manitoba Hydro | MW | Firm Exports - Full-Responsibility Sales |  | 0 | 0 | 0 | 0 | 0 | 0 | 0 | 0 | 0 | 0 | 0
2016 | CA | MRO | - | Manitoba Hydro | MW | Firm Exports - Owned Capacity/Entitlement Located Inside the Area |  | 717 | 767 | 658 | 658 | 558 | 450 | 425 | 425 | 425 | 100 | 100
2016 | CA | MRO | - | Manitoba Hydro | MW | Net Firm Capacity Transfers |  | -92 | -142 | -33 | -33 | -8 | 100 | 125 | 125 | 125 | 100 | 100
2016 | CA | MRO | - | Manitoba Hydro | MW | Expected Imports |  | 0 | 0 | 0 | 0 | 0 | 0 | 0 | 0 | 0 | 0 | 0
2016 | CA | MRO | - | Manitoba Hydro | MW | Expected Exports |  | 0 | 0 | 0 | 0 | 250 | 475 | 475 | 475 | 475 | 350 | 350
2016 | CA | MRO | - | Manitoba Hydro | MW | Net Expected Transfers |  | 0 | 0 | 0 | 0 | -250 | -475 | -475 | -475 | -475 | -350 | -350
2016 | CA | MRO | - | Manitoba Hydro | MW | Existing-Certain & Net Firm Transfers |  | 5367.6653 | 5419.062 | 5556.5299 | 5556.5299 | 5674.1299 | 5782.1299 | 5807.1299 | 5807.1299 | 5807.1299 | 5782.1299 | 5782.1299
2016 | CA | MRO | - | Manitoba Hydro | MW | Anticipated Resources |  | 5367.6653 | 5419.062 | 5556.5299 | 5646.5299 | 6304.1299 | 6412.1299 | 6437.1299 | 6437.1299 | 6437.1299 | 6412.1299 | 6412.1299
2016 | CA | MRO | - | Manitoba Hydro | MW | Prospective Resources |  | 5476.9399 | 5526.3299 | 5649.1299 | 5646.4299 | 5961.4299 | 5844.4299 | 5869.4299 | 5869.4299 | 5869.4299 | 5969.4299 | 5969.4299
2016 | CA | MRO | - | Manitoba Hydro | MW | Existing-Certain and Net Firm Transfers Excess/Shortfall |  | 93.5853 | 13.942 | 278.0085 | 352.8013 | 406.4742 | 534.6919 | 531.746 | 495.2172 | 452.6403 | 414.4969 | 382.4085
2016 | CA | MRO | - | Manitoba Hydro | MW | Anticipated Excess/Shortfall |  | 93.5853 | 13.942 | 278.0085 | 442.8013 | 1036.4742 | 1164.6919 | 1161.746 | 1125.2172 | 1082.6403 | 1044.4969 | 1012.4085
2016 | CA | MRO | - | Manitoba Hydro | MW | Prospective Excess/Shortfall |  | 202.8599 | 121.2099 | 370.6085 | 442.7013 | 693.7742 | 596.9919 | 594.046 | 557.5172 | 514.9403 | 601.7969 | 569.7085
2016 | CA | MRO | - | Manitoba Hydro | % | Existing-Certain and Net Firm Transfers Reserve Margin |  | 0.13987 | 0.12289 | 0.17899 | 0.19593 | 0.20642 | 0.23412 | 0.23289 | 0.22441 | 0.21468 | 0.20649 | 0.19932
2016 | CA | MRO | - | Manitoba Hydro | % | Anticipated Reserve Margin |  | 0.13987 | 0.12289 | 0.17899 | 0.2153 | 0.34037 | 0.36859 | 0.36665 | 0.35725 | 0.34646 | 0.33794 | 0.32999
2016 | CA | MRO | - | Manitoba Hydro | % | Prospective Reserve Margin |  | 0.16308 | 0.14512 | 0.19864 | 0.21528 | 0.26751 | 0.24742 | 0.24612 | 0.23755 | 0.22771 | 0.24557 | 0.23817
2016 | CA | MRO | - | Manitoba Hydro | % | Reference Margin Level |  | 12% | 12% | 12% | 12% | 12% | 12% | 12% | 12% | 12% | 12% | 12%
2016 | CA | MRO | - | SaskPower | MW | Energy Efficiency and Conservation |  | 101.6835 | 108.8717 | 123.0856 | 132.6141 | 142.2398 | 151.8079 | 161.3724 | 170.9621 | 180.5704 | 189.6809 | 198.2418
2016 | CA | MRO | - | SaskPower | MW | Behind the Meter Generation |  | 0 | 0 | 0 | 0 | 0 | 0 | 0 | 0 | 0 | 0 | 0
2016 | CA | MRO | - | SaskPower | MW | Distributed Generation |  | 0 | 0 | 0 | 0 | 0 | 0 | 0 | 0 | 0 | 0 | 0
2016 | CA | MRO | - | SaskPower | MW | Standby Load Under Contract |  | 0 | 0 | 0 | 0 | 0 | 0 | 0 | 0 | 0 | 0 | 0
2016 | CA | MRO | - | SaskPower | MW | Total Internal Demand |  | 3635.5 | 3724.4 | 3760.7 | 3851.8 | 3873.9 | 3901 | 3959.3 | 4007.4 | 4048.2 | 4111 | 4158.8
2016 | CA | MRO | - | SaskPower | MW | Controllable and Dispatchable Demand Response - Available |  | 85 | 85 | 85 | 85 | 85 | 85 | 85 | 85 | 85 | 85 | 85
2016 | CA | MRO | - | SaskPower | MW | Net Internal Demand |  | 3550.5 | 3639.4 | 3675.7 | 3766.8 | 3788.9 | 3816 | 3874.3 | 3922.4 | 3963.2 | 4026 | 4073.8
2016 | CA | MRO | - | SaskPower | MW | Behind the Meter Generation - Capacity |  | 0 | 0 | 0 | 0 | 0 | 0 | 0 | 0 | 0 | 0 | 0
2016 | CA | MRO | - | SaskPower | MW | Other Capacity Adjustments - Additions |  | 0 | 0 | 0 | 0 | 0 | 0 | 0 | 0 | 0 | 0 | 0
2016 | CA | MRO | - | SaskPower | MW | Other Capacity Adjustments - Reductions |  | 0 | 0 | 0 | 0 | 0 | 0 | 0 | 0 | 0 | 0 | 0
2016 | CA | MRO | - | SaskPower | MW | Confirmed Retirements |  | 0 | 0 | 0 | 0 | 0 | 0 | 0 | 0 | 0 | 0 | 0
2016 | CA | MRO | - | SaskPower | MW | Unconfirmed Retirements |  | 0 | 0 | 0 | 0 | 0 | 0 | 0 | 0 | 0 | 0 | 0
2016 | CA | MRO | - | SaskPower | MW | Scheduled Outages |  | 0 | 0 | 0 | 0 | 0 | 0 | 0 | 0 | 0 | 0 | 0
2016 | CA | MRO | - | SaskPower | MW | Transmission Limitations |  | 0 | 0 | 0 | 0 | 0 | 0 | 0 | 0 | 0 | 0 | 0
2016 | CA | MRO | - | SaskPower | MW | Existing-Certain |  | 4277.23 | 4277.23 | 4277.23 | 4277.23 | 4277.23 | 4199.43 | 4058.19 | 3963.19 | 3824.19 | 3824.19 | 3824.19
2016 | CA | MRO | - | SaskPower | MW | Existing-Other |  | 0 | 0 | 0 | 0 | 0 | 77.8 | 80.04 | 175.04 | 175.04 | 175.04 | 175.04
2016 | CA | MRO | - | SaskPower | MW | Additions - Tier 1 |  | 1 | 1 | 61.4 | 397.4 | 507.4 | 547.4 | 917.4 | 1037.4 | 1147.4 | 1187.4 | 1227.4
2016 | CA | MRO | - | SaskPower | MW | Additions - Tier 2 |  | 0 | 0 | 0 | 0 | 0 | 0 | 0 | 0 | 0 | 0 | 0
2016 | CA | MRO | - | SaskPower | MW | Additions - Tier 3 |  | 0 | 0 | 0 | 0 | 0 | 0 | 0 | 0 | 0 | 0 | 0
2016 | CA | MRO | - | SaskPower | MW | Firm Imports |  | 25 | 25 | 25 | 25 | 125 | 125 | 100 | 100 | 100 | 100 | 100
2016 | CA | MRO | - | SaskPower | MW | Firm Imports - Full-Responsibility Purchases |  | 25 | 25 | 25 | 25 | 125 | 125 | 100 | 100 | 100 | 100 | 100
2016 | CA | MRO | - | SaskPower | MW | Firm Imports - Owned Capacity/Entitlement Located Outside the Area |  | 0 | 0 | 0 | 0 | 0 | 0 | 0 | 0 | 0 | 0 | 0
2016 | CA | MRO | - | SaskPower | MW | Firm Exports |  | 0 | 0 | 0 | 0 | 0 | 0 | 0 | 0 | 0 | 0 | 0
2016 | CA | MRO | - | SaskPower | MW | Firm Exports - Full-Responsibility Sales |  | 0 | 0 | 0 | 0 | 0 | 0 | 0 | 0 | 0 | 0 | 0
2016 | CA | MRO | - | SaskPower | MW | Firm Exports - Owned Capacity/Entitlement Located Inside the Area |  | 0 | 0 | 0 | 0 | 0 | 0 | 0 | 0 | 0 | 0 | 0
2016 | CA | MRO | - | SaskPower | MW | Net Firm Capacity Transfers |  | 25 | 25 | 25 | 25 | 125 | 125 | 100 | 100 | 100 | 100 | 100
2016 | CA | MRO | - | SaskPower | MW | Expected Imports |  | 0 | 0 | 0 | 0 | 0 | 0 | 0 | 0 | 0 | 0 | 0
2016 | CA | MRO | - | SaskPower | MW | Expected Exports |  | 0 | 0 | 0 | 0 | 0 | 0 | 0 | 0 | 0 | 0 | 0
2016 | CA | MRO | - | SaskPower | MW | Net Expected Transfers |  | 0 | 0 | 0 | 0 | 0 | 0 | 0 | 0 | 0 | 0 | 0
2016 | CA | MRO | - | SaskPower | MW | Existing-Certain & Net Firm Transfers |  | 4302.23 | 4302.23 | 4302.23 | 4302.23 | 4402.23 | 4324.43 | 4158.19 | 4063.19 | 3924.19 | 3924.19 | 3924.19
2016 | CA | MRO | - | SaskPower | MW | Anticipated Resources |  | 4303.23 | 4303.23 | 4363.63 | 4699.63 | 4909.63 | 4871.83 | 5075.59 | 5100.59 | 5071.59 | 5111.59 | 5151.59
2016 | CA | MRO | - | SaskPower | MW | Prospective Resources |  | 4303.23 | 4303.23 | 4363.63 | 4699.63 | 4909.63 | 4949.63 | 5155.63 | 5275.63 | 5246.63 | 5286.63 | 5326.63
2016 | CA | MRO | - | SaskPower | MW | Existing-Certain and Net Firm Transfers Excess/Shortfall |  | 361.175 | 262.496 | 222.203 | 121.082 | 196.551 | 88.67 | -142.283 | -290.674 | -474.962 | -544.67 | -597.728
2016 | CA | MRO | - | SaskPower | MW | Anticipated Excess/Shortfall |  | 362.175 | 263.496 | 283.603 | 518.482 | 703.951 | 636.07 | 775.117 | 746.726 | 672.438 | 642.73 | 629.672
2016 | CA | MRO | - | SaskPower | MW | Prospective Excess/Shortfall |  | 362.175 | 263.496 | 283.603 | 518.482 | 703.951 | 713.87 | 855.157 | 921.766 | 847.478 | 817.77 | 804.712
2016 | CA | MRO | - | SaskPower | % | Existing-Certain and Net Firm Transfers Reserve Margin |  | 0.21173 | 0.18213 | 0.17045 | 0.14214 | 0.16188 | 0.13324 | 0.073275 | 0.035894 | -0.0098431 | -0.025288 | -0.036725
2016 | CA | MRO | - | SaskPower | % | Anticipated Reserve Margin |  | 0.21201 | 0.1824 | 0.18716 | 0.24765 | 0.29579 | 0.27669 | 0.31007 | 0.30037 | 0.27967 | 0.26964 | 0.26457
2016 | CA | MRO | - | SaskPower | % | Prospective Reserve Margin |  | 0.21201 | 0.1824 | 0.18716 | 0.24765 | 0.29579 | 0.29707 | 0.33073 | 0.345 | 0.32384 | 0.31312 | 0.30753
2016 | CA | MRO | - | SaskPower | % | Reference Margin Level |  | 11% | 11% | 11% | 11% | 11% | 11% | 11% | 11% | 11% | 11% | 11%
2016 | CA | NPCC | - | Maritimes | MW | Energy Efficiency and Conservation |  | 42.7 | 95.2 | 139.5 | 185.5 | 231.2 | 284.6 | 338 | 401.5 | 475.3 | 539.7 | 555
2016 | CA | NPCC | - | Maritimes | MW | Behind the Meter Generation |  | 0 | 0 | 0 | 0 | 0 | 0 | 0 | 0 | 0 | 0 | 0
2016 | CA | NPCC | - | Maritimes | MW | Distributed Generation |  | 22.2 | 48.3 | 51.8 | 52.4 | 53.1 | 53.1 | 53.1 | 53.1 | 53.1 | 53.1 | 53.1
2016 | CA | NPCC | - | Maritimes | MW | Standby Load Under Contract |  | 0 | 0 | 0 | 0 | 0 | 0 | 0 | 0 | 0 | 0 | 0
2016 | CA | NPCC | - | Maritimes | MW | Total Internal Demand |  | 5560.2 | 5584.2 | 5608.1 | 5627 | 5622.7 | 5621.5 | 5607.5 | 5579.5 | 5551.6 | 5508.5 | 5518.3
2016 | CA | NPCC | - | Maritimes | MW | Controllable and Dispatchable Demand Response - Available |  | 267.8 | 272.1 | 272 | 271.8 | 271.6 | 271.4 | 271.2 | 271 | 270.8 | 270.6 | 270.4
2016 | CA | NPCC | - | Maritimes | MW | Net Internal Demand |  | 5292.4 | 5312.1 | 5336.1 | 5355.2 | 5351.1 | 5350.1 | 5336.3 | 5308.5 | 5280.8 | 5237.9 | 5247.9
2016 | CA | NPCC | - | Maritimes | MW | Behind the Meter Generation - Capacity |  | 0 | 0 | 0 | 0 | 0 | 0 | 0 | 0 | 0 | 0 | 0
2016 | CA | NPCC | - | Maritimes | MW | Other Capacity Adjustments - Additions |  | 0 | 0 | 0 | 0 | 0 | 0 | 0 | 0 | 0 | 0 | 0
2016 | CA | NPCC | - | Maritimes | MW | Other Capacity Adjustments - Reductions |  | 0 | 0 | 0 | 0 | 0 | 0 | 0 | 0 | 0 | 0 | 0
2016 | CA | NPCC | - | Maritimes | MW | Confirmed Retirements |  | 0 | 0 | 0 | 0 | 0 | 0 | 0 | 0 | 0 | 0 | 0
2016 | CA | NPCC | - | Maritimes | MW | Unconfirmed Retirements |  | 0 | 0 | 0 | 0 | 153 | 153 | 153 | 153 | 153 | 153 | 158.6
2016 | CA | NPCC | - | Maritimes | MW | Scheduled Outages |  | 100 | 100 | 100 | 100 | 100 | 100 | 100 | 100 | 100 | 100 | 100
2016 | CA | NPCC | - | Maritimes | MW | Transmission Limitations |  | 0 | 0 | 0 | 0 | 0 | 0 | 0 | 0 | 0 | 0 | 0
2016 | CA | NPCC | - | Maritimes | MW | Existing-Certain |  | 6641.419 | 6686.419 | 6669.419 | 6631.419 | 6631.419 | 6631.419 | 6631.419 | 6631.419 | 6631.419 | 6631.419 | 6625.833
2016 | CA | NPCC | - | Maritimes | MW | Existing-Other |  | 19.644 | 19.644 | 36.644 | 74.644 | 74.644 | 74.644 | 74.644 | 74.644 | 74.644 | 74.644 | 74.644
2016 | CA | NPCC | - | Maritimes | MW | Additions - Tier 1 |  | 26.6 | 29.1 | 29.1 | 29.1 | 29.1 | 29.1 | 29.1 | 29.1 | 29.1 | 29.1 | 29.1
2016 | CA | NPCC | - | Maritimes | MW | Additions - Tier 2 |  | 0 | 0 | 0 | 0 | 0 | 0 | 0 | 0 | 0 | 0 | 0
2016 | CA | NPCC | - | Maritimes | MW | Additions - Tier 3 |  | 0 | 0 | 0 | 0 | 0 | 0 | 0 | 0 | 0 | 0 | 0
2016 | CA | NPCC | - | Maritimes | MW | Firm Imports |  | 0 | 0 | 0 | 0 | 0 | 0 | 0 | 0 | 0 | 0 | 0
2016 | CA | NPCC | - | Maritimes | MW | Firm Imports - Full-Responsibility Purchases |  | 0 | 0 | 0 | 0 | 0 | 0 | 0 | 0 | 0 | 0 | 0
2016 | CA | NPCC | - | Maritimes | MW | Firm Imports - Owned Capacity/Entitlement Located Outside the Area |  | 0 | 0 | 0 | 0 | 0 | 0 | 0 | 0 | 0 | 0 | 0
2016 | CA | NPCC | - | Maritimes | MW | Firm Exports |  | 200 | 0 | 114 | 0 | 0 | 0 | 0 | 0 | 0 | 0 | 0
2016 | CA | NPCC | - | Maritimes | MW | Firm Exports - Full-Responsibility Sales |  | 200 | 0 | 114 | 0 | 0 | 0 | 0 | 0 | 0 | 0 | 0
2016 | CA | NPCC | - | Maritimes | MW | Firm Exports - Owned Capacity/Entitlement Located Inside the Area |  | 0 | 0 | 0 | 0 | 0 | 0 | 0 | 0 | 0 | 0 | 0
2016 | CA | NPCC | - | Maritimes | MW | Net Firm Capacity Transfers |  | -200 | 0 | -114 | 0 | 0 | 0 | 0 | 0 | 0 | 0 | 0
2016 | CA | NPCC | - | Maritimes | MW | Expected Imports |  | 0 | 0 | 0 | 0 | 153 | 153 | 153 | 153 | 153 | 153 | 153
2016 | CA | NPCC | - | Maritimes | MW | Expected Exports |  | 0 | 0 | 0 | 0 | 0 | 0 | 0 | 0 | 0 | 0 | 0
2016 | CA | NPCC | - | Maritimes | MW | Net Expected Transfers |  | 0 | 0 | 0 | 0 | 153 | 153 | 153 | 153 | 153 | 153 | 153
2016 | CA | NPCC | - | Maritimes | MW | Existing-Certain & Net Firm Transfers |  | 6441.419 | 6686.419 | 6555.419 | 6631.419 | 6631.419 | 6631.419 | 6631.419 | 6631.419 | 6631.419 | 6631.419 | 6625.833
2016 | CA | NPCC | - | Maritimes | MW | Anticipated Resources |  | 6468.019 | 6715.519 | 6584.519 | 6660.519 | 6660.519 | 6660.519 | 6660.519 | 6660.519 | 6660.519 | 6660.519 | 6654.933
2016 | CA | NPCC | - | Maritimes | MW | Prospective Resources |  | 6487.663 | 6735.163 | 6621.163 | 6735.163 | 6735.163 | 6735.163 | 6735.163 | 6735.163 | 6735.163 | 6735.163 | 6723.977
2016 | CA | NPCC | - | Maritimes | MW | Existing-Certain and Net Firm Transfers Excess/Shortfall |  | 90.539 | 311.899 | 152.099 | 205.179 | 210.099 | 211.299 | 227.859 | 261.219 | 294.459 | 345.939 | 328.353
2016 | CA | NPCC | - | Maritimes | MW | Anticipated Excess/Shortfall |  | 117.139 | 340.999 | 181.199 | 234.279 | 239.199 | 240.399 | 256.959 | 290.319 | 323.559 | 375.039 | 357.453
2016 | CA | NPCC | - | Maritimes | MW | Prospective Excess/Shortfall |  | 136.783 | 360.643 | 217.843 | 308.923 | 313.843 | 315.043 | 331.603 | 364.963 | 398.203 | 449.683 | 426.497
2016 | CA | NPCC | - | Maritimes | % | Existing-Certain and Net Firm Transfers Reserve Margin |  | 0.21711 | 0.25871 | 0.2285 | 0.23831 | 0.23926 | 0.23949 | 0.2427 | 0.24921 | 0.25576 | 0.26605 | 0.26257
2016 | CA | NPCC | - | Maritimes | % | Anticipated Reserve Margin |  | 0.22213 | 0.26419 | 0.23396 | 0.24375 | 0.2447 | 0.24493 | 0.24815 | 0.25469 | 0.26127 | 0.2716 | 0.26811
2016 | CA | NPCC | - | Maritimes | % | Prospective Reserve Margin |  | 0.22585 | 0.26789 | 0.24082 | 0.25769 | 0.25865 | 0.25889 | 0.26214 | 0.26875 | 0.27541 | 0.28585 | 0.28127
2016 | CA | NPCC | - | Maritimes | % | Reference Margin Level |  | 20% | 20% | 20% | 20% | 20% | 20% | 20% | 20% | 20% | 20% | 20%
2016 | US | NPCC | - | New England | MW | Energy Efficiency and Conservation |  | 1652 | 1832 | 2171 | 2371 | 2604 | 2821 | 3025 | 3215 | 3393 | 3559 | 3733.1214
2016 | US | NPCC | - | New England | MW | Behind the Meter Generation |  | 0 | 0 | 0 | 0 | 0 | 0 | 0 | 0 | 0 | 0 | 0
2016 | US | NPCC | - | New England | MW | Distributed Generation |  | 0 | 0 | 0 | 0 | 0 | 0 | 0 | 0 | 0 | 0 | 0
2016 | US | NPCC | - | New England | MW | Standby Load Under Contract |  | 0 | 0 | 0 | 0 | 0 | 0 | 0 | 0 | 0 | 0 | 0
2016 | US | NPCC | - | New England | MW | Total Internal Demand |  | 21340 | 21338 | 21183 | 21136 | 21029 | 20937 | 20865 | 20807 | 20758 | 20717 | 20676.081
2016 | US | NPCC | - | New England | MW | Controllable and Dispatchable Demand Response - Available |  | 543.1 | 842.69 | 598.214 | 377.525 | 377.525 | 377.525 | 377.525 | 377.525 | 377.525 | 377.525 | 377.525
2016 | US | NPCC | - | New England | MW | Net Internal Demand |  | 20796.9 | 20495.31 | 20584.786 | 20758.475 | 20651.475 | 20559.475 | 20487.475 | 20429.475 | 20380.475 | 20339.475 | 20298.556
2016 | US | NPCC | - | New England | MW | Behind the Meter Generation - Capacity |  | 0 | 0 | 0 | 0 | 0 | 0 | 0 | 0 | 0 | 0 | 0
2016 | US | NPCC | - | New England | MW | Other Capacity Adjustments - Additions |  | 0 | 0 | 0 | 0 | 0 | 0 | 0 | 0 | 0 | 0 | 0
2016 | US | NPCC | - | New England | MW | Other Capacity Adjustments - Reductions |  | 0 | 0 | 0 | 0 | 0 | 0 | 0 | 0 | 0 | 0 | 0
2016 | US | NPCC | - | New England | MW | Confirmed Retirements |  | 0 | 0 | 1510.981 | 1513.327 | 2200.467 | 2200.467 | 2200.467 | 2200.467 | 2200.467 | 2200.467 | 2200.467
2016 | US | NPCC | - | New England | MW | Unconfirmed Retirements |  | 0 | 0 | 0 | 0 | 0 | 0 | 0 | 0 | 0 | 0 | 0
2016 | US | NPCC | - | New England | MW | Scheduled Outages |  | 941 | 0 | 0 | 0 | 0 | 0 | 0 | 0 | 0 | 0 | 0
2016 | US | NPCC | - | New England | MW | Transmission Limitations |  | 0 | 0 | 0 | 0 | 0 | 0 | 0 | 0 | 0 | 0 | 0
2016 | US | NPCC | - | New England | MW | Existing-Certain |  | 32037.658 | 31469.267 | 31466.921 | 30779.781 | 30779.781 | 30779.781 | 30779.781 | 30779.781 | 30779.781 | 30779.781 | 30779.781
2016 | US | NPCC | - | New England | MW | Existing-Other |  | 101.73 | 101.73 | 101.73 | 101.73 | 101.73 | 101.73 | 101.73 | 101.73 | 101.73 | 101.73 | 101.73
2016 | US | NPCC | - | New England | MW | Additions - Tier 1 |  | 10.76 | 889.454 | 2249.754 | 3192.044 | 3192.044 | 3192.044 | 3192.044 | 3192.044 | 3192.044 | 3192.044 | 3192.044
2016 | US | NPCC | - | New England | MW | Additions - Tier 2 |  | 26.96 | 26.96 | 253.36 | 1020.56 | 1020.56 | 1020.56 | 1020.56 | 1020.56 | 1020.56 | 1020.56 | 1020.56
2016 | US | NPCC | - | New England | MW | Additions - Tier 3 |  | 225.94 | 383.05 | 769.91 | 1307.908 | 3097.028 | 3097.028 | 3097.028 | 3097.028 | 3097.028 | 3097.028 | 3097.028
2016 | US | NPCC | - | New England | MW | Firm Imports |  | 1137.202 | 1405.53 | 1017 | 1068.8 | 89 | 89 | 89 | 89 | 89 | 89 | 89
2016 | US | NPCC | - | New England | MW | Firm Imports - Full-Responsibility Purchases |  | 89 | 89 | 89 | 89 | 89 | 89 | 89 | 89 | 89 | 89 | 89
2016 | US | NPCC | - | New England | MW | Firm Imports - Owned Capacity/Entitlement Located Outside the Area |  | 0 | 0 | 0 | 0 | 0 | 0 | 0 | 0 | 0 | 0 | 0
2016 | US | NPCC | - | New England | MW | Firm Exports |  | 100 | 100 | 100 | 100 | 100 | 0 | 0 | 0 | 0 | 0 | 0
2016 | US | NPCC | - | New England | MW | Firm Exports - Full-Responsibility Sales |  | 100 | 100 | 100 | 100 | 100 | 0 | 0 | 0 | 0 | 0 | 0
2016 | US | NPCC | - | New England | MW | Firm Exports - Owned Capacity/Entitlement Located Inside the Area |  | 0 | 0 | 0 | 0 | 0 | 0 | 0 | 0 | 0 | 0 | 0
2016 | US | NPCC | - | New England | MW | Net Firm Capacity Transfers |  | 1037.202 | 1305.53 | 917 | 968.8 | -11 | 89 | 89 | 89 | 89 | 89 | 89
2016 | US | NPCC | - | New England | MW | Expected Imports |  | 0 | 0 | 0 | 0 | 0 | 0 | 0 | 0 | 0 | 0 | 0
2016 | US | NPCC | - | New England | MW | Expected Exports |  | 0 | 0 | 0 | 0 | 0 | 0 | 0 | 0 | 0 | 0 | 0
2016 | US | NPCC | - | New England | MW | Net Expected Transfers |  | 0 | 0 | 0 | 0 | 0 | 0 | 0 | 0 | 0 | 0 | 0
2016 | US | NPCC | - | New England | MW | Existing-Certain & Net Firm Transfers |  | 33074.86 | 32774.797 | 32383.921 | 31748.581 | 30768.781 | 30868.781 | 30868.781 | 30868.781 | 30868.781 | 30868.781 | 30868.781
2016 | US | NPCC | - | New England | MW | Anticipated Resources |  | 33085.62 | 33664.251 | 34633.675 | 34940.625 | 33960.825 | 34060.825 | 34060.825 | 34060.825 | 34060.825 | 34060.825 | 34060.825
2016 | US | NPCC | - | New England | MW | Prospective Resources |  | 33214.31 | 33792.941 | 34988.765 | 36062.915 | 35083.115 | 35183.115 | 35183.115 | 35183.115 | 35183.115 | 35183.115 | 35183.115
2016 | US | NPCC | - | New England | MW | Existing-Certain and Net Firm Transfers Excess/Shortfall |  | 12241.2951 | 12245.1779 | 11765.0672 | 10957.0377 | 10084.4082 | 10276.5548 | 10348.6695 | 10406.7618 | 10455.8399 | 10496.9052 | 10537.8894
2016 | US | NPCC | - | New England | MW | Anticipated Excess/Shortfall |  | 12252.0551 | 13134.6319 | 14014.8212 | 14149.0817 | 13276.4522 | 13468.5988 | 13540.7135 | 13598.8058 | 13647.8839 | 13688.9492 | 13729.9334
2016 | US | NPCC | - | New England | MW | Prospective Excess/Shortfall |  | 12380.7451 | 13263.3219 | 14369.9112 | 15271.3717 | 14398.7422 | 14590.8888 | 14663.0035 | 14721.0958 | 14770.1739 | 14811.2392 | 14852.2234
2016 | US | NPCC | - | New England | % | Existing-Certain and Net Firm Transfers Reserve Margin |  | 0.59037 | 0.59914 | 0.5732 | 0.52943 | 0.48991 | 0.50144 | 0.50671 | 0.51099 | 0.51463 | 0.51768 | 0.52074
2016 | US | NPCC | - | New England | % | Anticipated Reserve Margin |  | 0.59089 | 0.64253 | 0.68249 | 0.6832 | 0.64447 | 0.6567 | 0.66252 | 0.66724 | 0.67125 | 0.67462 | 0.67799
2016 | US | NPCC | - | New England | % | Prospective Reserve Margin |  | 0.59708 | 0.64881 | 0.69974 | 0.73726 | 0.69882 | 0.71128 | 0.7173 | 0.72217 | 0.72631 | 0.72979 | 0.73328
2016 | US | NPCC | - | New England | % | Reference Margin Level |  | 17.63% | 16.74% | 16.55% | 15.93% | 15.93% | 15.93% | 15.93% | 15.93% | 15.93% | 15.93% | 15.93%
2016 | US | NPCC | - | New York | MW | Energy Efficiency and Conservation |  | 216 | 423 | 578 | 694 | 800 | 890 | 968 | 1044 | 1121 | 1198 | 1276
2016 | US | NPCC | - | New York | MW | Behind the Meter Generation |  | 0 | 0 | 0 | 0 | 0 | 0 | 0 | 0 | 0 | 0 | 0
2016 | US | NPCC | - | New York | MW | Distributed Generation |  | 182 | 222 | 269 | 286 | 296 | 313 | 323 | 337 | 344 | 350 | 356
2016 | US | NPCC | - | New York | MW | Standby Load Under Contract |  | 0 | 0 | 0 | 0 | 0 | 0 | 0 | 0 | 0 | 0 | 0
2016 | US | NPCC | - | New York | MW | Total Internal Demand |  | 24445 | 24493 | 24557 | 24617 | 24670 | 24716 | 24790 | 24849 | 24922 | 24981 | 25069
2016 | US | NPCC | - | New York | MW | Controllable and Dispatchable Demand Response - Available |  | 842 | 842 | 842 | 842 | 842 | 842 | 842 | 842 | 842 | 842 | 842
2016 | US | NPCC | - | New York | MW | Net Internal Demand |  | 23603 | 23651 | 23715 | 23775 | 23828 | 23874 | 23948 | 24007 | 24080 | 24139 | 24227
2016 | US | NPCC | - | New York | MW | Behind the Meter Generation - Capacity |  | 0 | 0 | 0 | 0 | 0 | 0 | 0 | 0 | 0 | 0 | 0
2016 | US | NPCC | - | New York | MW | Other Capacity Adjustments - Additions |  | 0 | 0 | 0 | 0 | 0 | 0 | 0 | 0 | 0 | 0 | 0
2016 | US | NPCC | - | New York | MW | Other Capacity Adjustments - Reductions |  | 0 | 0 | 0 | 0 | 0 | 0 | 0 | 0 | 0 | 0 | 0
2016 | US | NPCC | - | New York | MW | Confirmed Retirements |  | 0 | 767.4 | 2511.9 | 2511.9 | 2511.9 | 2511.9 | 2511.9 | 2511.9 | 2511.9 | 2511.9 | 2511.9
2016 | US | NPCC | - | New York | MW | Unconfirmed Retirements |  | 0 | 0 | 0 | 0 | 0 | 0 | 0 | 0 | 0 | 0 | 0
2016 | US | NPCC | - | New York | MW | Scheduled Outages |  | 0 | 0 | 0 | 0 | 0 | 0 | 0 | 0 | 0 | 0 | 0
2016 | US | NPCC | - | New York | MW | Transmission Limitations |  | 0 | 0 | 0 | 0 | 0 | 0 | 0 | 0 | 0 | 0 | 0
2016 | US | NPCC | - | New York | MW | Existing-Certain |  | 40200.732 | 40200.732 | 40200.732 | 40200.732 | 40200.732 | 40200.732 | 40200.732 | 40200.732 | 40200.732 | 40200.732 | 40200.732
2016 | US | NPCC | - | New York | MW | Existing-Other |  | 0 | 0 | 0 | 0 | 0 | 0 | 0 | 0 | 0 | 0 | 0
2016 | US | NPCC | - | New York | MW | Additions - Tier 1 |  | 0 | 701.52 | 724.02 | 724.02 | 724.02 | 724.02 | 724.02 | 724.02 | 724.02 | 724.02 | 724.02
2016 | US | NPCC | - | New York | MW | Additions - Tier 2 |  | 185.22 | 829.12 | 931.76 | 2958.5 | 2958.5 | 2965.556 | 2965.556 | 2965.556 | 2965.556 | 2965.556 | 2965.556
2016 | US | NPCC | - | New York | MW | Additions - Tier 3 |  | 0 | 0 | 0 | 0 | 0 | 0 | 0 | 0 | 0 | 0 | 0
2016 | US | NPCC | - | New York | MW | Firm Imports |  | 1668 | 1668 | 1668 | 1668 | 1668 | 1668 | 1668 | 1668 | 1668 | 1668 | 1668
2016 | US | NPCC | - | New York | MW | Firm Imports - Full-Responsibility Purchases |  | 1668 | 1668 | 1668 | 1668 | 1668 | 1668 | 1668 | 1668 | 1668 | 1668 | 1668
2016 | US | NPCC | - | New York | MW | Firm Imports - Owned Capacity/Entitlement Located Outside the Area |  | 0 | 0 | 0 | 0 | 0 | 0 | 0 | 0 | 0 | 0 | 0
2016 | US | NPCC | - | New York | MW | Firm Exports |  | 1164.3 | 987.3 | 1252.3 | 1243.3 | 581.3 | 581.3 | 581.3 | 581.3 | 581.3 | 581.3 | 581.3
2016 | US | NPCC | - | New York | MW | Firm Exports - Full-Responsibility Sales |  | 1164.3 | 987.3 | 1252.3 | 1243.3 | 581.3 | 581.3 | 581.3 | 581.3 | 581.3 | 581.3 | 581.3
2016 | US | NPCC | - | New York | MW | Firm Exports - Owned Capacity/Entitlement Located Inside the Area |  | 0 | 0 | 0 | 0 | 0 | 0 | 0 | 0 | 0 | 0 | 0
2016 | US | NPCC | - | New York | MW | Net Firm Capacity Transfers |  | 503.7 | 680.7 | 415.7 | 424.7 | 1086.7 | 1086.7 | 1086.7 | 1086.7 | 1086.7 | 1086.7 | 1086.7
2016 | US | NPCC | - | New York | MW | Expected Imports |  | 0 | 0 | 0 | 0 | 0 | 0 | 0 | 0 | 0 | 0 | 0
2016 | US | NPCC | - | New York | MW | Expected Exports |  | 0 | 0 | 0 | 0 | 0 | 0 | 0 | 0 | 0 | 0 | 0
2016 | US | NPCC | - | New York | MW | Net Expected Transfers |  | 0 | 0 | 0 | 0 | 0 | 0 | 0 | 0 | 0 | 0 | 0
2016 | US | NPCC | - | New York | MW | Existing-Certain & Net Firm Transfers |  | 40704.432 | 40881.432 | 40616.432 | 40625.432 | 41287.432 | 41287.432 | 41287.432 | 41287.432 | 41287.432 | 41287.432 | 41287.432
2016 | US | NPCC | - | New York | MW | Anticipated Resources |  | 40704.432 | 41582.952 | 41340.452 | 41349.452 | 42011.452 | 42011.452 | 42011.452 | 42011.452 | 42011.452 | 42011.452 | 42011.452
2016 | US | NPCC | - | New York | MW | Prospective Resources |  | 40889.652 | 42412.072 | 42272.212 | 44307.952 | 44969.952 | 44977.008 | 44977.008 | 44977.008 | 44977.008 | 44977.008 | 44977.008
2016 | US | NPCC | - | New York | MW | Existing-Certain and Net Firm Transfers Excess/Shortfall |  | 12970.907 | 13682.782 | 13344.182 | 13284.182 | 13885.232 | 13832.332 | 13747.232 | 13679.382 | 13595.432 | 13527.582 | 13426.382
2016 | US | NPCC | - | New York | MW | Anticipated Excess/Shortfall |  | 12970.907 | 14384.302 | 14068.202 | 14008.202 | 14609.252 | 14556.352 | 14471.252 | 14403.402 | 14319.452 | 14251.602 | 14150.402
2016 | US | NPCC | - | New York | MW | Prospective Excess/Shortfall |  | 13156.127 | 15213.422 | 14999.962 | 16966.702 | 17567.752 | 17521.908 | 17436.808 | 17368.958 | 17285.008 | 17217.158 | 17115.958
2016 | US | NPCC | - | New York | % | Existing-Certain and Net Firm Transfers Reserve Margin |  | 0.72454 | 0.72853 | 0.71269 | 0.70875 | 0.73273 | 0.72939 | 0.72405 | 0.71981 | 0.71459 | 0.7104 | 0.70419
2016 | US | NPCC | - | New York | % | Anticipated Reserve Margin |  | 0.72454 | 0.75819 | 0.74322 | 0.7392 | 0.76311 | 0.75972 | 0.75428 | 0.74997 | 0.74466 | 0.7404 | 0.73408
2016 | US | NPCC | - | New York | % | Prospective Reserve Margin |  | 0.73239 | 0.79325 | 0.78251 | 0.86364 | 0.88727 | 0.88393 | 0.87811 | 0.8735 | 0.86782 | 0.86325 | 0.85648
2016 | US | NPCC | - | New York | % | Reference Margin Level |  | 17.5% | 15% | 15% | 15% | 15% | 15% | 15% | 15% | 15% | 15% | 15%
2016 | CA | NPCC | - | Ontario | MW | Energy Efficiency and Conservation |  | 272.9905 | 594.6838 | 798.4581 | 1011.3469 | 1165.182 | 1333.0302 | 1487.8753 | 1655.3655 | 1816.5492 | 1963.6657 | 2122.4008
2016 | CA | NPCC | - | Ontario | MW | Behind the Meter Generation |  | 0 | 0 | 0 | 0 | 0 | 0 | 0 | 0 | 0 | 0 | 0
2016 | CA | NPCC | - | Ontario | MW | Distributed Generation |  | 3094.9019 | 3407.8993 | 3720.8966 | 3937.2804 | 4029.6224 | 4027.8224 | 4063.1234 | 4367.8649 | 4367.8649 | 4667.8946 | 4667.8946
2016 | CA | NPCC | - | Ontario | MW | Standby Load Under Contract |  | 0 | 0 | 0 | 0 | 0 | 0 | 0 | 0 | 0 | 0 | 0
2016 | CA | NPCC | - | Ontario | MW | Total Internal Demand |  | 22201.3748 | 21854.4929 | 21507.611 | 21301.3444 | 21234.5409 | 21409.209 | 21312.4776 | 21397.0059 | 21286.1236 | 21280.0764 | 21302.2688
2016 | CA | NPCC | - | Ontario | MW | Controllable and Dispatchable Demand Response - Available |  | 552.1995 | 552.1995 | 552.1995 | 552.1995 | 552.1995 | 552.1995 | 552.1995 | 754.9195 | 957.6395 | 1160.3595 | 1160.3595
2016 | CA | NPCC | - | Ontario | MW | Net Internal Demand |  | 21649.1753 | 21302.2934 | 20955.4115 | 20749.1449 | 20682.3414 | 20857.0095 | 20760.2781 | 20642.0864 | 20328.4841 | 20119.7169 | 20141.9093
2016 | CA | NPCC | - | Ontario | MW | Behind the Meter Generation - Capacity |  | 0 | 0 | 0 | 0 | 0 | 0 | 0 | 0 | 0 | 0 | 0
2016 | CA | NPCC | - | Ontario | MW | Other Capacity Adjustments - Additions |  | 0 | 0 | 0 | 0 | 0 | 0 | 0 | 0 | 0 | 0 | 0
2016 | CA | NPCC | - | Ontario | MW | Other Capacity Adjustments - Reductions |  | 0 | 0 | 0 | 0 | 0 | 0 | 0 | 0 | 0 | 0 | 0
2016 | CA | NPCC | - | Ontario | MW | Confirmed Retirements |  | 0 | 0 | 0 | 0 | 0 | 0 | 0 | 1030 | 1030 | 3094 | 3094
2016 | CA | NPCC | - | Ontario | MW | Unconfirmed Retirements |  | 0 | 0 | 0 | 0 | 0 | 0 | 0 | 0 | 0 | 0 | 0
2016 | CA | NPCC | - | Ontario | MW | Scheduled Outages |  | 1394 | 878 | 878 | 2969 | 1687 | 3081 | 4737 | 3343 | 3243 | 2434 | 2376
2016 | CA | NPCC | - | Ontario | MW | Transmission Limitations |  | 141 | 300 | 300 | 300 | 150 | 150 | 150 | 150 | 150 | 150 | 150
2016 | CA | NPCC | - | Ontario | MW | Existing-Certain |  | 28743.3474 | 29100.3474 | 29100.3474 | 27009.3474 | 28441.3474 | 27047.3474 | 24361.3474 | 25755.3474 | 23791.3474 | 24600.3474 | 24658.3474
2016 | CA | NPCC | - | Ontario | MW | Existing-Other |  | 0 | 0 | 0 | 0 | 0 | 0 | 0 | 0 | 0 | 0 | 0
2016 | CA | NPCC | - | Ontario | MW | Additions - Tier 1 |  | 509.4241 | 646.1716 | 1577.4176 | 1577.4176 | 1690.6286 | 1690.6286 | 1690.6286 | 1690.6286 | 1701.7452 | 1701.7452 | 1701.7452
2016 | CA | NPCC | - | Ontario | MW | Additions - Tier 2 |  | 0 | 0 | 0 | 0 | 0 | 29.34 | 256.14 | 256.14 | 256.14 | 256.14 | 322.4412
2016 | CA | NPCC | - | Ontario | MW | Additions - Tier 3 |  | 0 | 0 | 0 | 0 | 0 | 0 | 0 | 0 | 0 | 0 | 0
2016 | CA | NPCC | - | Ontario | MW | Firm Imports |  | 0 | 0 | 0 | 0 | 0 | 0 | 0 | 0 | 0 | 0 | 0
2016 | CA | NPCC | - | Ontario | MW | Firm Imports - Full-Responsibility Purchases |  | 0 | 0 | 0 | 0 | 0 | 0 | 0 | 0 | 0 | 0 | 0
2016 | CA | NPCC | - | Ontario | MW | Firm Imports - Owned Capacity/Entitlement Located Outside the Area |  | 0 | 0 | 0 | 0 | 0 | 0 | 0 | 0 | 0 | 0 | 0
2016 | CA | NPCC | - | Ontario | MW | Firm Exports |  | 500 | 0 | 0 | 0 | 0 | 0 | 0 | 0 | 0 | 0 | 0
2016 | CA | NPCC | - | Ontario | MW | Firm Exports - Full-Responsibility Sales |  | 500 | 0 | 0 | 0 | 0 | 0 | 0 | 0 | 0 | 0 | 0
2016 | CA | NPCC | - | Ontario | MW | Firm Exports - Owned Capacity/Entitlement Located Inside the Area |  | 0 | 0 | 0 | 0 | 0 | 0 | 0 | 0 | 0 | 0 | 0
2016 | CA | NPCC | - | Ontario | MW | Net Firm Capacity Transfers |  | -500 | 0 | 0 | 0 | 0 | 0 | 0 | 0 | 0 | 0 | 0
2016 | CA | NPCC | - | Ontario | MW | Expected Imports |  | 0 | 0 | 0 | 0 | 0 | 0 | 0 | 0 | 0 | 0 | 0
2016 | CA | NPCC | - | Ontario | MW | Expected Exports |  | 0 | 0 | 0 | 0 | 0 | 0 | 0 | 0 | 0 | 0 | 0
2016 | CA | NPCC | - | Ontario | MW | Net Expected Transfers |  | 0 | 0 | 0 | 0 | 0 | 0 | 0 | 0 | 0 | 0 | 0
2016 | CA | NPCC | - | Ontario | MW | Existing-Certain & Net Firm Transfers |  | 28243.3474 | 29100.3474 | 29100.3474 | 27009.3474 | 28441.3474 | 27047.3474 | 24361.3474 | 25755.3474 | 23791.3474 | 24600.3474 | 24658.3474
2016 | CA | NPCC | - | Ontario | MW | Anticipated Resources |  | 28752.7715 | 29746.519 | 30677.765 | 28586.765 | 30131.976 | 28737.976 | 26051.976 | 27445.976 | 25493.0926 | 26302.0926 | 26360.0926
2016 | CA | NPCC | - | Ontario | MW | Prospective Resources |  | 28752.7715 | 29746.519 | 30677.765 | 28586.765 | 30131.976 | 28767.316 | 26308.116 | 27702.116 | 25749.2326 | 26558.2326 | 26682.5338
2016 | CA | NPCC | - | Ontario | MW | Existing-Certain and Net Firm Transfers Excess/Shortfall |  | 2669.0432 | 4110.3104 | 4554.2577 | 2594.2131 | 4243.0079 | 2644.6463 | 71.822 | 1604.1062 | 210.3058 | 1261.4758 | 1293.7326
2016 | CA | NPCC | - | Ontario | MW | Anticipated Excess/Shortfall |  | 3178.4673 | 4756.482 | 6131.6753 | 4171.6307 | 5933.6366 | 4335.2749 | 1762.4506 | 3294.7349 | 1912.051 | 2963.221 | 2995.4778
2016 | CA | NPCC | - | Ontario | MW | Prospective Excess/Shortfall |  | 3178.4673 | 4756.482 | 6131.6753 | 4171.6307 | 5933.6366 | 4364.6149 | 2018.5906 | 3550.8749 | 2168.191 | 3219.361 | 3317.919
2016 | CA | NPCC | - | Ontario | % | Existing-Certain and Net Firm Transfers Reserve Margin |  | 0.30459 | 0.36607 | 0.38868 | 0.30171 | 0.37515 | 0.2968 | 0.17346 | 0.24771 | 0.17035 | 0.2227 | 0.22423
2016 | CA | NPCC | - | Ontario | % | Anticipated Reserve Margin |  | 0.32812 | 0.3964 | 0.46395 | 0.37773 | 0.45689 | 0.37786 | 0.2549 | 0.32961 | 0.25406 | 0.30728 | 0.30872
2016 | CA | NPCC | - | Ontario | % | Prospective Reserve Margin |  | 0.32812 | 0.3964 | 0.46395 | 0.37773 | 0.45689 | 0.37926 | 0.26723 | 0.34202 | 0.26666 | 0.32001 | 0.32473
2016 | CA | NPCC | - | Ontario | % | Reference Margin Level |  | 18.13% | 17.31% | 17.13% | 17.67% | 17% | 17% | 17% | 17% | 16% | 16% | 16%
2016 | CA | NPCC | - | Quebec | MW | Energy Efficiency and Conservation |  | 130 | 260 | 390 | 530 | 660 | 800 | 930 | 1060 | 1200 | 1330 | 1460
2016 | CA | NPCC | - | Quebec | MW | Behind the Meter Generation |  | 0 | 0 | 0 | 0 | 0 | 0 | 0 | 0 | 0 | 0 | 0
2016 | CA | NPCC | - | Quebec | MW | Distributed Generation |  | 0 | 0 | 0 | 0 | 0 | 0 | 0 | 0 | 0 | 0 | 0
2016 | CA | NPCC | - | Quebec | MW | Standby Load Under Contract |  | 0 | 0 | 0 | 0 | 0 | 0 | 0 | 0 | 0 | 0 | 0
2016 | CA | NPCC | - | Quebec | MW | Total Internal Demand |  | 37869.9781 | 38149.826 | 38520.6631 | 38874.9063 | 39129.8271 | 39415.1154 | 39689.1269 | 39939.4246 | 40166.7281 | 40387.8876 | 40624.9375
2016 | CA | NPCC | - | Quebec | MW | Controllable and Dispatchable Demand Response - Available |  | 2018 | 2168 | 2238 | 2318 | 2318 | 2318 | 2318 | 2318 | 2318 | 2318 | 2318
2016 | CA | NPCC | - | Quebec | MW | Net Internal Demand |  | 35851.9781 | 35981.826 | 36282.6631 | 36556.9063 | 36811.8271 | 37097.1154 | 37371.1269 | 37621.4246 | 37848.7281 | 38069.8876 | 38306.9375
2016 | CA | NPCC | - | Quebec | MW | Behind the Meter Generation - Capacity |  | 0 | 0 | 0 | 0 | 0 | 0 | 0 | 0 | 0 | 0 | 0
2016 | CA | NPCC | - | Quebec | MW | Other Capacity Adjustments - Additions |  | 0 | 0 | 0 | 0 | 0 | 0 | 0 | 0 | 0 | 0 | 0
2016 | CA | NPCC | - | Quebec | MW | Other Capacity Adjustments - Reductions |  | 0 | 0 | 0 | 0 | 0 | 0 | 0 | 0 | 0 | 0 | 0
2016 | CA | NPCC | - | Quebec | MW | Confirmed Retirements |  | 0 | 0 | 0 | 0 | 0 | 0 | 0 | 0 | 0 | 0 | 0
2016 | CA | NPCC | - | Quebec | MW | Unconfirmed Retirements |  | 0 | 0 | 0 | 0 | 0 | 0 | 0 | 0 | 0 | 0 | 0
2016 | CA | NPCC | - | Quebec | MW | Scheduled Outages |  | 0 | 0 | 0 | 0 | 0 | 0 | 0 | 0 | 0 | 0 | 0
2016 | CA | NPCC | - | Quebec | MW | Transmission Limitations |  | 0 | 0 | 0 | 0 | 0 | 0 | 0 | 0 | 0 | 0 | 0
2016 | CA | NPCC | - | Quebec | MW | Existing-Certain |  | 41276.7701 | 41282.7701 | 41282.7701 | 41852.7701 | 41852.7701 | 41852.7701 | 41852.7701 | 41852.7701 | 41852.7701 | 41852.7701 | 41852.7701
2016 | CA | NPCC | - | Quebec | MW | Existing-Other |  | 0 | 0 | 0 | 0 | 0 | 0 | 0 | 0 | 0 | 0 | 0
2016 | CA | NPCC | - | Quebec | MW | Additions - Tier 1 |  | 97.795 | 683.915 | 765.465 | 793.465 | 1038.465 | 1038.465 | 1038.465 | 1038.465 | 1038.465 | 1038.465 | 1038.465
2016 | CA | NPCC | - | Quebec | MW | Additions - Tier 2 |  | 0 | 0 | 0 | 0 | 0 | 0 | 0 | 0 | 0 | 0 | 0
2016 | CA | NPCC | - | Quebec | MW | Additions - Tier 3 |  | 0 | 0 | 0 | 0 | 0 | 0 | 0 | 0 | 0 | 0 | 0
2016 | CA | NPCC | - | Quebec | MW | Firm Imports |  | 700 | 0 | 0 | 0 | 0 | 0 | 0 | 0 | 0 | 0 | 0
2016 | CA | NPCC | - | Quebec | MW | Firm Imports - Full-Responsibility Purchases |  | 0 | 0 | 0 | 0 | 0 | 0 | 0 | 0 | 0 | 0 | 0
2016 | CA | NPCC | - | Quebec | MW | Firm Imports - Owned Capacity/Entitlement Located Outside the Area |  | 700 | 0 | 0 | 0 | 0 | 0 | 0 | 0 | 0 | 0 | 0
2016 | CA | NPCC | - | Quebec | MW | Firm Exports |  | 1026 | 750 | 201 | 298 | 145 | 145 | 145 | 145 | 145 | 145 | 145
2016 | CA | NPCC | - | Quebec | MW | Firm Exports - Full-Responsibility Sales |  | 151 | 151 | 151 | 151 | 145 | 145 | 145 | 145 | 145 | 145 | 145
2016 | CA | NPCC | - | Quebec | MW | Firm Exports - Owned Capacity/Entitlement Located Inside the Area |  | 875 | 599 | 50 | 147 | 0 | 0 | 0 | 0 | 0 | 0 | 0
2016 | CA | NPCC | - | Quebec | MW | Net Firm Capacity Transfers |  | -326 | -750 | -201 | -298 | -145 | -145 | -145 | -145 | -145 | -145 | -145
2016 | CA | NPCC | - | Quebec | MW | Expected Imports |  | 1100 | 1100 | 1100 | 1100 | 1100 | 1100 | 1100 | 1100 | 1100 | 1100 | 1100
2016 | CA | NPCC | - | Quebec | MW | Expected Exports |  | 0 | 0 | 0 | 0 | 0 | 0 | 0 | 0 | 0 | 0 | 0
2016 | CA | NPCC | - | Quebec | MW | Net Expected Transfers |  | 1100 | 1100 | 1100 | 1100 | 1100 | 1100 | 1100 | 1100 | 1100 | 1100 | 1100
2016 | CA | NPCC | - | Quebec | MW | Existing-Certain & Net Firm Transfers |  | 40950.7701 | 40532.7701 | 41081.7701 | 41554.7701 | 41707.7701 | 41707.7701 | 41707.7701 | 41707.7701 | 41707.7701 | 41707.7701 | 41707.7701
2016 | CA | NPCC | - | Quebec | MW | Anticipated Resources |  | 41048.5651 | 41216.6851 | 41847.2351 | 42348.2351 | 42746.2351 | 42746.2351 | 42746.2351 | 42746.2351 | 42746.2351 | 42746.2351 | 42746.2351
2016 | CA | NPCC | - | Quebec | MW | Prospective Resources |  | 42148.5651 | 42316.6851 | 42947.2351 | 43448.2351 | 43846.2351 | 43846.2351 | 43846.2351 | 43846.2351 | 43846.2351 | 43846.2351 | 43846.2351
2016 | CA | NPCC | - | Quebec | MW | Existing-Certain and Net Firm Transfers Excess/Shortfall |  | 832.4066 | 161.1613 | 191.2088 | 355.1367 | 220.841 | -100.679 | -409.4899 | -691.5754 | -947.7464 | -1196.9932 | -1464.1485
2016 | CA | NPCC | - | Quebec | MW | Anticipated Excess/Shortfall |  | 930.2016 | 845.0763 | 956.6738 | 1148.6017 | 1259.306 | 937.786 | 628.9751 | 346.8896 | 90.7186 | -158.5282 | -425.6835
2016 | CA | NPCC | - | Quebec | MW | Prospective Excess/Shortfall |  | 2030.2016 | 1945.0763 | 2056.6738 | 2248.6017 | 2359.306 | 2037.786 | 1728.9751 | 1446.8896 | 1190.7186 | 941.4718 | 674.3165
2016 | CA | NPCC | - | Quebec | % | Existing-Certain and Net Firm Transfers Reserve Margin |  | 0.14222 | 0.12648 | 0.13227 | 0.13671 | 0.133 | 0.12429 | 0.11604 | 0.10862 | 0.10196 | 0.095558 | 0.088779
2016 | CA | NPCC | - | Quebec | % | Anticipated Reserve Margin |  | 0.14495 | 0.14549 | 0.15337 | 0.15842 | 0.16121 | 0.15228 | 0.14383 | 0.13622 | 0.1294 | 0.12284 | 0.11589
2016 | CA | NPCC | - | Quebec | % | Prospective Reserve Margin |  | 0.17563 | 0.17606 | 0.18368 | 0.18851 | 0.19109 | 0.18193 | 0.17326 | 0.16546 | 0.15846 | 0.15173 | 0.1446
2016 | CA | NPCC | - | Quebec | % | Reference Margin Level |  | 11.9% | 12.2% | 12.7% | 12.7% | 12.7% | 12.7% | 12.7% | 12.7% | 12.7% | 12.7% | 12.7%
2016 | US | RF | - | PJM | MW | Energy Efficiency and Conservation |  | 292.8 | 369.9 | 462.459 | 561.4971 | 667.4679 | 780.8567 | 902.1827 | 1032.0014 | 1170.9075 | 1319.5371 | 1478.5707
2016 | US | RF | - | PJM | MW | Behind the Meter Generation |  | 0 | 0 | 0 | 0 | 0 | 0 | 0 | 0 | 0 | 0 | 0
2016 | US | RF | - | PJM | MW | Distributed Generation |  | 0 | 0 | 0 | 0 | 0 | 0 | 0 | 0 | 0 | 0 | 0
2016 | US | RF | - | PJM | MW | Standby Load Under Contract |  | 0 | 0 | 0 | 0 | 0 | 0 | 0 | 0 | 0 | 0 | 0
2016 | US | RF | - | PJM | MW | Total Internal Demand |  | 132482 | 134645 | 136079 | 136022 | 136402 | 137263 | 138010 | 139190 | 139962 | 140912 | 141987
2016 | US | RF | - | PJM | MW | Controllable and Dispatchable Demand Response - Available |  | 138 | 140 | 141 | 141 | 3416 | 3424 | 3436 | 3450 | 3478 | 3499 | 3524
2016 | US | RF | - | PJM | MW | Net Internal Demand |  | 132344 | 134505 | 135938 | 135881 | 132986 | 133839 | 134574 | 135740 | 136484 | 137413 | 138463
2016 | US | RF | - | PJM | MW | Behind the Meter Generation - Capacity |  | 0 | 0 | 0 | 0 | 0 | 0 | 0 | 0 | 0 | 0 | 0
2016 | US | RF | - | PJM | MW | Other Capacity Adjustments - Additions |  | 0 | 0 | 0 | 0 | 0 | 0 | 0 | 0 | 0 | 0 | 0
2016 | US | RF | - | PJM | MW | Other Capacity Adjustments - Reductions |  | 0 | 0 | 0 | 0 | 0 | 0 | 0 | 0 | 0 | 0 | 0
2016 | US | RF | - | PJM | MW | Confirmed Retirements |  | 4182.2 | 5448.3 | 5571.3 | 7130.9 | 9242.1 | 9360.1 | 9360.1 | 9360.1 | 9360.1 | 9360.1 | 9360.1
2016 | US | RF | - | PJM | MW | Unconfirmed Retirements |  | 0 | 0 | 1819 | 1819 | 1819 | 1819 | 1819 | 1819 | 1819 | 1819 | 1819
2016 | US | RF | - | PJM | MW | Scheduled Outages |  | 0 | 0 | 0 | 0 | 0 | 0 | 0 | 0 | 0 | 0 | 0
2016 | US | RF | - | PJM | MW | Transmission Limitations |  | 0 | 0 | 0 | 0 | 0 | 0 | 0 | 0 | 0 | 0 | 0
2016 | US | RF | - | PJM | MW | Existing-Certain |  | 179501.5 | 179121 | 178467.94 | 176748.44 | 176630.44 | 176630.44 | 176630.44 | 176630.44 | 176630.44 | 176630.44 | 176630.44
2016 | US | RF | - | PJM | MW | Existing-Other |  | 0 | 452.3 | 496.4 | 532.4 | 532.4 | 532.4 | 532.4 | 532.4 | 532.4 | 532.4 | 532.4
2016 | US | RF | - | PJM | MW | Additions - Tier 1 |  | 0 | 6598.78 | 15552.28 | 19691.28 | 19691.28 | 19691.28 | 19691.28 | 19691.28 | 19691.28 | 19691.28 | 19691.28
2016 | US | RF | - | PJM | MW | Additions - Tier 2 |  | 22.75 | 2974.87 | 6402.29 | 17936.09 | 30335.99 | 34360.89 | 34393.89 | 34897.89 | 34897.89 | 34897.89 | 34897.89
2016 | US | RF | - | PJM | MW | Additions - Tier 3 |  | 0 | 0 | 0 | 0 | 0 | 0 | 0 | 0 | 0 | 0 | 0
2016 | US | RF | - | PJM | MW | Firm Imports |  | 6748 | 5364 | 4126 | 0 | 0 | 0 | 0 | 0 | 0 | 0 | 0
2016 | US | RF | - | PJM | MW | Firm Imports - Full-Responsibility Purchases |  | 6748 | 5364 | 4126 | 0 | 0 | 0 | 0 | 0 | 0 | 0 | 0
2016 | US | RF | - | PJM | MW | Firm Imports - Owned Capacity/Entitlement Located Outside the Area |  | 0 | 0 | 0 | 0 | 0 | 0 | 0 | 0 | 0 | 0 | 0
2016 | US | RF | - | PJM | MW | Firm Exports |  | 1395 | 1413 | 1395 | 0 | 0 | 0 | 0 | 0 | 0 | 0 | 0
2016 | US | RF | - | PJM | MW | Firm Exports - Full-Responsibility Sales |  | 1395 | 1413 | 1395 | 0 | 0 | 0 | 0 | 0 | 0 | 0 | 0
2016 | US | RF | - | PJM | MW | Firm Exports - Owned Capacity/Entitlement Located Inside the Area |  | 0 | 0 | 0 | 0 | 0 | 0 | 0 | 0 | 0 | 0 | 0
2016 | US | RF | - | PJM | MW | Net Firm Capacity Transfers |  | 5353 | 3951 | 2731 | 0 | 0 | 0 | 0 | 0 | 0 | 0 | 0
2016 | US | RF | - | PJM | MW | Expected Imports |  | 0 | 0 | 0 | 4126 | 4126 | 4126 | 4126 | 4126 | 4126 | 4126 | 4126
2016 | US | RF | - | PJM | MW | Expected Exports |  | 0 | 0 | 0 | 1395 | 1395 | 1395 | 1395 | 1395 | 1395 | 1395 | 1395
2016 | US | RF | - | PJM | MW | Net Expected Transfers |  | 0 | 0 | 0 | 2731 | 2731 | 2731 | 2731 | 2731 | 2731 | 2731 | 2731
2016 | US | RF | - | PJM | MW | Existing-Certain & Net Firm Transfers |  | 184854.5 | 183072 | 181198.94 | 176748.44 | 176630.44 | 176630.44 | 176630.44 | 176630.44 | 176630.44 | 176630.44 | 176630.44
2016 | US | RF | - | PJM | MW | Anticipated Resources |  | 184854.5 | 189670.78 | 196751.22 | 196439.72 | 196321.72 | 196321.72 | 196321.72 | 196321.72 | 196321.72 | 196321.72 | 196321.72
2016 | US | RF | - | PJM | MW | Prospective Resources |  | 184877.25 | 193097.95 | 201830.91 | 215820.21 | 228102.11 | 232127.01 | 232160.01 | 232664.01 | 232664.01 | 232664.01 | 232664.01
2016 | US | RF | - | PJM | MW | Existing-Certain and Net Firm Transfers Excess/Shortfall |  | 30806.084 | 26373.675 | 22831.17 | 18447.075 | 21701.75 | 20708.005 | 19851.73 | 18493.34 | 17626.58 | 16544.295 | 15321.045
2016 | US | RF | - | PJM | MW | Anticipated Excess/Shortfall |  | 30806.084 | 32972.455 | 38383.45 | 38138.355 | 41393.03 | 40399.285 | 39543.01 | 38184.62 | 37317.86 | 36235.575 | 35012.325
2016 | US | RF | - | PJM | MW | Prospective Excess/Shortfall |  | 30828.834 | 36399.625 | 43463.14 | 57518.845 | 73173.42 | 76204.575 | 75381.3 | 74526.91 | 73660.15 | 72577.865 | 71354.615
2016 | US | RF | - | PJM | % | Existing-Certain and Net Firm Transfers Reserve Margin |  | 0.39677 | 0.36108 | 0.33295 | 0.30076 | 0.32819 | 0.31972 | 0.31252 | 0.30124 | 0.29415 | 0.2854 | 0.27565
2016 | US | RF | - | PJM | % | Anticipated Reserve Margin |  | 0.39677 | 0.41014 | 0.44736 | 0.44567 | 0.47626 | 0.46685 | 0.45884 | 0.44631 | 0.43842 | 0.4287 | 0.41786
2016 | US | RF | - | PJM | % | Prospective Reserve Margin |  | 0.39694 | 0.43562 | 0.48473 | 0.5883 | 0.71523 | 0.73437 | 0.72515 | 0.71404 | 0.7047 | 0.69317 | 0.68033
2016 | US | RF | - | PJM | % | Reference Margin Level |  | 16.4% | 16.5% | 16.5% | 16.5% | 16.5% | 16.5% | 16.5% | 16.5% | 16.5% | 16.5% | 16.5%
2016 | US | SERC | - | SERC-E | MW | Energy Efficiency and Conservation |  | 312 | 397 | 486 | 574 | 682 | 762 | 834 | 904 | 968 | 1023 | 1066
2016 | US | SERC | - | SERC-E | MW | Behind the Meter Generation |  | 0 | 0 | 0 | 0 | 0 | 0 | 0 | 0 | 0 | 0 | 0
2016 | US | SERC | - | SERC-E | MW | Distributed Generation |  | 0 | 0 | 0 | 0 | 0 | 0 | 0 | 0 | 0 | 0 | 0
2016 | US | SERC | - | SERC-E | MW | Standby Load Under Contract |  | 69 | 75 | 80 | 83 | 86 | 87 | 87 | 87 | 87 | 87 | 87
2016 | US | SERC | - | SERC-E | MW | Total Internal Demand |  | 43018 | 43597 | 43712 | 44314 | 44886 | 45471 | 46038 | 46620 | 47250 | 47828 | 48449
2016 | US | SERC | - | SERC-E | MW | Controllable and Dispatchable Demand Response - Available |  | 643 | 668 | 672 | 674 | 677 | 679 | 681 | 684 | 686 | 689 | 691
2016 | US | SERC | - | SERC-E | MW | Net Internal Demand |  | 42375 | 42929 | 43040 | 43640 | 44209 | 44792 | 45357 | 45936 | 46564 | 47139 | 47758
2016 | US | SERC | - | SERC-E | MW | Behind the Meter Generation - Capacity |  | 0 | 0 | 0 | 0 | 0 | 0 | 0 | 0 | 0 | 0 | 0
2016 | US | SERC | - | SERC-E | MW | Other Capacity Adjustments - Additions |  | 0 | 0 | 0 | 0 | 0 | 0 | 0 | 0 | 0 | 0 | 0
2016 | US | SERC | - | SERC-E | MW | Other Capacity Adjustments - Reductions |  | 0 | 0 | 0 | 0 | 0 | 0 | 0 | 0 | 0 | 0 | 0
2016 | US | SERC | - | SERC-E | MW | Confirmed Retirements |  | 2774.9 | 2902.9 | 2978.9 | 2978.9 | 3362.9 | 3879.9 | 3879.9 | 3879.9 | 3879.9 | 3879.9 | 3879.9
2016 | US | SERC | - | SERC-E | MW | Unconfirmed Retirements |  | 0 | 0 | 0 | 0 | 0 | 0 | 0 | 0 | 0 | 0 | 0
2016 | US | SERC | - | SERC-E | MW | Scheduled Outages |  | 200 | 200 | 200 | 540 | 540 | 340 | 0 | 0 | 0 | 0 | 0
2016 | US | SERC | - | SERC-E | MW | Transmission Limitations |  | 0 | 0 | 0 | 0 | 0 | 0 | 0 | 0 | 0 | 0 | 0
2016 | US | SERC | - | SERC-E | MW | Existing-Certain |  | 52635.05 | 52563.05 | 52581.05 | 52251.05 | 51350.05 | 51550.05 | 51890.05 | 51890.05 | 51890.05 | 51890.05 | 51890.05
2016 | US | SERC | - | SERC-E | MW | Existing-Other |  | 543.89 | 543.89 | 543.89 | 543.89 | 543.89 | 543.89 | 543.89 | 543.89 | 543.89 | 543.89 | 543.89
2016 | US | SERC | - | SERC-E | MW | Additions - Tier 1 |  | 0 | 884 | 884 | 2001 | 3678 | 5491 | 7361 | 7361 | 8478 | 8478 | 9595
2016 | US | SERC | - | SERC-E | MW | Additions - Tier 2 |  | 0 | 0 | 0 | 0 | 0 | 0 | 0 | 0 | 0 | 0 | 0
2016 | US | SERC | - | SERC-E | MW | Additions - Tier 3 |  | 0 | 0 | 0 | 0 | 0 | 0 | 0 | 0 | 0 | 0 | 0
2016 | US | SERC | - | SERC-E | MW | Firm Imports |  | 499 | 499 | 499 | 499 | 499 | 340 | 340 | 340 | 340 | 340 | 340
2016 | US | SERC | - | SERC-E | MW | Firm Imports - Full-Responsibility Purchases |  | 376 | 376 | 376 | 376 | 376 | 217 | 217 | 217 | 217 | 217 | 217
2016 | US | SERC | - | SERC-E | MW | Firm Imports - Owned Capacity/Entitlement Located Outside the Area |  | 0 | 0 | 0 | 0 | 0 | 0 | 0 | 0 | 0 | 0 | 0
2016 | US | SERC | - | SERC-E | MW | Firm Exports |  | 0 | 0 | 0 | 0 | 0 | 0 | 0 | 0 | 0 | 0 | 0
2016 | US | SERC | - | SERC-E | MW | Firm Exports - Full-Responsibility Sales |  | 0 | 0 | 0 | 0 | 0 | 0 | 0 | 0 | 0 | 0 | 0
2016 | US | SERC | - | SERC-E | MW | Firm Exports - Owned Capacity/Entitlement Located Inside the Area |  | 28 | 178 | 178 | 178 | 178 | 19 | 19 | 19 | 19 | 19 | 19
2016 | US | SERC | - | SERC-E | MW | Net Firm Capacity Transfers |  | 499 | 499 | 499 | 499 | 499 | 340 | 340 | 340 | 340 | 340 | 340
2016 | US | SERC | - | SERC-E | MW | Expected Imports |  | 471 | 321 | 321 | 321 | 321 | 321 | 321 | 321 | 321 | 321 | 321
2016 | US | SERC | - | SERC-E | MW | Expected Exports |  | 0 | 0 | 0 | 0 | 0 | 0 | 0 | 0 | 0 | 0 | 0
2016 | US | SERC | - | SERC-E | MW | Net Expected Transfers |  | 471 | 321 | 321 | 321 | 321 | 321 | 321 | 321 | 321 | 321 | 321
2016 | US | SERC | - | SERC-E | MW | Existing-Certain & Net Firm Transfers |  | 53134.05 | 53062.05 | 53080.05 | 52750.05 | 51849.05 | 51890.05 | 52230.05 | 52230.05 | 52230.05 | 52230.05 | 52230.05
2016 | US | SERC | - | SERC-E | MW | Anticipated Resources |  | 53134.05 | 53946.05 | 53964.05 | 54751.05 | 55527.05 | 57381.05 | 59591.05 | 59591.05 | 60708.05 | 60708.05 | 61825.05
2016 | US | SERC | - | SERC-E | MW | Prospective Resources |  | 54148.94 | 54810.94 | 54828.94 | 55615.94 | 56391.94 | 58245.94 | 60455.94 | 60455.94 | 61572.94 | 61572.94 | 62689.94
2016 | US | SERC | - | SERC-E | MW | Existing-Certain and Net Firm Transfers Excess/Shortfall |  | 4402.8 | 3693.7 | 3584.05 | 2564.05 | 1008.7 | 379.25 | 69.5 | -596.35 | -1318.55 | -1979.8 | -2691.65
2016 | US | SERC | - | SERC-E | MW | Anticipated Excess/Shortfall |  | 4402.8 | 4577.7 | 4468.05 | 4565.05 | 4686.7 | 5870.25 | 7430.5 | 6764.65 | 7159.45 | 6498.2 | 6903.35
2016 | US | SERC | - | SERC-E | MW | Prospective Excess/Shortfall |  | 5417.69 | 5442.59 | 5332.94 | 5429.94 | 5551.59 | 6735.14 | 8295.39 | 7629.54 | 8024.34 | 7363.09 | 7768.24
2016 | US | SERC | - | SERC-E | % | Existing-Certain and Net Firm Transfers Reserve Margin |  | 0.2539 | 0.23604 | 0.23327 | 0.20875 | 0.17282 | 0.15847 | 0.15153 | 0.13702 | 0.12168 | 0.108 | 0.09364
2016 | US | SERC | - | SERC-E | % | Anticipated Reserve Margin |  | 0.2539 | 0.25663 | 0.25381 | 0.25461 | 0.25601 | 0.28106 | 0.31382 | 0.29726 | 0.30376 | 0.28785 | 0.29455
2016 | US | SERC | - | SERC-E | % | Prospective Reserve Margin |  | 0.27785 | 0.27678 | 0.27391 | 0.27443 | 0.27558 | 0.30036 | 0.33289 | 0.31609 | 0.32233 | 0.3062 | 0.31266
2016 | US | SERC | - | SERC-E | % | Reference Margin Level |  | 15% | 15% | 15% | 15% | 15% | 15% | 15% | 15% | 15% | 15% | 15%
2016 | US | SERC | - | SERC-N | MW | Energy Efficiency and Conservation |  | 443 | 552 | 658 | 741 | 845 | 958 | 1076 | 1202 | 1333 | 1472 | 1611
2016 | US | SERC | - | SERC-N | MW | Behind the Meter Generation |  | 0 | 0 | 0 | 0 | 0 | 0 | 0 | 0 | 0 | 0 | 0
2016 | US | SERC | - | SERC-N | MW | Distributed Generation |  | 6 | 6 | 6 | 6 | 6 | 6 | 6 | 6 | 6 | 6 | 6
2016 | US | SERC | - | SERC-N | MW | Standby Load Under Contract |  | 237 | 65 | 65 | 50 | 5 | 5 | 5 | 0 | 0 | 0 | 0
2016 | US | SERC | - | SERC-N | MW | Total Internal Demand |  | 41699 | 42056 | 42432 | 42534 | 42895 | 43265 | 43642 | 44031 | 44408 | 44764 | 45127
2016 | US | SERC | - | SERC-N | MW | Controllable and Dispatchable Demand Response - Available |  | 1668 | 1668 | 1678 | 1684 | 1566 | 1539 | 1474 | 1425 | 1406 | 1403 | 1401
2016 | US | SERC | - | SERC-N | MW | Net Internal Demand |  | 40031 | 40388 | 40754 | 40850 | 41329 | 41726 | 42168 | 42606 | 43002 | 43361 | 43726
2016 | US | SERC | - | SERC-N | MW | Behind the Meter Generation - Capacity |  | 0 | 0 | 0 | 0 | 0 | 0 | 0 | 0 | 0 | 0 | 0
2016 | US | SERC | - | SERC-N | MW | Other Capacity Adjustments - Additions |  | 0 | 0 | 0 | 0 | 0 | 0 | 0 | 0 | 0 | 0 | 0
2016 | US | SERC | - | SERC-N | MW | Other Capacity Adjustments - Reductions |  | 0 | 0 | 0 | 0 | 0 | 0 | 0 | 0 | 0 | 0 | 0
2016 | US | SERC | - | SERC-N | MW | Confirmed Retirements |  | 2974 | 4097 | 5736 | 6459 | 6459 | 6459 | 6459 | 6459 | 6459 | 6459 | 6459
2016 | US | SERC | - | SERC-N | MW | Unconfirmed Retirements |  | 0 | 0 | 0 | 0 | 0 | 0 | 0 | 0 | 0 | 0 | 0
2016 | US | SERC | - | SERC-N | MW | Scheduled Outages |  | 6 | 180 | 603 | 134 | 294 | 134 | 0 | 0 | 0 | 0 | 0
2016 | US | SERC | - | SERC-N | MW | Transmission Limitations |  | 0 | 0 | 0 | 0 | 0 | 0 | 0 | 0 | 0 | 0 | 0
2016 | US | SERC | - | SERC-N | MW | Existing-Certain |  | 52335.83 | 50960.83 | 49593.83 | 50372.83 | 50212.83 | 50372.83 | 50506.83 | 50506.83 | 50506.83 | 50506.83 | 50506.83
2016 | US | SERC | - | SERC-N | MW | Existing-Other |  | 2158.57 | 2086.57 | 2086.57 | 2086.57 | 2086.57 | 2086.57 | 2086.57 | 2086.57 | 2086.57 | 2086.57 | 2086.57
2016 | US | SERC | - | SERC-N | MW | Additions - Tier 1 |  | 1211 | 2347 | 3465 | 3465 | 3465 | 4389 | 4389 | 5313 | 6237 | 6237 | 7696
2016 | US | SERC | - | SERC-N | MW | Additions - Tier 2 |  | 0 | 0 | 0 | 0 | 0 | 0 | 0 | 0 | 0 | 0 | 0
2016 | US | SERC | - | SERC-N | MW | Additions - Tier 3 |  | 0 | 0 | 0 | 0 | 0 | 0 | 0 | 0 | 0 | 0 | 0
2016 | US | SERC | - | SERC-N | MW | Firm Imports |  | 569 | 569 | 569 | 569 | 569 | 569 | 569 | 569 | 569 | 569 | 569
2016 | US | SERC | - | SERC-N | MW | Firm Imports - Full-Responsibility Purchases |  | 569 | 569 | 569 | 569 | 569 | 569 | 569 | 569 | 569 | 569 | 569
2016 | US | SERC | - | SERC-N | MW | Firm Imports - Owned Capacity/Entitlement Located Outside the Area |  | 0 | 0 | 0 | 0 | 0 | 0 | 0 | 0 | 0 | 0 | 0
2016 | US | SERC | - | SERC-N | MW | Firm Exports |  | 0 | 0 | 0 | 0 | 0 | 0 | 0 | 0 | 0 | 0 | 0
2016 | US | SERC | - | SERC-N | MW | Firm Exports - Full-Responsibility Sales |  | 0 | 0 | 0 | 0 | 0 | 0 | 0 | 0 | 0 | 0 | 0
2016 | US | SERC | - | SERC-N | MW | Firm Exports - Owned Capacity/Entitlement Located Inside the Area |  | -1603.1 | -1603.1 | -1603.1 | -1644.1 | -1644.1 | -1644.1 | -1644.1 | -1644.1 | -1644.1 | -1644.1 | -1644.1
2016 | US | SERC | - | SERC-N | MW | Net Firm Capacity Transfers |  | 569 | 569 | 569 | 569 | 569 | 569 | 569 | 569 | 569 | 569 | 569
2016 | US | SERC | - | SERC-N | MW | Expected Imports |  | 2172.1 | 2172.1 | 2172.1 | 2213.1 | 2213.1 | 2213.1 | 2213.1 | 2213.1 | 2213.1 | 2213.1 | 2213.1
2016 | US | SERC | - | SERC-N | MW | Expected Exports |  | 0 | 0 | 0 | 0 | 0 | 0 | 0 | 0 | 0 | 0 | 0
2016 | US | SERC | - | SERC-N | MW | Net Expected Transfers |  | 2172.1 | 2172.1 | 2172.1 | 2213.1 | 2213.1 | 2213.1 | 2213.1 | 2213.1 | 2213.1 | 2213.1 | 2213.1
2016 | US | SERC | - | SERC-N | MW | Existing-Certain & Net Firm Transfers |  | 52904.83 | 51529.83 | 50162.83 | 50941.83 | 50781.83 | 50941.83 | 51075.83 | 51075.83 | 51075.83 | 51075.83 | 51075.83
2016 | US | SERC | - | SERC-N | MW | Anticipated Resources |  | 54115.83 | 53876.83 | 53627.83 | 54406.83 | 54246.83 | 55330.83 | 55464.83 | 56388.83 | 57312.83 | 57312.83 | 58771.83
2016 | US | SERC | - | SERC-N | MW | Prospective Resources |  | 58446.5 | 58135.5 | 57886.5 | 58706.5 | 58546.5 | 59630.5 | 59764.5 | 60688.5 | 61612.5 | 61612.5 | 63071.5
2016 | US | SERC | - | SERC-N | MW | Existing-Certain and Net Firm Transfers Excess/Shortfall |  | 6869.18 | 5083.63 | 3295.73 | 3964.33 | 3253.48 | 2956.93 | 2582.63 | 2078.93 | 1623.53 | 1210.68 | 790.93
2016 | US | SERC | - | SERC-N | MW | Anticipated Excess/Shortfall |  | 8080.18 | 7430.63 | 6760.73 | 7429.33 | 6718.48 | 7345.93 | 6971.63 | 7391.93 | 7860.53 | 7447.68 | 8486.93
2016 | US | SERC | - | SERC-N | MW | Prospective Excess/Shortfall |  | 12410.85 | 11689.3 | 11019.4 | 11729 | 11018.15 | 11645.6 | 11271.3 | 11691.6 | 12160.2 | 11747.35 | 12786.6
2016 | US | SERC | - | SERC-N | % | Existing-Certain and Net Firm Transfers Reserve Margin |  | 0.3216 | 0.27587 | 0.23087 | 0.24705 | 0.22872 | 0.22087 | 0.21125 | 0.19879 | 0.18775 | 0.17792 | 0.16809
2016 | US | SERC | - | SERC-N | % | Anticipated Reserve Margin |  | 0.35185 | 0.33398 | 0.31589 | 0.33187 | 0.31256 | 0.32605 | 0.31533 | 0.3235 | 0.33279 | 0.32176 | 0.34409
2016 | US | SERC | - | SERC-N | % | Prospective Reserve Margin |  | 0.46003 | 0.43943 | 0.42039 | 0.43712 | 0.4166 | 0.4291 | 0.4173 | 0.42441 | 0.43278 | 0.42092 | 0.44243
2016 | US | SERC | - | SERC-N | % | Reference Margin Level |  | 15% | 15% | 15% | 15% | 15% | 15% | 15% | 15% | 15% | 15% | 15%
2016 | US | SERC | - | SERC-SE | MW | Energy Efficiency and Conservation |  | 0 | 0 | 0 | 0 | 0 | 0 | 0 | 0 | 0 | 0 | 0
2016 | US | SERC | - | SERC-SE | MW | Behind the Meter Generation |  | 0 | 0 | 0 | 0 | 0 | 0 | 0 | 0 | 0 | 0 | 0
2016 | US | SERC | - | SERC-SE | MW | Distributed Generation |  | 0 | 0 | 0 | 0 | 0 | 0 | 0 | 0 | 0 | 0 | 0
2016 | US | SERC | - | SERC-SE | MW | Standby Load Under Contract |  | 0 | 0 | 0 | 0 | 0 | 0 | 0 | 0 | 0 | 0 | 0
2016 | US | SERC | - | SERC-SE | MW | Total Internal Demand |  | 45647 | 45500 | 45689 | 46098 | 46522 | 46911 | 47300 | 47782 | 48309 | 48852 | 49417
2016 | US | SERC | - | SERC-SE | MW | Controllable and Dispatchable Demand Response - Available |  | 2216 | 2230 | 2240 | 2249 | 2259 | 2263 | 2267 | 2270 | 2273 | 2276 | 2279
2016 | US | SERC | - | SERC-SE | MW | Net Internal Demand |  | 43431 | 43270 | 43449 | 43849 | 44263 | 44648 | 45033 | 45512 | 46036 | 46576 | 47138
2016 | US | SERC | - | SERC-SE | MW | Behind the Meter Generation - Capacity |  | 0 | 0 | 0 | 0 | 0 | 0 | 0 | 0 | 0 | 0 | 0
2016 | US | SERC | - | SERC-SE | MW | Other Capacity Adjustments - Additions |  | 0 | 0 | 0 | 0 | 0 | 0 | 0 | 0 | 0 | 0 | 0
2016 | US | SERC | - | SERC-SE | MW | Other Capacity Adjustments - Reductions |  | 0 | 0 | 0 | 0 | 0 | 0 | 0 | 0 | 0 | 0 | 0
2016 | US | SERC | - | SERC-SE | MW | Confirmed Retirements |  | 4302.2 | 5866.2 | 5866.2 | 5881.2 | 5881.2 | 5881.2 | 5881.2 | 5881.2 | 5881.2 | 5881.2 | 5881.2
2016 | US | SERC | - | SERC-SE | MW | Unconfirmed Retirements |  | 0 | 0 | 0 | 0 | 0 | 0 | 0 | 0 | 0 | 0 | 0
2016 | US | SERC | - | SERC-SE | MW | Scheduled Outages |  | 4097 | 3304 | 3620 | 4071 | 4442 | 3570 | 2356 | 1399 | 346 | 534 | 534
2016 | US | SERC | - | SERC-SE | MW | Transmission Limitations |  | 0 | 0 | 0 | 0 | 0 | 0 | 0 | 0 | 0 | 0 | 0
2016 | US | SERC | - | SERC-SE | MW | Existing-Certain |  | 59561.084 | 60301.584 | 60153.156 | 59687.156 | 59325.356 | 60206.556 | 61420.556 | 62377.556 | 63430.556 | 63242.556 | 63242.556
2016 | US | SERC | - | SERC-SE | MW | Existing-Other |  | 539.774 | 539.774 | 539.774 | 539.774 | 539.774 | 539.774 | 539.774 | 539.774 | 539.774 | 539.774 | 539.774
2016 | US | SERC | - | SERC-SE | MW | Additions - Tier 1 |  | 605.133 | 609.533 | 612.093 | 1712.093 | 2812.093 | 2812.093 | 2812.093 | 2812.093 | 2812.093 | 2812.093 | 2812.093
2016 | US | SERC | - | SERC-SE | MW | Additions - Tier 2 |  | 11.092 | 60.932 | 62.932 | 62.932 | 62.932 | 62.932 | 62.932 | 62.932 | 62.932 | 62.932 | 62.932
2016 | US | SERC | - | SERC-SE | MW | Additions - Tier 3 |  | 26.8 | 1787.6 | 2769.6 | 2769.6 | 2769.6 | 2769.6 | 2769.6 | 2769.6 | 2769.6 | 2769.6 | 2769.6
2016 | US | SERC | - | SERC-SE | MW | Firm Imports |  | 50 | 50 | 103 | 104 | 105 | 107 | 109 | 110 | 111 | 113 | 65
2016 | US | SERC | - | SERC-SE | MW | Firm Imports - Full-Responsibility Purchases |  | 0 | 0 | 0 | 0 | 0 | 0 | 0 | 0 | 0 | 0 | 0
2016 | US | SERC | - | SERC-SE | MW | Firm Imports - Owned Capacity/Entitlement Located Outside the Area |  | 0 | 0 | 0 | 0 | 0 | 0 | 0 | 0 | 0 | 0 | 0
2016 | US | SERC | - | SERC-SE | MW | Firm Exports |  | 0 | 0 | 0 | 0 | 0 | 0 | 0 | 0 | 0 | 0 | 0
2016 | US | SERC | - | SERC-SE | MW | Firm Exports - Full-Responsibility Sales |  | 0 | 0 | 0 | 0 | 0 | 0 | 0 | 0 | 0 | 0 | 0
2016 | US | SERC | - | SERC-SE | MW | Firm Exports - Owned Capacity/Entitlement Located Inside the Area |  | -1510 | -1510 | -1457 | -1559 | -1661 | -1659 | -1498 | -1453 | -1496 | -1494 | -1542
2016 | US | SERC | - | SERC-SE | MW | Net Firm Capacity Transfers |  | 50 | 50 | 103 | 104 | 105 | 107 | 109 | 110 | 111 | 113 | 65
2016 | US | SERC | - | SERC-SE | MW | Expected Imports |  | 1560 | 1560 | 1560 | 1663 | 1766 | 1766 | 1607 | 1563 | 1607 | 1607 | 1607
2016 | US | SERC | - | SERC-SE | MW | Expected Exports |  | 0 | 0 | 0 | 0 | 0 | 0 | 0 | 0 | 0 | 0 | 0
2016 | US | SERC | - | SERC-SE | MW | Net Expected Transfers |  | 1560 | 1560 | 1560 | 1663 | 1766 | 1766 | 1607 | 1563 | 1607 | 1607 | 1607
2016 | US | SERC | - | SERC-SE | MW | Existing-Certain & Net Firm Transfers |  | 59611.084 | 60351.584 | 60256.156 | 59791.156 | 59430.356 | 60313.556 | 61529.556 | 62487.556 | 63541.556 | 63355.556 | 63307.556
2016 | US | SERC | - | SERC-SE | MW | Anticipated Resources |  | 60216.217 | 60961.117 | 60868.249 | 61503.249 | 62242.449 | 63125.649 | 64341.649 | 65299.649 | 66353.649 | 66167.649 | 66119.649
2016 | US | SERC | - | SERC-SE | MW | Prospective Resources |  | 62327.083 | 63121.823 | 63030.955 | 63768.955 | 64611.155 | 65494.355 | 66551.355 | 67465.355 | 68563.355 | 68377.355 | 68329.355
2016 | US | SERC | - | SERC-SE | MW | Existing-Certain and Net Firm Transfers Excess/Shortfall |  | 9665.434 | 10591.084 | 10289.806 | 9364.806 | 8527.906 | 8968.356 | 9741.606 | 10148.756 | 10600.156 | 9793.156 | 9098.856
2016 | US | SERC | - | SERC-SE | MW | Anticipated Excess/Shortfall |  | 10270.567 | 11200.617 | 10901.899 | 11076.899 | 11339.999 | 11780.449 | 12553.699 | 12960.849 | 13412.249 | 12605.249 | 11910.949
2016 | US | SERC | - | SERC-SE | MW | Prospective Excess/Shortfall |  | 12381.433 | 13361.323 | 13064.605 | 13342.605 | 13708.705 | 14149.155 | 14763.405 | 15126.555 | 15621.955 | 14814.955 | 14120.655
2016 | US | SERC | - | SERC-SE | % | Existing-Certain and Net Firm Transfers Reserve Margin |  | 0.37255 | 0.39477 | 0.38682 | 0.36357 | 0.34266 | 0.35087 | 0.36632 | 0.37299 | 0.38026 | 0.36026 | 0.34303
2016 | US | SERC | - | SERC-SE | % | Anticipated Reserve Margin |  | 0.38648 | 0.40885 | 0.40091 | 0.40261 | 0.4062 | 0.41385 | 0.42877 | 0.43478 | 0.44134 | 0.42064 | 0.40268
2016 | US | SERC | - | SERC-SE | % | Prospective Reserve Margin |  | 0.43508 | 0.45879 | 0.45069 | 0.45429 | 0.45971 | 0.4669 | 0.47784 | 0.48236 | 0.48934 | 0.46808 | 0.44956
2016 | US | SERC | - | SERC-SE | % | Reference Margin Level |  | 15% | 15% | 15% | 15% | 15% | 15% | 15% | 15% | 15% | 15% | 15%
2016 | US | SPP | - | SPP | MW | Energy Efficiency and Conservation |  | 134.8365 | 178.8651 | 222.3458 | 360.8925 | 460.9097 | 555.4958 | 648.2098 | 729.8352 | 791.3267 | 849.676 | 889.0744
2016 | US | SPP | - | SPP | MW | Behind the Meter Generation |  | 0 | 0 | 0 | 0 | 0 | 0 | 0 | 0 | 0 | 0 | 0
2016 | US | SPP | - | SPP | MW | Distributed Generation |  | 118.8645 | 115.2876 | 115.2876 | 115.2876 | 96.2876 | 96.2876 | 96.2876 | 96.2876 | 96.2876 | 96.2876 | 96.2876
2016 | US | SPP | - | SPP | MW | Standby Load Under Contract |  | 0 | 0 | 0 | 0 | 0 | 0 | 0 | 0 | 0 | 0 | 0
2016 | US | SPP | - | SPP | MW | Total Internal Demand |  | 40618.2819 | 41379.0179 | 41075.9571 | 41445.3508 | 41840.4944 | 42303.3064 | 42616.0299 | 42954.3478 | 43239.1699 | 43730.461 | 44045.5917
2016 | US | SPP | - | SPP | MW | Controllable and Dispatchable Demand Response - Available |  | 369.2675 | 365.3568 | 372.406 | 370.3005 | 365.1342 | 360.939 | 357.7138 | 355.4605 | 353.1809 | 350.8761 | 348.4881
2016 | US | SPP | - | SPP | MW | Net Internal Demand |  | 40249.0144 | 41013.6611 | 40703.5511 | 41075.0503 | 41475.3602 | 41942.3674 | 42258.316 | 42598.8873 | 42885.989 | 43379.585 | 43697.1036
2016 | US | SPP | - | SPP | MW | Behind the Meter Generation - Capacity |  | 116.967 | 116.967 | 116.967 | 116.967 | 116.967 | 116.967 | 116.967 | 116.967 | 116.967 | 116.967 | 116.967
2016 | US | SPP | - | SPP | MW | Other Capacity Adjustments - Additions |  | 0 | 0 | 0 | 0 | 0 | 0 | 0 | 0 | 0 | 0 | 0
2016 | US | SPP | - | SPP | MW | Other Capacity Adjustments - Reductions |  | 0 | 0 | 0 | 0 | 0 | 0 | 0 | 0 | 0 | 0 | 0
2016 | US | SPP | - | SPP | MW | Confirmed Retirements |  | 53.5 | 791.9 | 1171.9 | 1171.9 | 1400.9 | 1539.9 | 1614.9 | 2021.9 | 2212.9 | 2611.9 | 2721.9
2016 | US | SPP | - | SPP | MW | Unconfirmed Retirements |  | 653 | 682 | 682 | 758 | 758 | 1098 | 1098 | 1202 | 1438 | 1438 | 1438
2016 | US | SPP | - | SPP | MW | Scheduled Outages |  | 46 | 23 | 53 | 30 | 30 | 107.6 | 107.6 | 107.6 | 107.6 | 107.6 | 107.6
2016 | US | SPP | - | SPP | MW | Transmission Limitations |  | 0 | 0 | 0 | 0 | 0 | 0 | 0 | 0 | 0 | 0 | 0
2016 | US | SPP | - | SPP | MW | Existing-Certain |  | 65847.4232 | 64654.3232 | 64460.9032 | 64117.9032 | 63803.1032 | 63230.6032 | 62075.9032 | 61949.3032 | 61633.6032 | 61243.2032 | 60797.0032
2016 | US | SPP | - | SPP | MW | Existing-Other |  | 100 | 100 | 100 | 100 | 100 | 100 | 100 | 100 | 100 | 100 | 100
2016 | US | SPP | - | SPP | MW | Additions - Tier 1 |  | 753.528 | 1819.628 | 2218.628 | 2218.628 | 2258.628 | 2558.628 | 2808.628 | 2808.628 | 2808.628 | 2808.628 | 2808.628
2016 | US | SPP | - | SPP | MW | Additions - Tier 2 |  | 0.6 | 1360.6 | 1360.6 | 1360.6 | 1530.6 | 1530.6 | 1730.6 | 1730.6 | 1730.6 | 1560.6 | 1560.6
2016 | US | SPP | - | SPP | MW | Additions - Tier 3 |  | 732.5 | 9.3 | 1138.64 | 1886.91 | 1902.89 | 4031.16 | 4035.23 | 4048 | 4662.07 | 4674.84 | 4691.41
2016 | US | SPP | - | SPP | MW | Firm Imports |  | 2394.1 | 2394.1 | 2395.1 | 2395.1 | 2395.1 | 2400.1 | 2100.1 | 2100.1 | 2100.1 | 2100.1 | 2102.1
2016 | US | SPP | - | SPP | MW | Firm Imports - Full-Responsibility Purchases |  | 2394.1 | 2394.1 | 2395.1 | 2395.1 | 2395.1 | 2400.1 | 2100.1 | 2100.1 | 2100.1 | 2100.1 | 2102.1
2016 | US | SPP | - | SPP | MW | Firm Imports - Owned Capacity/Entitlement Located Outside the Area |  | 0 | 0 | 0 | 0 | 0 | 0 | 0 | 0 | 0 | 0 | 0
2016 | US | SPP | - | SPP | MW | Firm Exports |  | 3930.9 | 3930.9 | 3837.9 | 3837.9 | 3837.9 | 3352.9 | 3352.9 | 3352.9 | 3352.9 | 3352.9 | 3384.9
2016 | US | SPP | - | SPP | MW | Firm Exports - Full-Responsibility Sales |  | 3930.9 | 3930.9 | 3837.9 | 3837.9 | 3837.9 | 3352.9 | 3352.9 | 3352.9 | 3352.9 | 3352.9 | 3384.9
2016 | US | SPP | - | SPP | MW | Firm Exports - Owned Capacity/Entitlement Located Inside the Area |  | 0 | 0 | 0 | 0 | 0 | 0 | 0 | 0 | 0 | 0 | 0
2016 | US | SPP | - | SPP | MW | Net Firm Capacity Transfers |  | -1536.8 | -1536.8 | -1442.8 | -1442.8 | -1442.8 | -952.8 | -1252.8 | -1252.8 | -1252.8 | -1252.8 | -1282.8
2016 | US | SPP | - | SPP | MW | Expected Imports |  | 0 | 0 | 0 | 0 | 0 | 0 | 0 | 0 | 0 | 0 | 0
2016 | US | SPP | - | SPP | MW | Expected Exports |  | 0 | 0 | 0 | 0 | 0 | 0 | 0 | 0 | 0 | 0 | 0
2016 | US | SPP | - | SPP | MW | Net Expected Transfers |  | 0 | 0 | 0 | 0 | 0 | 0 | 0 | 0 | 0 | 0 | 0
2016 | US | SPP | - | SPP | MW | Existing-Certain & Net Firm Transfers |  | 64310.6232 | 63117.5232 | 63018.1032 | 62675.1032 | 62360.3032 | 62277.8032 | 60823.1032 | 60696.5032 | 60380.8032 | 59990.4032 | 59514.2032
2016 | US | SPP | - | SPP | MW | Anticipated Resources |  | 65064.1512 | 64937.1512 | 65236.7312 | 64893.7312 | 64618.9312 | 64836.4312 | 63631.7312 | 63505.1312 | 63189.4312 | 62799.0312 | 62322.8312
2016 | US | SPP | - | SPP | MW | Prospective Resources |  | 64511.7512 | 65715.7512 | 66015.3312 | 65596.3312 | 65491.5312 | 65369.0312 | 64364.3312 | 64133.7312 | 63582.0312 | 63021.6312 | 62545.4312
2016 | US | SPP | - | SPP | MW | Existing-Certain and Net Firm Transfers Excess/Shortfall |  | 18587.7429 | 17182.2228 | 17430.126 | 16671.0469 | 15907.8998 | 15302.3518 | 13493.7893 | 12985.7495 | 12348.4956 | 11405.2681 | 10573.4473
2016 | US | SPP | - | SPP | MW | Anticipated Excess/Shortfall |  | 19341.2709 | 19001.8508 | 19648.754 | 18889.6749 | 18166.5278 | 17860.9798 | 16302.4173 | 15794.3775 | 15157.1236 | 14213.8961 | 13382.0753
2016 | US | SPP | - | SPP | MW | Prospective Excess/Shortfall |  | 18788.8709 | 19780.4508 | 20427.354 | 19592.2749 | 19039.1278 | 18393.5798 | 17035.0173 | 16422.9775 | 15549.7236 | 14436.4961 | 13604.6753
2016 | US | SPP | - | SPP | % | Existing-Certain and Net Firm Transfers Reserve Margin |  | 0.59782 | 0.53894 | 0.54822 | 0.52587 | 0.50355 | 0.48484 | 0.43932 | 0.42484 | 0.40794 | 0.38292 | 0.36197
2016 | US | SPP | - | SPP | % | Anticipated Reserve Margin |  | 0.61654 | 0.58331 | 0.60273 | 0.57988 | 0.55801 | 0.54585 | 0.50578 | 0.49077 | 0.47343 | 0.44766 | 0.42625
2016 | US | SPP | - | SPP | % | Prospective Reserve Margin |  | 0.60282 | 0.60229 | 0.62186 | 0.59699 | 0.57905 | 0.55854 | 0.52312 | 0.50553 | 0.48258 | 0.45279 | 0.43134
2016 | US | SPP | - | SPP | % | Reference Margin Level |  | 13.6% | 12% | 12% | 12% | 12% | 12% | 12% | 12% | 12% | 12% | 12%
2016 | US | TRE | - | ERCOT | MW | Energy Efficiency and Conservation |  | 275.0964 | 403.6452 | 533.7438 | 666.3372 | 800.0556 | 934.9944 | 1071.1824 | 1208.6124 | 1347.2772 | 1487.1948 | 1628.6235
2016 | US | TRE | - | ERCOT | MW | Behind the Meter Generation |  | 0 | 0 | 0 | 0 | 0 | 0 | 0 | 0 | 0 | 0 | 0
2016 | US | TRE | - | ERCOT | MW | Distributed Generation |  | 735.8939 | 824.2641 | 923.2463 | 1034.1148 | 1158.297 | 1297.3917 | 1453.1896 | 1627.6966 | 1823.1594 | 2042.0944 | 2287.3204
2016 | US | TRE | - | ERCOT | MW | Standby Load Under Contract |  | 0 | 0 | 0 | 0 | 0 | 0 | 0 | 0 | 0 | 0 | 0
2016 | US | TRE | - | ERCOT | MW | Total Internal Demand |  | 58591 | 59597 | 60679 | 61845 | 62562 | 63299 | 64038 | 64790 | 65516 | 66236 | 67156.6804
2016 | US | TRE | - | ERCOT | MW | Controllable and Dispatchable Demand Response - Available |  | 2484 | 2791 | 2791 | 2791 | 2791 | 2791 | 2791 | 2791 | 2791 | 2791 | 2791
2016 | US | TRE | - | ERCOT | MW | Net Internal Demand |  | 56107 | 56806 | 57888 | 59054 | 59771 | 60508 | 61247 | 61999 | 62725 | 63445 | 64365.6804
2016 | US | TRE | - | ERCOT | MW | Behind the Meter Generation - Capacity |  | 4436 | 4462 | 4710 | 4706 | 4635 | 4606 | 4666 | 4666 | 4656 | 4656 | 4656
2016 | US | TRE | - | ERCOT | MW | Other Capacity Adjustments - Additions |  | 30 | 30 | 30 | 30 | 30 | 30 | 30 | 30 | 30 | 30 | 30
2016 | US | TRE | - | ERCOT | MW | Other Capacity Adjustments - Reductions |  | 0 | 0 | 0 | 0 | 0 | 0 | 0 | 0 | 0 | 0 | 0
2016 | US | TRE | - | ERCOT | MW | Confirmed Retirements |  | 0 | 534 | 534 | 534 | 534 | 534 | 534 | 534 | 534 | 534 | 534
2016 | US | TRE | - | ERCOT | MW | Unconfirmed Retirements |  | 0 | 0 | 0 | 3300 | 3300 | 6535 | 6535 | 6902 | 6902 | 6902 | 6902
2016 | US | TRE | - | ERCOT | MW | Scheduled Outages |  | 4826 | 931 | 0 | 0 | 0 | 0 | 0 | 0 | 0 | 0 | 0
2016 | US | TRE | - | ERCOT | MW | Transmission Limitations |  | 0 | 0 | 0 | 0 | 0 | 0 | 0 | 0 | 0 | 0 | 0
2016 | US | TRE | - | ERCOT | MW | Existing-Certain |  | 73835.995 | 77756.995 | 78095.995 | 78091.995 | 78020.995 | 77991.995 | 78051.995 | 78051.995 | 78041.995 | 78041.995 | 78041.995
2016 | US | TRE | - | ERCOT | MW | Existing-Other |  | 0 | 0 | 0 | 0 | 0 | 0 | 0 | 0 | 0 | 0 | 0
2016 | US | TRE | - | ERCOT | MW | Additions - Tier 1 |  | 2237.9 | 7186.38 | 9305.03 | 10383.03 | 10623.03 | 10623.03 | 10623.03 | 10623.03 | 10623.03 | 10623.03 | 10623.03
2016 | US | TRE | - | ERCOT | MW | Additions - Tier 2 |  | 1251.2 | 4870.77 | 14124.15 | 17558.29 | 18668.29 | 18668.29 | 18668.29 | 18668.29 | 18668.29 | 18668.29 | 18668.29
2016 | US | TRE | - | ERCOT | MW | Additions - Tier 3 |  | 0 | 258.215 | 347.715 | 347.715 | 347.715 | 347.715 | 347.715 | 347.715 | 347.715 | 347.715 | 347.715
2016 | US | TRE | - | ERCOT | MW | Firm Imports |  | 1880 | 1880 | 1880 | 1880 | 1880 | 1430 | 1430 | 1430 | 1430 | 1430 | 1830
2016 | US | TRE | - | ERCOT | MW | Firm Imports - Full-Responsibility Purchases |  | 0 | 0 | 0 | 0 | 0 | 0 | 0 | 0 | 0 | 0 | 0
2016 | US | TRE | - | ERCOT | MW | Firm Imports - Owned Capacity/Entitlement Located Outside the Area |  | 0 | 0 | 0 | 0 | 0 | 0 | 0 | 0 | 0 | 0 | 0
2016 | US | TRE | - | ERCOT | MW | Firm Exports |  | 1045 | 1045 | 1045 | 1045 | 1045 | 745 | 745 | 745 | 745 | 745 | 745
2016 | US | TRE | - | ERCOT | MW | Firm Exports - Full-Responsibility Sales |  | 0 | 0 | 0 | 0 | 0 | 0 | 0 | 0 | 0 | 0 | 0
2016 | US | TRE | - | ERCOT | MW | Firm Exports - Owned Capacity/Entitlement Located Inside the Area |  | 0 | 0 | 0 | 0 | 0 | 0 | 0 | 0 | 0 | 0 | 0
2016 | US | TRE | - | ERCOT | MW | Net Firm Capacity Transfers |  | 835 | 835 | 835 | 835 | 835 | 685 | 685 | 685 | 685 | 685 | 1085
2016 | US | TRE | - | ERCOT | MW | Expected Imports |  | 0 | 0 | 0 | 0 | 0 | 0 | 0 | 0 | 0 | 0 | 0
2016 | US | TRE | - | ERCOT | MW | Expected Exports |  | 0 | 0 | 0 | 0 | 0 | 0 | 0 | 0 | 0 | 0 | 0
2016 | US | TRE | - | ERCOT | MW | Net Expected Transfers |  | 0 | 0 | 0 | 0 | 0 | 0 | 0 | 0 | 0 | 0 | 0
2016 | US | TRE | - | ERCOT | MW | Existing-Certain & Net Firm Transfers |  | 74670.995 | 78591.995 | 78930.995 | 78926.995 | 78855.995 | 78676.995 | 78736.995 | 78736.995 | 78726.995 | 78726.995 | 79126.995
2016 | US | TRE | - | ERCOT | MW | Anticipated Resources |  | 76908.895 | 85778.375 | 88236.025 | 89310.025 | 89479.025 | 89300.025 | 89360.025 | 89360.025 | 89350.025 | 89350.025 | 89750.025
2016 | US | TRE | - | ERCOT | MW | Prospective Resources |  | 78160.095 | 90649.145 | 102360.175 | 103568.315 | 104847.315 | 101433.315 | 101493.315 | 101126.315 | 101116.315 | 101116.315 | 101516.315
2016 | US | TRE | - | ERCOT | MW | Existing-Certain and Net Firm Transfers Excess/Shortfall |  | 10849.2825 | 13975.17 | 13083.395 | 11753.07 | 10866.4825 | 9849.145 | 9068.5325 | 8213.1325 | 7377.3075 | 6558.3075 | 5911.0335
2016 | US | TRE | - | ERCOT | MW | Anticipated Excess/Shortfall |  | 13087.1825 | 21161.55 | 22388.425 | 22136.1 | 21489.5125 | 20472.175 | 19691.5625 | 18836.1625 | 18000.3375 | 17181.3375 | 16534.0635
2016 | US | TRE | - | ERCOT | MW | Prospective Excess/Shortfall |  | 14338.3825 | 26032.32 | 36512.575 | 36394.39 | 36857.8025 | 32605.465 | 31824.8525 | 30602.4525 | 29766.6275 | 28947.6275 | 28300.3535
2016 | US | TRE | - | ERCOT | % | Existing-Certain and Net Firm Transfers Reserve Margin |  | 0.33087 | 0.38352 | 0.36351 | 0.33652 | 0.3193 | 0.30027 | 0.28556 | 0.26997 | 0.25511 | 0.24087 | 0.22934
2016 | US | TRE | - | ERCOT | % | Anticipated Reserve Margin |  | 0.37075 | 0.51002 | 0.52425 | 0.51235 | 0.49703 | 0.47584 | 0.45901 | 0.44131 | 0.42447 | 0.40831 | 0.39438
2016 | US | TRE | - | ERCOT | % | Prospective Reserve Margin |  | 0.39305 | 0.59577 | 0.76825 | 0.75379 | 0.75415 | 0.67636 | 0.65711 | 0.6311 | 0.61206 | 0.59376 | 0.57718
2016 | US | TRE | - | ERCOT | % | Reference Margin Level |  | 13.75% | 13.75% | 13.75% | 13.75% | 13.75% | 13.75% | 13.75% | 13.75% | 13.75% | 13.75% | 13.75%
2016 | CA | WECC | - | AB | MW | Energy Efficiency and Conservation |  | 0 | 0 | 0 | 0 | 0 | 0 | 0 | 0 | 0 | 0 | 0
2016 | CA | WECC | - | AB | MW | Behind the Meter Generation |  | 0 | 0 | 0 | 0 | 0 | 0 | 0 | 0 | 0 | 0 | 0
2016 | CA | WECC | - | AB | MW | Distributed Generation |  | 0 | 0 | 0 | 0 | 0 | 0 | 0 | 0 | 0 | 0 | 0
2016 | CA | WECC | - | AB | MW | Standby Load Under Contract |  | 0 | 0 | 0 | 0 | 0 | 0 | 0 | 0 | 0 | 0 | 0
2016 | CA | WECC | - | AB | MW | Total Internal Demand |  | 11937 | 12253 | 12261 | 12607 | 12942 | 13198 | 13460 | 13705 | 13910 | 14114 | 14304
2016 | CA | WECC | - | AB | MW | Controllable and Dispatchable Demand Response - Available |  | 0 | 0 | 0 | 0 | 0 | 0 | 0 | 0 | 0 | 0 | 0
2016 | CA | WECC | - | AB | MW | Net Internal Demand |  | 11937 | 12253 | 12261 | 12607 | 12942 | 13198 | 13460 | 13705 | 13910 | 14114 | 14304
2016 | CA | WECC | - | AB | MW | Behind the Meter Generation - Capacity |  | 0 | 0 | 0 | 0 | 0 | 0 | 0 | 0 | 0 | 0 | 0
2016 | CA | WECC | - | AB | MW | Other Capacity Adjustments - Additions |  | 0 | 0 | 0 | 0 | 0 | 0 | 0 | 0 | 0 | 0 | 0
2016 | CA | WECC | - | AB | MW | Other Capacity Adjustments - Reductions |  | 0 | 0 | 0 | 0 | 0 | 0 | 0 | 0 | 0 | 0 | 0
2016 | CA | WECC | - | AB | MW | Confirmed Retirements |  | 0 | 0 | 0 | 0 | 0 | 0 | 0 | 0 | 0 | 0 | 0
2016 | CA | WECC | - | AB | MW | Unconfirmed Retirements |  | 0 | 0 | 0 | 0 | 0 | 0 | 0 | 0 | 0 | 0 | 0
2016 | CA | WECC | - | AB | MW | Scheduled Outages |  | 0 | 0 | 0 | 0 | 0 | 0 | 0 | 0 | 0 | 0 | 0
2016 | CA | WECC | - | AB | MW | Transmission Limitations |  | 0 | 0 | 0 | 0 | 0 | 0 | 0 | 0 | 0 | 0 | 0
2016 | CA | WECC | - | AB | MW | Existing-Certain |  | 15612.9 | 15539.5 | 15456.3 | 15515.5 | 15460.8 | 15612.9 | 15539.5 | 15408.7 | 15456.3 | 15460.8 | 15598.4
2016 | CA | WECC | - | AB | MW | Existing-Other |  | 0 | 0 | 0 | 0 | 0 | 0 | 0 | 0 | 0 | 0 | 0
2016 | CA | WECC | - | AB | MW | Additions - Tier 1 |  | 596 | 826 | 826 | 826 | 826 | 826 | 826 | 826 | 826 | 826 | 826
2016 | CA | WECC | - | AB | MW | Additions - Tier 2 |  | 0 | 1210.4 | 2704.6 | 2952.4 | 3361 | 3463.1 | 3422.6 | 3330.3 | 3361 | 3361 | 3453.4
2016 | CA | WECC | - | AB | MW | Additions - Tier 3 |  | 0 | 798.7 | 2998.5 | 4072.7 | 4508.5 | 4669.1 | 4604.9 | 4460.6 | 4508.5 | 4508.5 | 4653.2
2016 | CA | WECC | - | AB | MW | Firm Imports |  | 0 | 0 | 0 | 0 | 0 | 0 | 0 | 0 | 0 | 0 | 0
2016 | CA | WECC | - | AB | MW | Firm Imports - Full-Responsibility Purchases |  | 0 | 0 | 0 | 0 | 0 | 0 | 0 | 0 | 0 | 0 | 0
2016 | CA | WECC | - | AB | MW | Firm Imports - Owned Capacity/Entitlement Located Outside the Area |  | 0 | 0 | 0 | 0 | 0 | 0 | 0 | 0 | 0 | 0 | 0
2016 | CA | WECC | - | AB | MW | Firm Exports |  | 0 | 0 | 0 | 0 | 0 | 0 | 0 | 0 | 0 | 0 | 0
2016 | CA | WECC | - | AB | MW | Firm Exports - Full-Responsibility Sales |  | 0 | 0 | 0 | 0 | 0 | 0 | 0 | 0 | 0 | 0 | 0
2016 | CA | WECC | - | AB | MW | Firm Exports - Owned Capacity/Entitlement Located Inside the Area |  | 0 | 0 | 0 | 0 | 0 | 0 | 0 | 0 | 0 | 0 | 0
2016 | CA | WECC | - | AB | MW | Net Firm Capacity Transfers |  | 0 | 0 | 0 | 0 | 0 | 0 | 0 | 0 | 0 | 0 | 0
2016 | CA | WECC | - | AB | MW | Expected Imports |  | 0 | 0 | 0 | 0 | 0 | 0 | 0 | 0 | 0 | 0 | 0
2016 | CA | WECC | - | AB | MW | Expected Exports |  | 0 | 0 | 0 | 0 | 0 | 0 | 0 | 0 | 0 | 0 | 0
2016 | CA | WECC | - | AB | MW | Net Expected Transfers |  | 0 | 0 | 0 | 0 | 0 | 0 | 0 | 0 | 0 | 0 | 0
2016 | CA | WECC | - | AB | MW | Existing-Certain & Net Firm Transfers |  | 15612.9 | 15539.5 | 15456.3 | 15515.5 | 15460.8 | 15612.9 | 15539.5 | 15408.7 | 15456.3 | 15460.8 | 15598.4
2016 | CA | WECC | - | AB | MW | Anticipated Resources |  | 16208.9 | 16365.5 | 16282.3 | 16341.5 | 16286.8 | 16438.9 | 16365.5 | 16234.7 | 16282.3 | 16286.8 | 16424.4
2016 | CA | WECC | - | AB | MW | Prospective Resources |  | 16208.9 | 17575.9 | 18986.9 | 19293.9 | 19647.8 | 19902 | 19788.1 | 19565 | 19643.3 | 19647.8 | 19877.8
2016 | CA | WECC | - | AB | MW | Existing-Certain and Net Firm Transfers Excess/Shortfall |  | 2359.2489 | 1934.9941 | 1842.9117 | 1517.9479 | 1091.2974 | 959.1606 | 594.862 | 192.0385 | 12.027 | -209.9742 | -283.3312
2016 | CA | WECC | - | AB | MW | Anticipated Excess/Shortfall |  | 2955.2489 | 2760.9941 | 2668.9117 | 2343.9479 | 1917.2974 | 1785.1606 | 1420.862 | 1018.0385 | 838.027 | 616.0258 | 542.6688
2016 | CA | WECC | - | AB | MW | Prospective Excess/Shortfall |  | 2955.2489 | 3971.3941 | 5373.5117 | 5296.3479 | 5278.2974 | 5248.2606 | 4843.462 | 4348.3385 | 4199.027 | 3977.0258 | 3996.0688
2016 | CA | WECC | - | AB | % | Existing-Certain and Net Firm Transfers Reserve Margin |  | 0.30794 | 0.26822 | 0.26061 | 0.23071 | 0.19462 | 0.18297 | 0.15449 | 0.12431 | 0.11116 | 0.095423 | 0.090492
2016 | CA | WECC | - | AB | % | Anticipated Reserve Margin |  | 0.35787 | 0.33563 | 0.32797 | 0.29622 | 0.25845 | 0.24556 | 0.21586 | 0.18458 | 0.17055 | 0.15395 | 0.14824
2016 | CA | WECC | - | AB | % | Prospective Reserve Margin |  | 0.35787 | 0.43442 | 0.54856 | 0.53041 | 0.51814 | 0.50796 | 0.47014 | 0.42758 | 0.41217 | 0.39208 | 0.38967
2016 | CA | WECC | - | AB | % | Reference Margin Level |  | 11.03% | 11.03% | 11.03% | 11.03% | 11.03% | 11.03% | 11.03% | 11.03% | 11.03% | 11.03% | 11.03%
2016 | CA | WECC | - | BC | MW | Energy Efficiency and Conservation |  | 0 | 0 | 0 | 0 | 0 | 0 | 0 | 0 | 0 | 0 | 0
2016 | CA | WECC | - | BC | MW | Behind the Meter Generation |  | 0 | 0 | 0 | 0 | 0 | 0 | 0 | 0 | 0 | 0 | 0
2016 | CA | WECC | - | BC | MW | Distributed Generation |  | 0 | 0 | 0 | 0 | 0 | 0 | 0 | 0 | 0 | 0 | 0
2016 | CA | WECC | - | BC | MW | Standby Load Under Contract |  | 0 | 0 | 0 | 0 | 0 | 0 | 0 | 0 | 0 | 0 | 0
2016 | CA | WECC | - | BC | MW | Total Internal Demand |  | 11249 | 11532 | 11740 | 11993 | 12140 | 12242 | 12401 | 12524 | 12690 | 12853 | 13040
2016 | CA | WECC | - | BC | MW | Controllable and Dispatchable Demand Response - Available |  | 0 | 0 | 0 | 0 | 0 | 0 | 0 | 0 | 0 | 0 | 0
2016 | CA | WECC | - | BC | MW | Net Internal Demand |  | 11249 | 11532 | 11740 | 11993 | 12140 | 12242 | 12401 | 12524 | 12690 | 12853 | 13040
2016 | CA | WECC | - | BC | MW | Behind the Meter Generation - Capacity |  | 0 | 0 | 0 | 0 | 0 | 0 | 0 | 0 | 0 | 0 | 0
2016 | CA | WECC | - | BC | MW | Other Capacity Adjustments - Additions |  | 0 | 0 | 0 | 0 | 0 | 0 | 0 | 0 | 0 | 0 | 0
2016 | CA | WECC | - | BC | MW | Other Capacity Adjustments - Reductions |  | 0 | 0 | 0 | 0 | 0 | 0 | 0 | 0 | 0 | 0 | 0
2016 | CA | WECC | - | BC | MW | Confirmed Retirements |  | 456 | 912 | 912 | 912 | 912 | 912 | 912 | 912 | 912 | 912 | 912
2016 | CA | WECC | - | BC | MW | Unconfirmed Retirements |  | 0 | 0 | 0 | 0 | 0 | 0 | 0 | 0 | 0 | 0 | 0
2016 | CA | WECC | - | BC | MW | Scheduled Outages |  | 0 | 316 | 316 | 316 | 316 | 316 | 316 | 316 | 316 | 316 | 316
2016 | CA | WECC | - | BC | MW | Transmission Limitations |  | 0 | 0 | 0 | 0 | 0 | 0 | 0 | 0 | 0 | 0 | 0
2016 | CA | WECC | - | BC | MW | Existing-Certain |  | 12447.3 | 12131.3 | 12167.2 | 12192.7 | 12192.7 | 12172.1 | 12131.3 | 12136.1 | 12167.2 | 12192.7 | 12172.1
2016 | CA | WECC | - | BC | MW | Existing-Other |  | 0 | 0 | 0 | 0 | 0 | 0 | 0 | 0 | 0 | 0 | 0
2016 | CA | WECC | - | BC | MW | Additions - Tier 1 |  | 56 | 114.4 | 146.5 | 201.6 | 201.6 | 194 | 178.9 | 181 | 192.4 | 201.6 | 194
2016 | CA | WECC | - | BC | MW | Additions - Tier 2 |  | 0 | 0 | 0 | 0 | 0 | 0 | 0 | 0 | 990 | 990 | 990
2016 | CA | WECC | - | BC | MW | Additions - Tier 3 |  | 0 | 3.8 | 10.1 | 26.5 | 33.7 | 41.9 | 147.3 | 162.8 | 176.2 | 640.2 | 641.2
2016 | CA | WECC | - | BC | MW | Firm Imports |  | 215 | 715 | 881 | 1084 | 1248 | 1391 | 1625 | 1756 | 1900 | 1950 | 1950
2016 | CA | WECC | - | BC | MW | Firm Imports - Full-Responsibility Purchases |  | 215 | 715 | 881 | 1084 | 1248 | 1391 | 1625 | 1756 | 1900 | 1950 | 1950
2016 | CA | WECC | - | BC | MW | Firm Imports - Owned Capacity/Entitlement Located Outside the Area |  | 0 | 0 | 0 | 0 | 0 | 0 | 0 | 0 | 0 | 0 | 0
2016 | CA | WECC | - | BC | MW | Firm Exports |  | 0 | 0 | 0 | 0 | 0 | 0 | 0 | 0 | 0 | 0 | 0
2016 | CA | WECC | - | BC | MW | Firm Exports - Full-Responsibility Sales |  | 0 | 0 | 0 | 0 | 0 | 0 | 0 | 0 | 0 | 0 | 0
2016 | CA | WECC | - | BC | MW | Firm Exports - Owned Capacity/Entitlement Located Inside the Area |  | 0 | 0 | 0 | 0 | 0 | 0 | 0 | 0 | 0 | 0 | 0
2016 | CA | WECC | - | BC | MW | Net Firm Capacity Transfers |  | 215 | 715 | 881 | 1084 | 1248 | 1391 | 1625 | 1756 | 1900 | 1950 | 1950
2016 | CA | WECC | - | BC | MW | Expected Imports |  | 0 | 0 | 0 | 0 | 0 | 0 | 0 | 0 | 0 | 0 | 0
2016 | CA | WECC | - | BC | MW | Expected Exports |  | 0 | 0 | 0 | 0 | 0 | 0 | 0 | 0 | 0 | 0 | 0
2016 | CA | WECC | - | BC | MW | Net Expected Transfers |  | 0 | 0 | 0 | 0 | 0 | 0 | 0 | 0 | 0 | 0 | 0
2016 | CA | WECC | - | BC | MW | Existing-Certain & Net Firm Transfers |  | 12662.3 | 12846.3 | 13048.2 | 13276.7 | 13440.7 | 13563.1 | 13756.3 | 13892.1 | 14067.2 | 14142.7 | 14122.1
2016 | CA | WECC | - | BC | MW | Anticipated Resources |  | 12718.3 | 12960.7 | 13194.7 | 13478.3 | 13642.3 | 13757.1 | 13935.2 | 14073.1 | 14259.6 | 14344.3 | 14316.1
2016 | CA | WECC | - | BC | MW | Prospective Resources |  | 12718.3 | 12960.7 | 13194.7 | 13478.3 | 13642.3 | 13757.1 | 13935.2 | 14073.1 | 15249.6 | 15334.3 | 15306.1
2016 | CA | WECC | - | BC | MW | Existing-Certain and Net Firm Transfers Excess/Shortfall |  | 52.171 | -81.072 | -112.34 | -167.453 | -168.24 | -160.182 | -145.221 | -147.304 | -158.29 | -265.513 | -495.74
2016 | CA | WECC | - | BC | MW | Anticipated Excess/Shortfall |  | 108.171 | 33.328 | 34.16 | 34.147 | 33.36 | 33.818 | 33.679 | 33.696 | 34.11 | -63.913 | -301.74
2016 | CA | WECC | - | BC | MW | Prospective Excess/Shortfall |  | 108.171 | 33.328 | 34.16 | 34.147 | 33.36 | 33.818 | 33.679 | 33.696 | 1024.11 | 926.087 | 688.26
2016 | CA | WECC | - | BC | % | Existing-Certain and Net Firm Transfers Reserve Margin |  | 0.12564 | 0.11397 | 0.11143 | 0.10704 | 0.10714 | 0.10792 | 0.10929 | 0.10924 | 0.10853 | 0.10034 | 0.082983
2016 | CA | WECC | - | BC | % | Anticipated Reserve Margin |  | 0.13062 | 0.12389 | 0.12391 | 0.12385 | 0.12375 | 0.12376 | 0.12372 | 0.12369 | 0.12369 | 0.11603 | 0.09786
2016 | CA | WECC | - | BC | % | Prospective Reserve Margin |  | 0.13062 | 0.12389 | 0.12391 | 0.12385 | 0.12375 | 0.12376 | 0.12372 | 0.12369 | 0.2017 | 0.19305 | 0.17378
2016 | CA | WECC | - | BC | % | Reference Margin Level |  | 12.1% | 12.1% | 12.1% | 12.1% | 12.1% | 12.1% | 12.1% | 12.1% | 12.1% | 12.1% | 12.1%
2016 | US/MX | WECC | - | CAMX | MW | Energy Efficiency and Conservation |  | 111 | 162 | 221 | 254 | 298 | 346 | 387 | 441 | 489 | 538 | 587
2016 | US/MX | WECC | - | CAMX | MW | Behind the Meter Generation |  | 0 | 0 | 0 | 0 | 0 | 0 | 0 | 0 | 0 | 0 | 0
2016 | US/MX | WECC | - | CAMX | MW | Distributed Generation |  | 0 | 0 | 0 | 0 | 0 | 0 | 0 | 0 | 0 | 0 | 0
2016 | US/MX | WECC | - | CAMX | MW | Standby Load Under Contract |  | 2617 | 2636 | 2654 | 2674 | 2693 | 2711 | 2731 | 2750 | 2770 | 2789 | 2809
2016 | US/MX | WECC | - | CAMX | MW | Total Internal Demand |  | 39528 | 39529 | 39331 | 39174 | 39121 | 39120 | 39224 | 39242 | 39191 | 39120 | 39018
2016 | US/MX | WECC | - | CAMX | MW | Controllable and Dispatchable Demand Response - Available |  | 873 | 864 | 863 | 864 | 864 | 864 | 864 | 864 | 864 | 864 | 864
2016 | US/MX | WECC | - | CAMX | MW | Net Internal Demand |  | 38655 | 38665 | 38468 | 38310 | 38257 | 38256 | 38360 | 38378 | 38327 | 38256 | 38154
2016 | US/MX | WECC | - | CAMX | MW | Behind the Meter Generation - Capacity |  | 0 | 0 | 0 | 0 | 0 | 0 | 0 | 0 | 0 | 0 | 0
2016 | US/MX | WECC | - | CAMX | MW | Other Capacity Adjustments - Additions |  | 0 | 0 | 0 | 0 | 0 | 0 | 0 | 0 | 0 | 0 | 0
2016 | US/MX | WECC | - | CAMX | MW | Other Capacity Adjustments - Reductions |  | 0 | 0 | 0 | 0 | 0 | 0 | 0 | 0 | 0 | 0 | 0
2016 | US/MX | WECC | - | CAMX | MW | Confirmed Retirements |  | 709.92 | 709.92 | 709.92 | 709.92 | 709.92 | 1060.92 | 1060.92 | 1060.92 | 1504.92 | 1504.92 | 1504.92
2016 | US/MX | WECC | - | CAMX | MW | Unconfirmed Retirements |  | 0 | 0 | 0 | 0 | 0 | 0 | 0 | 0 | 1130 | 2260 | 2260
2016 | US/MX | WECC | - | CAMX | MW | Scheduled Outages |  | 0 | 8167 | 8167 | 8167 | 8167 | 8167 | 8167 | 8167 | 8167 | 8167 | 8167
2016 | US/MX | WECC | - | CAMX | MW | Transmission Limitations |  | 0 | 0 | 0 | 0 | 0 | 0 | 0 | 0 | 0 | 0 | 0
2016 | US/MX | WECC | - | CAMX | MW | Existing-Certain |  | 54720.1 | 46553.1 | 46616.8 | 46592 | 46557.8 | 46228.1 | 46202.1 | 46228 | 45774.5 | 45777.1 | 45775.3
2016 | US/MX | WECC | - | CAMX | MW | Existing-Other |  | 0 | 0 | 0 | 0 | 0 | 0 | 0 | 0 | 0 | 0 | 0
2016 | US/MX | WECC | - | CAMX | MW | Additions - Tier 1 |  | 666.7 | 680.3 | 2313.4 | 2581.8 | 3061.6 | 3368.1 | 3359.7 | 3362.3 | 3806.1 | 3809.7 | 3809.7
2016 | US/MX | WECC | - | CAMX | MW | Additions - Tier 2 |  | 0 | 94.3 | 94.3 | 166.3 | 200.3 | 200.3 | 200.3 | 200.3 | 200.3 | 200.3 | 200.3
2016 | US/MX | WECC | - | CAMX | MW | Additions - Tier 3 |  | 0 | 0 | 10.8 | 286.8 | 494.7 | 447.2 | 475.7 | 456.7 | 618.4 | 618.4 | 447.2
2016 | US/MX | WECC | - | CAMX | MW | Firm Imports |  | 2485 | 4854 | 2485 | 2485 | 2485 | 2485 | 3014 | 2491 | 2485 | 2485 | 2485
2016 | US/MX | WECC | - | CAMX | MW | Firm Imports - Full-Responsibility Purchases |  | 0 | 2358 | 0 | 0 | 0 | 0 | 518 | 0 | 0 | 0 | 0
2016 | US/MX | WECC | - | CAMX | MW | Firm Imports - Owned Capacity/Entitlement Located Outside the Area |  | 2485 | 2496 | 2485 | 2485 | 2485 | 2485 | 2496 | 2491 | 2485 | 2485 | 2485
2016 | US/MX | WECC | - | CAMX | MW | Firm Exports |  | 2645 | 2459 | 3018 | 3349 | 3603 | 4274 | 4780 | 4266 | 4317 | 4611 | 4860
2016 | US/MX | WECC | - | CAMX | MW | Firm Exports - Full-Responsibility Sales |  | 2049 | 1863 | 2422 | 2753 | 3007 | 3678 | 4184 | 3670 | 3721 | 4015 | 4264
2016 | US/MX | WECC | - | CAMX | MW | Firm Exports - Owned Capacity/Entitlement Located Inside the Area |  | 596 | 596 | 596 | 596 | 596 | 596 | 596 | 596 | 596 | 596 | 596
2016 | US/MX | WECC | - | CAMX | MW | Net Firm Capacity Transfers |  | -160 | 2395 | -533 | -864 | -1118 | -1789 | -1766 | -1775 | -1832 | -2126 | -2375
2016 | US/MX | WECC | - | CAMX | MW | Expected Imports |  | 0 | 0 | 0 | 0 | 0 | 0 | 0 | 0 | 0 | 0 | 0
2016 | US/MX | WECC | - | CAMX | MW | Expected Exports |  | 0 | 0 | 0 | 0 | 0 | 0 | 0 | 0 | 0 | 0 | 0
2016 | US/MX | WECC | - | CAMX | MW | Net Expected Transfers |  | 0 | 0 | 0 | 0 | 0 | 0 | 0 | 0 | 0 | 0 | 0
2016 | US/MX | WECC | - | CAMX | MW | Existing-Certain & Net Firm Transfers |  | 54560.1 | 48948.1 | 46083.8 | 45728 | 45439.8 | 44439.1 | 44436.1 | 44453 | 43942.5 | 43651.1 | 43400.3
2016 | US/MX | WECC | - | CAMX | MW | Anticipated Resources |  | 55226.8 | 49628.4 | 48397.2 | 48309.8 | 48501.4 | 47807.2 | 47795.8 | 47815.3 | 47748.6 | 47460.8 | 47210
2016 | US/MX | WECC | - | CAMX | MW | Prospective Resources |  | 55226.8 | 49722.7 | 48491.5 | 48476.1 | 48701.7 | 48007.5 | 47996.1 | 48015.6 | 46818.9 | 45401.1 | 45150.3
2016 | US/MX | WECC | - | CAMX | MW | Existing-Certain and Net Firm Transfers Excess/Shortfall |  | 10686.675 | 5063.325 | 2422.62 | 2246.15 | 2018.105 | 1018.54 | 897.5 | 893.97 | 441.355 | 230.54 | 95.51
2016 | US/MX | WECC | - | CAMX | MW | Anticipated Excess/Shortfall |  | 11353.375 | 5743.625 | 4736.02 | 4827.95 | 5079.705 | 4386.64 | 4257.2 | 4256.27 | 4247.455 | 4040.24 | 3905.21
2016 | US/MX | WECC | - | CAMX | MW | Prospective Excess/Shortfall |  | 11353.375 | 5837.925 | 4830.32 | 4994.25 | 5280.005 | 4586.94 | 4457.5 | 4456.57 | 3317.755 | 1980.54 | 1845.51
2016 | US/MX | WECC | - | CAMX | % | Existing-Certain and Net Firm Transfers Reserve Margin |  | 0.41146 | 0.26595 | 0.19798 | 0.19363 | 0.18775 | 0.16162 | 0.1584 | 0.15829 | 0.14652 | 0.14103 | 0.1375
2016 | US/MX | WECC | - | CAMX | % | Anticipated Reserve Margin |  | 0.42871 | 0.28355 | 0.25812 | 0.26102 | 0.26778 | 0.24967 | 0.24598 | 0.2459 | 0.24582 | 0.24061 | 0.23735
2016 | US/MX | WECC | - | CAMX | % | Prospective Reserve Margin |  | 0.42871 | 0.28599 | 0.26057 | 0.26536 | 0.27301 | 0.2549 | 0.2512 | 0.25112 | 0.22156 | 0.18677 | 0.18337
2016 | US/MX | WECC | - | CAMX | % | Reference Margin Level |  | 13.5% | 13.5% | 13.5% | 13.5% | 13.5% | 13.5% | 13.5% | 13.5% | 13.5% | 13.5% | 13.5%
2016 | US | WECC | - | NWPP-US | MW | Energy Efficiency and Conservation |  | 441 | 641 | 772 | 885 | 1044 | 1161 | 1269 | 1365 | 1396 | 1424 | 1402
2016 | US | WECC | - | NWPP-US | MW | Behind the Meter Generation |  | 0 | 0 | 0 | 0 | 0 | 0 | 0 | 0 | 0 | 0 | 0
2016 | US | WECC | - | NWPP-US | MW | Distributed Generation |  | 0 | 0 | 0 | 0 | 0 | 0 | 0 | 0 | 0 | 0 | 0
2016 | US | WECC | - | NWPP-US | MW | Standby Load Under Contract |  | 0 | 0 | 0 | 0 | 0 | 0 | 0 | 0 | 0 | 0 | 0
2016 | US | WECC | - | NWPP-US | MW | Total Internal Demand |  | 46922 | 47822 | 48153 | 48470 | 48640 | 48918 | 49410 | 49696 | 49923 | 50268 | 50263
2016 | US | WECC | - | NWPP-US | MW | Controllable and Dispatchable Demand Response - Available |  | 9 | 32 | 31 | 32 | 33 | 33 | 33 | 33 | 33 | 33 | 33
2016 | US | WECC | - | NWPP-US | MW | Net Internal Demand |  | 46913 | 47790 | 48122 | 48438 | 48607 | 48885 | 49377 | 49663 | 49890 | 50235 | 50230
2016 | US | WECC | - | NWPP-US | MW | Behind the Meter Generation - Capacity |  | 0 | 0 | 0 | 0 | 0 | 0 | 0 | 0 | 0 | 0 | 0
2016 | US | WECC | - | NWPP-US | MW | Other Capacity Adjustments - Additions |  | 0 | 0 | 0 | 0 | 0 | 0 | 0 | 0 | 0 | 0 | 0
2016 | US | WECC | - | NWPP-US | MW | Other Capacity Adjustments - Reductions |  | 0 | 0 | 0 | 0 | 0 | 0 | 0 | 0 | 0 | 0 | 0
2016 | US | WECC | - | NWPP-US | MW | Confirmed Retirements |  | 410.2 | 549.4 | 812.2 | 1078 | 1078 | 1747 | 2114 | 2114 | 2114 | 2330 | 2674
2016 | US | WECC | - | NWPP-US | MW | Unconfirmed Retirements |  | 0 | 0 | 0 | 0 | 0 | 0 | 0 | 0 | 0 | 0 | 0
2016 | US | WECC | - | NWPP-US | MW | Scheduled Outages |  | 0 | 2385 | 2485 | 2198 | 2155 | 2034 | 1973 | 1991 | 1973 | 1973 | 1973
2016 | US | WECC | - | NWPP-US | MW | Transmission Limitations |  | 0 | 0 | 0 | 0 | 0 | 0 | 0 | 0 | 0 | 0 | 0
2016 | US | WECC | - | NWPP-US | MW | Existing-Certain |  | 54172.5 | 56544.2 | 56078.2 | 56190.4 | 56182 | 55773.7 | 55393 | 55335.6 | 55288.4 | 55112 | 54998
2016 | US | WECC | - | NWPP-US | MW | Existing-Other |  | 0 | 0 | 0 | 0 | 0 | 0 | 0 | 0 | 0 | 0 | 0
2016 | US | WECC | - | NWPP-US | MW | Additions - Tier 1 |  | 10.95 | 653.5 | 662.7 | 677.6 | 718.3 | 717.6 | 721.6 | 721 | 719.5 | 718.3 | 718
2016 | US | WECC | - | NWPP-US | MW | Additions - Tier 2 |  | 0 | 77.5 | 106.5 | 161.1 | 161.1 | 146.5 | 146.5 | 146.5 | 146.5 | 161.1 | 161.1
2016 | US | WECC | - | NWPP-US | MW | Additions - Tier 3 |  | 541.263 | 222.8 | 227.7 | 367.6 | 360 | 219.9 | 248.7 | 749 | 1354.4 | 1359.8 | 1354.4
2016 | US | WECC | - | NWPP-US | MW | Firm Imports |  | 5533 | 3914 | 3947 | 4251 | 4589 | 5449 | 6310 | 6741 | 7205 | 7540 | 7748
2016 | US | WECC | - | NWPP-US | MW | Firm Imports - Full-Responsibility Purchases |  | 2049 | 425 | 463 | 767 | 1105 | 1965 | 2821 | 3255 | 3721 | 4056 | 4264
2016 | US | WECC | - | NWPP-US | MW | Firm Imports - Owned Capacity/Entitlement Located Outside the Area |  | 3484 | 3489 | 3484 | 3484 | 3484 | 3484 | 3489 | 3486 | 3484 | 3484 | 3484
2016 | US | WECC | - | NWPP-US | MW | Firm Exports |  | 1401 | 483 | 669 | 868 | 1028 | 1150 | 1393 | 1511 | 1670 | 1805 | 1950
2016 | US | WECC | - | NWPP-US | MW | Firm Exports - Full-Responsibility Sales |  | 1401 | 483 | 669 | 868 | 1028 | 1150 | 1393 | 1511 | 1670 | 1805 | 1950
2016 | US | WECC | - | NWPP-US | MW | Firm Exports - Owned Capacity/Entitlement Located Inside the Area |  | 0 | 0 | 0 | 0 | 0 | 0 | 0 | 0 | 0 | 0 | 0
2016 | US | WECC | - | NWPP-US | MW | Net Firm Capacity Transfers |  | 4132 | 3431 | 3278 | 3383 | 3561 | 4299 | 4917 | 5230 | 5535 | 5735 | 5798
2016 | US | WECC | - | NWPP-US | MW | Expected Imports |  | 0 | 0 | 0 | 0 | 0 | 0 | 0 | 0 | 0 | 0 | 0
2016 | US | WECC | - | NWPP-US | MW | Expected Exports |  | 0 | 0 | 0 | 0 | 0 | 0 | 0 | 0 | 0 | 0 | 0
2016 | US | WECC | - | NWPP-US | MW | Net Expected Transfers |  | 0 | 0 | 0 | 0 | 0 | 0 | 0 | 0 | 0 | 0 | 0
2016 | US | WECC | - | NWPP-US | MW | Existing-Certain & Net Firm Transfers |  | 58304.5 | 59975.2 | 59356.2 | 59573.4 | 59743 | 60072.7 | 60310 | 60565.6 | 60823.4 | 60847 | 60796
2016 | US | WECC | - | NWPP-US | MW | Anticipated Resources |  | 58315.45 | 60628.7 | 60018.9 | 60251 | 60461.3 | 60790.3 | 61031.6 | 61286.6 | 61542.9 | 61565.3 | 61514
2016 | US | WECC | - | NWPP-US | MW | Prospective Resources |  | 58315.45 | 60706.2 | 60125.4 | 60412.1 | 60622.4 | 60936.8 | 61178.1 | 61433.1 | 61689.4 | 61726.4 | 61675.1
2016 | US | WECC | - | NWPP-US | MW | Existing-Certain and Net Firm Transfers Excess/Shortfall |  | 3181.725 | 3821.95 | 2812.85 | 2658.75 | 2629.775 | 2632.825 | 2292.025 | 2211.575 | 2202.65 | 1820.875 | 1775.75
2016 | US | WECC | - | NWPP-US | MW | Anticipated Excess/Shortfall |  | 3192.675 | 4475.45 | 3475.55 | 3336.35 | 3348.075 | 3350.425 | 3013.625 | 2932.575 | 2922.15 | 2539.175 | 2493.75
2016 | US | WECC | - | NWPP-US | MW | Prospective Excess/Shortfall |  | 3192.675 | 4552.95 | 3582.05 | 3497.45 | 3509.175 | 3496.925 | 3160.125 | 3079.075 | 3068.65 | 2700.275 | 2654.85
2016 | US | WECC | - | NWPP-US | % | Existing-Certain and Net Firm Transfers Reserve Margin |  | 0.24282 | 0.25497 | 0.23345 | 0.22989 | 0.2291 | 0.22886 | 0.22142 | 0.21953 | 0.21915 | 0.21125 | 0.21035
2016 | US | WECC | - | NWPP-US | % | Anticipated Reserve Margin |  | 0.24306 | 0.26865 | 0.24722 | 0.24388 | 0.24388 | 0.24354 | 0.23603 | 0.23405 | 0.23357 | 0.22555 | 0.22465
2016 | US | WECC | - | NWPP-US | % | Prospective Reserve Margin |  | 0.24306 | 0.27027 | 0.24944 | 0.2472 | 0.24719 | 0.24653 | 0.239 | 0.237 | 0.23651 | 0.22875 | 0.22785
2016 | US | WECC | - | NWPP-US | % | Reference Margin Level |  | 17.5% | 17.5% | 17.5% | 17.5% | 17.5% | 17.5% | 17.5% | 17.5% | 17.5% | 17.5% | 17.5%
2016 | US | WECC | - | RMRG | MW | Energy Efficiency and Conservation |  | 81 | 151 | 221 | 286 | 350 | 414 | 479 | 543 | 607 | 672 | 736
2016 | US | WECC | - | RMRG | MW | Behind the Meter Generation |  | 0 | 0 | 0 | 0 | 0 | 0 | 0 | 0 | 0 | 0 | 0
2016 | US | WECC | - | RMRG | MW | Distributed Generation |  | 0 | 0 | 0 | 0 | 0 | 0 | 0 | 0 | 0 | 0 | 0
2016 | US | WECC | - | RMRG | MW | Standby Load Under Contract |  | 0 | 0 | 0 | 0 | 0 | 0 | 0 | 0 | 0 | 0 | 0
2016 | US | WECC | - | RMRG | MW | Total Internal Demand |  | 10311 | 10451 | 10597 | 10842 | 11099 | 11256 | 11425 | 11595 | 11782 | 11942 | 12119
2016 | US | WECC | - | RMRG | MW | Controllable and Dispatchable Demand Response - Available |  | 297 | 319 | 330 | 344 | 361 | 361 | 362 | 362 | 363 | 363 | 363
2016 | US | WECC | - | RMRG | MW | Net Internal Demand |  | 10014 | 10132 | 10267 | 10498 | 10738 | 10895 | 11063 | 11233 | 11419 | 11579 | 11756
2016 | US | WECC | - | RMRG | MW | Behind the Meter Generation - Capacity |  | 0 | 0 | 0 | 0 | 0 | 0 | 0 | 0 | 0 | 0 | 0
2016 | US | WECC | - | RMRG | MW | Other Capacity Adjustments - Additions |  | 0 | 0 | 0 | 0 | 0 | 0 | 0 | 0 | 0 | 0 | 0
2016 | US | WECC | - | RMRG | MW | Other Capacity Adjustments - Reductions |  | 0 | 0 | 0 | 0 | 0 | 0 | 0 | 0 | 0 | 0 | 0
2016 | US | WECC | - | RMRG | MW | Confirmed Retirements |  | 6 | 6 | 588 | 588 | 641 | 741 | 741 | 741 | 741 | 741 | 741
2016 | US | WECC | - | RMRG | MW | Unconfirmed Retirements |  | 0 | 0 | 0 | 0 | 0 | 0 | 0 | 0 | 0 | 0 | 0
2016 | US | WECC | - | RMRG | MW | Scheduled Outages |  | 0 | 0 | 0 | 0 | 0 | 0 | 0 | 0 | 0 | 0 | 0
2016 | US | WECC | - | RMRG | MW | Transmission Limitations |  | 0 | 0 | 0 | 0 | 0 | 0 | 0 | 0 | 0 | 0 | 0
2016 | US | WECC | - | RMRG | MW | Existing-Certain |  | 18652.6 | 18616.6834 | 18092.0702 | 18078.734 | 18031.9116 | 17916.443 | 17881.6834 | 17880.9112 | 17939.0702 | 17931.9116 | 17796.8962
2016 | US | WECC | - | RMRG | MW | Existing-Other |  | 0 | 0 | 0 | 0 | 0 | 0 | 0 | 0 | 0 | 0 | 0
2016 | US | WECC | - | RMRG | MW | Additions - Tier 1 |  | 0 | 100 | 456.2 | 456.2 | 456.2 | 454.1 | 452 | 452 | 456.2 | 456.2 | 447.8
2016 | US | WECC | - | RMRG | MW | Additions - Tier 2 |  | 0 | 0 | -30.78 | -53.4835 | -47.027 | -47.027 | -49.569 | -49.569 | -48.298 | -47.027 | -45.756
2016 | US | WECC | - | RMRG | MW | Additions - Tier 3 |  | 33 | 33 | 46.5 | 43.5 | 43.5 | 82.5 | 55 | 55 | 77.5 | 72.5 | 52.5
2016 | US | WECC | - | RMRG | MW | Firm Imports |  | 418 | 418 | 418 | 418 | 418 | 418 | 418 | 418 | 418 | 418 | 418
2016 | US | WECC | - | RMRG | MW | Firm Imports - Full-Responsibility Purchases |  | 0 | 0 | 0 | 0 | 0 | 0 | 0 | 0 | 0 | 0 | 0
2016 | US | WECC | - | RMRG | MW | Firm Imports - Owned Capacity/Entitlement Located Outside the Area |  | 418 | 418 | 418 | 418 | 418 | 418 | 418 | 418 | 418 | 418 | 418
2016 | US | WECC | - | RMRG | MW | Firm Exports |  | 2741 | 2741 | 2741 | 2741 | 2741 | 2741 | 2741 | 2821 | 2741 | 2742 | 2741
2016 | US | WECC | - | RMRG | MW | Firm Exports - Full-Responsibility Sales |  | 0 | 0 | 0 | 0 | 0 | 0 | 0 | 80 | 0 | 1 | 0
2016 | US | WECC | - | RMRG | MW | Firm Exports - Owned Capacity/Entitlement Located Inside the Area |  | 2741 | 2741 | 2741 | 2741 | 2741 | 2741 | 2741 | 2741 | 2741 | 2741 | 2741
2016 | US | WECC | - | RMRG | MW | Net Firm Capacity Transfers |  | -2323 | -2323 | -2323 | -2323 | -2323 | -2323 | -2323 | -2403 | -2323 | -2324 | -2323
2016 | US | WECC | - | RMRG | MW | Expected Imports |  | 0 | 0 | 0 | 0 | 0 | 0 | 0 | 0 | 0 | 0 | 0
2016 | US | WECC | - | RMRG | MW | Expected Exports |  | 0 | 0 | 0 | 0 | 0 | 0 | 0 | 0 | 0 | 0 | 0
2016 | US | WECC | - | RMRG | MW | Net Expected Transfers |  | 0 | 0 | 0 | 0 | 0 | 0 | 0 | 0 | 0 | 0 | 0
2016 | US | WECC | - | RMRG | MW | Existing-Certain & Net Firm Transfers |  | 16329.6 | 16293.6834 | 15769.0702 | 15755.734 | 15708.9116 | 15593.443 | 15558.6834 | 15477.9112 | 15616.0702 | 15607.9116 | 15473.8962
2016 | US | WECC | - | RMRG | MW | Anticipated Resources |  | 16329.6 | 16393.6834 | 16225.2702 | 16211.934 | 16165.1116 | 16047.543 | 16010.6834 | 15929.9112 | 16072.2702 | 16064.1116 | 15921.6962
2016 | US | WECC | - | RMRG | MW | Prospective Resources |  | 16329.6 | 16393.6834 | 16194.4902 | 16158.4505 | 16118.0846 | 16000.516 | 15961.1144 | 15880.3422 | 16023.9722 | 16017.0846 | 15875.9402
2016 | US | WECC | - | RMRG | MW | Existing-Certain and Net Firm Transfers Excess/Shortfall |  | 5148.969 | 4981.3054 | 4305.9647 | 4034.717 | 3719.9346 | 3429.1755 | 3206.8439 | 2936.2667 | 2866.7567 | 2679.9581 | 2348.3222
2016 | US | WECC | - | RMRG | MW | Anticipated Excess/Shortfall |  | 5148.969 | 5081.3054 | 4762.1647 | 4490.917 | 4176.1346 | 3883.2755 | 3658.8439 | 3388.2667 | 3322.9567 | 3136.1581 | 2796.1222
2016 | US | WECC | - | RMRG | MW | Prospective Excess/Shortfall |  | 5148.969 | 5081.3054 | 4731.3847 | 4437.4335 | 4129.1076 | 3836.2485 | 3609.2749 | 3338.6977 | 3274.6587 | 3089.1311 | 2750.3662
2016 | US | WECC | - | RMRG | % | Existing-Certain and Net Firm Transfers Reserve Margin |  | 0.63068 | 0.60814 | 0.5359 | 0.50083 | 0.46293 | 0.43125 | 0.40637 | 0.3779 | 0.36755 | 0.34795 | 0.31626
2016 | US | WECC | - | RMRG | % | Anticipated Reserve Margin |  | 0.63068 | 0.61801 | 0.58033 | 0.54429 | 0.50541 | 0.47293 | 0.44723 | 0.41814 | 0.4075 | 0.38735 | 0.35435
2016 | US | WECC | - | RMRG | % | Prospective Reserve Margin |  | 0.63068 | 0.61801 | 0.57733 | 0.53919 | 0.50103 | 0.46861 | 0.44275 | 0.41372 | 0.40327 | 0.38329 | 0.35045
2016 | US | WECC | - | RMRG | % | Reference Margin Level |  | 11.65% | 11.65% | 11.65% | 11.65% | 11.65% | 11.65% | 11.65% | 11.65% | 11.65% | 11.65% | 11.65%
2016 | US | WECC | - | SRSG | MW | Energy Efficiency and Conservation |  | 268 | 341 | 409 | 470 | 530 | 568 | 585 | 603 | 614 | 627 | 641
2016 | US | WECC | - | SRSG | MW | Behind the Meter Generation |  | 0 | 0 | 0 | 0 | 0 | 0 | 0 | 0 | 0 | 0 | 0
2016 | US | WECC | - | SRSG | MW | Distributed Generation |  | 1 | 1 | 1 | 1 | 1 | 2 | 2 | 2 | 2 | 2 | 2
2016 | US | WECC | - | SRSG | MW | Standby Load Under Contract |  | 43 | 56 | 68 | 73 | 107 | 116 | 124 | 129 | 132 | 135 | 129
2016 | US | WECC | - | SRSG | MW | Total Internal Demand |  | 14737 | 14925 | 15142 | 15469 | 15654 | 15981 | 16346 | 16627 | 16889 | 17204 | 17519
2016 | US | WECC | - | SRSG | MW | Controllable and Dispatchable Demand Response - Available |  | 306 | 303 | 303 | 292 | 292 | 292 | 292 | 292 | 292 | 292 | 292
2016 | US | WECC | - | SRSG | MW | Net Internal Demand |  | 14431 | 14622 | 14839 | 15177 | 15362 | 15689 | 16054 | 16335 | 16597 | 16912 | 17227
2016 | US | WECC | - | SRSG | MW | Behind the Meter Generation - Capacity |  | 0 | 0 | 0 | 0 | 0 | 0 | 0 | 0 | 0 | 0 | 0
2016 | US | WECC | - | SRSG | MW | Other Capacity Adjustments - Additions |  | 0 | 0 | 0 | 0 | 0 | 0 | 0 | 0 | 0 | 0 | 0
2016 | US | WECC | - | SRSG | MW | Other Capacity Adjustments - Reductions |  | 0 | 0 | 0 | 0 | 0 | 0 | 0 | 0 | 0 | 0 | 0
2016 | US | WECC | - | SRSG | MW | Confirmed Retirements |  | 46 | 306 | 526 | 526 | 526 | 574 | 657 | 805 | 953 | 1050 | 1114
2016 | US | WECC | - | SRSG | MW | Unconfirmed Retirements |  | 0 | 0 | 0 | 0 | 0 | 0 | 0 | 0 | 0 | 0 | 0
2016 | US | WECC | - | SRSG | MW | Scheduled Outages |  | 0 | 52 | 0 | 0 | 0 | 0 | 0 | 0 | 0 | 0 | 0
2016 | US | WECC | - | SRSG | MW | Transmission Limitations |  | 0 | 0 | 0 | 0 | 0 | 0 | 0 | 0 | 0 | 0 | 0
2016 | US | WECC | - | SRSG | MW | Existing-Certain |  | 32406.9 | 32313.3574 | 32139.0647 | 32118.6384 | 32154.7467 | 32121.9087 | 32014.3574 | 31852.2237 | 31712.0647 | 31630.7467 | 31581.9087
2016 | US | WECC | - | SRSG | MW | Existing-Other |  | 0 | 0 | 0 | 0 | 0 | 0 | 0 | 0 | 0 | 0 | 0
2016 | US | WECC | - | SRSG | MW | Additions - Tier 1 |  | 93.2 | 200.27 | 722.27 | 722.27 | 722.27 | 722.27 | 1007.27 | 1007.27 | 1292.27 | 1385.47 | 1478.67
2016 | US | WECC | - | SRSG | MW | Additions - Tier 2 |  | 0 | 0 | -839 | -839 | 161 | 161 | 161 | 161 | 161 | 161 | 161
2016 | US | WECC | - | SRSG | MW | Additions - Tier 3 |  | 0 | 84 | 290.25 | 873 | 916.75 | 1341.04 | 1635.79 | 2256.79 | 2844.84 | 2951.34 | 2967.84
2016 | US | WECC | - | SRSG | MW | Firm Imports |  | 379 | 379 | 379 | 379 | 379 | 379 | 379 | 379 | 379 | 379 | 379
2016 | US | WECC | - | SRSG | MW | Firm Imports - Full-Responsibility Purchases |  | 0 | 0 | 0 | 0 | 0 | 0 | 0 | 0 | 0 | 0 | 0
2016 | US | WECC | - | SRSG | MW | Firm Imports - Owned Capacity/Entitlement Located Outside the Area |  | 379 | 379 | 379 | 379 | 379 | 379 | 379 | 379 | 379 | 379 | 379
2016 | US | WECC | - | SRSG | MW | Firm Exports |  | 3404 | 3412 | 3404 | 3387 | 3404 | 3404 | 3412 | 3404 | 3404 | 3404 | 3404
2016 | US | WECC | - | SRSG | MW | Firm Exports - Full-Responsibility Sales |  | 0 | 0 | 0 | 0 | 0 | 0 | 0 | 0 | 0 | 0 | 0
2016 | US | WECC | - | SRSG | MW | Firm Exports - Owned Capacity/Entitlement Located Inside the Area |  | 3404 | 3412 | 3404 | 3387 | 3404 | 3404 | 3412 | 3404 | 3404 | 3404 | 3404
2016 | US | WECC | - | SRSG | MW | Net Firm Capacity Transfers |  | -3025 | -3033 | -3025 | -3008 | -3025 | -3025 | -3033 | -3025 | -3025 | -3025 | -3025
2016 | US | WECC | - | SRSG | MW | Expected Imports |  | 0 | 0 | 0 | 0 | 0 | 0 | 0 | 0 | 0 | 0 | 0
2016 | US | WECC | - | SRSG | MW | Expected Exports |  | 0 | 0 | 0 | 0 | 0 | 0 | 0 | 0 | 0 | 0 | 0
2016 | US | WECC | - | SRSG | MW | Net Expected Transfers |  | 0 | 0 | 0 | 0 | 0 | 0 | 0 | 0 | 0 | 0 | 0
2016 | US | WECC | - | SRSG | MW | Existing-Certain & Net Firm Transfers |  | 29381.9 | 29280.3574 | 29114.0647 | 29110.6384 | 29129.7467 | 29096.9087 | 28981.3574 | 28827.2237 | 28687.0647 | 28605.7467 | 28556.9087
2016 | US | WECC | - | SRSG | MW | Anticipated Resources |  | 29475.1 | 29480.6274 | 29836.3347 | 29832.9084 | 29852.0167 | 29819.1787 | 29988.6274 | 29834.4937 | 29979.3347 | 29991.2167 | 30035.5787
2016 | US | WECC | - | SRSG | MW | Prospective Resources |  | 29475.1 | 29480.6274 | 28997.3347 | 28993.9084 | 30013.0167 | 29980.1787 | 30149.6274 | 29995.4937 | 30140.3347 | 30152.2167 | 30196.5787
2016 | US | WECC | - | SRSG | MW | Existing-Certain and Net Firm Transfers Excess/Shortfall |  | 13203.3059 | 12887.6332 | 12478.0618 | 12095.7037 | 11907.4085 | 11507.9708 | 10983.218 | 10514.0552 | 10080.168 | 9645.7035 | 9243.719
2016 | US | WECC | - | SRSG | MW | Anticipated Excess/Shortfall |  | 13296.5059 | 13087.9032 | 13200.3318 | 12817.9737 | 12629.6785 | 12230.2408 | 11990.488 | 11521.3252 | 11372.438 | 11031.1735 | 10722.389
2016 | US | WECC | - | SRSG | MW | Prospective Excess/Shortfall |  | 13296.5059 | 13087.9032 | 12361.3318 | 11978.9737 | 12790.6785 | 12391.2408 | 12151.488 | 11682.3252 | 11533.438 | 11192.1735 | 10883.389
2016 | US | WECC | - | SRSG | % | Existing-Certain and Net Firm Transfers Reserve Margin |  | 1.036 | 1.0025 | 0.962 | 0.91808 | 0.89622 | 0.85461 | 0.80524 | 0.76475 | 0.72845 | 0.69145 | 0.65768
2016 | US | WECC | - | SRSG | % | Anticipated Reserve Margin |  | 1.0425 | 1.0162 | 1.0107 | 0.96567 | 0.94324 | 0.90064 | 0.86798 | 0.82642 | 0.80631 | 0.77337 | 0.74352
2016 | US | WECC | - | SRSG | % | Prospective Reserve Margin |  | 1.0425 | 1.0162 | 0.95413 | 0.91038 | 0.95372 | 0.9109 | 0.87801 | 0.83627 | 0.81601 | 0.78289 | 0.75286
2016 | US | WECC | - | SRSG | % | Reference Margin Level |  | 12.11% | 12.11% | 12.11% | 12.11% | 12.11% | 12.11% | 12.11% | 12.11% | 12.11% | 12.11% | 12.11%
2017 | US | FRCC | - | FRCC | MW | Energy Efficiency and Conservation |  | 77 | 131 | 183 | 237 | 283 | 333 | 383 | 431 | 482 | 529 | 529
2017 | US | FRCC | - | FRCC | MW | Total Installed Photovoltaic |  | 210.096 | 318.9092 | 477.6691 | 659.8743 | 777.5217 | 867.7436 | 957.5531 | 1060.92 | 1119.9313 | 1184.4966 | 1184.4966
2017 | US | FRCC | - | FRCC | MW | Photovoltaic On-Peak |  | 1.8033 | 1.8263 | 1.8574 | 1.8963 | 1.9079 | 1.9145 | 1.9233 | 1.9347 | 1.9475 | 1.9616 | 1.9616
2017 | US | FRCC | - | FRCC | MW | Total Internal Demand |  | 44836 | 45350 | 45769 | 46270 | 46659 | 47096 | 47535 | 47933 | 48356 | 48801 | 48801
2017 | US | FRCC | - | FRCC | MW | Controllable and Dispatchable Demand Response - Available |  | 2842 | 2888 | 2934 | 2985 | 3000 | 3030 | 3046 | 3052 | 3081 | 3112 | 3112
2017 | US | FRCC | - | FRCC | MW | Net Internal Demand |  | 41994 | 42462 | 42835 | 43285 | 43659 | 44066 | 44489 | 44881 | 45275 | 45689 | 45689
2017 | US | FRCC | - | FRCC | MW | Behind the Meter Generation - Capacity |  | 0 | 0 | 0 | 0 | 0 | 0 | 0 | 0 | 0 | 0 | 0
2017 | US | FRCC | - | FRCC | MW | Other Capacity Adjustments - Additions |  | 0 | 0 | 0 | 0 | 0 | 0 | 0 | 0 | 0 | 0 | 0
2017 | US | FRCC | - | FRCC | MW | Other Capacity Adjustments - Reductions |  | 0 | 0 | 0 | 0 | 0 | 0 | 0 | 0 | 0 | 0 | 0
2017 | US | FRCC | - | FRCC | MW | Confirmed Retirements |  | 0 | 2049.3 | 2339.3 | 5213.3 | 5803.3 | 5974.3 | 5974.3 | 6049.3 | 6052.7 | 6052.7 | 6052.7
2017 | US | FRCC | - | FRCC | MW | Unconfirmed Retirements |  | 0 | 0 | 0 | 0 | 0 | 0 | 0 | 0 | 0 | 0 | 0
2017 | US | FRCC | - | FRCC | MW | Scheduled Outages |  | 0 | 0 | 0 | 0 | 0 | 0 | 0 | 0 | 0 | 0 | 0
2017 | US | FRCC | - | FRCC | MW | Transmission Limitations |  | 0 | 0 | 0 | 0 | 0 | 0 | 0 | 0 | 0 | 0 | 0
2017 | US | FRCC | - | FRCC | MW | Existing-Certain |  | 56190.14 | 53736.74 | 53819.24 | 53805.64 | 53264.64 | 53251.64 | 52776.24 | 52106.04 | 51989.04 | 51969.04 | 51969.04
2017 | US | FRCC | - | FRCC | MW | Existing-Other |  | 534.6 | 679.9 | 679.9 | 560.5 | 1106.5 | 1106.5 | 1234.5 | 1904.7 | 2008.7 | 2028.7 | 2028.7
2017 | US | FRCC | - | FRCC | MW | Additions - Tier 1 |  | 715.3 | 2687.3 | 4441.3 | 4441.3 | 5253.3 | 7401.3 | 7756.2 | 8477.8 | 8717 | 8956.2 | 8956.2
2017 | US | FRCC | - | FRCC | MW | Additions - Tier 2 |  | 0 | 0 | 0 | 0 | 0 | 0 | 0 | 0 | 0 | 0 | 0
2017 | US | FRCC | - | FRCC | MW | Additions - Tier 3 |  | 0 | 0 | 0 | 0 | 0 | 0 | 0 | 0 | 0 | 0 | 0
2017 | US | FRCC | - | FRCC | MW | Firm Imports |  | 1253 | 1253 | 1353 | 1453 | 1029 | 1029 | 1029 | 1029 | 1029 | 1029 | 1029
2017 | US | FRCC | - | FRCC | MW | Firm Exports |  | 0 | 0 | 0 | 0 | 0 | 0 | 0 | 0 | 0 | 0 | 0
2017 | US | FRCC | - | FRCC | MW | Net Firm Capacity Transfers |  | 1253 | 1253 | 1353 | 1453 | 1029 | 1029 | 1029 | 1029 | 1029 | 1029 | 1029
2017 | US | FRCC | - | FRCC | MW | Expected Imports |  | 0 | 0 | 0 | 0 | 0 | 0 | 0 | 0 | 0 | 0 | 0
2017 | US | FRCC | - | FRCC | MW | Expected Exports |  | 0 | 0 | 0 | 0 | 0 | 0 | 0 | 0 | 0 | 0 | 0
2017 | US | FRCC | - | FRCC | MW | Net Expected Transfers |  | 0 | 0 | 0 | 0 | 0 | 0 | 0 | 0 | 0 | 0 | 0
2017 | US | FRCC | - | FRCC | MW | Existing-Certain & Net Firm Transfers |  | 57443.14 | 54989.74 | 55172.24 | 55258.64 | 54293.64 | 54280.64 | 53805.24 | 53135.04 | 53018.04 | 52998.04 | 52998.04
2017 | US | FRCC | - | FRCC | MW | Anticipated Resources |  | 58158.44 | 57677.04 | 59613.54 | 59699.94 | 59546.94 | 61681.94 | 61561.44 | 61612.84 | 61735.04 | 61954.24 | 61954.24
2017 | US | FRCC | - | FRCC | MW | Prospective Resources |  | 58693.04 | 58356.94 | 60293.44 | 60260.44 | 60653.44 | 62788.44 | 62795.94 | 63517.54 | 63743.74 | 63982.94 | 63982.94
2017 | US | FRCC | - | FRCC | MW | Existing-Certain and Net Firm Transfers Excess/Shortfall |  | 0 | 0 | 0 | 0 | 0 | 0 | 0 | 0 | 0 | 0 | 0
2017 | US | FRCC | - | FRCC | MW | Anticipated Excess/Shortfall |  | 0 | 0 | 0 | 0 | 0 | 0 | 0 | 0 | 0 | 0 | 0
2017 | US | FRCC | - | FRCC | MW | Prospective Excess/Shortfall |  | 0 | 0 | 0 | 0 | 0 | 0 | 0 | 0 | 0 | 0 | 0
2017 | US | FRCC | - | FRCC | % | Existing-Certain and Net Firm Transfers Reserve Margin |  | 36.79% | 29.5% | 28.8% | 27.66% | 24.36% | 23.18% | 20.94% | 18.39% | 17.1% | 16% | 16%
2017 | US | FRCC | - | FRCC | % | Anticipated Reserve Margin |  | 38.49% | 35.83% | 39.17% | 37.92% | 36.39% | 39.98% | 38.37% | 37.28% | 36.36% | 35.6% | 35.6%
2017 | US | FRCC | - | FRCC | % | Prospective Reserve Margin |  | 39.77% | 37.43% | 40.76% | 39.22% | 38.93% | 42.49% | 41.15% | 41.52% | 40.79% | 40.04% | 40.04%
2017 | US | FRCC | - | FRCC | % | Reference Margin Level |  | 15% | 15% | 15% | 15% | 15% | 15% | 15% | 15% | 15% | 15% | 15%
2017 | US | MRO | - | MISO | MW | Energy Efficiency and Conservation |  | 0 | 97.9 | 97.9 | 97.9 | 97.9 | 97.9 | 97.9 | 97.9 | 97.9 | 97.9 | 97.9
2017 | US | MRO | - | MISO | MW | Total Installed Photovoltaic |  | 411 | 411 | 411 | 411 | 411 | 411 | 411 | 411 | 411 | 411 | 411
2017 | US | MRO | - | MISO | MW | Photovoltaic On-Peak |  | 205.5 | 205.5 | 205.5 | 205.5 | 205.5 | 205.5 | 205.5 | 205.5 | 205.5 | 205.5 | 205.5
2017 | US | MRO | - | MISO | MW | Total Internal Demand |  | 103730.7 | 104294.6 | 105682.8 | 106801.8 | 107595 | 108131.1 | 108754.1 | 109532.3 | 110215.9 | 110880.5 | 111540.4
2017 | US | MRO | - | MISO | MW | Controllable and Dispatchable Demand Response - Available |  | 4346.4689 | 4346.4689 | 4346.4689 | 4346.4689 | 4346.4689 | 4346.4689 | 4346.4689 | 4346.4689 | 4346.4689 | 4346.4689 | 4346.4689
2017 | US | MRO | - | MISO | MW | Net Internal Demand |  | 99384.2311 | 99948.1311 | 101336.3311 | 102455.3311 | 103248.5311 | 103784.6311 | 104407.6311 | 105185.8311 | 105869.4311 | 106534.0311 | 107193.9311
2017 | US | MRO | - | MISO | MW | Behind the Meter Generation - Capacity |  | 4143.5 | 4128.7 | 4148.8 | 4158.7 | 4168.8 | 4168.8 | 4168.8 | 4168.8 | 4168.8 | 4168.8 | 4168.8
2017 | US | MRO | - | MISO | MW | Other Capacity Adjustments - Additions |  | 0 | 0 | 0 | 0 | 0 | 0 | 0 | 0 | 0 | 0 | 0
2017 | US | MRO | - | MISO | MW | Other Capacity Adjustments - Reductions |  | 0 | 0 | 0 | 0 | 0 | 0 | 0 | 0 | 0 | 0 | 0
2017 | US | MRO | - | MISO | MW | Confirmed Retirements |  | 1293.5 | 6124.5 | 7446 | 7446 | 7446 | 7446 | 7446 | 7446 | 7446 | 7446 | 7446
2017 | US | MRO | - | MISO | MW | Unconfirmed Retirements |  | 0 | 0 | 0 | 0 | 0 | 0 | 0 | 0 | 0 | 0 | 0
2017 | US | MRO | - | MISO | MW | Scheduled Outages |  | 0 | 0 | 0 | 0 | 0 | 0 | 0 | 0 | 0 | 0 | 0
2017 | US | MRO | - | MISO | MW | Transmission Limitations |  | 2463 | 2461.8 | 2314.8 | 2093.8 | 1841.3 | 1090.6 | 832.9 | 732.9 | 632.9 | 532.9 | 432.9
2017 | US | MRO | - | MISO | MW | Existing-Certain |  | 144108.0612 | 143581.3825 | 141969.469 | 141718.669 | 141691.7274 | 140427.8618 | 139002.9618 | 138792.4618 | 138191.2618 | 138291.2618 | 138391.2618
2017 | US | MRO | - | MISO | MW | Existing-Other |  | 2193.5197 | 2193.5197 | 2193.5197 | 2193.5197 | 2193.5197 | 2162.3197 | 2162.3197 | 2162.3197 | 2162.3197 | 2162.3197 | 2162.3197
2017 | US | MRO | - | MISO | MW | Additions - Tier 1 |  | 1559.45 | 2061.211 | 4388.752 | 4443.752 | 4508.252 | 4508.252 | 4523.852 | 4523.852 | 4523.852 | 4523.852 | 4523.852
2017 | US | MRO | - | MISO | MW | Additions - Tier 2 |  | 1775.3592 | 3872.5079 | 6103.8065 | 9328.5237 | 11634.2537 | 11634.2537 | 11634.2537 | 11634.2537 | 11634.2537 | 11634.2537 | 11634.2537
2017 | US | MRO | - | MISO | MW | Additions - Tier 3 |  | 1317.809 | 1724.55 | 5256.25 | 10007.05 | 13702.65 | 15398.05 | 17856.45 | 17891.55 | 17927.45 | 17927.45 | 17927.45
2017 | US | MRO | - | MISO | MW | Firm Imports |  | 3913.8 | 3585.3 | 3476.3 | 3476.3 | 3526.3 | 3643.3 | 3643.3 | 3643.3 | 3643.3 | 3193.3 | 3193.3
2017 | US | MRO | - | MISO | MW | Firm Exports |  | 5908 | 4730.6 | 4783.6 | 4540.9 | 4466.9 | 4468.9 | 4480.9 | 4471.9 | 4472.9 | 4124.9 | 4126.9
2017 | US | MRO | - | MISO | MW | Net Firm Capacity Transfers |  | -1994.2 | -1145.3 | -1307.3 | -1064.6 | -940.6 | -825.6 | -837.6 | -828.6 | -829.6 | -931.6 | -933.6
2017 | US | MRO | - | MISO | MW | Expected Imports |  | 0 | 3664.3 | 3664.3 | 7240 | 7240 | 7240 | 7240 | 7240 | 7240 | 7240 | 8531.225
2017 | US | MRO | - | MISO | MW | Expected Exports |  | 0 | 0 | 0 | 0 | 0 | 0 | 0 | 0 | 0 | 0 | 0
2017 | US | MRO | - | MISO | MW | Net Expected Transfers |  | 0 | 3664.3 | 3664.3 | 7240 | 7240 | 7240 | 7240 | 7240 | 7240 | 7240 | 8531.225
2017 | US | MRO | - | MISO | MW | Existing-Certain & Net Firm Transfers |  | 142113.8612 | 142436.0825 | 140662.169 | 140654.069 | 140751.1274 | 139602.2618 | 138165.3618 | 137963.8618 | 137361.6618 | 137359.6618 | 137457.6618
2017 | US | MRO | - | MISO | MW | Anticipated Resources |  | 143673.3112 | 144497.2935 | 145050.921 | 145097.821 | 145259.3794 | 144110.5138 | 142689.2138 | 142487.7138 | 141885.5138 | 141883.5138 | 141981.5138
2017 | US | MRO | - | MISO | MW | Prospective Resources |  | 147642.1901 | 154227.6212 | 157012.5472 | 163859.8644 | 166327.1528 | 165147.0872 | 163725.7872 | 163524.2872 | 162922.0872 | 162920.0872 | 164309.3122
2017 | US | MRO | - | MISO | MW | Existing-Certain and Net Firm Transfers Excess/Shortfall |  | 0 | 0 | 0 | 0 | 0 | 0 | 0 | 0 | 0 | 0 | 0
2017 | US | MRO | - | MISO | MW | Anticipated Excess/Shortfall |  | 0 | 0 | 0 | 0 | 0 | 0 | 0 | 0 | 0 | 0 | 0
2017 | US | MRO | - | MISO | MW | Prospective Excess/Shortfall |  | 0 | 0 | 0 | 0 | 0 | 0 | 0 | 0 | 0 | 0 | 0
2017 | US | MRO | - | MISO | % | Existing-Certain and Net Firm Transfers Reserve Margin |  | 42.99% | 42.51% | 38.81% | 37.28% | 36.32% | 34.51% | 32.33% | 31.16% | 29.75% | 28.94% | 28.23%
2017 | US | MRO | - | MISO | % | Anticipated Reserve Margin |  | 44.56% | 44.57% | 43.14% | 41.62% | 40.69% | 38.86% | 36.67% | 35.46% | 34.02% | 33.18% | 32.45%
2017 | US | MRO | - | MISO | % | Prospective Reserve Margin |  | 48.56% | 54.31% | 54.94% | 59.93% | 61.09% | 59.12% | 56.81% | 55.46% | 53.89% | 52.93% | 53.28%
2017 | US | MRO | - | MISO | % | Reference Margin Level |  | 15.8% | 15.8% | 15.8% | 15.8% | 15.8% | 15.8% | 15.8% | 15.8% | 15.8% | 15.8% | 15.8%
2017 | CA | MRO | - | Manitoba Hydro | MW | Energy Efficiency and Conservation |  | 89.57 | 148.23 | 219.36 | 270.17 | 317.63 | 346.89 | 373.09 | 397.35 | 422.52 | 447.41 | 473.14
2017 | CA | MRO | - | Manitoba Hydro | MW | Behind the Meter Generation |  | 0 | 0 | 0 | 0 | 0 | 0 | 0 | 0 | 0 | 0 | 0
2017 | CA | MRO | - | Manitoba Hydro | MW | Distributed Generation |  | 0 | 0 | 0 | 0 | 0 | 0 | 0 | 0 | 0 | 0 | 0
2017 | CA | MRO | - | Manitoba Hydro | MW | Total Internal Demand |  | 4612.4899 | 4760 | 4642 | 4681 | 4706 | 4739 | 4777 | 4817 | 4840 | 4867 | 4897
2017 | CA | MRO | - | Manitoba Hydro | MW | Controllable and Dispatchable Demand Response - Available |  | 0 | 0 | 0 | 0 | 0 | 0 | 0 | 0 | 0 | 0 | 0
2017 | CA | MRO | - | Manitoba Hydro | MW | Net Internal Demand |  | 4612.4899 | 4760 | 4642 | 4681 | 4706 | 4739 | 4777 | 4817 | 4840 | 4867 | 4897
2017 | CA | MRO | - | Manitoba Hydro | MW | Behind the Meter Generation - Capacity |  | 0 | 0 | 0 | 0 | 0 | 0 | 0 | 0 | 0 | 0 | 0
2017 | CA | MRO | - | Manitoba Hydro | MW | Other Capacity Adjustments - Additions |  | 0 | 0 | 0 | 0 | 0 | 0 | 0 | 0 | 0 | 0 | 0
2017 | CA | MRO | - | Manitoba Hydro | MW | Other Capacity Adjustments - Reductions |  | 0 | 0 | 0 | 0 | 0 | 0 | 0 | 0 | 0 | 0 | 0
2017 | CA | MRO | - | Manitoba Hydro | MW | Confirmed Retirements |  | 0 | 0 | 0 | 0 | 0 | 0 | 0 | 0 | 0 | 0 | 0
2017 | CA | MRO | - | Manitoba Hydro | MW | Unconfirmed Retirements |  | 0 | 0 | 92.7 | 92.7 | 92.7 | 92.7 | 92.7 | 92.7 | 92.7 | 92.7 | 92.7
2017 | CA | MRO | - | Manitoba Hydro | MW | Scheduled Outages |  | 35.2 | 15.2 | 15.2 | 0 | 0 | 0 | 0 | 0 | 15 | 15 | 15
2017 | CA | MRO | - | Manitoba Hydro | MW | Transmission Limitations |  | 18 | 18 | 18 | 18 | 0 | 0 | 0 | 0 | 0 | 0 | 0
2017 | CA | MRO | - | Manitoba Hydro | MW | Existing-Certain |  | 5496.8889 | 5520.8989 | 5545.9489 | 5565.0916 | 5583.0916 | 5583.0916 | 5583.0916 | 5583.0916 | 5568.0916 | 5568.0916 | 5568.0916
2017 | CA | MRO | - | Manitoba Hydro | MW | Existing-Other |  | 121.66 | 121.5927 | 96.5427 | 92.6 | 92.6 | 92.6 | 92.6 | 92.6 | 92.6 | 92.6 | 92.6
2017 | CA | MRO | - | Manitoba Hydro | MW | Additions - Tier 1 |  | 0 | 0 | 0 | 0 | 186.8 | 630 | 630 | 630 | 630 | 630 | 630
2017 | CA | MRO | - | Manitoba Hydro | MW | Additions - Tier 2 |  | 0 | 0 | 0 | 0 | 0 | 0 | 0 | 0 | 0 | 0 | 0
2017 | CA | MRO | - | Manitoba Hydro | MW | Additions - Tier 3 |  | 0 | 0 | 0 | 0 | 0 | 0 | 0 | 0 | 0 | 0 | 0
2017 | CA | MRO | - | Manitoba Hydro | MW | Firm Imports |  | 625 | 625 | 625 | 550 | 550 | 550 | 550 | 550 | 200 | 200 | 200
2017 | CA | MRO | - | Manitoba Hydro | MW | Firm Exports |  | 767 | 658 | 658 | 608 | 450 | 425 | 425 | 425 | 100 | 100 | 100
2017 | CA | MRO | - | Manitoba Hydro | MW | Net Firm Capacity Transfers |  | -142 | -33 | -33 | -58 | 100 | 125 | 125 | 125 | 100 | 100 | 100
2017 | CA | MRO | - | Manitoba Hydro | MW | Expected Imports |  | 0 | 0 | 0 | 0 | 0 | 0 | 0 | 0 | 0 | 0 | 0
2017 | CA | MRO | - | Manitoba Hydro | MW | Expected Exports |  | 0 | 0 | 0 | 250 | 475 | 475 | 475 | 475 | 350 | 350 | 350
2017 | CA | MRO | - | Manitoba Hydro | MW | Net Expected Transfers |  | 0 | 0 | 0 | -250 | -475 | -475 | -475 | -475 | -350 | -350 | -350
2017 | CA | MRO | - | Manitoba Hydro | MW | Existing-Certain & Net Firm Transfers |  | 5354.8889 | 5487.8989 | 5512.9489 | 5507.0916 | 5683.0916 | 5708.0916 | 5708.0916 | 5708.0916 | 5668.0916 | 5668.0916 | 5668.0916
2017 | CA | MRO | - | Manitoba Hydro | MW | Anticipated Resources |  | 5354.8889 | 5487.8989 | 5512.9489 | 5507.0916 | 5869.8916 | 6338.0916 | 6338.0916 | 6338.0916 | 6298.0916 | 6298.0916 | 6298.0916
2017 | CA | MRO | - | Manitoba Hydro | MW | Prospective Resources |  | 5476.5489 | 5609.4916 | 5516.7916 | 5256.9916 | 5394.7916 | 5862.9916 | 5862.9916 | 5862.9916 | 5947.9916 | 5947.9916 | 5947.9916
2017 | CA | MRO | - | Manitoba Hydro | MW | Existing-Certain and Net Firm Transfers Excess/Shortfall |  | 188.9002 | 156.6989 | 313.9089 | 264.3716 | 412.3716 | 400.4116 | 357.8516 | 313.0516 | 247.2916 | 217.0516 | 183.4516
2017 | CA | MRO | - | Manitoba Hydro | MW | Anticipated Excess/Shortfall |  | 188.9002 | 156.6989 | 313.9089 | 264.3716 | 599.1716 | 1030.4116 | 987.8516 | 943.0516 | 877.2916 | 847.0516 | 813.4516
2017 | CA | MRO | - | Manitoba Hydro | MW | Prospective Excess/Shortfall |  | 310.5602 | 278.2916 | 317.7516 | 14.2716 | 124.0716 | 555.3116 | 512.7516 | 467.9516 | 527.1916 | 496.9516 | 463.3516
2017 | CA | MRO | - | Manitoba Hydro | % | Existing-Certain and Net Firm Transfers Reserve Margin |  | 16.1% | 15.29% | 18.76% | 17.65% | 20.76% | 20.45% | 19.49% | 18.5% | 17.11% | 16.46% | 15.75%
2017 | CA | MRO | - | Manitoba Hydro | % | Anticipated Reserve Margin |  | 16.1% | 15.29% | 18.76% | 17.65% | 24.73% | 33.74% | 32.68% | 31.58% | 30.13% | 29.4% | 28.61%
2017 | CA | MRO | - | Manitoba Hydro | % | Prospective Reserve Margin |  | 18.73% | 17.85% | 18.85% | 12.3% | 14.64% | 23.72% | 22.73% | 21.71% | 22.89% | 22.21% | 21.46%
2017 | CA | MRO | - | Manitoba Hydro | % | Reference Margin Level |  | 12% | 12% | 12% | 12% | 12% | 12% | 12% | 12% | 12% | 12% | 12%
2017 | CA | MRO | - | SaskPower | MW | Energy Efficiency and Conservation |  | 122 | 133.5 | 144.2 | 166.1 | 179.5 | 192.6 | 205.3 | 217.3 | 229 | 240.1 | 250.7
2017 | CA | MRO | - | SaskPower | MW | Total Installed Photovoltaic |  | 0 | 0 | 0 | 0 | 0 | 0 | 0 | 0 | 0 | 0 | 0
2017 | CA | MRO | - | SaskPower | MW | Photovoltaic On-Peak |  | 0 | 0 | 0 | 0 | 0 | 0 | 0 | 0 | 0 | 0 | 0
2017 | CA | MRO | - | SaskPower | MW | Total Internal Demand |  | 3726 | 3784 | 3815 | 3878 | 3915 | 3969 | 4005 | 4016 | 4058 | 4086 | 4106
2017 | CA | MRO | - | SaskPower | MW | Controllable and Dispatchable Demand Response - Available |  | 85 | 85 | 85 | 85 | 85 | 85 | 85 | 85 | 85 | 85 | 85
2017 | CA | MRO | - | SaskPower | MW | Net Internal Demand |  | 3641 | 3699 | 3730 | 3793 | 3830 | 3884 | 3920 | 3931 | 3973 | 4001 | 4021
2017 | CA | MRO | - | SaskPower | MW | Behind the Meter Generation - Capacity |  | 0 | 0 | 0 | 0 | 0 | 0 | 0 | 0 | 0 | 0 | 0
2017 | CA | MRO | - | SaskPower | MW | Other Capacity Adjustments - Additions |  | 0 | 0 | 0 | 0 | 0 | 0 | 0 | 0 | 0 | 0 | 0
2017 | CA | MRO | - | SaskPower | MW | Other Capacity Adjustments - Reductions |  | 0 | 0 | 0 | 0 | 0 | 0 | 0 | 0 | 0 | 0 | 0
2017 | CA | MRO | - | SaskPower | MW | Confirmed Retirements |  | 0 | 0 | 0 | 0 | 0 | 0 | 0 | 0 | 0 | 0 | 0
2017 | CA | MRO | - | SaskPower | MW | Unconfirmed Retirements |  | 0 | 0 | 0 | 0 | 0 | 0 | 0 | 0 | 0 | 0 | 0
2017 | CA | MRO | - | SaskPower | MW | Scheduled Outages |  | 0 | 0 | 0 | 0 | 0 | 0 | 0 | 0 | 0 | 0 | 0
2017 | CA | MRO | - | SaskPower | MW | Transmission Limitations |  | 0 | 0 | 0 | 0 | 0 | 0 | 0 | 0 | 0 | 0 | 0
2017 | CA | MRO | - | SaskPower | MW | Existing-Certain |  | 4278.53 | 4278.53 | 4278.53 | 4278.53 | 4200.73 | 4059.49 | 3964.49 | 3964.49 | 3825.49 | 3825.49 | 3819.89
2017 | CA | MRO | - | SaskPower | MW | Existing-Other |  | 0 | 0 | 0 | 0 | 77.8 | 80.04 | 175.04 | 175.04 | 175.04 | 175.04 | 180.64
2017 | CA | MRO | - | SaskPower | MW | Additions - Tier 1 |  | 0 | 25 | 401 | 526.4 | 566.4 | 566.4 | 686.4 | 1146.4 | 1186.4 | 1226.4 | 1266.4
2017 | CA | MRO | - | SaskPower | MW | Additions - Tier 2 |  | 0 | 0 | 0 | 0 | 0 | 0 | 0 | 0 | 0 | 0 | 0
2017 | CA | MRO | - | SaskPower | MW | Additions - Tier 3 |  | 0 | 0 | 0 | 0 | 0 | 0 | 0 | 0 | 0 | 0 | 0
2017 | CA | MRO | - | SaskPower | MW | Firm Imports |  | 25 | 25 | 25 | 125 | 125 | 100 | 100 | 100 | 100 | 100 | 100
2017 | CA | MRO | - | SaskPower | MW | Firm Exports |  | 0 | 0 | 0 | 0 | 0 | 0 | 0 | 0 | 0 | 0 | 0
2017 | CA | MRO | - | SaskPower | MW | Net Firm Capacity Transfers |  | 25 | 25 | 25 | 125 | 125 | 100 | 100 | 100 | 100 | 100 | 100
2017 | CA | MRO | - | SaskPower | MW | Expected Imports |  | 0 | 0 | 0 | 0 | 0 | 0 | 0 | 0 | 0 | 0 | 0
2017 | CA | MRO | - | SaskPower | MW | Expected Exports |  | 0 | 0 | 0 | 0 | 0 | 0 | 0 | 0 | 0 | 0 | 0
2017 | CA | MRO | - | SaskPower | MW | Net Expected Transfers |  | 0 | 0 | 0 | 0 | 0 | 0 | 0 | 0 | 0 | 0 | 0
2017 | CA | MRO | - | SaskPower | MW | Existing-Certain & Net Firm Transfers |  | 4303.53 | 4303.53 | 4303.53 | 4403.53 | 4325.73 | 4159.49 | 4064.49 | 4064.49 | 3925.49 | 3925.49 | 3919.89
2017 | CA | MRO | - | SaskPower | MW | Anticipated Resources |  | 4303.53 | 4328.53 | 4704.53 | 4929.93 | 4892.13 | 4725.89 | 4750.89 | 5210.89 | 5111.89 | 5151.89 | 5186.29
2017 | CA | MRO | - | SaskPower | MW | Prospective Resources |  | 4303.53 | 4328.53 | 4704.53 | 4929.93 | 4969.93 | 4805.93 | 4925.93 | 5385.93 | 5286.93 | 5326.93 | 5366.93
2017 | CA | MRO | - | SaskPower | MW | Existing-Certain and Net Firm Transfers Excess/Shortfall |  | 0 | 0 | 0 | 0 | 0 | -151.75 | -286.71 | -298.92 | -484.54 | -515.62 | -543.42
2017 | CA | MRO | - | SaskPower | MW | Anticipated Excess/Shortfall |  | 0 | 0 | 0 | 0 | 0 | 0 | 0 | 0 | 0 | 0 | 0
2017 | CA | MRO | - | SaskPower | MW | Prospective Excess/Shortfall |  | 0 | 0 | 0 | 0 | 0 | 0 | 0 | 0 | 0 | 0 | 0
2017 | CA | MRO | - | SaskPower | % | Existing-Certain and Net Firm Transfers Reserve Margin |  | 18.2% | 16.34% | 15.38% | 16.1% | 12.94% | 7.093% | 3.686% | 3.396% | -1.196% | -1.887% | -2.515%
2017 | CA | MRO | - | SaskPower | % | Anticipated Reserve Margin |  | 18.2% | 17.02% | 26.13% | 29.97% | 27.73% | 21.68% | 21.2% | 32.56% | 28.67% | 28.77% | 28.98%
2017 | CA | MRO | - | SaskPower | % | Prospective Reserve Margin |  | 18.2% | 17.02% | 26.13% | 29.97% | 29.76% | 23.74% | 25.66% | 37.01% | 33.07% | 33.14% | 33.47%
2017 | CA | MRO | - | SaskPower | % | Reference Margin Level |  | 11% | 11% | 11% | 11% | 11% | 11% | 11% | 11% | 11% | 11% | 11%
2017 | CA | NPCC | - | Maritimes | MW | Energy Efficiency and Conservation |  | 51 | 95.3 | 141.3 | 187 | 242.4 | 297.8 | 361.3 | 435.1 | 509.5 | 524.8 | 541.2
2017 | CA | NPCC | - | Maritimes | MW | Total Installed Photovoltaic |  | 0 | 0 | 0 | 0 | 0 | 0 | 0 | 0 | 0 | 0 | 0
2017 | CA | NPCC | - | Maritimes | MW | Photovoltaic On-Peak |  | 0 | 0 | 0 | 0 | 0 | 0 | 0 | 0 | 0 | 0 | 0
2017 | CA | NPCC | - | Maritimes | MW | Total Internal Demand |  | 5555.05 | 5565 | 5559.1904 | 5571.3899 | 5572.409 | 5565.0488 | 5538.0781 | 5508.8548 | 5463.6541 | 5483.7403 | 5492.5364
2017 | CA | NPCC | - | Maritimes | MW | Controllable and Dispatchable Demand Response - Available |  | 263.3 | 262.7 | 262.4 | 262 | 261.7 | 261.4 | 261 | 260.7 | 260.3 | 260 | 259.6
2017 | CA | NPCC | - | Maritimes | MW | Net Internal Demand |  | 5291.75 | 5302.3 | 5296.7904 | 5309.3899 | 5310.709 | 5303.6488 | 5277.0781 | 5248.1548 | 5203.3541 | 5223.7403 | 5232.9364
2017 | CA | NPCC | - | Maritimes | MW | Behind the Meter Generation - Capacity |  | 0 | 0 | 0 | 0 | 0 | 0 | 0 | 0 | 0 | 0 | 0
2017 | CA | NPCC | - | Maritimes | MW | Other Capacity Adjustments - Additions |  | 0 | 0 | 0 | 0 | 0 | 0 | 0 | 0 | 0 | 0 | 0
2017 | CA | NPCC | - | Maritimes | MW | Other Capacity Adjustments - Reductions |  | 0 | 0 | 0 | 0 | 0 | 0 | 0 | 0 | 0 | 0 | 0
2017 | CA | NPCC | - | Maritimes | MW | Confirmed Retirements |  | 0 | 5 | 5 | 5 | 5 | 5 | 5 | 60 | 60 | 60 | 60
2017 | CA | NPCC | - | Maritimes | MW | Unconfirmed Retirements |  | 0 | 0 | 0 | 153 | 153 | 153 | 153 | 153 | 153 | 153 | 153
2017 | CA | NPCC | - | Maritimes | MW | Scheduled Outages |  | 100 | 100 | 100 | 100 | 100 | 100 | 100 | 100 | 100 | 100 | 100
2017 | CA | NPCC | - | Maritimes | MW | Transmission Limitations |  | 0 | 0 | 0 | 0 | 0 | 0 | 0 | 0 | 0 | 0 | 0
2017 | CA | NPCC | - | Maritimes | MW | Existing-Certain |  | 6676.195 | 6624.195 | 6624.195 | 6624.195 | 6623.059 | 6620.859 | 6620.859 | 6620.859 | 6620.859 | 6618.609 | 6618.609
2017 | CA | NPCC | - | Maritimes | MW | Existing-Other |  | 19.644 | 36.644 | 74.644 | 74.644 | 74.644 | 74.644 | 74.644 | 74.644 | 74.644 | 74.644 | 74.644
2017 | CA | NPCC | - | Maritimes | MW | Additions - Tier 1 |  | 7.85 | 17.85 | 20.4 | 20.4 | 20.4 | 20.4 | 20.4 | 20.4 | 20.4 | 20.4 | 20.4
2017 | CA | NPCC | - | Maritimes | MW | Additions - Tier 2 |  | 0 | 0 | 0 | 0 | 0 | 0 | 0 | 0 | 0 | 0 | 0
2017 | CA | NPCC | - | Maritimes | MW | Additions - Tier 3 |  | 0 | 0 | 0 | 18 | 18 | 18 | 18 | 18 | 18 | 18 | 18
2017 | CA | NPCC | - | Maritimes | MW | Firm Imports |  | 0 | 0 | 0 | 153 | 153 | 153 | 153 | 153 | 153 | 153 | 153
2017 | CA | NPCC | - | Maritimes | MW | Firm Exports |  | 0 | 114 | 110 | 69 | 0 | 0 | 0 | 0 | 0 | 0 | 0
2017 | CA | NPCC | - | Maritimes | MW | Net Firm Capacity Transfers |  | 0 | -114 | -110 | 84 | 153 | 153 | 153 | 153 | 153 | 153 | 153
2017 | CA | NPCC | - | Maritimes | MW | Expected Imports |  | 0 | 0 | 0 | 0 | 0 | 0 | 0 | 0 | 0 | 0 | 0
2017 | CA | NPCC | - | Maritimes | MW | Expected Exports |  | 0 | 0 | 0 | 0 | 0 | 0 | 0 | 0 | 0 | 0 | 0
2017 | CA | NPCC | - | Maritimes | MW | Net Expected Transfers |  | 0 | 0 | 0 | 0 | 0 | 0 | 0 | 0 | 0 | 0 | 0
2017 | CA | NPCC | - | Maritimes | MW | Existing-Certain & Net Firm Transfers |  | 6676.195 | 6510.195 | 6514.195 | 6708.195 | 6776.059 | 6773.859 | 6773.859 | 6773.859 | 6773.859 | 6771.609 | 6771.609
2017 | CA | NPCC | - | Maritimes | MW | Anticipated Resources |  | 6684.045 | 6528.045 | 6534.595 | 6728.595 | 6796.459 | 6794.259 | 6794.259 | 6794.259 | 6794.259 | 6792.009 | 6792.009
2017 | CA | NPCC | - | Maritimes | MW | Prospective Resources |  | 6703.689 | 6564.689 | 6609.239 | 6650.239 | 6718.103 | 6715.903 | 6715.903 | 6715.903 | 6715.903 | 6713.653 | 6713.653
2017 | CA | NPCC | - | Maritimes | MW | Existing-Certain and Net Firm Transfers Excess/Shortfall |  | 0 | 0 | 0 | 0 | 0 | 0 | 0 | 0 | 0 | 0 | 0
2017 | CA | NPCC | - | Maritimes | MW | Anticipated Excess/Shortfall |  | 0 | 0 | 0 | 0 | 0 | 0 | 0 | 0 | 0 | 0 | 0
2017 | CA | NPCC | - | Maritimes | MW | Prospective Excess/Shortfall |  | 0 | 0 | 0 | 0 | 0 | 0 | 0 | 0 | 0 | 0 | 0
2017 | CA | NPCC | - | Maritimes | % | Existing-Certain and Net Firm Transfers Reserve Margin |  | 26.16% | 22.78% | 22.98% | 26.35% | 27.59% | 27.72% | 28.36% | 29.07% | 30.18% | 29.63% | 29.4%
2017 | CA | NPCC | - | Maritimes | % | Anticipated Reserve Margin |  | 26.31% | 23.12% | 23.37% | 26.73% | 27.98% | 28.11% | 28.75% | 29.46% | 30.57% | 30.02% | 29.79%
2017 | CA | NPCC | - | Maritimes | % | Prospective Reserve Margin |  | 26.68% | 23.81% | 24.78% | 25.25% | 26.5% | 26.63% | 27.27% | 27.97% | 29.07% | 28.52% | 28.3%
2017 | CA | NPCC | - | Maritimes | % | Reference Margin Level |  | 20% | 20% | 20% | 20% | 20% | 20% | 20% | 20% | 20% | 20% | 20%
2017 | US | NPCC | - | New England | MW | Energy Efficiency and Conservation |  | 1832 | 2171 | 2371 | 2788 | 3105 | 3398 | 3666 | 3907 | 4122 | 4312 | 4511
2017 | US | NPCC | - | New England | MW | Total Installed Photovoltaic |  | 1651.6649 | 1990.6229 | 2268.8215 | 2460.6091 | 2632.6947 | 2799.134 | 2961.5168 | 3079.7472 | 3195.1742 | 3307.7977 | 3424
2017 | US | NPCC | - | New England | MW | Photovoltaic On-Peak |  | 0 | 0 | 0 | 0 | 0 | 0 | 0 | 0 | 0 | 0 | 0
2017 | US | NPCC | - | New England | MW | Total Internal Demand |  | 21197 | 21009 | 20947 | 20648 | 20451 | 20293 | 20164 | 20063 | 19984 | 19932 | 19880
2017 | US | NPCC | - | New England | MW | Controllable and Dispatchable Demand Response - Available |  | 388 | 549 | 371 | 414 | 414 | 414 | 414 | 414 | 414 | 414 | 414
2017 | US | NPCC | - | New England | MW | Net Internal Demand |  | 20809 | 20460 | 20576 | 20234 | 20037 | 19879 | 19750 | 19649 | 19570 | 19518 | 19466
2017 | US | NPCC | - | New England | MW | Behind the Meter Generation - Capacity |  | 0 | 0 | 0 | 0 | 0 | 0 | 0 | 0 | 0 | 0 | 0
2017 | US | NPCC | - | New England | MW | Other Capacity Adjustments - Additions |  | 0 | 0 | 0 | 0 | 0 | 0 | 0 | 0 | 0 | 0 | 0
2017 | US | NPCC | - | New England | MW | Other Capacity Adjustments - Reductions |  | 0 | 0 | 0 | 0 | 0 | 0 | 0 | 0 | 0 | 0 | 0
2017 | US | NPCC | - | New England | MW | Confirmed Retirements |  | 0 | 4 | 4 | 4 | 689.416 | 711.186 | 711.186 | 711.186 | 711.186 | 711.186 | 711.186
2017 | US | NPCC | - | New England | MW | Unconfirmed Retirements |  | 0 | 0 | 0 | 0 | 0 | 0 | 0 | 0 | 0 | 0 | 0
2017 | US | NPCC | - | New England | MW | Scheduled Outages |  | 34 | 0 | 0 | 0 | 0 | 0 | 0 | 0 | 0 | 0 | 0
2017 | US | NPCC | - | New England | MW | Transmission Limitations |  | 0 | 0 | 0 | 0 | 0 | 0 | 0 | 0 | 0 | 0 | 0
2017 | US | NPCC | - | New England | MW | Existing-Certain |  | 31539.797 | 31573.797 | 30890.376 | 30868.606 | 30868.606 | 30868.606 | 30868.606 | 30868.606 | 30868.606 | 30868.606 | 30868.606
2017 | US | NPCC | - | New England | MW | Existing-Other |  | 210.161 | 210.161 | 210.161 | 210.161 | 210.161 | 210.161 | 210.161 | 210.161 | 210.161 | 210.161 | 210.161
2017 | US | NPCC | - | New England | MW | Additions - Tier 1 |  | 779.696 | 1926.856 | 2830.846 | 2830.846 | 2830.846 | 2830.846 | 2830.846 | 2830.846 | 2830.846 | 2830.846 | 2830.846
2017 | US | NPCC | - | New England | MW | Additions - Tier 2 |  | 28.325 | 64.541 | 701.541 | 1073.541 | 1073.541 | 1073.541 | 1073.541 | 1073.541 | 1073.541 | 1073.541 | 1073.541
2017 | US | NPCC | - | New England | MW | Additions - Tier 3 |  | 111.853 | 379.893 | 887.191 | 1475.301 | 1693.151 | 1693.151 | 1853.151 | 2029.151 | 2029.151 | 2029.151 | 2029.151
2017 | US | NPCC | - | New England | MW | Firm Imports |  | 1331.898 | 1017 | 1068.8 | 1265.4 | 91.2 | 91.2 | 91.2 | 91.2 | 91.2 | 91.2 | 91.2
2017 | US | NPCC | - | New England | MW | Firm Exports |  | 100 | 100 | 100 | 100 | 0 | 0 | 0 | 0 | 0 | 0 | 0
2017 | US | NPCC | - | New England | MW | Net Firm Capacity Transfers |  | 1231.898 | 917 | 968.8 | 1165.4 | 91.2 | 91.2 | 91.2 | 91.2 | 91.2 | 91.2 | 91.2
2017 | US | NPCC | - | New England | MW | Expected Imports |  | 0 | 0 | 0 | 0 | 0 | 0 | 0 | 0 | 0 | 0 | 0
2017 | US | NPCC | - | New England | MW | Expected Exports |  | 0 | 0 | 0 | 0 | 0 | 0 | 0 | 0 | 0 | 0 | 0
2017 | US | NPCC | - | New England | MW | Net Expected Transfers |  | 0 | 0 | 0 | 0 | 0 | 0 | 0 | 0 | 0 | 0 | 0
2017 | US | NPCC | - | New England | MW | Existing-Certain & Net Firm Transfers |  | 32771.695 | 32490.797 | 31859.176 | 32034.006 | 30959.806 | 30959.806 | 30959.806 | 30959.806 | 30959.806 | 30959.806 | 30959.806
2017 | US | NPCC | - | New England | MW | Anticipated Resources |  | 33551.391 | 34417.653 | 34690.022 | 34864.852 | 33790.652 | 33790.652 | 33790.652 | 33790.652 | 33790.652 | 33790.652 | 33790.652
2017 | US | NPCC | - | New England | MW | Prospective Resources |  | 33789.877 | 34692.355 | 35601.724 | 36148.554 | 35074.354 | 35074.354 | 35074.354 | 35074.354 | 35074.354 | 35074.354 | 35074.354
2017 | US | NPCC | - | New England | MW | Existing-Certain and Net Firm Transfers Excess/Shortfall |  | 0 | 0 | 0 | 0 | 0 | 0 | 0 | 0 | 0 | 0 | 0
2017 | US | NPCC | - | New England | MW | Anticipated Excess/Shortfall |  | 0 | 0 | 0 | 0 | 0 | 0 | 0 | 0 | 0 | 0 | 0
2017 | US | NPCC | - | New England | MW | Prospective Excess/Shortfall |  | 0 | 0 | 0 | 0 | 0 | 0 | 0 | 0 | 0 | 0 | 0
2017 | US | NPCC | - | New England | % | Existing-Certain and Net Firm Transfers Reserve Margin |  | 57.49% | 58.8% | 54.84% | 58.32% | 54.51% | 55.74% | 56.76% | 57.56% | 58.2% | 58.62% | 59.05%
2017 | US | NPCC | - | New England | % | Anticipated Reserve Margin |  | 61.23% | 68.22% | 68.59% | 72.31% | 68.64% | 69.98% | 71.09% | 71.97% | 72.67% | 73.13% | 73.59%
2017 | US | NPCC | - | New England | % | Prospective Reserve Margin |  | 62.38% | 69.56% | 73.03% | 78.65% | 75.05% | 76.44% | 77.59% | 78.5% | 79.23% | 79.7% | 80.18%
2017 | US | NPCC | - | New England | % | Reference Margin Level |  | 16.6% | 16.7% | 16.9% | 16.9% | 16.9% | 16.9% | 16.9% | 16.9% | 16.9% | 16.9% | 16.9%
2017 | US | NPCC | - | New York | MW | Energy Efficiency and Conservation |  | 169 | 302 | 422 | 535 | 636 | 728 | 816 | 908 | 998 | 1058 | 1114
2017 | US | NPCC | - | New York | MW | Total Installed Photovoltaic |  | 1846 | 2336 | 2690 | 2995 | 3237 | 3432 | 3595 | 3734 | 3853 | 3958 | 4063
2017 | US | NPCC | - | New York | MW | Photovoltaic On-Peak |  | 0 | 0 | 0 | 0 | 0 | 0 | 0 | 0 | 0 | 0 | 0
2017 | US | NPCC | - | New York | MW | Total Internal Demand |  | 24365 | 24294 | 24207 | 24090 | 24043 | 24023 | 24008 | 24007 | 24001 | 24001 | 24000
2017 | US | NPCC | - | New York | MW | Controllable and Dispatchable Demand Response - Available |  | 624.8 | 624.8 | 624.8 | 624.8 | 624.8 | 624.8 | 624.8 | 624.8 | 624.8 | 624.8 | 624.8
2017 | US | NPCC | - | New York | MW | Net Internal Demand |  | 23740.2 | 23669.2 | 23582.2 | 23465.2 | 23418.2 | 23398.2 | 23383.2 | 23382.2 | 23376.2 | 23376.2 | 23375.2
2017 | US | NPCC | - | New York | MW | Behind the Meter Generation - Capacity |  | 0 | 0 | 0 | 0 | 0 | 0 | 0 | 0 | 0 | 0 | 0
2017 | US | NPCC | - | New York | MW | Other Capacity Adjustments - Additions |  | 0 | 0 | 0 | 0 | 0 | 0 | 0 | 0 | 0 | 0 | 0
2017 | US | NPCC | - | New York | MW | Other Capacity Adjustments - Reductions |  | 0 | 0 | 0 | 0 | 0 | 0 | 0 | 0 | 0 | 0 | 0
2017 | US | NPCC | - | New York | MW | Confirmed Retirements |  | 0 | 0 | 0 | 0 | 0 | 0 | 0 | 0 | 0 | 0 | 0
2017 | US | NPCC | - | New York | MW | Unconfirmed Retirements |  | 0 | 0 | 0 | 0 | 0 | 0 | 0 | 0 | 0 | 0 | 0
2017 | US | NPCC | - | New York | MW | Scheduled Outages |  | 0 | 0 | 0 | 0 | 0 | 0 | 0 | 0 | 0 | 0 | 0
2017 | US | NPCC | - | New York | MW | Transmission Limitations |  | 0 | 0 | 0 | 0 | 0 | 0 | 0 | 0 | 0 | 0 | 0
2017 | US | NPCC | - | New York | MW | Existing-Certain |  | 39426.885 | 39470.885 | 39704.885 | 39704.885 | 39704.885 | 39704.885 | 39704.885 | 39704.885 | 39704.885 | 39704.885 | 39704.885
2017 | US | NPCC | - | New York | MW | Existing-Other |  | 0 | 0 | 0 | 0 | 0 | 0 | 0 | 0 | 0 | 0 | 0
2017 | US | NPCC | - | New York | MW | Additions - Tier 1 |  | 106.3 | 144.78 | 835.38 | 835.38 | 835.38 | 835.38 | 835.38 | 835.38 | 835.38 | 835.38 | 835.38
2017 | US | NPCC | - | New York | MW | Additions - Tier 2 |  | 369.22 | 369.22 | 1371.22 | 1447.18 | 1447.18 | 1997.18 | 1997.18 | 1997.18 | 1997.18 | 1997.18 | 1997.18
2017 | US | NPCC | - | New York | MW | Additions - Tier 3 |  | 520.38 | 1344 | 1522.7 | 2705.7 | 2705.7 | 2705.7 | 3559.7 | 3559.7 | 3559.7 | 3559.7 | 3559.7
2017 | US | NPCC | - | New York | MW | Firm Imports |  | 2310.8 | 1003.1 | 1012.1 | 1434.7 | 1674.1 | 1674.1 | 1674.1 | 1674.1 | 1674.1 | 1674.1 | 1674.1
2017 | US | NPCC | - | New York | MW | Firm Exports |  | 0 | 0 | 0 | 0 | 0 | 0 | 0 | 0 | 0 | 0 | 0
2017 | US | NPCC | - | New York | MW | Net Firm Capacity Transfers |  | 2310.8 | 1003.1 | 1012.1 | 1434.7 | 1674.1 | 1674.1 | 1674.1 | 1674.1 | 1674.1 | 1674.1 | 1674.1
2017 | US | NPCC | - | New York | MW | Expected Imports |  | 0 | 0 | 0 | 0 | 0 | 0 | 0 | 0 | 0 | 0 | 0
2017 | US | NPCC | - | New York | MW | Expected Exports |  | 0 | 0 | 0 | 0 | 0 | 0 | 0 | 0 | 0 | 0 | 0
2017 | US | NPCC | - | New York | MW | Net Expected Transfers |  | 0 | 0 | 0 | 0 | 0 | 0 | 0 | 0 | 0 | 0 | 0
2017 | US | NPCC | - | New York | MW | Existing-Certain & Net Firm Transfers |  | 41737.685 | 40473.985 | 40716.985 | 41139.585 | 41378.985 | 41378.985 | 41378.985 | 41378.985 | 41378.985 | 41378.985 | 41378.985
2017 | US | NPCC | - | New York | MW | Anticipated Resources |  | 41843.985 | 40618.765 | 41552.365 | 41974.965 | 42214.365 | 42214.365 | 42214.365 | 42214.365 | 42214.365 | 42214.365 | 42214.365
2017 | US | NPCC | - | New York | MW | Prospective Resources |  | 42213.205 | 40987.985 | 42923.585 | 43422.145 | 43661.545 | 44211.545 | 44211.545 | 44211.545 | 44211.545 | 44211.545 | 44211.545
2017 | US | NPCC | - | New York | MW | Existing-Certain and Net Firm Transfers Excess/Shortfall |  | 0 | 0 | 0 | 0 | 0 | 0 | 0 | 0 | 0 | 0 | 0
2017 | US | NPCC | - | New York | MW | Anticipated Excess/Shortfall |  | 0 | 0 | 0 | 0 | 0 | 0 | 0 | 0 | 0 | 0 | 0
2017 | US | NPCC | - | New York | MW | Prospective Excess/Shortfall |  | 0 | 0 | 0 | 0 | 0 | 0 | 0 | 0 | 0 | 0 | 0
2017 | US | NPCC | - | New York | % | Existing-Certain and Net Firm Transfers Reserve Margin |  | 75.81% | 71% | 72.66% | 75.32% | 76.7% | 76.85% | 76.96% | 76.97% | 77.01% | 77.01% | 77.02%
2017 | US | NPCC | - | New York | % | Anticipated Reserve Margin |  | 76.26% | 71.61% | 76.2% | 78.88% | 80.26% | 80.42% | 80.53% | 80.54% | 80.59% | 80.59% | 80.59%
2017 | US | NPCC | - | New York | % | Prospective Reserve Margin |  | 77.81% | 73.17% | 82.02% | 85.05% | 86.44% | 88.95% | 89.07% | 89.08% | 89.13% | 89.13% | 89.14%
2017 | US | NPCC | - | New York | % | Reference Margin Level |  | 15% | 15% | 15% | 15% | 15% | 15% | 15% | 15% | 15% | 15% | 15%
2017 | CA | NPCC | - | Ontario | MW | Energy Efficiency and Conservation |  | 446.4259 | 544.2995 | 578.619 | 611.327 | 668.5557 | 755.6379 | 813.1362 | 875.5842 | 940.7307 | 1015.5697 | 1061.2495
2017 | CA | NPCC | - | Ontario | MW | Total Installed Photovoltaic |  | 2104.8275 | 2255.8836 | 2514.8409 | 2514.8409 | 2514.8409 | 2514.8409 | 2514.8409 | 2514.8409 | 2514.8409 | 2514.8409 | 2514.8409
2017 | CA | NPCC | - | Ontario | MW | Photovoltaic On-Peak |  | 1.3957 | 1.4959 | 1.6676 | 1.6676 | 1.6676 | 1.6676 | 1.6676 | 1.6676 | 1.6676 | 1.6676 | 1.6676
2017 | CA | NPCC | - | Ontario | MW | Total Internal Demand |  | 21726.72 | 21557.5603 | 21388.4006 | 21276.3912 | 21138.5293 | 21244.7697 | 21195.4291 | 21171.7394 | 21180.7583 | 21200.025 | 21125.6666
2017 | CA | NPCC | - | Ontario | MW | Controllable and Dispatchable Demand Response - Available |  | 758.7327 | 690.2931 | 644.9835 | 717.591 | 717.591 | 717.591 | 717.591 | 717.591 | 717.591 | 717.591 | 717.591
2017 | CA | NPCC | - | Ontario | MW | Net Internal Demand |  | 20967.9873 | 20867.2672 | 20743.4172 | 20558.8002 | 20420.9384 | 20527.1787 | 20477.8382 | 20454.1485 | 20463.1673 | 20482.434 | 20408.0756
2017 | CA | NPCC | - | Ontario | MW | Behind the Meter Generation - Capacity |  | 0 | 0 | 0 | 0 | 0 | 0 | 0 | 0 | 0 | 0 | 0
2017 | CA | NPCC | - | Ontario | MW | Other Capacity Adjustments - Additions |  | 0 | 0 | 0 | 0 | 0 | 0 | 0 | 0 | 0 | 0 | 0
2017 | CA | NPCC | - | Ontario | MW | Other Capacity Adjustments - Reductions |  | 0 | 0 | 0 | 0 | 0 | 0 | 0 | 0 | 0 | 0 | 0
2017 | CA | NPCC | - | Ontario | MW | Confirmed Retirements |  | 0 | 0 | 0 | 0 | 0 | 0 | 0 | 1030 | 1030 | 3094 | 3094
2017 | CA | NPCC | - | Ontario | MW | Unconfirmed Retirements |  | 0 | 0 | 0 | 0 | 0 | 0 | 0 | 0 | 0 | 0 | 0
2017 | CA | NPCC | - | Ontario | MW | Scheduled Outages |  | 1656 | 878 | 1687 | 1687 | 2565 | 4221 | 3343 | 3243 | 2434 | 1598 | 820
2017 | CA | NPCC | - | Ontario | MW | Transmission Limitations |  | 300 | 300 | 300 | 150 | 150 | 150 | 150 | 150 | 150 | 150 | 150
2017 | CA | NPCC | - | Ontario | MW | Existing-Certain |  | 28243.8469 | 28902.6069 | 28093.6069 | 28243.6069 | 27365.6069 | 24635.6669 | 25513.6669 | 23549.6669 | 24358.6669 | 25194.6669 | 25972.6669
2017 | CA | NPCC | - | Ontario | MW | Existing-Other |  | 0 | 0 | 0 | 0 | 0 | 0 | 0 | 0 | 0 | 0 | 0
2017 | CA | NPCC | - | Ontario | MW | Additions - Tier 1 |  | 233.0496 | 1391.9145 | 1391.9145 | 1505.1255 | 1505.1255 | 1505.1255 | 1505.1255 | 1505.1255 | 1505.1255 | 1505.1255 | 1505.1255
2017 | CA | NPCC | - | Ontario | MW | Additions - Tier 2 |  | 0 | 0 | 0 | 0 | 0 | 0 | 0 | 0 | 0 | 0 | 0
2017 | CA | NPCC | - | Ontario | MW | Additions - Tier 3 |  | 0 | 0 | 0 | 0 | 0 | 0 | 0 | 0 | 0 | 0 | 0
2017 | CA | NPCC | - | Ontario | MW | Firm Imports |  | 0 | 0 | 0 | 0 | 0 | 0 | 0 | 0 | 0 | 0 | 0
2017 | CA | NPCC | - | Ontario | MW | Firm Exports |  | 500 | 500 | 500 | 500 | 500 | 500 | 0 | 0 | 0 | 0 | 0
2017 | CA | NPCC | - | Ontario | MW | Net Firm Capacity Transfers |  | -500 | -500 | -500 | -500 | -500 | -500 | 0 | 0 | 0 | 0 | 0
2017 | CA | NPCC | - | Ontario | MW | Expected Imports |  | 0 | 0 | 0 | 0 | 0 | 0 | 0 | 0 | 0 | 0 | 0
2017 | CA | NPCC | - | Ontario | MW | Expected Exports |  | 0 | 0 | 0 | 0 | 0 | 0 | 0 | 0 | 0 | 0 | 0
2017 | CA | NPCC | - | Ontario | MW | Net Expected Transfers |  | 0 | 0 | 0 | 0 | 0 | 0 | 0 | 0 | 0 | 0 | 0
2017 | CA | NPCC | - | Ontario | MW | Existing-Certain & Net Firm Transfers |  | 27743.8469 | 28402.6069 | 27593.6069 | 27743.6069 | 26865.6069 | 24135.6669 | 25513.6669 | 23549.6669 | 24358.6669 | 25194.6669 | 25972.6669
2017 | CA | NPCC | - | Ontario | MW | Anticipated Resources |  | 27976.8965 | 29794.5214 | 28985.5214 | 29248.7324 | 28370.7324 | 25640.7924 | 27018.7924 | 25054.7924 | 25863.7924 | 26699.7924 | 27477.7924
2017 | CA | NPCC | - | Ontario | MW | Prospective Resources |  | 27976.8965 | 29794.5214 | 28985.5214 | 29248.7324 | 28370.7324 | 25640.7924 | 27018.7924 | 25054.7924 | 25863.7924 | 26699.7924 | 27477.7924
2017 | CA | NPCC | - | Ontario | MW | Existing-Certain and Net Firm Transfers Excess/Shortfall |  | 0 | 0 | 0 | 0 | 0 | -1045.0232 | 0 | -1334.8501 | -671.8794 | 0 | 0
2017 | CA | NPCC | - | Ontario | MW | Anticipated Excess/Shortfall |  | 0 | 0 | 0 | 0 | 0 | 0 | 0 | 0 | 0 | 0 | 0
2017 | CA | NPCC | - | Ontario | MW | Prospective Excess/Shortfall |  | 0 | 0 | 0 | 0 | 0 | 0 | 0 | 0 | 0 | 0 | 0
2017 | CA | NPCC | - | Ontario | % | Existing-Certain and Net Firm Transfers Reserve Margin |  | 32.32% | 36.11% | 33.02% | 34.95% | 31.56% | 17.58% | 24.59% | 15.13% | 19.04% | 23.01% | 27.27%
2017 | CA | NPCC | - | Ontario | % | Anticipated Reserve Margin |  | 33.43% | 42.78% | 39.73% | 42.27% | 38.93% | 24.91% | 31.94% | 22.49% | 26.39% | 30.35% | 34.64%
2017 | CA | NPCC | - | Ontario | % | Prospective Reserve Margin |  | 33.43% | 42.78% | 39.73% | 42.27% | 38.93% | 24.91% | 31.94% | 22.49% | 26.39% | 30.35% | 34.64%
2017 | CA | NPCC | - | Ontario | % | Reference Margin Level |  | 19.45% | 18.37% | 18.17% | 23.19% | 23.72% | 22.67% | 20.4% | 21.66% | 22.32% | 22.03% | 22.44%
2017 | CA | NPCC | - | Quebec | MW | Energy Efficiency and Conservation |  | 130 | 260 | 390 | 530 | 660 | 800 | 930 | 1060 | 1200 | 1330 | 1460
2017 | CA | NPCC | - | Quebec | MW | Total Installed Photovoltaic |  | 0 | 0 | 0 | 0 | 0 | 0 | 0 | 0 | 0 | 0 | 0
2017 | CA | NPCC | - | Quebec | MW | Photovoltaic On-Peak |  | 0 | 0 | 0 | 0 | 0 | 0 | 0 | 0 | 0 | 0 | 0
2017 | CA | NPCC | - | Quebec | MW | Total Internal Demand |  | 37921.1297 | 38183.8353 | 38414.3309 | 38744.2776 | 39113.4475 | 39378.8328 | 39640.0397 | 39873.8135 | 40088.0185 | 40287.1184 | 40476.9324
2017 | CA | NPCC | - | Quebec | MW | Controllable and Dispatchable Demand Response - Available |  | 2248 | 2248 | 2273 | 2298 | 2298 | 2298 | 2298 | 2298 | 2298 | 2298 | 2298
2017 | CA | NPCC | - | Quebec | MW | Net Internal Demand |  | 35673.1297 | 35935.8353 | 36141.3309 | 36446.2776 | 36815.4475 | 37080.8328 | 37342.0397 | 37575.8135 | 37790.0185 | 37989.1184 | 38178.9324
2017 | CA | NPCC | - | Quebec | MW | Behind the Meter Generation - Capacity |  | 0 | 0 | 0 | 0 | 0 | 0 | 0 | 0 | 0 | 0 | 0
2017 | CA | NPCC | - | Quebec | MW | Other Capacity Adjustments - Additions |  | 0 | 0 | 0 | 0 | 0 | 0 | 0 | 0 | 0 | 0 | 0
2017 | CA | NPCC | - | Quebec | MW | Other Capacity Adjustments - Reductions |  | 0 | 0 | 0 | 0 | 0 | 0 | 0 | 0 | 0 | 0 | 0
2017 | CA | NPCC | - | Quebec | MW | Confirmed Retirements |  | 0 | 0 | 0 | 0 | 0 | 0 | 0 | 0 | 0 | 0 | 0
2017 | CA | NPCC | - | Quebec | MW | Unconfirmed Retirements |  | 0 | 0 | 0 | 0 | 0 | 0 | 0 | 0 | 0 | 0 | 0
2017 | CA | NPCC | - | Quebec | MW | Scheduled Outages |  | 0 | 0 | 0 | 0 | 0 | 0 | 0 | 0 | 0 | 0 | 0
2017 | CA | NPCC | - | Quebec | MW | Transmission Limitations |  | 0 | 0 | 0 | 0 | 0 | 0 | 0 | 0 | 0 | 0 | 0
2017 | CA | NPCC | - | Quebec | MW | Existing-Certain |  | 41340.208 | 41340.208 | 41312.208 | 41542.108 | 41542.108 | 41542.108 | 41542.108 | 41542.108 | 41525.908 | 41462.008 | 41462.008
2017 | CA | NPCC | - | Quebec | MW | Existing-Other |  | 0 | 0 | 0 | 0 | 0 | 0 | 0 | 0 | 0 | 0 | 0
2017 | CA | NPCC | - | Quebec | MW | Additions - Tier 1 |  | 541.12 | 659.87 | 695.67 | 940.67 | 940.67 | 940.67 | 940.67 | 940.67 | 940.67 | 940.67 | 940.67
2017 | CA | NPCC | - | Quebec | MW | Additions - Tier 2 |  | 0 | 0 | 0 | 0 | 0 | 0 | 0 | 0 | 0 | 0 | 0
2017 | CA | NPCC | - | Quebec | MW | Additions - Tier 3 |  | 0 | 0 | 0 | 0 | 0 | 0 | 0 | 0 | 0 | 0 | 0
2017 | CA | NPCC | - | Quebec | MW | Firm Imports |  | 500 | 500 | 500 | 500 | 500 | 500 | 0 | 0 | 0 | 0 | 0
2017 | CA | NPCC | - | Quebec | MW | Firm Exports |  | 830 | 201 | 298 | 1041 | 145 | 145 | 145 | 145 | 145 | 145 | 145
2017 | CA | NPCC | - | Quebec | MW | Net Firm Capacity Transfers |  | -330 | 299 | 202 | -541 | 355 | 355 | -145 | -145 | -145 | -145 | -145
2017 | CA | NPCC | - | Quebec | MW | Expected Imports |  | 1100 | 1100 | 1100 | 1100 | 1100 | 1100 | 1100 | 1100 | 1100 | 1100 | 1100
2017 | CA | NPCC | - | Quebec | MW | Expected Exports |  | 0 | 0 | 0 | 0 | 0 | 0 | 0 | 0 | 0 | 0 | 0
2017 | CA | NPCC | - | Quebec | MW | Net Expected Transfers |  | 1100 | 1100 | 1100 | 1100 | 1100 | 1100 | 1100 | 1100 | 1100 | 1100 | 1100
2017 | CA | NPCC | - | Quebec | MW | Existing-Certain & Net Firm Transfers |  | 41010.208 | 41639.208 | 41514.208 | 41001.108 | 41897.108 | 41897.108 | 41397.108 | 41397.108 | 41380.908 | 41317.008 | 41317.008
2017 | CA | NPCC | - | Quebec | MW | Anticipated Resources |  | 41551.328 | 42299.078 | 42209.878 | 41941.778 | 42837.778 | 42837.778 | 42337.778 | 42337.778 | 42321.578 | 42257.678 | 42257.678
2017 | CA | NPCC | - | Quebec | MW | Prospective Resources |  | 42651.328 | 43399.078 | 43309.878 | 43041.778 | 43937.778 | 43937.778 | 43437.778 | 43437.778 | 43421.578 | 43357.678 | 43357.678
2017 | CA | NPCC | - | Quebec | MW | Existing-Certain and Net Firm Transfers Excess/Shortfall |  | 0 | 0 | 0 | -146.7394 | 0 | 0 | -762.0548 | -1025.9855 | -1284.0229 | -1572.7067 | -1787.0067
2017 | CA | NPCC | - | Quebec | MW | Anticipated Excess/Shortfall |  | 0 | 0 | 0 | 0 | 0 | 0 | 0 | -85.3155 | -343.3529 | -632.0367 | -846.3367
2017 | CA | NPCC | - | Quebec | MW | Prospective Excess/Shortfall |  | 0 | 0 | 0 | 0 | 0 | 0 | 0 | 0 | 0 | 0 | 0
2017 | CA | NPCC | - | Quebec | % | Existing-Certain and Net Firm Transfers Reserve Margin |  | 14.96% | 15.87% | 14.87% | 12.5% | 13.8% | 12.99% | 10.86% | 10.17% | 9.502% | 8.76% | 8.219%
2017 | CA | NPCC | - | Quebec | % | Anticipated Reserve Margin |  | 16.48% | 17.71% | 16.79% | 15.08% | 16.36% | 15.53% | 13.38% | 12.67% | 11.99% | 11.24% | 10.68%
2017 | CA | NPCC | - | Quebec | % | Prospective Reserve Margin |  | 19.56% | 20.77% | 19.83% | 18.1% | 19.35% | 18.49% | 16.32% | 15.6% | 14.9% | 14.13% | 13.56%
2017 | CA | NPCC | - | Quebec | % | Reference Margin Level |  | 12.5% | 12.9% | 12.9% | 12.9% | 12.9% | 12.9% | 12.9% | 12.9% | 12.9% | 12.9% | 12.9%
2017 | US | RF | - | PJM | MW | Energy Efficiency and Conservation |  | 0 | 0 | 0 | 0 | 0 | 0 | 0 | 0 | 0 | 0 | 0
2017 | US | RF | - | PJM | MW | Total Installed Photovoltaic |  | 3512 | 4264 | 5116 | 6132 | 7304 | 8460 | 9740 | 10364 | 10620 | 11044 | 11736
2017 | US | RF | - | PJM | MW | Photovoltaic On-Peak |  | 0 | 0 | 0 | 0 | 0 | 0 | 0 | 0 | 0 | 0 | 0
2017 | US | RF | - | PJM | MW | Total Internal Demand |  | 132652 | 133394 | 132942 | 132883 | 133050 | 133239 | 133842 | 133797 | 134342 | 134915 | 135667
2017 | US | RF | - | PJM | MW | Controllable and Dispatchable Demand Response - Available |  | 355 | 359 | 360 | 6177 | 6169 | 6174 | 6187 | 6204 | 6224 | 6237 | 6247
2017 | US | RF | - | PJM | MW | Net Internal Demand |  | 132297 | 133035 | 132582 | 126706 | 126881 | 127065 | 127655 | 127593 | 128118 | 128678 | 129420
2017 | US | RF | - | PJM | MW | Behind the Meter Generation - Capacity |  | 0 | 0 | 0 | 0 | 0 | 0 | 0 | 0 | 0 | 0 | 0
2017 | US | RF | - | PJM | MW | Other Capacity Adjustments - Additions |  | 0 | 0 | 0 | 0 | 0 | 0 | 0 | 0 | 0 | 0 | 0
2017 | US | RF | - | PJM | MW | Other Capacity Adjustments - Reductions |  | 0 | 0 | 0 | 0 | 0 | 0 | 0 | 0 | 0 | 0 | 0
2017 | US | RF | - | PJM | MW | Confirmed Retirements |  | 4163.7 | 4879 | 6162.9 | 10410.6 | 13841.9 | 15851.4 | 15851.4 | 15851.4 | 15851.4 | 15851.4 | 15851.4
2017 | US | RF | - | PJM | MW | Unconfirmed Retirements |  | 0 | 0 | 0 | 0 | 0 | 0 | 0 | 0 | 0 | 0 | 0
2017 | US | RF | - | PJM | MW | Scheduled Outages |  | 0 | 0 | 0 | 0 | 0 | 0 | 0 | 0 | 0 | 0 | 0
2017 | US | RF | - | PJM | MW | Transmission Limitations |  | 0 | 0 | 0 | 0 | 0 | 0 | 0 | 0 | 0 | 0 | 0
2017 | US | RF | - | PJM | MW | Existing-Certain |  | 179767.54 | 176467.68 | 174183.68 | 173144.48 | 173162.78 | 173162.78 | 173162.78 | 173162.78 | 173162.78 | 173162.78 | 173162.78
2017 | US | RF | - | PJM | MW | Existing-Other |  | 350.2 | 2145 | 2217.6 | 2217.6 | 2217.6 | 2217.6 | 2217.6 | 2217.6 | 2217.6 | 2217.6 | 2217.6
2017 | US | RF | - | PJM | MW | Additions - Tier 1 |  | 0 | 9640.13 | 13602.79 | 14963.19 | 15981.09 | 15981.09 | 15981.09 | 15981.09 | 15981.09 | 15981.09 | 15981.09
2017 | US | RF | - | PJM | MW | Additions - Tier 2 |  | 0 | 3802.11 | 12467.51 | 26194.81 | 32529.71 | 34851.71 | 35355.71 | 35355.71 | 35355.71 | 35355.71 | 35355.71
2017 | US | RF | - | PJM | MW | Additions - Tier 3 |  | 0 | 0 | 0 | 0 | 0 | 0 | 0 | 0 | 0 | 0 | 0
2017 | US | RF | - | PJM | MW | Firm Imports |  | 5840.1 | 5948.7 | 5517.7 | 0 | 0 | 0 | 0 | 0 | 0 | 0 | 0
2017 | US | RF | - | PJM | MW | Firm Exports |  | 1535.8 | 1529.5 | 1529.5 | 0 | 0 | 0 | 0 | 0 | 0 | 0 | 0
2017 | US | RF | - | PJM | MW | Net Firm Capacity Transfers |  | 4304.3 | 4419.2 | 3988.2 | 0 | 0 | 0 | 0 | 0 | 0 | 0 | 0
2017 | US | RF | - | PJM | MW | Expected Imports |  | 0 | 0 | 0 | 2212.3 | 2092.3 | 2092.3 | 2092.3 | 2092.3 | 2092.3 | 2092.3 | 2092.3
2017 | US | RF | - | PJM | MW | Expected Exports |  | 0 | 0 | 0 | 1441.4 | 306.3 | 306.3 | 306.3 | 306.3 | 306.3 | 306.3 | 306.3
2017 | US | RF | - | PJM | MW | Net Expected Transfers |  | 0 | 0 | 0 | 770.9 | 1786 | 1786 | 1786 | 1786 | 1786 | 1786 | 1786
2017 | US | RF | - | PJM | MW | Existing-Certain & Net Firm Transfers |  | 184071.84 | 180886.88 | 178171.88 | 173144.48 | 173162.78 | 173162.78 | 173162.78 | 173162.78 | 173162.78 | 173162.78 | 173162.78
2017 | US | RF | - | PJM | MW | Anticipated Resources |  | 184071.84 | 190527.01 | 191774.67 | 188107.67 | 189143.87 | 189143.87 | 189143.87 | 189143.87 | 189143.87 | 189143.87 | 189143.87
2017 | US | RF | - | PJM | MW | Prospective Resources |  | 184422.04 | 196474.12 | 206459.78 | 217290.98 | 225677.18 | 227999.18 | 228503.18 | 228503.18 | 228503.18 | 228503.18 | 228503.18
2017 | US | RF | - | PJM | MW | Existing-Certain and Net Firm Transfers Excess/Shortfall |  | 0 | 0 | 0 | 0 | 0 | 0 | 0 | 0 | 0 | 0 | 0
2017 | US | RF | - | PJM | MW | Anticipated Excess/Shortfall |  | 0 | 0 | 0 | 0 | 0 | 0 | 0 | 0 | 0 | 0 | 0
2017 | US | RF | - | PJM | MW | Prospective Excess/Shortfall |  | 0 | 0 | 0 | 0 | 0 | 0 | 0 | 0 | 0 | 0 | 0
2017 | US | RF | - | PJM | % | Existing-Certain and Net Firm Transfers Reserve Margin |  | 39.14% | 35.97% | 34.39% | 36.65% | 36.48% | 36.28% | 35.65% | 35.71% | 35.16% | 34.57% | 33.8%
2017 | US | RF | - | PJM | % | Anticipated Reserve Margin |  | 39.14% | 43.22% | 44.65% | 48.46% | 49.07% | 48.86% | 48.17% | 48.24% | 47.63% | 46.99% | 46.15%
2017 | US | RF | - | PJM | % | Prospective Reserve Margin |  | 39.4% | 47.69% | 55.72% | 71.49% | 77.87% | 79.44% | 79% | 79.09% | 78.35% | 77.58% | 76.56%
2017 | US | RF | - | PJM | % | Reference Margin Level |  | 16.6% | 16.7% | 16.6% | 16.6% | 16.6% | 16.6% | 16.6% | 16.6% | 16.6% | 16.6% | 16.6%
2017 | US | SERC | - | SERC-E | MW | Energy Efficiency and Conservation |  | 314 | 419 | 523 | 617 | 734 | 821 | 905 | 986 | 1064 | 1125 | 1177
2017 | US | SERC | - | SERC-E | MW | Total Installed Photovoltaic |  | 162 | 458 | 527 | 609 | 672 | 717 | 761 | 817 | 846 | 881 | 920
2017 | US | SERC | - | SERC-E | MW | Photovoltaic On-Peak |  | 6 | 9 | 13 | 16 | 20 | 22 | 24 | 27 | 29 | 30 | 32
2017 | US | SERC | - | SERC-E | MW | Total Internal Demand |  | 45189 | 45636 | 46108 | 46705 | 47171 | 47835 | 48462 | 49280 | 49917 | 50538 | 51157
2017 | US | SERC | - | SERC-E | MW | Controllable and Dispatchable Demand Response - Available |  | 1004 | 458 | 527 | 609 | 672 | 717 | 761 | 817 | 846 | 881 | 920
2017 | US | SERC | - | SERC-E | MW | Net Internal Demand |  | 44185 | 45178 | 45581 | 46096 | 46499 | 47118 | 47701 | 48463 | 49071 | 49657 | 50237
2017 | US | SERC | - | SERC-E | MW | Behind the Meter Generation - Capacity |  | 0 | 0 | 0 | 0 | 0 | 0 | 0 | 0 | 0 | 0 | 0
2017 | US | SERC | - | SERC-E | MW | Other Capacity Adjustments - Additions |  | 0 | 0 | 0 | 0 | 0 | 0 | 0 | 0 | 0 | 0 | 0
2017 | US | SERC | - | SERC-E | MW | Other Capacity Adjustments - Reductions |  | 0 | 0 | 0 | 0 | 0 | 0 | 0 | 0 | 0 | 0 | 0
2017 | US | SERC | - | SERC-E | MW | Confirmed Retirements |  | 67 | 67 | 208 | 208 | 592 | 1044 | 1044 | 1044 | 1044 | 1044 | 1044
2017 | US | SERC | - | SERC-E | MW | Unconfirmed Retirements |  | 0 | 0 | 0 | 0 | 0 | 0 | 0 | 0 | 0 | 0 | 0
2017 | US | SERC | - | SERC-E | MW | Scheduled Outages |  | 466 | 376 | 405 | 200 | 540 | 619 | 419 | 419 | 419 | 419 | 419
2017 | US | SERC | - | SERC-E | MW | Transmission Limitations |  | 0 | 0 | 0 | 0 | 0 | 0 | 0 | 0 | 0 | 0 | 0
2017 | US | SERC | - | SERC-E | MW | Existing-Certain |  | 52444.94 | 52542.94 | 52523.94 | 51945.34 | 51655.74 | 51623.14 | 51869.54 | 51875.54 | 51875.54 | 51879.54 | 51647.54
2017 | US | SERC | - | SERC-E | MW | Existing-Other |  | 42 | 42 | 42 | 42 | 42 | 42 | 42 | 42 | 42 | 42 | 42
2017 | US | SERC | - | SERC-E | MW | Additions - Tier 1 |  | 783 | 783 | 1358 | 1358 | 1358 | 2640 | 2640 | 2640 | 3922 | 5204 | 5439
2017 | US | SERC | - | SERC-E | MW | Additions - Tier 2 |  | 0 | 0 | 0 | 0 | 0 | 0 | 0 | 0 | 0 | 0 | 0
2017 | US | SERC | - | SERC-E | MW | Additions - Tier 3 |  | 0 | 0 | 0 | 0 | 0 | 0 | 0 | 0 | 0 | 0 | 0
2017 | US | SERC | - | SERC-E | MW | Firm Imports |  | 497 | 497 | 497 | 497 | 338 | 338 | 338 | 338 | 338 | 338 | 338
2017 | US | SERC | - | SERC-E | MW | Firm Exports |  | 0 | 0 | 0 | 0 | 0 | 0 | 0 | 0 | 0 | 0 | 0
2017 | US | SERC | - | SERC-E | MW | Net Firm Capacity Transfers |  | 497 | 497 | 497 | 497 | 338 | 338 | 338 | 338 | 338 | 338 | 338
2017 | US | SERC | - | SERC-E | MW | Expected Imports |  | 271 | 321 | 321 | 321 | 321 | 321 | 321 | 321 | 321 | 321 | 321
2017 | US | SERC | - | SERC-E | MW | Expected Exports |  | 0 | 0 | 0 | 0 | 0 | 0 | 0 | 0 | 0 | 0 | 0
2017 | US | SERC | - | SERC-E | MW | Net Expected Transfers |  | 271 | 321 | 321 | 321 | 321 | 321 | 321 | 321 | 321 | 321 | 321
2017 | US | SERC | - | SERC-E | MW | Existing-Certain & Net Firm Transfers |  | 52941.94 | 53039.94 | 53020.94 | 52442.34 | 51993.74 | 51961.14 | 52207.54 | 52213.54 | 52213.54 | 52217.54 | 51985.54
2017 | US | SERC | - | SERC-E | MW | Anticipated Resources |  | 53724.94 | 53822.94 | 54378.94 | 53800.34 | 53351.74 | 54601.14 | 54847.54 | 54853.54 | 56135.54 | 57421.54 | 57424.54
2017 | US | SERC | - | SERC-E | MW | Prospective Resources |  | 54037.94 | 54185.94 | 54741.94 | 54163.34 | 53714.74 | 54964.14 | 55210.54 | 55216.54 | 56498.54 | 57784.54 | 57787.54
2017 | US | SERC | - | SERC-E | MW | Existing-Certain and Net Firm Transfers Excess/Shortfall |  | 0 | 0 | 0 | -568.06 | -1480.11 | -2224.56 | -2648.61 | -3518.91 | -4218.11 | -4888.01 | -5787.01
2017 | US | SERC | - | SERC-E | MW | Anticipated Excess/Shortfall |  | 0 | 0 | 0 | 0 | -122.11 | 0 | -8.61 | -878.91 | -296.11 | 0 | -348.01
2017 | US | SERC | - | SERC-E | MW | Prospective Excess/Shortfall |  | 0 | 0 | 0 | 0 | 0 | 0 | 0 | -515.91 | 0 | 0 | 0
2017 | US | SERC | - | SERC-E | % | Existing-Certain and Net Firm Transfers Reserve Margin |  | 19.82% | 17.4% | 16.32% | 13.77% | 11.82% | 10.28% | 9.447% | 7.739% | 6.404% | 5.156% | 3.481%
2017 | US | SERC | - | SERC-E | % | Anticipated Reserve Margin |  | 21.59% | 19.14% | 19.3% | 16.71% | 14.74% | 15.88% | 14.98% | 13.19% | 14.4% | 15.64% | 14.31%
2017 | US | SERC | - | SERC-E | % | Prospective Reserve Margin |  | 22.3% | 19.94% | 20.1% | 17.5% | 15.52% | 16.65% | 15.74% | 13.94% | 15.14% | 16.37% | 15.03%
2017 | US | SERC | - | SERC-E | % | Reference Margin Level |  | 15% | 15% | 15% | 15% | 15% | 15% | 15% | 15% | 15% | 15% | 15%
2017 | US | SERC | - | SERC-N | MW | Energy Efficiency and Conservation |  | 372 | 462 | 538 | 606 | 650 | 747 | 853 | 964 | 1053 | 1128 | 1209
2017 | US | SERC | - | SERC-N | MW | Total Installed Photovoltaic |  | 51 | 83 | 83 | 83 | 83 | 83 | 83 | 83 | 83 | 83 | 83
2017 | US | SERC | - | SERC-N | MW | Photovoltaic On-Peak |  | 51 | 83 | 83 | 83 | 83 | 83 | 83 | 83 | 83 | 83 | 83
2017 | US | SERC | - | SERC-N | MW | Total Internal Demand |  | 41051 | 41516 | 41746 | 41817 | 41996 | 42075 | 42246 | 42343 | 42469 | 42618 | 42887
2017 | US | SERC | - | SERC-N | MW | Controllable and Dispatchable Demand Response - Available |  | 1558 | 83 | 83 | 83 | 83 | 83 | 83 | 83 | 83 | 83 | 83
2017 | US | SERC | - | SERC-N | MW | Net Internal Demand |  | 39493 | 41433 | 41663 | 41734 | 41913 | 41992 | 42163 | 42260 | 42386 | 42535 | 42804
2017 | US | SERC | - | SERC-N | MW | Behind the Meter Generation - Capacity |  | 0 | 0 | 0 | 0 | 0 | 0 | 0 | 0 | 0 | 0 | 0
2017 | US | SERC | - | SERC-N | MW | Other Capacity Adjustments - Additions |  | 0 | 0 | 0 | 0 | 0 | 0 | 0 | 0 | 0 | 0 | 0
2017 | US | SERC | - | SERC-N | MW | Other Capacity Adjustments - Reductions |  | 0 | 0 | 0 | 0 | 0 | 0 | 0 | 0 | 0 | 0 | 0
2017 | US | SERC | - | SERC-N | MW | Confirmed Retirements |  | 2235 | 3358 | 3794 | 4517 | 4517 | 4517 | 4517 | 4517 | 4517 | 4517 | 4517
2017 | US | SERC | - | SERC-N | MW | Unconfirmed Retirements |  | 0 | 0 | 0 | 0 | 0 | 0 | 0 | 0 | 0 | 0 | 0
2017 | US | SERC | - | SERC-N | MW | Scheduled Outages |  | 247 | 6 | 180 | 603 | 134 | 134 | 134 | 0 | 0 | 0 | 0
2017 | US | SERC | - | SERC-N | MW | Transmission Limitations |  | 0 | 0 | 0 | 0 | 0 | 0 | 0 | 0 | 0 | 0 | 0
2017 | US | SERC | - | SERC-N | MW | Existing-Certain |  | 51871.4588 | 51181.4588 | 51317.4588 | 50894.4588 | 51363.4588 | 51363.4588 | 51363.4588 | 51497.4588 | 51497.4588 | 51497.4588 | 51497.4588
2017 | US | SERC | - | SERC-N | MW | Existing-Other |  | 1076.63 | 1076.63 | 1076.63 | 1076.63 | 1076.63 | 1076.63 | 1076.63 | 1076.63 | 1076.63 | 1076.63 | 1076.63
2017 | US | SERC | - | SERC-N | MW | Additions - Tier 1 |  | 1136 | 2254 | 2254 | 2254 | 2254 | 2254 | 2254 | 2254 | 2254 | 2254 | 2254
2017 | US | SERC | - | SERC-N | MW | Additions - Tier 2 |  | 0 | 0 | 0 | 0 | 0 | 0 | 0 | 0 | 0 | 0 | 0
2017 | US | SERC | - | SERC-N | MW | Additions - Tier 3 |  | 0 | 0 | 0 | 0 | 0 | 0 | 0 | 0 | 0 | 0 | 0
2017 | US | SERC | - | SERC-N | MW | Firm Imports |  | 778 | 778 | 778 | 778 | 778 | 778 | 778 | 778 | 778 | 778 | 778
2017 | US | SERC | - | SERC-N | MW | Firm Exports |  | 0 | 0 | 0 | 0 | 0 | 0 | 0 | 0 | 0 | 0 | 0
2017 | US | SERC | - | SERC-N | MW | Net Firm Capacity Transfers |  | 778 | 778 | 778 | 778 | 778 | 778 | 778 | 778 | 778 | 778 | 778
2017 | US | SERC | - | SERC-N | MW | Expected Imports |  | 1898.6 | 1898.6 | 1898.6 | 1898.6 | 1898.6 | 1898.6 | 1898.6 | 1898.6 | 1898.6 | 1898.6 | 1898.6
2017 | US | SERC | - | SERC-N | MW | Expected Exports |  | 0 | 0 | 0 | 0 | 0 | 0 | 0 | 0 | 0 | 0 | 0
2017 | US | SERC | - | SERC-N | MW | Net Expected Transfers |  | 1898.6 | 1898.6 | 1898.6 | 1898.6 | 1898.6 | 1898.6 | 1898.6 | 1898.6 | 1898.6 | 1898.6 | 1898.6
2017 | US | SERC | - | SERC-N | MW | Existing-Certain & Net Firm Transfers |  | 52649.4588 | 51959.4588 | 52095.4588 | 51672.4588 | 52141.4588 | 52141.4588 | 52141.4588 | 52275.4588 | 52275.4588 | 52275.4588 | 52275.4588
2017 | US | SERC | - | SERC-N | MW | Anticipated Resources |  | 53785.4588 | 54213.4588 | 54349.4588 | 53926.4588 | 54395.4588 | 54395.4588 | 54395.4588 | 54529.4588 | 54529.4588 | 54529.4588 | 54529.4588
2017 | US | SERC | - | SERC-N | MW | Prospective Resources |  | 56760.6888 | 57188.6888 | 57324.6888 | 56901.6888 | 57370.6888 | 57370.6888 | 57370.6888 | 57504.6888 | 57504.6888 | 57504.6888 | 57504.6888
2017 | US | SERC | - | SERC-N | MW | Existing-Certain and Net Firm Transfers Excess/Shortfall |  | 0 | 0 | 0 | 0 | 0 | 0 | 0 | 0 | 0 | 0 | 0
2017 | US | SERC | - | SERC-N | MW | Anticipated Excess/Shortfall |  | 0 | 0 | 0 | 0 | 0 | 0 | 0 | 0 | 0 | 0 | 0
2017 | US | SERC | - | SERC-N | MW | Prospective Excess/Shortfall |  | 0 | 0 | 0 | 0 | 0 | 0 | 0 | 0 | 0 | 0 | 0
2017 | US | SERC | - | SERC-N | % | Existing-Certain and Net Firm Transfers Reserve Margin |  | 33.31% | 25.41% | 25.04% | 23.81% | 24.4% | 24.17% | 23.67% | 23.7% | 23.33% | 22.9% | 22.13%
2017 | US | SERC | - | SERC-N | % | Anticipated Reserve Margin |  | 36.19% | 30.85% | 30.45% | 29.21% | 29.78% | 29.54% | 29.01% | 29.03% | 28.65% | 28.2% | 27.39%
2017 | US | SERC | - | SERC-N | % | Prospective Reserve Margin |  | 43.72% | 38.03% | 37.59% | 36.34% | 36.88% | 36.62% | 36.07% | 36.07% | 35.67% | 35.19% | 34.34%
2017 | US | SERC | - | SERC-N | % | Reference Margin Level |  | 15% | 15% | 15% | 15% | 15% | 15% | 15% | 15% | 15% | 15% | 15%
2017 | US | SERC | - | SERC-SE | MW | Energy Efficiency and Conservation |  | 0 | 0 | 0 | 0 | 0 | 0 | 0 | 0 | 0 | 0 | 0
2017 | US | SERC | - | SERC-SE | MW | Total Installed Photovoltaic |  | 0 | 0 | 0 | 0 | 0 | 0 | 0 | 0 | 0 | 0 | 0
2017 | US | SERC | - | SERC-SE | MW | Photovoltaic On-Peak |  | 0 | 0 | 0 | 0 | 0 | 0 | 0 | 0 | 0 | 0 | 0
2017 | US | SERC | - | SERC-SE | MW | Total Internal Demand |  | 44805 | 44315 | 44537 | 44821 | 45143 | 45472 | 45772 | 46137 | 46548 | 46988 | 47435
2017 | US | SERC | - | SERC-SE | MW | Controllable and Dispatchable Demand Response - Available |  | 14 | 0 | 0 | 0 | 0 | 0 | 0 | 0 | 0 | 0 | 0
2017 | US | SERC | - | SERC-SE | MW | Net Internal Demand |  | 44791 | 44315 | 44537 | 44821 | 45143 | 45472 | 45772 | 46137 | 46548 | 46988 | 47435
2017 | US | SERC | - | SERC-SE | MW | Behind the Meter Generation - Capacity |  | 0 | 0 | 0 | 0 | 0 | 0 | 0 | 0 | 0 | 0 | 0
2017 | US | SERC | - | SERC-SE | MW | Other Capacity Adjustments - Additions |  | 0 | 0 | 0 | 0 | 0 | 0 | 0 | 0 | 0 | 0 | 0
2017 | US | SERC | - | SERC-SE | MW | Other Capacity Adjustments - Reductions |  | 0 | 0 | 0 | 0 | 0 | 0 | 0 | 0 | 0 | 0 | 0
2017 | US | SERC | - | SERC-SE | MW | Confirmed Retirements |  | 3900 | 5464 | 5464 | 5479 | 5479 | 5479 | 5479 | 5479 | 5479 | 5479 | 5479
2017 | US | SERC | - | SERC-SE | MW | Unconfirmed Retirements |  | 0 | 0 | 0 | 0 | 0 | 0 | 0 | 0 | 0 | 0 | 0
2017 | US | SERC | - | SERC-SE | MW | Scheduled Outages |  | 5507 | 4323 | 3636 | 3954 | 3770 | 4725 | 3523 | 2508 | 1240 | 408 | 408
2017 | US | SERC | - | SERC-SE | MW | Transmission Limitations |  | 0 | 0 | 0 | 0 | 0 | 0 | 0 | 0 | 0 | 0 | 0
2017 | US | SERC | - | SERC-SE | MW | Existing-Certain |  | 58379.08 | 59563.08 | 60235.08 | 59926.28 | 60119.48 | 59164.48 | 60366.48 | 61381.48 | 62649.48 | 63481.48 | 63481.48
2017 | US | SERC | - | SERC-SE | MW | Existing-Other |  | 706.39 | 706.39 | 706.39 | 706.39 | 706.39 | 706.39 | 706.39 | 706.39 | 706.39 | 706.39 | 706.39
2017 | US | SERC | - | SERC-SE | MW | Additions - Tier 1 |  | 222.95 | 258.15 | 1458.15 | 2558.15 | 2558.15 | 2558.15 | 2558.15 | 2558.15 | 2558.15 | 2558.15 | 2558.15
2017 | US | SERC | - | SERC-SE | MW | Additions - Tier 2 |  | 0 | 0 | 0 | 0 | 0 | 0 | 0 | 0 | 0 | 0 | 0
2017 | US | SERC | - | SERC-SE | MW | Additions - Tier 3 |  | 2231.29 | 4708.01 | 4708.01 | 5227.39 | 5227.39 | 5227.39 | 5227.39 | 5227.39 | 5227.39 | 5227.39 | 5227.39
2017 | US | SERC | - | SERC-SE | MW | Firm Imports |  | 50 | 126 | 145 | 165 | 187 | 209 | 232 | 254 | 278 | 286 | 289
2017 | US | SERC | - | SERC-SE | MW | Firm Exports |  | 0 | 0 | 0 | 0 | 0 | 0 | 0 | 0 | 0 | 0 | 0
2017 | US | SERC | - | SERC-SE | MW | Net Firm Capacity Transfers |  | 50 | 126 | 145 | 165 | 187 | 209 | 232 | 254 | 278 | 286 | 289
2017 | US | SERC | - | SERC-SE | MW | Expected Imports |  | 2053 | 2021 | 2124 | 2227 | 1750 | 1750 | 1750 | 1750 | 1750 | 1750 | 1750
2017 | US | SERC | - | SERC-SE | MW | Expected Exports |  | 0 | 0 | 0 | 0 | 0 | 0 | 0 | 0 | 0 | 0 | 0
2017 | US | SERC | - | SERC-SE | MW | Net Expected Transfers |  | 2053 | 2021 | 2124 | 2227 | 1750 | 1750 | 1750 | 1750 | 1750 | 1750 | 1750
2017 | US | SERC | - | SERC-SE | MW | Existing-Certain & Net Firm Transfers |  | 58429.08 | 59689.08 | 60380.08 | 60091.28 | 60306.48 | 59373.48 | 60598.48 | 61635.48 | 62927.48 | 63767.48 | 63770.48
2017 | US | SERC | - | SERC-SE | MW | Anticipated Resources |  | 58652.03 | 59947.23 | 61838.23 | 62649.43 | 62864.63 | 61931.63 | 63156.63 | 64193.63 | 65485.63 | 66325.63 | 66328.63
2017 | US | SERC | - | SERC-SE | MW | Prospective Resources |  | 61411.42 | 62674.62 | 64668.62 | 65582.82 | 65321.02 | 64388.02 | 65613.02 | 66650.02 | 67942.02 | 68782.02 | 68785.02
2017 | US | SERC | - | SERC-SE | MW | Existing-Certain and Net Firm Transfers Excess/Shortfall |  | 0 | 0 | 0 | 0 | 0 | 0 | 0 | 0 | 0 | 0 | 0
2017 | US | SERC | - | SERC-SE | MW | Anticipated Excess/Shortfall |  | 0 | 0 | 0 | 0 | 0 | 0 | 0 | 0 | 0 | 0 | 0
2017 | US | SERC | - | SERC-SE | MW | Prospective Excess/Shortfall |  | 0 | 0 | 0 | 0 | 0 | 0 | 0 | 0 | 0 | 0 | 0
2017 | US | SERC | - | SERC-SE | % | Existing-Certain and Net Firm Transfers Reserve Margin |  | 30.45% | 34.69% | 35.57% | 34.07% | 33.59% | 30.57% | 32.39% | 33.59% | 35.19% | 35.71% | 34.44%
2017 | US | SERC | - | SERC-SE | % | Anticipated Reserve Margin |  | 30.95% | 35.28% | 38.85% | 39.78% | 39.26% | 36.2% | 37.98% | 39.14% | 40.68% | 41.15% | 39.83%
2017 | US | SERC | - | SERC-SE | % | Prospective Reserve Margin |  | 37.11% | 41.43% | 45.2% | 46.32% | 44.7% | 41.6% | 43.35% | 44.46% | 45.96% | 46.38% | 45.01%
2017 | US | SERC | - | SERC-SE | % | Reference Margin Level |  | 15% | 15% | 15% | 15% | 15% | 15% | 15% | 15% | 15% | 15% | 15%
2017 | US | SPP | - | SPP | MW | Energy Efficiency and Conservation |  | 176.6944 | 240.1579 | 310.9182 | 422.8137 | 523.5125 | 616.41 | 705.1612 | 786.9564 | 842.4494 | 860.1473 | 893.7143
2017 | US | SPP | - | SPP | MW | Total Installed Photovoltaic |  | 0 | 0 | 0 | 0 | 0 | 0 | 0 | 0 | 0 | 0 | 0
2017 | US | SPP | - | SPP | MW | Photovoltaic On-Peak |  | 0 | 0 | 0 | 0 | 0 | 0 | 0 | 0 | 0 | 0 | 0
2017 | US | SPP | - | SPP | MW | Total Internal Demand |  | 41215.1771 | 40923.0971 | 41248.5908 | 41818.3177 | 41971.3468 | 41957.578 | 42588.3115 | 42682.5473 | 43031.6854 | 43208.1251 | 44043.8664
2017 | US | SPP | - | SPP | MW | Controllable and Dispatchable Demand Response - Available |  | 431.8 | 428.2 | 430.2 | 410.4 | 402.2 | 404.2 | 406.2 | 408.2 | 411.2 | 412.2 | 414.2
2017 | US | SPP | - | SPP | MW | Net Internal Demand |  | 40783.3771 | 40494.8971 | 40818.3908 | 41407.9177 | 41569.1468 | 41553.378 | 42182.1115 | 42274.3473 | 42620.4854 | 42795.9251 | 43629.6664
2017 | US | SPP | - | SPP | MW | Behind the Meter Generation - Capacity |  | 868.2 | 868.2 | 868.2 | 868.2 | 868.2 | 868.2 | 868.2 | 868.2 | 868.2 | 868.2 | 868.2
2017 | US | SPP | - | SPP | MW | Other Capacity Adjustments - Additions |  | 0 | 0 | 0 | 0 | 0 | 0 | 0 | 200 | 200 | 200 | 242
2017 | US | SPP | - | SPP | MW | Other Capacity Adjustments - Reductions |  | 365.7 | 65 | 21 | 21 | 19 | 19 | 13 | 13 | 13 | 13 | 13
2017 | US | SPP | - | SPP | MW | Confirmed Retirements |  | 53.5 | 791.9 | 1163.4 | 1945.8 | 2303.6 | 2442.6 | 2517.6 | 2924.4 | 3115.7 | 3320.7 | 3578.4
2017 | US | SPP | - | SPP | MW | Unconfirmed Retirements |  | 122 | 292.3 | 292.3 | 292.3 | 583.4 | 583.4 | 746.4 | 746.4 | 746.4 | 829.4 | 829.4
2017 | US | SPP | - | SPP | MW | Scheduled Outages |  | 871.6 | 935.3 | 108.2 | 189.4 | 77.6 | 77.6 | 77.6 | 86 | 86 | 86 | 46
2017 | US | SPP | - | SPP | MW | Transmission Limitations |  | 0 | 0 | 0 | 0 | 0 | 0 | 0 | 0 | 0 | 0 | 0
2017 | US | SPP | - | SPP | MW | Existing-Certain |  | 67262.8237 | 66890.2237 | 67607.3237 | 67219.0237 | 66812.0237 | 65864.4237 | 65785.1237 | 65868.7237 | 65404.0237 | 64935.0237 | 65001.9237
2017 | US | SPP | - | SPP | MW | Existing-Other |  | 100 | 100 | 100 | 100 | 100 | 100 | 100 | 100 | 100 | 100 | 100
2017 | US | SPP | - | SPP | MW | Additions - Tier 1 |  | 863.49 | 863.49 | 863.49 | 863.49 | 863.49 | 863.49 | 863.49 | 863.49 | 863.49 | 863.49 | 863.49
2017 | US | SPP | - | SPP | MW | Additions - Tier 2 |  | 388.6 | 388.6 | 403.6 | 403.6 | 403.6 | 403.6 | 403.6 | 403.6 | 403.6 | 403.6 | 403.6
2017 | US | SPP | - | SPP | MW | Additions - Tier 3 |  | 0 | 0 | 10 | 10 | 10 | 10 | 10 | 10 | 10 | 10 | 10
2017 | US | SPP | - | SPP | MW | Firm Imports |  | 2992.6 | 2977.9 | 2978.1 | 2978.3 | 2678.6 | 2678.8 | 2561 | 2561.3 | 2561.5 | 2511.8 | 2512
2017 | US | SPP | - | SPP | MW | Firm Exports |  | 3322.6 | 3290.2 | 3639.9 | 3189.7 | 3147.1 | 2747.6 | 2748.1 | 2748.5 | 2749 | 2749.4 | 2749.9
2017 | US | SPP | - | SPP | MW | Net Firm Capacity Transfers |  | -330 | -312.3 | -661.8 | -211.4 | -468.5 | -68.8 | -187.1 | -187.2 | -187.5 | -237.6 | -237.9
2017 | US | SPP | - | SPP | MW | Expected Imports |  | 0 | 0 | 0 | 0 | 0 | 0 | 0 | 0 | 0 | 0 | 0
2017 | US | SPP | - | SPP | MW | Expected Exports |  | 0 | 0 | 0 | 0 | 0 | 0 | 0 | 0 | 0 | 0 | 0
2017 | US | SPP | - | SPP | MW | Net Expected Transfers |  | 0 | 0 | 0 | 0 | 0 | 0 | 0 | 0 | 0 | 0 | 0
2017 | US | SPP | - | SPP | MW | Existing-Certain & Net Firm Transfers |  | 66932.8237 | 66577.9237 | 66945.5237 | 67007.6237 | 66343.5237 | 65795.6237 | 65598.0237 | 65681.5237 | 65216.5237 | 64697.4237 | 64764.0237
2017 | US | SPP | - | SPP | MW | Anticipated Resources |  | 67796.3137 | 67441.4137 | 67809.0137 | 67871.1137 | 67207.0137 | 66659.1137 | 66461.5137 | 66545.0137 | 66080.0137 | 65560.9137 | 65627.5137
2017 | US | SPP | - | SPP | MW | Prospective Resources |  | 68162.9137 | 67637.7137 | 68020.3137 | 68082.4137 | 67127.2137 | 66579.3137 | 66218.7137 | 66302.2137 | 65837.2137 | 65235.1137 | 65301.7137
2017 | US | SPP | - | SPP | MW | Existing-Certain and Net Firm Transfers Excess/Shortfall |  | 0 | 0 | 0 | 0 | 0 | 0 | 0 | 0 | 0 | 0 | 0
2017 | US | SPP | - | SPP | MW | Anticipated Excess/Shortfall |  | 0 | 0 | 0 | 0 | 0 | 0 | 0 | 0 | 0 | 0 | 0
2017 | US | SPP | - | SPP | MW | Prospective Excess/Shortfall |  | 0 | 0 | 0 | 0 | 0 | 0 | 0 | 0 | 0 | 0 | 0
2017 | US | SPP | - | SPP | % | Existing-Certain and Net Firm Transfers Reserve Margin |  | 64.12% | 64.41% | 64.01% | 61.82% | 59.6% | 58.34% | 55.51% | 55.37% | 53.02% | 51.18% | 48.44%
2017 | US | SPP | - | SPP | % | Anticipated Reserve Margin |  | 66.24% | 66.54% | 66.12% | 63.91% | 61.68% | 60.42% | 57.56% | 57.41% | 55.04% | 53.19% | 50.42%
2017 | US | SPP | - | SPP | % | Prospective Reserve Margin |  | 67.13% | 67.03% | 66.64% | 64.42% | 61.48% | 60.23% | 56.98% | 56.84% | 54.47% | 52.43% | 49.67%
2017 | US | SPP | - | SPP | % | Reference Margin Level |  | 12% | 12% | 12% | 12% | 12% | 12% | 12% | 12% | 12% | 12% | 12%
2017 | US | TRE | - | ERCOT | MW | Energy Efficiency and Conservation |  | 822.5572 | 1092.7485 | 1362.9399 | 1633.1312 | 1903.3225 | 2173.5139 | 2443.7052 | 2713.8966 | 2984.0879 | 3254.2792 | 3524.5889
2017 | US | TRE | - | ERCOT | MW | Total Installed Photovoltaic |  | 306.8965 | 345.5655 | 389.1067 | 438.1342 | 493.3391 | 555.4998 | 625.4927 | 704.3048 | 793.0472 | 892.9712 | 1005.4856
2017 | US | TRE | - | ERCOT | MW | Photovoltaic On-Peak |  | 27.6207 | 31.1009 | 35.0196 | 39.4321 | 44.4005 | 49.995 | 56.2943 | 63.3874 | 71.3743 | 80.3674 | 90.4937
2017 | US | TRE | - | ERCOT | MW | Total Internal Demand |  | 55003.0884 | 56043.4754 | 56043.4754 | 56836.1389 | 57382.7001 | 57939.4894 | 58509.4652 | 59083.3191 | 59639.8389 | 60207.077 | 61411.2186
2017 | US | TRE | - | ERCOT | MW | Controllable and Dispatchable Demand Response - Available |  | 2494 | 2494 | 2494 | 2494 | 2494 | 2494 | 2494 | 2494 | 2494 | 2494 | 2494
2017 | US | TRE | - | ERCOT | MW | Net Internal Demand |  | 52509.0884 | 53549.4754 | 53549.4754 | 54342.1389 | 54888.7001 | 55445.4894 | 56015.4652 | 56589.3191 | 57145.8389 | 57713.077 | 58917.2186
2017 | US | TRE | - | ERCOT | MW | Behind the Meter Generation - Capacity |  | 4352.3 | 4348.3 | 4277.3 | 4248.31 | 4308.3 | 4308.3 | 4298.3 | 4298.3 | 4298.3 | 4298.3 | 4298.3
2017 | US | TRE | - | ERCOT | MW | Other Capacity Adjustments - Additions |  | 19.2 | 19.2 | 19.2 | 19.2 | 19.2 | 19.2 | 19.2 | 19.2 | 19.2 | 19.2 | 19.2
2017 | US | TRE | - | ERCOT | MW | Other Capacity Adjustments - Reductions |  | 0 | 0 | 0 | 0 | 0 | 0 | 0 | 0 | 0 | 0 | 0
2017 | US | TRE | - | ERCOT | MW | Confirmed Retirements |  | 0 | 10 | 121 | 121 | 121 | 121 | 121 | 121 | 121 | 121 | 121
2017 | US | TRE | - | ERCOT | MW | Unconfirmed Retirements |  | 0 | 0 | 0 | 0 | 235 | 235 | 602 | 602 | 602 | 602 | 602
2017 | US | TRE | - | ERCOT | MW | Scheduled Outages |  | 900 | 0 | 0 | 0 | 0 | 0 | 0 | 0 | 0 | 0 | 0
2017 | US | TRE | - | ERCOT | MW | Transmission Limitations |  | 0 | 0 | 0 | 0 | 0 | 0 | 0 | 0 | 0 | 0 | 0
2017 | US | TRE | - | ERCOT | MW | Existing-Certain |  | 82139.15 | 82665.15 | 82594.15 | 82565.16 | 82625.15 | 82625.15 | 82615.15 | 82615.15 | 82615.15 | 82615.15 | 82615.15
2017 | US | TRE | - | ERCOT | MW | Existing-Other |  | 0 | 0 | 840 | 840 | 840 | 840 | 840 | 840 | 840 | 840 | 840
2017 | US | TRE | - | ERCOT | MW | Additions - Tier 1 |  | 1213.65 | 3279.1 | 4987.68 | 6251.28 | 6271.28 | 6271.28 | 6271.28 | 6271.28 | 6271.28 | 6271.28 | 6271.08
2017 | US | TRE | - | ERCOT | MW | Additions - Tier 2 |  | 112 | 5023.97 | 13354.718 | 14923.718 | 16684.738 | 16684.738 | 16684.738 | 16684.738 | 16684.738 | 16684.738 | 16684.738
2017 | US | TRE | - | ERCOT | MW | Additions - Tier 3 |  | 0 | 0 | 602.4 | 837.7 | 837.7 | 837.7 | 837.7 | 837.7 | 837.7 | 837.7 | 837.7
2017 | US | TRE | - | ERCOT | MW | Firm Imports |  | 1880 | 1880 | 1880 | 1430 | 1380 | 1380 | 1380 | 1380 | 1380 | 1380 | 1380
2017 | US | TRE | - | ERCOT | MW | Firm Exports |  | 1076 | 1076 | 1076 | 776 | 776 | 776 | 776 | 776 | 776 | 776 | 776
2017 | US | TRE | - | ERCOT | MW | Net Firm Capacity Transfers |  | 804 | 804 | 804 | 654 | 604 | 604 | 604 | 604 | 604 | 604 | 604
2017 | US | TRE | - | ERCOT | MW | Expected Imports |  | 0 | 0 | 0 | 0 | 0 | 0 | 0 | 0 | 0 | 0 | 0
2017 | US | TRE | - | ERCOT | MW | Expected Exports |  | 0 | 0 | 0 | 0 | 0 | 0 | 0 | 0 | 0 | 0 | 0
2017 | US | TRE | - | ERCOT | MW | Net Expected Transfers |  | 0 | 0 | 0 | 0 | 0 | 0 | 0 | 0 | 0 | 0 | 0
2017 | US | TRE | - | ERCOT | MW | Existing-Certain & Net Firm Transfers |  | 82943.15 | 83469.15 | 83398.15 | 83219.16 | 83229.15 | 83229.15 | 83219.15 | 83219.15 | 83219.15 | 83219.15 | 83219.15
2017 | US | TRE | - | ERCOT | MW | Anticipated Resources |  | 84156.8 | 86748.25 | 88385.83 | 89470.44 | 89500.43 | 89500.43 | 89490.43 | 89490.43 | 89490.43 | 89490.43 | 89490.23
2017 | US | TRE | - | ERCOT | MW | Prospective Resources |  | 84268.8 | 91772.22 | 102580.548 | 105234.158 | 106790.168 | 106790.168 | 106413.168 | 106413.168 | 106413.168 | 106413.168 | 106412.968
2017 | US | TRE | - | ERCOT | MW | Existing-Certain and Net Firm Transfers Excess/Shortfall |  | 0 | 0 | 0 | 0 | 0 | 0 | 0 | 0 | 0 | 0 | 0
2017 | US | TRE | - | ERCOT | MW | Anticipated Excess/Shortfall |  | 0 | 0 | 0 | 0 | 0 | 0 | 0 | 0 | 0 | 0 | 0
2017 | US | TRE | - | ERCOT | MW | Prospective Excess/Shortfall |  | 0 | 0 | 0 | 0 | 0 | 0 | 0 | 0 | 0 | 0 | 0
2017 | US | TRE | - | ERCOT | % | Existing-Certain and Net Firm Transfers Reserve Margin |  | 57.96% | 55.87% | 55.74% | 53.14% | 51.63% | 50.11% | 48.56% | 47.06% | 45.63% | 44.19% | 41.25%
2017 | US | TRE | - | ERCOT | % | Anticipated Reserve Margin |  | 60.27% | 62% | 65.05% | 64.64% | 63.06% | 61.42% | 59.76% | 58.14% | 56.6% | 55.06% | 51.89%
2017 | US | TRE | - | ERCOT | % | Prospective Reserve Margin |  | 60.48% | 71.38% | 91.56% | 93.65% | 94.56% | 92.6% | 89.97% | 88.04% | 86.21% | 84.38% | 80.61%
2017 | US | TRE | - | ERCOT | % | Reference Margin Level |  | 13.75% | 13.75% | 13.75% | 13.75% | 13.75% | 13.75% | 13.75% | 13.75% | 13.75% | 13.75% | 13.75%
2017 | CA | WECC | - | AB | MW | Energy Efficiency and Conservation |  | 0 | 0 | 0 | 0 | 0 | 0 | 0 | 0 | 0 | 0 | 0
2017 | CA | WECC | - | AB | MW | Total Installed Photovoltaic |  | 0 | 0 | 0 | 0 | 0 | 0 | 0 | 0 | 0 | 0 | 0
2017 | CA | WECC | - | AB | MW | Photovoltaic On-Peak |  | 0 | 0 | 0 | 0 | 0 | 0 | 0 | 0 | 0 | 0 | 0
2017 | CA | WECC | - | AB | MW | Total Internal Demand |  | 12253 | 12581 | 12599 | 12932 | 13188 | 13457 | 13700 | 13903 | 14102 | 14298 | 14516
2017 | CA | WECC | - | AB | MW | Controllable and Dispatchable Demand Response - Available |  | 0 | 0 | 0 | 0 | 0 | 0 | 0 | 0 | 0 | 0 | 0
2017 | CA | WECC | - | AB | MW | Net Internal Demand |  | 12253 | 12581 | 12599 | 12932 | 13188 | 13457 | 13700 | 13903 | 14102 | 14298 | 14516
2017 | CA | WECC | - | AB | MW | Behind the Meter Generation - Capacity |  | 0 | 0 | 0 | 0 | 0 | 0 | 0 | 0 | 0 | 0 | 0
2017 | CA | WECC | - | AB | MW | Other Capacity Adjustments - Additions |  | 0 | 0 | 0 | 0 | 0 | 0 | 0 | 0 | 0 | 0 | 0
2017 | CA | WECC | - | AB | MW | Other Capacity Adjustments - Reductions |  | 0 | 0 | 0 | 0 | 0 | 0 | 0 | 0 | 0 | 0 | 0
2017 | CA | WECC | - | AB | MW | Confirmed Retirements |  | 0 | 397.7 | 397.7 | 397.7 | 397.7 | 397.7 | 397.7 | 397.7 | 397.7 | 397.7 | 397.7
2017 | CA | WECC | - | AB | MW | Unconfirmed Retirements |  | 0 | 0 | 0 | 0 | 0 | 0 | 0 | 0 | 0 | 0 | 0
2017 | CA | WECC | - | AB | MW | Scheduled Outages |  | 0 | 0 | 0 | 0 | 0 | 0 | 0 | 0 | 0 | 0 | 0
2017 | CA | WECC | - | AB | MW | Transmission Limitations |  | 0 | 0 | 0 | 0 | 0 | 0 | 0 | 0 | 0 | 0 | 0
2017 | CA | WECC | - | AB | MW | Existing-Certain |  | 15017.5122 | 15017.5122 | 15017.5122 | 15017.5122 | 15017.5122 | 15017.5122 | 15017.5122 | 15017.5122 | 15017.5122 | 15017.5122 | 15017.5122
2017 | CA | WECC | - | AB | MW | Existing-Other |  | 0 | 0 | 0 | 0 | 0 | 0 | 0 | 0 | 0 | 0 | 0
2017 | CA | WECC | - | AB | MW | Additions - Tier 1 |  | 211 | 271 | 271 | 271 | 271 | 271 | 271 | 271 | 271 | 271 | 271
2017 | CA | WECC | - | AB | MW | Additions - Tier 2 |  | 0 | 80 | 639.95 | 1559.95 | 2009.95 | 2009.95 | 2009.95 | 2009.95 | 2009.95 | 2009.95 | 2009.95
2017 | CA | WECC | - | AB | MW | Additions - Tier 3 |  | 301 | 541.55 | 2867.25 | 4719.4 | 4719.4 | 5419.4 | 5419.4 | 5419.4 | 5419.4 | 5419.4 | 5419.4
2017 | CA | WECC | - | AB | MW | Firm Imports |  | 0 | 0 | 0 | 0 | 0 | 0 | 0 | 167 | 388 | 606 | 848
2017 | CA | WECC | - | AB | MW | Firm Exports |  | 0 | 0 | 0 | 0 | 0 | 0 | 0 | 0 | 0 | 0 | 0
2017 | CA | WECC | - | AB | MW | Net Firm Capacity Transfers |  | 0 | 0 | 0 | 0 | 0 | 0 | 0 | 167 | 388 | 606 | 848
2017 | CA | WECC | - | AB | MW | Expected Imports |  | 0 | 0 | 0 | 0 | 0 | 0 | 0 | 0 | 0 | 0 | 0
2017 | CA | WECC | - | AB | MW | Expected Exports |  | 0 | 0 | 0 | 0 | 0 | 0 | 0 | 0 | 0 | 0 | 0
2017 | CA | WECC | - | AB | MW | Net Expected Transfers |  | 0 | 0 | 0 | 0 | 0 | 0 | 0 | 0 | 0 | 0 | 0
2017 | CA | WECC | - | AB | MW | Existing-Certain & Net Firm Transfers |  | 15017.5122 | 15017.5122 | 15017.5122 | 15017.5122 | 15017.5122 | 15017.5122 | 15017.5122 | 15184.5122 | 15405.5122 | 15623.5122 | 15865.5122
2017 | CA | WECC | - | AB | MW | Anticipated Resources |  | 15228.5122 | 15288.5122 | 15288.5122 | 15288.5122 | 15288.5122 | 15288.5122 | 15288.5122 | 15455.5122 | 15676.5122 | 15894.5122 | 16136.5122
2017 | CA | WECC | - | AB | MW | Prospective Resources |  | 15228.5122 | 15368.5122 | 15928.4622 | 16848.4622 | 17298.4622 | 17298.4622 | 17298.4622 | 17465.4622 | 17686.4622 | 17904.4622 | 18146.4622
2017 | CA | WECC | - | AB | MW | Existing-Certain and Net Firm Transfers Excess/Shortfall |  | 0 | 0 | 0 | 0 | 0 | 0 | -193.5978 | -251.9887 | -251.9384 | -251.5572 | -251.6026
2017 | CA | WECC | - | AB | MW | Anticipated Excess/Shortfall |  | 0 | 0 | 0 | 0 | 0 | 0 | 0 | 0 | 0 | 0 | 0
2017 | CA | WECC | - | AB | MW | Prospective Excess/Shortfall |  | 0 | 0 | 0 | 0 | 0 | 0 | 0 | 0 | 0 | 0 | 0
2017 | CA | WECC | - | AB | % | Existing-Certain and Net Firm Transfers Reserve Margin |  | 22.56% | 19.37% | 19.2% | 16.13% | 13.87% | 11.6% | 9.617% | 9.218% | 9.243% | 9.271% | 9.297%
2017 | CA | WECC | - | AB | % | Anticipated Reserve Margin |  | 24.28% | 21.52% | 21.35% | 18.22% | 15.93% | 13.61% | 11.59% | 11.17% | 11.17% | 11.17% | 11.16%
2017 | CA | WECC | - | AB | % | Prospective Reserve Margin |  | 24.28% | 22.16% | 26.43% | 30.29% | 31.17% | 28.55% | 26.27% | 25.62% | 25.42% | 25.22% | 25.01%
2017 | CA | WECC | - | AB | % | Reference Margin Level |  | 11.03% | 11.03% | 11.03% | 11.03% | 11.03% | 11.03% | 11.03% | 11.03% | 11.03% | 11.03% | 11.03%
2017 | CA | WECC | - | BC | MW | Energy Efficiency and Conservation |  | 0 | 0 | 0 | 0 | 0 | 0 | 0 | 0 | 0 | 0 | 0
2017 | CA | WECC | - | BC | MW | Total Installed Photovoltaic |  | 0 | 0 | 0 | 0 | 0 | 0 | 0 | 0 | 0 | 0 | 0
2017 | CA | WECC | - | BC | MW | Photovoltaic On-Peak |  | 0 | 0 | 0 | 0 | 0 | 0 | 0 | 0 | 0 | 0 | 0
2017 | CA | WECC | - | BC | MW | Total Internal Demand |  | 11220 | 11315 | 11456 | 11599 | 11748 | 11942 | 12160 | 12323 | 12497 | 12665 | 12880
2017 | CA | WECC | - | BC | MW | Controllable and Dispatchable Demand Response - Available |  | 0 | 0 | 0 | 0 | 0 | 0 | 0 | 0 | 0 | 0 | 0
2017 | CA | WECC | - | BC | MW | Net Internal Demand |  | 11220 | 11315 | 11456 | 11599 | 11748 | 11942 | 12160 | 12323 | 12497 | 12665 | 12880
2017 | CA | WECC | - | BC | MW | Behind the Meter Generation - Capacity |  | 0 | 0 | 0 | 0 | 0 | 0 | 0 | 0 | 0 | 0 | 0
2017 | CA | WECC | - | BC | MW | Other Capacity Adjustments - Additions |  | 0 | 0 | 0 | 0 | 0 | 0 | 0 | 0 | 0 | 0 | 0
2017 | CA | WECC | - | BC | MW | Other Capacity Adjustments - Reductions |  | 0 | 0 | 0 | 0 | 0 | 0 | 0 | 0 | 0 | 0 | 0
2017 | CA | WECC | - | BC | MW | Confirmed Retirements |  | 0 | 456 | 456 | 477 | 519 | 519 | 519 | 519 | 519 | 519 | 519
2017 | CA | WECC | - | BC | MW | Unconfirmed Retirements |  | 0 | 0 | 0 | 0 | 0 | 0 | 0 | 0 | 0 | 0 | 0
2017 | CA | WECC | - | BC | MW | Scheduled Outages |  | 506 | 506 | 506 | 506 | 500 | 500 | 500 | 500 | 500 | 500 | 500
2017 | CA | WECC | - | BC | MW | Transmission Limitations |  | 0 | 0 | 0 | 0 | 0 | 0 | 0 | 0 | 0 | 0 | 0
2017 | CA | WECC | - | BC | MW | Existing-Certain |  | 12943.387 | 12922.387 | 12880.387 | 12880.387 | 12886.387 | 12886.387 | 12886.387 | 12886.387 | 12886.387 | 12886.387 | 12886.387
2017 | CA | WECC | - | BC | MW | Existing-Other |  | 0 | 0 | 0 | 0 | 0 | 0 | 0 | 0 | 0 | 0 | 0
2017 | CA | WECC | - | BC | MW | Additions - Tier 1 |  | 72.1387 | 110.4387 | 208.0387 | 208.0387 | 208.0387 | 208.0387 | 208.0387 | 208.0387 | 208.0387 | 208.0387 | 208.0387
2017 | CA | WECC | - | BC | MW | Additions - Tier 2 |  | 0 | 0 | 0 | 0 | 0 | 0 | 0 | 1099.8 | 1099.8 | 1099.8 | 1099.8
2017 | CA | WECC | - | BC | MW | Additions - Tier 3 |  | 0 | 5.1837 | 11.3528 | 17.522 | 28.4311 | 44.0902 | 56.1994 | 62.3685 | 568.5377 | 574.7068 | 580.8759
2017 | CA | WECC | - | BC | MW | Firm Imports |  | 0 | 0 | 0 | 0 | 76 | 293 | 537 | 720 | 1058 | 1480 | 1943
2017 | CA | WECC | - | BC | MW | Firm Exports |  | 0 | 0 | 0 | 0 | 0 | 0 | 0 | 0 | 143 | 376 | 598
2017 | CA | WECC | - | BC | MW | Net Firm Capacity Transfers |  | 0 | 0 | 0 | 0 | 76 | 293 | 537 | 720 | 915 | 1104 | 1345
2017 | CA | WECC | - | BC | MW | Expected Imports |  | 0 | 0 | 0 | 0 | 0 | 0 | 0 | 0 | 0 | 0 | 0
2017 | CA | WECC | - | BC | MW | Expected Exports |  | 0 | 0 | 0 | 0 | 0 | 0 | 0 | 0 | 0 | 0 | 0
2017 | CA | WECC | - | BC | MW | Net Expected Transfers |  | 0 | 0 | 0 | 0 | 0 | 0 | 0 | 0 | 0 | 0 | 0
2017 | CA | WECC | - | BC | MW | Existing-Certain & Net Firm Transfers |  | 12943.387 | 12922.387 | 12880.387 | 12880.387 | 12962.387 | 13179.387 | 13423.387 | 13606.387 | 13801.387 | 13990.387 | 14231.387
2017 | CA | WECC | - | BC | MW | Anticipated Resources |  | 13015.5257 | 13032.8257 | 13088.4257 | 13088.4257 | 13170.4257 | 13387.4257 | 13631.4257 | 13814.4257 | 14009.4257 | 14198.4257 | 14439.4257
2017 | CA | WECC | - | BC | MW | Prospective Resources |  | 13015.5257 | 13032.8257 | 13088.4257 | 13088.4257 | 13170.4257 | 13387.4257 | 13631.4257 | 14914.2257 | 15109.2257 | 15298.2257 | 15539.2257
2017 | CA | WECC | - | BC | MW | Existing-Certain and Net Firm Transfers Excess/Shortfall |  | 0 | 0 | 0 | -122.092 | -207.121 | -207.595 | -207.973 | -207.696 | -207.75 | -207.078 | -207.093
2017 | CA | WECC | - | BC | MW | Anticipated Excess/Shortfall |  | 0 | 0 | 0 | 0 | 0 | 0 | 0 | 0 | 0 | 0 | 0
2017 | CA | WECC | - | BC | MW | Prospective Excess/Shortfall |  | 0 | 0 | 0 | 0 | 0 | 0 | 0 | 0 | 0 | 0 | 0
2017 | CA | WECC | - | BC | % | Existing-Certain and Net Firm Transfers Reserve Margin |  | 15.36% | 14.21% | 12.43% | 11.05% | 10.34% | 10.36% | 10.39% | 10.41% | 10.44% | 10.46% | 10.49%
2017 | CA | WECC | - | BC | % | Anticipated Reserve Margin |  | 16% | 15.18% | 14.25% | 12.84% | 12.11% | 12.1% | 12.1% | 12.1% | 12.1% | 12.11% | 12.11%
2017 | CA | WECC | - | BC | % | Prospective Reserve Margin |  | 16% | 15.18% | 14.25% | 12.84% | 12.11% | 12.1% | 12.1% | 21.03% | 20.9% | 20.79% | 20.65%
2017 | CA | WECC | - | BC | % | Reference Margin Level |  | 12.1% | 12.1% | 12.1% | 12.1% | 12.1% | 12.1% | 12.1% | 12.1% | 12.1% | 12.1% | 12.1%
2017 | US/MX | WECC | - | CAMX | MW | Energy Efficiency and Conservation |  | 195 | 244 | 276 | 325 | 373 | 420 | 472 | 512 | 550 | 593 | 215
2017 | US/MX | WECC | - | CAMX | MW | Total Installed Photovoltaic |  | 5409 | 5892 | 6380 | 6884 | 7500 | 8216 | 9029 | 9920 | 10895 | 11938 | 12980
2017 | US/MX | WECC | - | CAMX | MW | Photovoltaic On-Peak |  | 0 | 0 | 0 | 0 | 0 | 0 | 0 | 0 | 0 | 0 | 0
2017 | US/MX | WECC | - | CAMX | MW | Total Internal Demand |  | 39786 | 39494 | 39315 | 39278 | 39285 | 39471 | 39540 | 39539 | 39500 | 39458 | 39396
2017 | US/MX | WECC | - | CAMX | MW | Controllable and Dispatchable Demand Response - Available |  | 958 | 917 | 940 | 990 | 1041 | 1091 | 1141 | 1191 | 1241 | 1292 | 1292
2017 | US/MX | WECC | - | CAMX | MW | Net Internal Demand |  | 38828 | 38577 | 38375 | 38288 | 38244 | 38380 | 38399 | 38348 | 38259 | 38166 | 38104
2017 | US/MX | WECC | - | CAMX | MW | Behind the Meter Generation - Capacity |  | 0 | 0 | 0 | 0 | 0 | 0 | 0 | 0 | 0 | 0 | 0
2017 | US/MX | WECC | - | CAMX | MW | Other Capacity Adjustments - Additions |  | 0 | 0 | 0 | 0 | 0 | 0 | 0 | 0 | 0 | 0 | 0
2017 | US/MX | WECC | - | CAMX | MW | Other Capacity Adjustments - Reductions |  | 0 | 0 | 0 | 0 | 0 | 0 | 0 | 0 | 0 | 0 | 0
2017 | US/MX | WECC | - | CAMX | MW | Confirmed Retirements |  | 613.3 | 4686.108 | 4686.108 | 4686.108 | 4686.108 | 4981.908 | 4981.908 | 4981.908 | 5425.908 | 5425.908 | 5425.908
2017 | US/MX | WECC | - | CAMX | MW | Unconfirmed Retirements |  | 0 | 0 | 0 | 0 | 0 | 0 | 0 | 1140 | 2280 | 4080 | 4080
2017 | US/MX | WECC | - | CAMX | MW | Scheduled Outages |  | 10276 | 10276 | 10276 | 10276 | 10276 | 10276 | 10276 | 10276 | 10276 | 10276 | 9806
2017 | US/MX | WECC | - | CAMX | MW | Transmission Limitations |  | 0 | 0 | 0 | 0 | 0 | 0 | 0 | 0 | 0 | 0 | 0
2017 | US/MX | WECC | - | CAMX | MW | Existing-Certain |  | 44386.3899 | 44386.3899 | 44386.3899 | 44386.3899 | 44090.5899 | 44090.5899 | 44090.5899 | 43646.5899 | 43646.5899 | 43646.5899 | 43895.5899
2017 | US/MX | WECC | - | CAMX | MW | Existing-Other |  | 0 | 0 | 0 | 0 | 0 | 0 | 0 | 0 | 0 | 0 | 0
2017 | US/MX | WECC | - | CAMX | MW | Additions - Tier 1 |  | 529.6837 | 2751.8443 | 2961.9943 | 4741.8043 | 5663.3043 | 5663.3043 | 5663.3043 | 6107.3043 | 6107.3043 | 6107.3043 | 6322.3043
2017 | US/MX | WECC | - | CAMX | MW | Additions - Tier 2 |  | 0 | 0 | 0 | 0 | 0 | 0 | 0 | 0 | 0 | 0 | 0
2017 | US/MX | WECC | - | CAMX | MW | Additions - Tier 3 |  | 0 | 5.7 | 5.7 | 5.7 | 5.7 | 5.7 | 5.7 | 5.7 | 5.7 | 5.7 | 5.7
2017 | US/MX | WECC | - | CAMX | MW | Firm Imports |  | 0 | 1805 | 4565 | 2674 | 2012 | 2012 | 2012 | 2012 | 2012 | 2318 | 2448
2017 | US/MX | WECC | - | CAMX | MW | Firm Exports |  | 0 | 1648 | 2431 | 2574 | 3303 | 3744 | 4239 | 4587 | 4692 | 5281 | 2969
2017 | US/MX | WECC | - | CAMX | MW | Net Firm Capacity Transfers |  | 0 | 157 | 2134 | 100 | -1291 | -1732 | -2227 | -2575 | -2680 | -2963 | -521
2017 | US/MX | WECC | - | CAMX | MW | Expected Imports |  | 0 | 0 | 0 | 0 | 0 | 0 | 0 | 0 | 0 | 0 | 0
2017 | US/MX | WECC | - | CAMX | MW | Expected Exports |  | 0 | 0 | 0 | 0 | 0 | 0 | 0 | 0 | 0 | 0 | 0
2017 | US/MX | WECC | - | CAMX | MW | Net Expected Transfers |  | 0 | 0 | 0 | 0 | 0 | 0 | 0 | 0 | 0 | 0 | 0
2017 | US/MX | WECC | - | CAMX | MW | Existing-Certain & Net Firm Transfers |  | 44386.3899 | 44543.3899 | 46520.3899 | 44486.3899 | 42799.5899 | 42358.5899 | 41863.5899 | 41071.5899 | 40966.5899 | 40683.5899 | 43374.5899
2017 | US/MX | WECC | - | CAMX | MW | Anticipated Resources |  | 44916.0736 | 47295.2342 | 49482.3842 | 49228.1942 | 48462.8942 | 48021.8942 | 47526.8942 | 47178.8942 | 47073.8942 | 46790.8942 | 49696.8942
2017 | US/MX | WECC | - | CAMX | MW | Prospective Resources |  | 44916.0736 | 47295.2342 | 49482.3842 | 49228.1942 | 48462.8942 | 48021.8942 | 47526.8942 | 46038.8942 | 44793.8942 | 42710.8942 | 45616.8942
2017 | US/MX | WECC | - | CAMX | MW | Existing-Certain and Net Firm Transfers Excess/Shortfall |  | -172.6229 | 0 | 0 | 0 | -1089.2245 | -1686.2981 | -2203.1025 | -2936.5749 | -2939.4385 | -3115.7117 | -353.5605
2017 | US/MX | WECC | - | CAMX | MW | Anticipated Excess/Shortfall |  | 0 | 0 | 0 | 0 | 0 | 0 | 0 | 0 | 0 | 0 | 0
2017 | US/MX | WECC | - | CAMX | MW | Prospective Excess/Shortfall |  | 0 | 0 | 0 | 0 | 0 | 0 | 0 | 0 | 0 | -1088.4074 | 0
2017 | US/MX | WECC | - | CAMX | % | Existing-Certain and Net Firm Transfers Reserve Margin |  | 14.32% | 15.47% | 21.23% | 16.19% | 11.91% | 10.37% | 9.023% | 7.102% | 7.077% | 6.596% | 13.83%
2017 | US/MX | WECC | - | CAMX | % | Anticipated Reserve Margin |  | 15.68% | 22.6% | 28.94% | 28.57% | 26.72% | 25.12% | 23.77% | 23.03% | 23.04% | 22.6% | 30.42%
2017 | US/MX | WECC | - | CAMX | % | Prospective Reserve Margin |  | 15.68% | 22.6% | 28.94% | 28.57% | 26.72% | 25.12% | 23.77% | 20.06% | 17.08% | 11.91% | 19.72%
2017 | US/MX | WECC | - | CAMX | % | Reference Margin Level |  | 14.76% | 14.76% | 14.76% | 14.76% | 14.76% | 14.76% | 14.76% | 14.76% | 14.76% | 14.76% | 14.76%
2017 | US | WECC | - | NWPP-US | MW | Energy Efficiency and Conservation |  | 93 | 146 | 171 | 199 | 224 | 291 | 324 | 419 | 374 | 328 | 343
2017 | US | WECC | - | NWPP-US | MW | Total Installed Photovoltaic |  | 197 | 245 | 293 | 340 | 363 | 384 | 404 | 423 | 443 | 423 | 484
2017 | US | WECC | - | NWPP-US | MW | Photovoltaic On-Peak |  | 7 | 8 | 9 | 10 | 11 | 12 | 12 | 12 | 12 | 12 | 12
2017 | US | WECC | - | NWPP-US | MW | Total Internal Demand |  | 46760 | 47437 | 47629 | 47794 | 48112 | 48299 | 48533 | 48720 | 48960 | 49242 | 49499
2017 | US | WECC | - | NWPP-US | MW | Controllable and Dispatchable Demand Response - Available |  | 307 | 308 | 309 | 310 | 310 | 310 | 310 | 310 | 310 | 310 | 310
2017 | US | WECC | - | NWPP-US | MW | Net Internal Demand |  | 46453 | 47129 | 47320 | 47484 | 47802 | 47989 | 48223 | 48410 | 48650 | 48932 | 49189
2017 | US | WECC | - | NWPP-US | MW | Behind the Meter Generation - Capacity |  | 0 | 0 | 0 | 0 | 0 | 0 | 0 | 0 | 0 | 0 | 0
2017 | US | WECC | - | NWPP-US | MW | Other Capacity Adjustments - Additions |  | 0 | 0 | 0 | 0 | 0 | 0 | 0 | 0 | 0 | 0 | 0
2017 | US | WECC | - | NWPP-US | MW | Other Capacity Adjustments - Reductions |  | 0 | 0 | 0 | 0 | 0 | 0 | 0 | 0 | 0 | 0 | 0
2017 | US | WECC | - | NWPP-US | MW | Confirmed Retirements |  | 245.1 | 3752.57 | 4074.35 | 4340.15 | 4340.15 | 4925.15 | 5292.15 | 5292.15 | 5292.15 | 5508.15 | 5852.15
2017 | US | WECC | - | NWPP-US | MW | Unconfirmed Retirements |  | 0 | 0 | 0 | 0 | 0 | 0 | 0 | 0 | 0 | 0 | 0
2017 | US | WECC | - | NWPP-US | MW | Scheduled Outages |  | 3977 | 3623 | 3669 | 3520 | 3443 | 3413 | 3413 | 3367 | 3367 | 3367 | 3367
2017 | US | WECC | - | NWPP-US | MW | Transmission Limitations |  | 0 | 0 | 0 | 0 | 0 | 0 | 0 | 0 | 0 | 0 | 0
2017 | US | WECC | - | NWPP-US | MW | Existing-Certain |  | 54687.757 | 55037.4509 | 54725.6509 | 54874.6509 | 54366.6509 | 54029.6509 | 54029.6509 | 54075.6509 | 53859.6509 | 53515.6509 | 53293.6509
2017 | US | WECC | - | NWPP-US | MW | Existing-Other |  | 0 | 0 | 0 | 0 | 0 | 0 | 0 | 0 | 0 | 0 | 0
2017 | US | WECC | - | NWPP-US | MW | Additions - Tier 1 |  | 37.7 | 106.886 | 119.262 | 163.638 | 163.638 | 163.638 | 163.638 | 163.638 | 163.638 | 163.638 | 163.638
2017 | US | WECC | - | NWPP-US | MW | Additions - Tier 2 |  | 0 | 29 | 69 | 68.9616 | 68.9616 | 68.9616 | 68.9616 | 68.9616 | 68.9616 | 68.9616 | 68.9616
2017 | US | WECC | - | NWPP-US | MW | Additions - Tier 3 |  | 124.9 | 126.595 | 253.795 | 253.795 | 256.195 | 256.195 | 256.195 | 863.995 | 863.995 | 863.995 | 863.995
2017 | US | WECC | - | NWPP-US | MW | Firm Imports |  | 0 | 6093 | 5169 | 5331 | 6373 | 6837 | 7356 | 7844 | 8221 | 8593 | 8820
2017 | US | WECC | - | NWPP-US | MW | Firm Exports |  | 0 | 2187 | 2925 | 2447 | 1859 | 2026 | 2168 | 2344 | 2321 | 2200 | 2200
2017 | US | WECC | - | NWPP-US | MW | Net Firm Capacity Transfers |  | 0 | 3906 | 2244 | 2884 | 4514 | 4811 | 5188 | 5500 | 5900 | 6393 | 6620
2017 | US | WECC | - | NWPP-US | MW | Expected Imports |  | 0 | 0 | 0 | 0 | 0 | 0 | 0 | 0 | 0 | 0 | 0
2017 | US | WECC | - | NWPP-US | MW | Expected Exports |  | 0 | 0 | 0 | 0 | 0 | 0 | 0 | 0 | 0 | 0 | 0
2017 | US | WECC | - | NWPP-US | MW | Net Expected Transfers |  | 0 | 0 | 0 | 0 | 0 | 0 | 0 | 0 | 0 | 0 | 0
2017 | US | WECC | - | NWPP-US | MW | Existing-Certain & Net Firm Transfers |  | 54687.757 | 58943.4509 | 56969.6509 | 57758.6509 | 58880.6509 | 58840.6509 | 59217.6509 | 59575.6509 | 59759.6509 | 59908.6509 | 59913.6509
2017 | US | WECC | - | NWPP-US | MW | Anticipated Resources |  | 54725.457 | 59050.3369 | 57088.9129 | 57922.2889 | 59044.2889 | 59004.2889 | 59381.2889 | 59739.2889 | 59923.2889 | 60072.2889 | 60077.2889
2017 | US | WECC | - | NWPP-US | MW | Prospective Resources |  | 54725.457 | 59079.3369 | 57157.9129 | 57991.2505 | 59113.2505 | 59073.2505 | 59450.2505 | 59808.2505 | 59992.2505 | 60141.2505 | 60146.2505
2017 | US | WECC | - | NWPP-US | MW | Existing-Certain and Net Firm Transfers Excess/Shortfall |  | 0 | 0 | 0 | 0 | 0 | 0 | 0 | 0 | 0 | 0 | 0
2017 | US | WECC | - | NWPP-US | MW | Anticipated Excess/Shortfall |  | 0 | 0 | 0 | 0 | 0 | 0 | 0 | 0 | 0 | 0 | 0
2017 | US | WECC | - | NWPP-US | MW | Prospective Excess/Shortfall |  | 0 | 0 | 0 | 0 | 0 | 0 | 0 | 0 | 0 | 0 | 0
2017 | US | WECC | - | NWPP-US | % | Existing-Certain and Net Firm Transfers Reserve Margin |  | 17.73% | 25.07% | 20.39% | 21.64% | 23.18% | 22.61% | 22.8% | 23.06% | 22.84% | 22.43% | 21.8%
2017 | US | WECC | - | NWPP-US | % | Anticipated Reserve Margin |  | 17.81% | 25.3% | 20.64% | 21.98% | 23.52% | 22.95% | 23.14% | 23.4% | 23.17% | 22.77% | 22.14%
2017 | US | WECC | - | NWPP-US | % | Prospective Reserve Margin |  | 17.81% | 25.36% | 20.79% | 22.13% | 23.66% | 23.1% | 23.28% | 23.55% | 23.31% | 22.91% | 22.28%
2017 | US | WECC | - | NWPP-US | % | Reference Margin Level |  | 17.46% | 17.46% | 17.46% | 17.46% | 17.46% | 17.46% | 17.46% | 17.46% | 17.46% | 17.46% | 17.46%
2017 | US | WECC | - | RMRG | MW | Energy Efficiency and Conservation |  | 84 | 164 | 237 | 312 | 384 | 457 | 529 | 603 | 375 | 746 | 814
2017 | US | WECC | - | RMRG | MW | Total Installed Photovoltaic |  | 415 | 485 | 558 | 630 | 703 | 773 | 844 | 915 | 986 | 1055 | 1026
2017 | US | WECC | - | RMRG | MW | Photovoltaic On-Peak |  | 0 | 0 | 0 | 0 | 0 | 0 | 0 | 0 | 0 | 0 | 0
2017 | US | WECC | - | RMRG | MW | Total Internal Demand |  | 10418 | 10579 | 10726 | 10907 | 11057 | 11311 | 11500 | 11651 | 11811 | 11979 | 12154
2017 | US | WECC | - | RMRG | MW | Controllable and Dispatchable Demand Response - Available |  | 277 | 297 | 297 | 290 | 290 | 289 | 289 | 281 | 281 | 280 | 280
2017 | US | WECC | - | RMRG | MW | Net Internal Demand |  | 10141 | 10282 | 10429 | 10617 | 10767 | 11022 | 11211 | 11370 | 11530 | 11699 | 11874
2017 | US | WECC | - | RMRG | MW | Behind the Meter Generation - Capacity |  | 0 | 0 | 0 | 0 | 0 | 0 | 0 | 0 | 0 | 0 | 0
2017 | US | WECC | - | RMRG | MW | Other Capacity Adjustments - Additions |  | 0 | 0 | 0 | 0 | 0 | 0 | 0 | 0 | 0 | 0 | 0
2017 | US | WECC | - | RMRG | MW | Other Capacity Adjustments - Reductions |  | 0 | 0 | 0 | 0 | 0 | 0 | 0 | 0 | 0 | 0 | 0
2017 | US | WECC | - | RMRG | MW | Confirmed Retirements |  | 6 | 322.44 | 858.44 | 858.44 | 858.44 | 958.44 | 958.44 | 958.44 | 958.44 | 958.44 | 958.44
2017 | US | WECC | - | RMRG | MW | Unconfirmed Retirements |  | 0 | 0 | 0 | 0 | 0 | 0 | 0 | 0 | 0 | 0 | 0
2017 | US | WECC | - | RMRG | MW | Scheduled Outages |  | 0 | 162 | 162 | 0 | 0 | 0 | 0 | 0 | 0 | 0 | 0
2017 | US | WECC | - | RMRG | MW | Transmission Limitations |  | 0 | 0 | 0 | 0 | 0 | 0 | 0 | 0 | 0 | 0 | 0
2017 | US | WECC | - | RMRG | MW | Existing-Certain |  | 18499.9465 | 17801.9465 | 17801.9465 | 17963.9465 | 17863.9465 | 17863.9465 | 17863.9465 | 17863.9465 | 17863.9465 | 17863.9465 | 17814.9465
2017 | US | WECC | - | RMRG | MW | Existing-Other |  | 0 | 0 | 0 | 0 | 0 | 0 | 0 | 0 | 0 | 0 | 0
2017 | US | WECC | - | RMRG | MW | Additions - Tier 1 |  | 22.8 | 374.8 | 554.8 | 554.8 | 554.8 | 554.8 | 554.8 | 554.8 | 554.8 | 554.8 | 554.8
2017 | US | WECC | - | RMRG | MW | Additions - Tier 2 |  | 0 | -31.59 | -56.3745 | -49.569 | -49.569 | -49.569 | -49.569 | -49.569 | -49.569 | -49.569 | -49.569
2017 | US | WECC | - | RMRG | MW | Additions - Tier 3 |  | 0 | 0 | 0 | 0 | 22 | 22 | 22 | 22 | 22 | 22 | 22
2017 | US | WECC | - | RMRG | MW | Firm Imports |  | 0 | 417 | 417 | 417 | 417 | 417 | 417 | 417 | 417 | 417 | 417
2017 | US | WECC | - | RMRG | MW | Firm Exports |  | 0 | 2748 | 2748 | 2748 | 2748 | 2748 | 2748 | 2748 | 2748 | 2748 | 2748
2017 | US | WECC | - | RMRG | MW | Net Firm Capacity Transfers |  | 0 | -2331 | -2331 | -2331 | -2331 | -2331 | -2331 | -2331 | -2331 | -2331 | -2331
2017 | US | WECC | - | RMRG | MW | Expected Imports |  | 0 | 0 | 0 | 0 | 0 | 0 | 0 | 0 | 0 | 0 | 0
2017 | US | WECC | - | RMRG | MW | Expected Exports |  | 0 | 0 | 0 | 0 | 0 | 0 | 0 | 0 | 0 | 0 | 0
2017 | US | WECC | - | RMRG | MW | Net Expected Transfers |  | 0 | 0 | 0 | 0 | 0 | 0 | 0 | 0 | 0 | 0 | 0
2017 | US | WECC | - | RMRG | MW | Existing-Certain & Net Firm Transfers |  | 18499.9465 | 15470.9465 | 15470.9465 | 15632.9465 | 15532.9465 | 15532.9465 | 15532.9465 | 15532.9465 | 15532.9465 | 15532.9465 | 15483.9465
2017 | US | WECC | - | RMRG | MW | Anticipated Resources |  | 18522.7465 | 15845.7465 | 16025.7465 | 16187.7465 | 16087.7465 | 16087.7465 | 16087.7465 | 16087.7465 | 16087.7465 | 16087.7465 | 16038.7465
2017 | US | WECC | - | RMRG | MW | Prospective Resources |  | 18522.7465 | 15814.1565 | 15969.372 | 16138.1775 | 16038.1775 | 16038.1775 | 16038.1775 | 16038.1775 | 16038.1775 | 16038.1775 | 15989.1775
2017 | US | WECC | - | RMRG | MW | Existing-Certain and Net Firm Transfers Excess/Shortfall |  | 0 | 0 | 0 | 0 | 0 | 0 | 0 | 0 | 0 | 0 | 0
2017 | US | WECC | - | RMRG | MW | Anticipated Excess/Shortfall |  | 0 | 0 | 0 | 0 | 0 | 0 | 0 | 0 | 0 | 0 | 0
2017 | US | WECC | - | RMRG | MW | Prospective Excess/Shortfall |  | 0 | 0 | 0 | 0 | 0 | 0 | 0 | 0 | 0 | 0 | 0
2017 | US | WECC | - | RMRG | % | Existing-Certain and Net Firm Transfers Reserve Margin |  | 82.43% | 50.47% | 48.35% | 47.24% | 44.26% | 40.93% | 38.55% | 36.61% | 34.72% | 32.77% | 30.4%
2017 | US | WECC | - | RMRG | % | Anticipated Reserve Margin |  | 82.65% | 54.11% | 53.67% | 52.47% | 49.42% | 45.96% | 43.5% | 41.49% | 39.53% | 37.51% | 35.07%
2017 | US | WECC | - | RMRG | % | Prospective Reserve Margin |  | 82.65% | 53.8% | 53.12% | 52% | 48.96% | 45.51% | 43.06% | 41.06% | 39.1% | 37.09% | 34.66%
2017 | US | WECC | - | RMRG | % | Reference Margin Level |  | 11.65% | 11.65% | 11.65% | 11.65% | 11.65% | 11.65% | 11.65% | 11.65% | 11.65% | 11.65% | 11.65%
2017 | US | WECC | - | SRSG | MW | Energy Efficiency and Conservation |  | 167 | 474 | 563 | 642 | 692 | 719 | 750 | 778 | 801 | 824 | 552
2017 | US | WECC | - | SRSG | MW | Total Installed Photovoltaic |  | 320 | 520 | 712 | 886 | 1072 | 1304 | 1559 | 1824 | 2086 | 2348 | 2607
2017 | US | WECC | - | SRSG | MW | Photovoltaic On-Peak |  | 2 | 2 | 2 | 3 | 3 | 3 | 3 | 3 | 3 | 3 | 3
2017 | US | WECC | - | SRSG | MW | Total Internal Demand |  | 15193 | 15594 | 15891 | 1612 | 16472 | 16883 | 17232 | 17522 | 17875 | 18190 | 18489
2017 | US | WECC | - | SRSG | MW | Controllable and Dispatchable Demand Response - Available |  | 261 | 319 | 457 | 463 | 429 | 430 | 397 | 398 | 399 | 400 | 384
2017 | US | WECC | - | SRSG | MW | Net Internal Demand |  | 14932 | 15275 | 15434 | 1149 | 16043 | 16453 | 16835 | 17124 | 17476 | 17790 | 18105
2017 | US | WECC | - | SRSG | MW | Behind the Meter Generation - Capacity |  | 0 | 0 | 0 | 0 | 0 | 0 | 0 | 0 | 0 | 0 | 0
2017 | US | WECC | - | SRSG | MW | Other Capacity Adjustments - Additions |  | 0 | 0 | 0 | 0 | 0 | 0 | 0 | 0 | 0 | 0 | 0
2017 | US | WECC | - | SRSG | MW | Other Capacity Adjustments - Reductions |  | 0 | 0 | 0 | 0 | 0 | 0 | 0 | 0 | 0 | 0 | 0
2017 | US | WECC | - | SRSG | MW | Confirmed Retirements |  | 18 | 783.42 | 1003.42 | 1003.42 | 1003.42 | 1051.42 | 1134.42 | 1282.42 | 1430.42 | 1527.42 | 1591.42
2017 | US | WECC | - | SRSG | MW | Unconfirmed Retirements |  | 0 | 0 | 0 | 2250 | 2250 | 2250 | 2250 | 2250 | 2250 | 2250 | 2250
2017 | US | WECC | - | SRSG | MW | Scheduled Outages |  | 827 | 775 | 775 | 775 | 775 | 775 | 775 | 775 | 775 | 775 | 775
2017 | US | WECC | - | SRSG | MW | Transmission Limitations |  | 0 | 0 | 0 | 0 | 0 | 0 | 0 | 0 | 0 | 0 | 0
2017 | US | WECC | - | SRSG | MW | Existing-Certain |  | 31575.7342 | 31627.7342 | 31627.7342 | 31627.7342 | 31579.7342 | 31496.7342 | 31348.7342 | 31200.7342 | 31103.7342 | 31039.7342 | 31039.7342
2017 | US | WECC | - | SRSG | MW | Existing-Other |  | 0 | 0 | 0 | 0 | 0 | 0 | 0 | 0 | 0 | 0 | 0
2017 | US | WECC | - | SRSG | MW | Additions - Tier 1 |  | 13.87 | 13.87 | 535.87 | 535.87 | 535.87 | 535.87 | 535.87 | 535.87 | 535.87 | 535.87 | 535.87
2017 | US | WECC | - | SRSG | MW | Additions - Tier 2 |  | 0 | -839 | -839 | 161 | 161 | 161 | 161 | 161 | 161 | 161 | 161
2017 | US | WECC | - | SRSG | MW | Additions - Tier 3 |  | 0 | 203 | 778.5 | 815 | 1288.79 | 1638.79 | 2286.79 | 2330.59 | 2641.59 | 2862.59 | 3283.59
2017 | US | WECC | - | SRSG | MW | Firm Imports |  | 0 | 381 | 381 | 381 | 381 | 381 | 381 | 381 | 381 | 381 | 381
2017 | US | WECC | - | SRSG | MW | Firm Exports |  | 0 | 2716 | 2922 | 2922 | 2922 | 2922 | 2922 | 2922 | 2922 | 2922 | 2922
2017 | US | WECC | - | SRSG | MW | Net Firm Capacity Transfers |  | 0 | -2335 | -2541 | -2541 | -2541 | -2541 | -2541 | -2541 | -2541 | -2541 | -2541
2017 | US | WECC | - | SRSG | MW | Expected Imports |  | 0 | 0 | 0 | 0 | 0 | 0 | 0 | 0 | 0 | 0 | 0
2017 | US | WECC | - | SRSG | MW | Expected Exports |  | 0 | 0 | 0 | 0 | 0 | 0 | 0 | 0 | 0 | 0 | 0
2017 | US | WECC | - | SRSG | MW | Net Expected Transfers |  | 0 | 0 | 0 | 0 | 0 | 0 | 0 | 0 | 0 | 0 | 0
2017 | US | WECC | - | SRSG | MW | Existing-Certain & Net Firm Transfers |  | 31575.7342 | 29292.7342 | 29086.7342 | 29086.7342 | 29038.7342 | 28955.7342 | 28807.7342 | 28659.7342 | 28562.7342 | 28498.7342 | 28498.7342
2017 | US | WECC | - | SRSG | MW | Anticipated Resources |  | 31589.6042 | 29306.6042 | 29622.6042 | 29622.6042 | 29574.6042 | 29491.6042 | 29343.6042 | 29195.6042 | 29098.6042 | 29034.6042 | 29034.6042
2017 | US | WECC | - | SRSG | MW | Prospective Resources |  | 31589.6042 | 28467.6042 | 28783.6042 | 27533.6042 | 27485.6042 | 27402.6042 | 27254.6042 | 27106.6042 | 27009.6042 | 26945.6042 | 26945.6042
2017 | US | WECC | - | SRSG | MW | Existing-Certain and Net Firm Transfers Excess/Shortfall |  | 0 | 0 | 0 | 0 | 0 | 0 | 0 | 0 | 0 | 0 | 0
2017 | US | WECC | - | SRSG | MW | Anticipated Excess/Shortfall |  | 0 | 0 | 0 | 0 | 0 | 0 | 0 | 0 | 0 | 0 | 0
2017 | US | WECC | - | SRSG | MW | Prospective Excess/Shortfall |  | 0 | 0 | 0 | 0 | 0 | 0 | 0 | 0 | 0 | 0 | 0
2017 | US | WECC | - | SRSG | % | Existing-Certain and Net Firm Transfers Reserve Margin |  | 111.5% | 91.77% | 88.46% | 2431% | 81.01% | 75.99% | 71.12% | 67.37% | 63.44% | 60.2% | 57.41%
2017 | US | WECC | - | SRSG | % | Anticipated Reserve Margin |  | 111.6% | 91.86% | 91.93% | 2478% | 84.35% | 79.25% | 74.3% | 70.5% | 66.51% | 63.21% | 60.37%
2017 | US | WECC | - | SRSG | % | Prospective Reserve Margin |  | 111.6% | 86.37% | 86.49% | 2296% | 71.32% | 66.55% | 61.89% | 58.3% | 54.55% | 51.46% | 48.83%
2017 | US | WECC | - | SRSG | % | Reference Margin Level |  | 12.02% | 12.02% | 12.02% | 12.02% | 12.02% | 12.02% | 12.02% | 12.02% | 12.02% | 12.02% | 12.02%
2018 | US | FRCC | - | FRCC | MW | Energy Efficiency and Conservation |  | 66 | 119 | 169 | 217 | 264 | 310 | 359 | 406 | 451 | 497 | 497
2018 | US | FRCC | - | FRCC | MW | Total Installed Photovoltaic |  | 359.5509 | 493.2316 | 651.1812 | 858.0111 | 988.6746 | 1068.6204 | 1155.532 | 1252.3153 | 1358.5769 | 1474.1686 | 1474.1686
2018 | US | FRCC | - | FRCC | MW | Photovoltaic On-Peak |  | 0.63345 | 0.74685 | 0.97328 | 1.1211 | 1.251 | 1.32 | 1.3935 | 1.5734 | 1.6617 | 1.7566 | 1.7566
2018 | US | FRCC | - | FRCC | MW | Total Internal Demand |  | 44190 | 44667 | 45292 | 45781 | 46262 | 46814 | 47247 | 47829 | 48375 | 48931 | 48931
2018 | US | FRCC | - | FRCC | MW | Controllable and Dispatchable Demand Response - Available |  | 2975 | 3053 | 3087 | 3113 | 3142 | 3178 | 3210 | 3224 | 3249 | 3276 | 3276
2018 | US | FRCC | - | FRCC | MW | Net Internal Demand |  | 41215 | 41614 | 42205 | 42668 | 43120 | 43636 | 44037 | 44605 | 45126 | 45655 | 45655
2018 | US | FRCC | - | FRCC | MW | Behind the Meter Generation - Capacity |  | 0 | 0 | 0 | 0 | 0 | 0 | 0 | 0 | 0 | 0 | 0
2018 | US | FRCC | - | FRCC | MW | Other Capacity Adjustments - Additions |  | 0 | 0 | 0 | 0 | 0 | 0 | 0 | 0 | 0 | 0 | 0
2018 | US | FRCC | - | FRCC | MW | Other Capacity Adjustments - Reductions |  | 0 | 0 | 0 | 0 | 0 | 0 | 0 | 0 | 0 | 0 | 0
2018 | US | FRCC | - | FRCC | MW | Confirmed Retirements |  | 0 | 0 | 0 | 4762.2 | 4762.2 | 5263.2 | 5658.2 | 5733.2 | 5851.6 | 5966.6 | 6070.6
2018 | US | FRCC | - | FRCC | MW | Unconfirmed Retirements |  | 0 | 0 | 0 | 0 | 0 | 0 | 0 | 0 | 0 | 0 | 0
2018 | US | FRCC | - | FRCC | MW | Scheduled Outages |  | 0 | 0 | 0 | 0 | 0 | 0 | 0 | 0 | 0 | 0 | 0
2018 | US | FRCC | - | FRCC | MW | Transmission Limitations |  | 0 | 0 | 0 | 0 | 0 | 0 | 0 | 0 | 0 | 0 | 0
2018 | US | FRCC | - | FRCC | MW | Existing-Certain |  | 53339.67 | 53645.37 | 53264.77 | 51944.67 | 50878.67 | 50678.18 | 50357.99 | 50240.99 | 50176.99 | 49316.87 | 49316.87
2018 | US | FRCC | - | FRCC | MW | Existing-Other |  | 457 | 475.8 | 516.8 | 900.8 | 1564.8 | 1546 | 2068 | 2068 | 2088 | 2778 | 2778
2018 | US | FRCC | - | FRCC | MW | Additions - Tier 1 |  | 1912 | 3724 | 3724 | 4997 | 7959 | 7959 | 8305 | 8568.4 | 8568.4 | 9288.7 | 9288.7
2018 | US | FRCC | - | FRCC | MW | Additions - Tier 2 |  | 0 | 0 | 0 | 0 | 0 | 0 | 0 | 0 | 0 | 0 | 0
2018 | US | FRCC | - | FRCC | MW | Additions - Tier 3 |  | 0 | 0 | 0 | 0 | 0 | 0 | 0 | 0 | 0 | 0 | 0
2018 | US | FRCC | - | FRCC | MW | Firm Imports |  | 1453 | 1353 | 1353 | 1104 | 1129 | 1129 | 1129 | 1129 | 1054 | 1029 | 1029
2018 | US | FRCC | - | FRCC | MW | Firm Exports |  | 0 | 0 | 0 | 0 | 0 | 0 | 0 | 0 | 0 | 0 | 0
2018 | US | FRCC | - | FRCC | MW | Net Firm Capacity Transfers |  | 1453 | 1353 | 1353 | 1104 | 1129 | 1129 | 1129 | 1129 | 1054 | 1029 | 1029
2018 | US | FRCC | - | FRCC | MW | Expected Imports |  | 0 | 0 | 0 | 0 | 0 | 0 | 0 | 0 | 0 | 0 | 0
2018 | US | FRCC | - | FRCC | MW | Expected Exports |  | 0 | 0 | 0 | 0 | 0 | 0 | 0 | 0 | 0 | 0 | 0
2018 | US | FRCC | - | FRCC | MW | Net Expected Transfers |  | 0 | 0 | 0 | 0 | 0 | 0 | 0 | 0 | 0 | 0 | 0
2018 | US | FRCC | - | FRCC | MW | Existing-Certain & Net Firm Transfers |  | 54792.67 | 54998.37 | 54617.77 | 53048.67 | 52007.67 | 51807.18 | 51486.99 | 51369.99 | 51230.99 | 50345.87 | 50345.87
2018 | US | FRCC | - | FRCC | MW | Anticipated Resources |  | 56704.67 | 58722.37 | 58341.77 | 58045.67 | 59966.67 | 59766.18 | 59791.99 | 59938.39 | 59799.39 | 59634.57 | 59634.57
2018 | US | FRCC | - | FRCC | MW | Prospective Resources |  | 57161.67 | 59198.17 | 58858.57 | 58946.47 | 61531.47 | 61312.18 | 61859.99 | 62006.39 | 61887.39 | 62412.57 | 62412.57
2018 | US | FRCC | - | FRCC | MW | Existing-Certain and Net Firm Transfers Excess/Shortfall |  | 0 | 0 | 0 | 0 | 0 | 0 | 0 | 0 | -663.91 | -2157.38 | -2157.38
2018 | US | FRCC | - | FRCC | MW | Anticipated Excess/Shortfall |  | 0 | 0 | 0 | 0 | 0 | 0 | 0 | 0 | 0 | 0 | 0
2018 | US | FRCC | - | FRCC | MW | Prospective Excess/Shortfall |  | 0 | 0 | 0 | 0 | 0 | 0 | 0 | 0 | 0 | 0 | 0
2018 | US | FRCC | - | FRCC | % | Existing-Certain and Net Firm Transfers Reserve Margin |  | 32.94% | 32.16% | 29.41% | 24.33% | 20.61% | 18.73% | 16.92% | 15.17% | 13.53% | 10.27% | 10.27%
2018 | US | FRCC | - | FRCC | % | Anticipated Reserve Margin |  | 37.58% | 41.11% | 38.23% | 36.04% | 39.07% | 36.97% | 35.78% | 34.38% | 32.52% | 30.62% | 30.62%
2018 | US | FRCC | - | FRCC | % | Prospective Reserve Margin |  | 38.69% | 42.26% | 39.46% | 38.15% | 42.7% | 40.51% | 40.47% | 39.01% | 37.14% | 36.7% | 36.7%
2018 | US | FRCC | - | FRCC | % | Reference Margin Level |  | 15% | 15% | 15% | 15% | 15% | 15% | 15% | 15% | 15% | 15% | 15%
2018 | US | MRO | - | MISO | MW | Energy Efficiency and Conservation |  | 0 | 173 | 173 | 173 | 173 | 173 | 173 | 173 | 173 | 173 | 173
2018 | US | MRO | - | MISO | MW | Total Installed Photovoltaic |  | 411 | 411 | 411 | 411 | 411 | 411 | 411 | 411 | 411 | 411 | 411
2018 | US | MRO | - | MISO | MW | Photovoltaic On-Peak |  | 205.5 | 205.5 | 205.5 | 205.5 | 205.5 | 205.5 | 205.5 | 205.5 | 205.5 | 205.5 | 205.5
2018 | US | MRO | - | MISO | MW | Total Internal Demand |  | 103180.8 | 103706.7 | 104233.4751 | 104624.804 | 105132.0751 | 105719.7391 | 106046.5811 | 106234.6758 | 106648.0433 | 107042.9175 | 107846.9175
2018 | US | MRO | - | MISO | MW | Controllable and Dispatchable Demand Response - Available |  | 3592.5593 | 3592.5593 | 3592.5593 | 3592.5593 | 3592.5593 | 3592.5593 | 3592.5593 | 3592.5593 | 3592.5593 | 3592.5593 | 3592.5593
2018 | US | MRO | - | MISO | MW | Net Internal Demand |  | 99588.2407 | 100114.1407 | 100640.9158 | 101032.2447 | 101539.5158 | 102127.1798 | 102454.0218 | 102642.1165 | 103055.484 | 103450.3582 | 104254.3582
2018 | US | MRO | - | MISO | MW | Behind the Meter Generation - Capacity |  | 4128.7 | 4279.7 | 4390.45 | 4698.45 | 4768.45 | 4782.45 | 4800.45 | 4800.45 | 4800.45 | 4800.45 | 4800.45
2018 | US | MRO | - | MISO | MW | Other Capacity Adjustments - Additions |  | 0 | 0 | 0 | 0 | 0 | 0 | 0 | 0 | 0 | 0 | 0
2018 | US | MRO | - | MISO | MW | Other Capacity Adjustments - Reductions |  | 0 | 0 | 0 | 0 | 0 | 0 | 0 | 0 | 0 | 0 | 0
2018 | US | MRO | - | MISO | MW | Confirmed Retirements |  | 1540.5 | 9756.2 | 11315.7 | 14447.8 | 14447.8 | 14447.8 | 14447.8 | 14447.8 | 14447.8 | 14447.8 | 14447.8
2018 | US | MRO | - | MISO | MW | Unconfirmed Retirements |  | 0 | 0 | 0 | 0 | 0 | 0 | 0 | 0 | 0 | 0 | 0
2018 | US | MRO | - | MISO | MW | Scheduled Outages |  | 0 | 0 | 0 | 0 | 0 | 0 | 0 | 0 | 0 | 0 | 0
2018 | US | MRO | - | MISO | MW | Transmission Limitations |  | 2461.8 | 3115.6679 | 2705.0904 | 3146.5279 | 2994.3682 | 2777.1644 | 2577.1644 | 2377.1644 | 2277.1644 | 2077.1644 | 1777.1644
2018 | US | MRO | - | MISO | MW | Existing-Certain |  | 144115.1 | 142031.0321 | 142003.0596 | 140686.8821 | 139295.5418 | 137270.9456 | 136391.7456 | 136100.8456 | 135803.2456 | 135996.4456 | 136296.4456
2018 | US | MRO | - | MISO | MW | Existing-Other |  | 1585.6 | 1585.6 | 1585.6 | 1585.6 | 1554.4 | 1554.4 | 1554.4 | 1554.4 | 1554.4 | 1554.4 | 1554.4
2018 | US | MRO | - | MISO | MW | Additions - Tier 1 |  | 175.852 | 2705.044 | 2865.644 | 3500.044 | 3550.044 | 3639.844 | 3639.844 | 3639.844 | 3639.844 | 3639.844 | 3639.844
2018 | US | MRO | - | MISO | MW | Additions - Tier 2 |  | 302.7 | 1583.7 | 5174.1265 | 7671.3537 | 28792.2866 | 33990.4795 | 34015.4795 | 34832.2045 | 34832.2045 | 34832.2045 | 34832.2045
2018 | US | MRO | - | MISO | MW | Additions - Tier 3 |  | 107.0016 | 1455.8616 | 3539.2256 | 5366.8412 | 6582.0412 | 7994.2712 | 8043.8388 | 9017.6208 | 10149.7468 | 11208.3336 | 11208.3336
2018 | US | MRO | - | MISO | MW | Firm Imports |  | 4196.6 | 4196.6 | 4196.6 | 4196.6 | 4196.6 | 4196.6 | 4196.6 | 4196.6 | 4196.6 | 4196.6 | 4196.6
2018 | US | MRO | - | MISO | MW | Firm Exports |  | 4815.4 | 4815.4 | 4382.7 | 4889.33 | 4890.33 | 4891.33 | 4892.33 | 4893.33 | 4894.33 | 4895.33 | 4896.33
2018 | US | MRO | - | MISO | MW | Net Firm Capacity Transfers |  | -618.8 | -618.8 | -186.1 | -692.73 | -693.73 | -694.73 | -695.73 | -696.73 | -697.73 | -698.73 | -699.73
2018 | US | MRO | - | MISO | MW | Expected Imports |  | 0 | 296 | 340 | 343.4 | 343.4 | 343.4 | 343.4 | 343.4 | 343.4 | 343.4 | 343.4
2018 | US | MRO | - | MISO | MW | Expected Exports |  | 0 | 0 | 0 | 0 | 0 | 0 | 0 | 0 | 0 | 0 | 0
2018 | US | MRO | - | MISO | MW | Net Expected Transfers |  | 0 | 296 | 340 | 343.4 | 343.4 | 343.4 | 343.4 | 343.4 | 343.4 | 343.4 | 343.4
2018 | US | MRO | - | MISO | MW | Existing-Certain & Net Firm Transfers |  | 143496.3 | 141412.2321 | 141816.9596 | 139994.1521 | 138601.8118 | 136576.2156 | 135696.0156 | 135404.1156 | 135105.5156 | 135297.7156 | 135596.7156
2018 | US | MRO | - | MISO | MW | Anticipated Resources |  | 143672.152 | 144117.2761 | 144682.6036 | 143494.1961 | 142151.8558 | 140216.0596 | 139335.8596 | 139043.9596 | 138745.3596 | 138937.5596 | 139236.5596
2018 | US | MRO | - | MISO | MW | Prospective Resources |  | 145560.452 | 147582.5761 | 151782.3301 | 153094.5498 | 172841.9424 | 176104.3391 | 175249.1391 | 175773.9641 | 175475.3641 | 175667.5641 | 175966.5641
2018 | US | MRO | - | MISO | MW | Existing-Certain and Net Firm Transfers Excess/Shortfall |  | 0 | 0 | 0 | 0 | 0 | 0 | 0 | 0 | 0 | 0 | 0
2018 | US | MRO | - | MISO | MW | Anticipated Excess/Shortfall |  | 0 | 0 | 0 | 0 | 0 | 0 | 0 | 0 | 0 | 0 | 0
2018 | US | MRO | - | MISO | MW | Prospective Excess/Shortfall |  | 0 | 0 | 0 | 0 | 0 | 0 | 0 | 0 | 0 | 0 | 0
2018 | US | MRO | - | MISO | % | Existing-Certain and Net Firm Transfers Reserve Margin |  | 44.09% | 41.25% | 40.91% | 38.56% | 36.5% | 33.73% | 32.45% | 31.92% | 31.1% | 30.79% | 30.06%
2018 | US | MRO | - | MISO | % | Anticipated Reserve Margin |  | 44.27% | 43.95% | 43.76% | 42.03% | 40% | 37.3% | 36% | 35.46% | 34.63% | 34.3% | 33.55%
2018 | US | MRO | - | MISO | % | Prospective Reserve Margin |  | 46.16% | 47.41% | 50.82% | 51.53% | 70.22% | 72.44% | 71.05% | 71.25% | 70.27% | 69.81% | 68.79%
2018 | US | MRO | - | MISO | % | Reference Margin Level |  | 17.1% | 17.1% | 17.1% | 17.1% | 17.1% | 17.1% | 17.1% | 17.1% | 17.1% | 17.1% | 17.1%
2018 | CA | MRO | - | Manitoba Hydro | MW | Energy Efficiency and Conservation |  | 53 | 152 | 237.7 | 320.8 | 366.6 | 403.6 | 438.2 | 473.6 | 510.4 | 546.8 | 582.6
2018 | CA | MRO | - | Manitoba Hydro | MW | Total Installed Photovoltaic |  | 8.6 | 8.6 | 10 | 13 | 19.5 | 31.8 | 52.6 | 85.9 | 133.3 | 194.1 | 268
2018 | CA | MRO | - | Manitoba Hydro | MW | Photovoltaic On-Peak |  | 0 | 0 | 0 | 0 | 0 | 0 | 0 | 0 | 0 | 0 | 0
2018 | CA | MRO | - | Manitoba Hydro | MW | Total Internal Demand |  | 4387.5 | 4523.9 | 4481.8 | 4406.9 | 4370 | 4336.4 | 4316.6 | 4293.4 | 4301.8 | 4318 | 4356.8
2018 | CA | MRO | - | Manitoba Hydro | MW | Controllable and Dispatchable Demand Response - Available |  | 0 | 0 | 0 | 0 | 0 | 0 | 0 | 0 | 0 | 0 | 0
2018 | CA | MRO | - | Manitoba Hydro | MW | Net Internal Demand |  | 4387.5 | 4523.9 | 4481.8 | 4406.9 | 4370 | 4336.4 | 4316.6 | 4293.4 | 4301.8 | 4318 | 4356.8
2018 | CA | MRO | - | Manitoba Hydro | MW | Behind the Meter Generation - Capacity |  | 0 | 0 | 0 | 0 | 0 | 0 | 0 | 0 | 0 | 0 | 0
2018 | CA | MRO | - | Manitoba Hydro | MW | Other Capacity Adjustments - Additions |  | 0 | 0 | 0 | 0 | 0 | 0 | 0 | 0 | 0 | 0 | 0
2018 | CA | MRO | - | Manitoba Hydro | MW | Other Capacity Adjustments - Reductions |  | 0 | 0 | 0 | 0 | 0 | 0 | 0 | 0 | 0 | 0 | 0
2018 | CA | MRO | - | Manitoba Hydro | MW | Confirmed Retirements |  | 0 | 0 | 0 | 0 | 0 | 0 | 0 | 0 | 0 | 0 | 0
2018 | CA | MRO | - | Manitoba Hydro | MW | Unconfirmed Retirements |  | 92.08 | 92.08 | 92.08 | 92.08 | 92.08 | 92.08 | 92.08 | 92.08 | 92.08 | 92.08 | 92.08
2018 | CA | MRO | - | Manitoba Hydro | MW | Scheduled Outages |  | 43.5 | 0 | 0 | 100 | 100 | 100 | 100 | 115 | 115 | 115 | 15
2018 | CA | MRO | - | Manitoba Hydro | MW | Transmission Limitations |  | 0 | 0 | 0 | 0 | 0 | 0 | 0 | 0 | 0 | 0 | 0
2018 | CA | MRO | - | Manitoba Hydro | MW | Existing-Certain |  | 5582.7392 | 5626.2392 | 5620.2392 | 5508.7392 | 5505.2392 | 5505.2392 | 5505.2392 | 5490.2392 | 5490.2392 | 5490.2392 | 5590.2392
2018 | CA | MRO | - | Manitoba Hydro | MW | Existing-Other |  | 5.2 | 27.2 | 37.2 | 39.2 | 39.2 | 39.2 | 39.2 | 39.2 | 39.2 | 39.2 | 39.2
2018 | CA | MRO | - | Manitoba Hydro | MW | Additions - Tier 1 |  | 0 | 0 | 0 | 190 | 640 | 640 | 640 | 640 | 640 | 640 | 640
2018 | CA | MRO | - | Manitoba Hydro | MW | Additions - Tier 2 |  | 0 | 0 | 0 | 0 | 0 | 0 | 0 | 0 | 0 | 0 | 0
2018 | CA | MRO | - | Manitoba Hydro | MW | Additions - Tier 3 |  | 0 | 0 | 0 | 0 | 0 | 0 | 0 | 0 | 0 | 0 | 0
2018 | CA | MRO | - | Manitoba Hydro | MW | Firm Imports |  | 625 | 625 | 550 | 550 | 550 | 550 | 550 | 200 | 200 | 200 | 200
2018 | CA | MRO | - | Manitoba Hydro | MW | Firm Exports |  | 663 | 728 | 608 | 450 | 425 | 425 | 425 | 100 | 100 | 100 | 100
2018 | CA | MRO | - | Manitoba Hydro | MW | Net Firm Capacity Transfers |  | -38 | -103 | -58 | 100 | 125 | 125 | 125 | 100 | 100 | 100 | 100
2018 | CA | MRO | - | Manitoba Hydro | MW | Expected Imports |  | 0 | 0 | 0 | 0 | 0 | 0 | 0 | 0 | 0 | 0 | 0
2018 | CA | MRO | - | Manitoba Hydro | MW | Expected Exports |  | 0 | 0 | 250 | 475 | 475 | 475 | 475 | 350 | 350 | 250 | 250
2018 | CA | MRO | - | Manitoba Hydro | MW | Net Expected Transfers |  | 0 | 0 | -250 | -475 | -475 | -475 | -475 | -350 | -350 | -250 | -250
2018 | CA | MRO | - | Manitoba Hydro | MW | Existing-Certain & Net Firm Transfers |  | 5544.7392 | 5523.2392 | 5562.2392 | 5608.7392 | 5630.2392 | 5630.2392 | 5630.2392 | 5590.2392 | 5590.2392 | 5590.2392 | 5690.2392
2018 | CA | MRO | - | Manitoba Hydro | MW | Anticipated Resources |  | 5544.7392 | 5523.2392 | 5562.2392 | 5798.7392 | 6270.2392 | 6270.2392 | 6270.2392 | 6230.2392 | 6230.2392 | 6230.2392 | 6330.2392
2018 | CA | MRO | - | Manitoba Hydro | MW | Prospective Resources |  | 5457.8592 | 5458.3592 | 5257.3592 | 5270.8592 | 5742.3592 | 5742.3592 | 5742.3592 | 5827.3592 | 5827.3592 | 5927.3592 | 6027.3592
2018 | CA | MRO | - | Manitoba Hydro | MW | Existing-Certain and Net Firm Transfers Excess/Shortfall |  | 0 | 0 | 0 | 0 | 0 | 0 | 0 | 0 | 0 | 0 | 0
2018 | CA | MRO | - | Manitoba Hydro | MW | Anticipated Excess/Shortfall |  | 0 | 0 | 0 | 0 | 0 | 0 | 0 | 0 | 0 | 0 | 0
2018 | CA | MRO | - | Manitoba Hydro | MW | Prospective Excess/Shortfall |  | 0 | 0 | 0 | 0 | 0 | 0 | 0 | 0 | 0 | 0 | 0
2018 | CA | MRO | - | Manitoba Hydro | % | Existing-Certain and Net Firm Transfers Reserve Margin |  | 26.38% | 22.09% | 24.11% | 27.27% | 28.84% | 29.84% | 30.43% | 30.21% | 29.95% | 29.46% | 30.61%
2018 | CA | MRO | - | Manitoba Hydro | % | Anticipated Reserve Margin |  | 26.38% | 22.09% | 24.11% | 31.58% | 43.48% | 44.6% | 45.26% | 45.11% | 44.83% | 44.29% | 45.3%
2018 | CA | MRO | - | Manitoba Hydro | % | Prospective Reserve Margin |  | 24.4% | 20.66% | 17.3% | 19.6% | 31.4% | 32.42% | 33.03% | 35.73% | 35.46% | 37.27% | 38.34%
2018 | CA | MRO | - | Manitoba Hydro | % | Reference Margin Level |  | 12% | 12% | 12% | 12% | 12% | 12% | 12% | 12% | 12% | 12% | 12%
2018 | CA | MRO | - | SaskPower | MW | Energy Efficiency and Conservation |  | 144.2135 | 151.2677 | 157.698 | 184.7728 | 197.4561 | 210.273 | 223.2559 | 236.7418 | 250.4701 | 264.4971 | 277.5804
2018 | CA | MRO | - | SaskPower | MW | Total Installed Photovoltaic |  | 0 | 0 | 0 | 0 | 0 | 0 | 0 | 0 | 0 | 0 | 0
2018 | CA | MRO | - | SaskPower | MW | Photovoltaic On-Peak |  | 0 | 0 | 0 | 0 | 0 | 0 | 0 | 0 | 0 | 0 | 0
2018 | CA | MRO | - | SaskPower | MW | Total Internal Demand |  | 3842.63 | 3923.5 | 3972.5 | 3998.4 | 4032.1 | 4062.4 | 4083.3 | 4134.6 | 4169.2 | 4205.7 | 4230.6
2018 | CA | MRO | - | SaskPower | MW | Controllable and Dispatchable Demand Response - Available |  | 85 | 85 | 85 | 85 | 85 | 85 | 85 | 85 | 85 | 85 | 85
2018 | CA | MRO | - | SaskPower | MW | Net Internal Demand |  | 3757.63 | 3838.5 | 3887.5 | 3913.4 | 3947.1 | 3977.4 | 3998.3 | 4049.6 | 4084.2 | 4120.7 | 4145.6
2018 | CA | MRO | - | SaskPower | MW | Behind the Meter Generation - Capacity |  | 0 | 0 | 0 | 0 | 0 | 0 | 0 | 0 | 0 | 0 | 0
2018 | CA | MRO | - | SaskPower | MW | Other Capacity Adjustments - Additions |  | 0 | 0 | 0 | 0 | 0 | 0 | 0 | 0 | 0 | 0 | 0
2018 | CA | MRO | - | SaskPower | MW | Other Capacity Adjustments - Reductions |  | 0 | 0 | 0 | 0 | 0 | 0 | 0 | 0 | 0 | 0 | 0
2018 | CA | MRO | - | SaskPower | MW | Confirmed Retirements |  | 0 | 0 | 0 | 0 | 0 | 0 | 0 | 0 | 0 | 0 | 0
2018 | CA | MRO | - | SaskPower | MW | Unconfirmed Retirements |  | 0 | 0 | 0 | 0 | 0 | 0 | 0 | 0 | 0 | 0 | 0
2018 | CA | MRO | - | SaskPower | MW | Scheduled Outages |  | 0 | 34 | 34 | 104 | 96 | 96 | 34 | 14.8 | 97.8 | 13.8 | 13.8
2018 | CA | MRO | - | SaskPower | MW | Transmission Limitations |  | 0 | 0 | 0 | 0 | 0 | 0 | 0 | 0 | 0 | 0 | 0
2018 | CA | MRO | - | SaskPower | MW | Existing-Certain |  | 4265.714 | 4231.714 | 4231.714 | 4083.914 | 3952.914 | 3857.914 | 3917.714 | 3797.914 | 3714.914 | 3793.714 | 3429.334
2018 | CA | MRO | - | SaskPower | MW | Existing-Other |  | 0 | 0 | 0 | 0 | 0 | 0 | 0 | 0 | 0 | 0 | 0
2018 | CA | MRO | - | SaskPower | MW | Additions - Tier 1 |  | 0 | 354 | 361 | 396.4 | 436.4 | 826.4 | 866.4 | 906.4 | 946.4 | 1336.4 | 1376.4
2018 | CA | MRO | - | SaskPower | MW | Additions - Tier 2 |  | 0 | 0 | 0 | 0 | 0 | 0 | 0 | 0 | 0 | 0 | 0
2018 | CA | MRO | - | SaskPower | MW | Additions - Tier 3 |  | 0 | 0 | 0 | 0 | 0 | 0 | 0 | 0 | 0 | 0 | 0
2018 | CA | MRO | - | SaskPower | MW | Firm Imports |  | 25 | 25 | 25 | 125 | 100 | 100 | 100 | 100 | 100 | 100 | 100
2018 | CA | MRO | - | SaskPower | MW | Firm Exports |  | 0 | 0 | 0 | 0 | 0 | 0 | 0 | 0 | 0 | 0 | 0
2018 | CA | MRO | - | SaskPower | MW | Net Firm Capacity Transfers |  | 25 | 25 | 25 | 125 | 100 | 100 | 100 | 100 | 100 | 100 | 100
2018 | CA | MRO | - | SaskPower | MW | Expected Imports |  | 0 | 0 | 0 | 0 | 0 | 0 | 0 | 0 | 0 | 0 | 0
2018 | CA | MRO | - | SaskPower | MW | Expected Exports |  | 0 | 0 | 0 | 0 | 0 | 0 | 0 | 0 | 0 | 0 | 0
2018 | CA | MRO | - | SaskPower | MW | Net Expected Transfers |  | 0 | 0 | 0 | 0 | 0 | 0 | 0 | 0 | 0 | 0 | 0
2018 | CA | MRO | - | SaskPower | MW | Existing-Certain & Net Firm Transfers |  | 4290.714 | 4256.714 | 4256.714 | 4208.914 | 4052.914 | 3957.914 | 4017.714 | 3897.914 | 3814.914 | 3893.714 | 3529.334
2018 | CA | MRO | - | SaskPower | MW | Anticipated Resources |  | 4290.714 | 4610.714 | 4617.714 | 4605.314 | 4489.314 | 4784.314 | 4884.114 | 4804.314 | 4761.314 | 5230.114 | 4905.734
2018 | CA | MRO | - | SaskPower | MW | Prospective Resources |  | 4290.714 | 4610.714 | 4617.714 | 4605.314 | 4489.314 | 4784.314 | 4884.114 | 4804.314 | 4761.314 | 5230.114 | 4905.734
2018 | CA | MRO | - | SaskPower | MW | Existing-Certain and Net Firm Transfers Excess/Shortfall |  | 0 | -4.021 | -58.411 | -134.96 | -328.367 | -457 | -420.399 | -597.142 | -718.548 | -680.263 | -1072.282
2018 | CA | MRO | - | SaskPower | MW | Anticipated Excess/Shortfall |  | 0 | 0 | 0 | 0 | 0 | 0 | 0 | 0 | 0 | 0 | 0
2018 | CA | MRO | - | SaskPower | MW | Prospective Excess/Shortfall |  | 0 | 0 | 0 | 0 | 0 | 0 | 0 | 0 | 0 | 0 | 0
2018 | CA | MRO | - | SaskPower | % | Existing-Certain and Net Firm Transfers Reserve Margin |  | 14.19% | 10.9% | 9.497% | 7.551% | 2.681% | -0.4899% | 0.4856% | -3.746% | -6.593% | -5.508% | -14.87%
2018 | CA | MRO | - | SaskPower | % | Anticipated Reserve Margin |  | 14.19% | 20.12% | 18.78% | 17.68% | 13.74% | 20.29% | 22.15% | 18.64% | 16.58% | 26.92% | 18.34%
2018 | CA | MRO | - | SaskPower | % | Prospective Reserve Margin |  | 14.19% | 20.12% | 18.78% | 17.68% | 13.74% | 20.29% | 22.15% | 18.64% | 16.58% | 26.92% | 18.34%
2018 | CA | MRO | - | SaskPower | % | Reference Margin Level |  | 11% | 11% | 11% | 11% | 11% | 11% | 11% | 11% | 11% | 11% | 11%
2018 | CA | NPCC | - | Maritimes | MW | Energy Efficiency and Conservation |  | 60.9 | 106.3 | 156.2 | 224.9 | 298.4 | 380.1 | 445.2 | 508.1 | 551 | 571.4 | 593
2018 | CA | NPCC | - | Maritimes | MW | Total Installed Photovoltaic |  | 0 | 0 | 0 | 0 | 0 | 0 | 0 | 0 | 0 | 0 | 0
2018 | CA | NPCC | - | Maritimes | MW | Photovoltaic On-Peak |  | 0 | 0 | 0 | 0 | 0 | 0 | 0 | 0 | 0 | 0 | 0
2018 | CA | NPCC | - | Maritimes | MW | Total Internal Demand |  | 5574.714 | 5594.8803 | 5603.1 | 5583.38 | 5545.1738 | 5508.2815 | 5480.4034 | 5453.9394 | 5444.5898 | 5433.9547 | 5428.7342
2018 | CA | NPCC | - | Maritimes | MW | Controllable and Dispatchable Demand Response - Available |  | 263 | 264.6 | 264.3 | 264.1 | 263.8 | 263.5 | 263.2 | 262.8 | 262.5 | 262.1 | 261.7
2018 | CA | NPCC | - | Maritimes | MW | Net Internal Demand |  | 5311.714 | 5330.2803 | 5338.8 | 5319.28 | 5281.3738 | 5244.7815 | 5217.2034 | 5191.1394 | 5182.0898 | 5171.8547 | 5167.0342
2018 | CA | NPCC | - | Maritimes | MW | Behind the Meter Generation - Capacity |  | 0 | 0 | 0 | 0 | 0 | 0 | 0 | 0 | 0 | 0 | 0
2018 | CA | NPCC | - | Maritimes | MW | Other Capacity Adjustments - Additions |  | 0 | 0 | 0 | 0 | 0 | 0 | 0 | 0 | 0 | 0 | 0
2018 | CA | NPCC | - | Maritimes | MW | Other Capacity Adjustments - Reductions |  | 0 | 0 | 0 | 0 | 0 | 0 | 0 | 0 | 0 | 0 | 0
2018 | CA | NPCC | - | Maritimes | MW | Confirmed Retirements |  | 0 | 0 | 0 | 0 | 0 | 0 | 0 | 0 | 0 | 0 | 0
2018 | CA | NPCC | - | Maritimes | MW | Unconfirmed Retirements |  | 0 | 7 | 170 | 208 | 209.1 | 211.3 | 309.3 | 325.3 | 629.6 | 629.6 | 629.6
2018 | CA | NPCC | - | Maritimes | MW | Scheduled Outages |  | 100 | 100 | 100 | 100 | 100 | 100 | 100 | 100 | 100 | 100 | 100
2018 | CA | NPCC | - | Maritimes | MW | Transmission Limitations |  | 0 | 0 | 0 | 0 | 0 | 0 | 0 | 0 | 0 | 0 | 0
2018 | CA | NPCC | - | Maritimes | MW | Existing-Certain |  | 6642.429 | 6642.429 | 6642.429 | 6642.429 | 6642.429 | 6642.429 | 6642.429 | 6642.429 | 6642.429 | 6642.429 | 6642.429
2018 | CA | NPCC | - | Maritimes | MW | Existing-Other |  | 27.9 | 97.9 | 97.9 | 97.9 | 97.9 | 97.9 | 97.9 | 97.9 | 97.9 | 97.9 | 97.9
2018 | CA | NPCC | - | Maritimes | MW | Additions - Tier 1 |  | 36.65 | 48.14 | 58.64 | 94.64 | 94.64 | 94.64 | 94.64 | 94.64 | 94.64 | 94.64 | 94.64
2018 | CA | NPCC | - | Maritimes | MW | Additions - Tier 2 |  | 0 | 0 | 0 | 0 | 0 | 0 | 0 | 0 | 0 | 0 | 0
2018 | CA | NPCC | - | Maritimes | MW | Additions - Tier 3 |  | 0 | 0 | 0 | 0 | 0 | 0 | 0 | 0 | 0 | 0 | 0
2018 | CA | NPCC | - | Maritimes | MW | Firm Imports |  | 0 | 0 | 0 | 0 | 0 | 0 | 0 | 0 | 0 | 0 | 0
2018 | CA | NPCC | - | Maritimes | MW | Firm Exports |  | 114 | 110 | 69 | 66 | 0 | 0 | 0 | 0 | 0 | 0 | 0
2018 | CA | NPCC | - | Maritimes | MW | Net Firm Capacity Transfers |  | -114 | -110 | -69 | -66 | 0 | 0 | 0 | 0 | 0 | 0 | 0
2018 | CA | NPCC | - | Maritimes | MW | Expected Imports |  | 0 | 0 | 153 | 153 | 153 | 153 | 153 | 153 | 153 | 153 | 153
2018 | CA | NPCC | - | Maritimes | MW | Expected Exports |  | 0 | 0 | 0 | 0 | 0 | 0 | 0 | 0 | 0 | 0 | 0
2018 | CA | NPCC | - | Maritimes | MW | Net Expected Transfers |  | 0 | 0 | 153 | 153 | 153 | 153 | 153 | 153 | 153 | 153 | 153
2018 | CA | NPCC | - | Maritimes | MW | Existing-Certain & Net Firm Transfers |  | 6528.429 | 6532.429 | 6573.429 | 6576.429 | 6642.429 | 6642.429 | 6642.429 | 6642.429 | 6642.429 | 6642.429 | 6642.429
2018 | CA | NPCC | - | Maritimes | MW | Anticipated Resources |  | 6565.079 | 6580.569 | 6632.069 | 6671.069 | 6737.069 | 6737.069 | 6737.069 | 6737.069 | 6737.069 | 6737.069 | 6737.069
2018 | CA | NPCC | - | Maritimes | MW | Prospective Resources |  | 6592.979 | 6671.469 | 6712.969 | 6713.969 | 6778.869 | 6776.669 | 6678.669 | 6662.669 | 6358.369 | 6358.369 | 6358.369
2018 | CA | NPCC | - | Maritimes | MW | Existing-Certain and Net Firm Transfers Excess/Shortfall |  | 0 | 0 | 0 | 0 | 0 | 0 | 0 | 0 | 0 | 0 | 0
2018 | CA | NPCC | - | Maritimes | MW | Anticipated Excess/Shortfall |  | 0 | 0 | 0 | 0 | 0 | 0 | 0 | 0 | 0 | 0 | 0
2018 | CA | NPCC | - | Maritimes | MW | Prospective Excess/Shortfall |  | 0 | 0 | 0 | 0 | 0 | 0 | 0 | 0 | 0 | 0 | 0
2018 | CA | NPCC | - | Maritimes | % | Existing-Certain and Net Firm Transfers Reserve Margin |  | 22.91% | 22.55% | 23.13% | 23.63% | 25.77% | 26.65% | 27.32% | 27.96% | 28.18% | 28.43% | 28.55%
2018 | CA | NPCC | - | Maritimes | % | Anticipated Reserve Margin |  | 23.6% | 23.46% | 24.22% | 25.41% | 27.56% | 28.45% | 29.13% | 29.78% | 30.01% | 30.26% | 30.39%
2018 | CA | NPCC | - | Maritimes | % | Prospective Reserve Margin |  | 24.12% | 25.16% | 25.74% | 26.22% | 28.35% | 29.21% | 28.01% | 28.35% | 22.7% | 22.94% | 23.06%
2018 | CA | NPCC | - | Maritimes | % | Reference Margin Level |  | 20% | 20% | 20% | 20% | 20% | 20% | 20% | 20% | 20% | 20% | 20%
2018 | US | NPCC | - | New England | MW | Energy Efficiency and Conservation |  | 2668.789 | 2865.3462 | 3194.0343 | 3513.1791 | 3807.6032 | 4076.1168 | 4318.2401 | 4534.3361 | 4724.8469 | 4890.8916 | 5062.7716
2018 | US | NPCC | - | New England | MW | Total Installed Photovoltaic |  | 1727.0572 | 2038.6102 | 2309.9947 | 2570.8673 | 2813.3062 | 3045.3503 | 3262.8501 | 3461.5396 | 3630.956 | 3795.6119 | 3866.6907
2018 | US | NPCC | - | New England | MW | Photovoltaic On-Peak |  | 0 | 0 | 0 | 0 | 0 | 0 | 0 | 0 | 0 | 0 | 0
2018 | US | NPCC | - | New England | MW | Total Internal Demand |  | 20357 | 20272 | 20011.9295 | 19808.3553 | 19642.4456 | 19505.2202 | 19379.5079 | 19271.0817 | 19190.3418 | 19132.8914 | 19075.613
2018 | US | NPCC | - | New England | MW | Controllable and Dispatchable Demand Response - Available |  | 403.28 | 467.161 | 412.709 | 623.151 | 623.151 | 623.151 | 623.151 | 623.151 | 623.151 | 623.151 | 623.151
2018 | US | NPCC | - | New England | MW | Net Internal Demand |  | 19953.72 | 19804.839 | 19599.2205 | 19185.2043 | 19019.2946 | 18882.0692 | 18756.3569 | 18647.9307 | 18567.1908 | 18509.7404 | 18452.462
2018 | US | NPCC | - | New England | MW | Behind the Meter Generation - Capacity |  | 0 | 0 | 0 | 0 | 0 | 0 | 0 | 0 | 0 | 0 | 0
2018 | US | NPCC | - | New England | MW | Other Capacity Adjustments - Additions |  | 0 | 0 | 0 | 0 | 0 | 0 | 0 | 0 | 0 | 0 | 0
2018 | US | NPCC | - | New England | MW | Other Capacity Adjustments - Reductions |  | 0 | 0 | 0 | 0 | 0 | 0 | 0 | 0 | 0 | 0 | 0
2018 | US | NPCC | - | New England | MW | Confirmed Retirements |  | 0 | 692.927 | 714.697 | 1108.599 | 1108.599 | 1108.599 | 1108.599 | 1108.599 | 1108.599 | 1108.599 | 1108.599
2018 | US | NPCC | - | New England | MW | Unconfirmed Retirements |  | 0 | 0 | 0 | 0 | 0 | 0 | 0 | 0 | 0 | 0 | 0
2018 | US | NPCC | - | New England | MW | Scheduled Outages |  | 159 | 292 | 0 | 0 | 0 | 0 | 0 | 0 | 0 | 0 | 0
2018 | US | NPCC | - | New England | MW | Transmission Limitations |  | 0 | 0 | 0 | 0 | 0 | 0 | 0 | 0 | 0 | 0 | 0
2018 | US | NPCC | - | New England | MW | Existing-Certain |  | 32938.7941 | 32114.6671 | 32384.8971 | 31990.9951 | 31990.9951 | 31990.9951 | 31990.9951 | 31990.9951 | 31990.9951 | 31990.9951 | 31990.9951
2018 | US | NPCC | - | New England | MW | Existing-Other |  | 204.293 | 202.493 | 202.493 | 202.493 | 202.493 | 202.493 | 202.493 | 202.493 | 202.493 | 202.493 | 202.493
2018 | US | NPCC | - | New England | MW | Additions - Tier 1 |  | 301.54 | 1169.79 | 1235.79 | 1720.79 | 1784.19 | 1784.19 | 1784.19 | 1784.19 | 1784.19 | 1784.19 | 1784.19
2018 | US | NPCC | - | New England | MW | Additions - Tier 2 |  | 6.2233 | 83.9496 | 145.8006 | 558.6552 | 558.6552 | 854.4123 | 1115.2 | 1115.2 | 1115.2 | 1115.2 | 1115.2
2018 | US | NPCC | - | New England | MW | Additions - Tier 3 |  | 208.808 | 611.4481 | 800.7429 | 1601.3497 | 2587.5025 | 2866.3911 | 2866.3911 | 2866.3911 | 2866.3911 | 2866.3911 | 2866.3911
2018 | US | NPCC | - | New England | MW | Firm Imports |  | 986 | 1070 | 1265.4 | 1174 | 82.8 | 82.8 | 82.8 | 82.8 | 82.8 | 82.8 | 82.8
2018 | US | NPCC | - | New England | MW | Firm Exports |  | 0 | 0 | 0 | 0 | 0 | 0 | 0 | 0 | 0 | 0 | 0
2018 | US | NPCC | - | New England | MW | Net Firm Capacity Transfers |  | 986 | 1070 | 1265.4 | 1174 | 82.8 | 82.8 | 82.8 | 82.8 | 82.8 | 82.8 | 82.8
2018 | US | NPCC | - | New England | MW | Expected Imports |  | 0 | 0 | 0 | 0 | 0 | 0 | 0 | 0 | 0 | 0 | 0
2018 | US | NPCC | - | New England | MW | Expected Exports |  | 0 | 0 | 0 | 0 | 0 | 0 | 0 | 0 | 0 | 0 | 0
2018 | US | NPCC | - | New England | MW | Net Expected Transfers |  | 0 | 0 | 0 | 0 | 0 | 0 | 0 | 0 | 0 | 0 | 0
2018 | US | NPCC | - | New England | MW | Existing-Certain & Net Firm Transfers |  | 33924.7941 | 33184.6671 | 33650.2971 | 33164.9951 | 32073.7951 | 32073.7951 | 32073.7951 | 32073.7951 | 32073.7951 | 32073.7951 | 32073.7951
2018 | US | NPCC | - | New England | MW | Anticipated Resources |  | 34226.3341 | 34354.4571 | 34886.0871 | 34885.7851 | 33857.9851 | 33857.9851 | 33857.9851 | 33857.9851 | 33857.9851 | 33857.9851 | 33857.9851
2018 | US | NPCC | - | New England | MW | Prospective Resources |  | 34436.8504 | 34640.8997 | 35234.3807 | 35646.9333 | 34619.1333 | 34914.8904 | 35175.6781 | 35175.6781 | 35175.6781 | 35175.6781 | 35175.6781
2018 | US | NPCC | - | New England | MW | Existing-Certain and Net Firm Transfers Excess/Shortfall |  | 0 | 0 | 0 | 0 | 0 | 0 | 0 | 0 | 0 | 0 | 0
2018 | US | NPCC | - | New England | MW | Anticipated Excess/Shortfall |  | 0 | 0 | 0 | 0 | 0 | 0 | 0 | 0 | 0 | 0 | 0
2018 | US | NPCC | - | New England | MW | Prospective Excess/Shortfall |  | 0 | 0 | 0 | 0 | 0 | 0 | 0 | 0 | 0 | 0 | 0
2018 | US | NPCC | - | New England | % | Existing-Certain and Net Firm Transfers Reserve Margin |  | 70.02% | 67.56% | 71.69% | 72.87% | 68.64% | 69.86% | 71% | 72% | 72.74% | 73.28% | 73.82%
2018 | US | NPCC | - | New England | % | Anticipated Reserve Margin |  | 71.53% | 73.46% | 78% | 81.84% | 78.02% | 79.31% | 80.51% | 81.56% | 82.35% | 82.92% | 83.49%
2018 | US | NPCC | - | New England | % | Prospective Reserve Margin |  | 72.58% | 74.91% | 79.77% | 85.8% | 82.02% | 84.91% | 87.54% | 88.63% | 89.45% | 90.04% | 90.63%
2018 | US | NPCC | - | New England | % | Reference Margin Level |  | 17.2% | 16.91% | 17.2% | 16.36% | 16.36% | 16.36% | 16.36% | 16.36% | 16.36% | 16.36% | 16.36%
2018 | US | NPCC | - | New York | MW | Energy Efficiency and Conservation |  | 197 | 385 | 629 | 842 | 1006 | 1178 | 1292 | 1485 | 1668 | 1776 | 1839
2018 | US | NPCC | - | New York | MW | Total Installed Photovoltaic |  | 1726 | 2155 | 2513 | 2782 | 2979 | 3128 | 3256 | 3359 | 3453 | 3539 | 3616
2018 | US | NPCC | - | New York | MW | Photovoltaic On-Peak |  | 0 | 0 | 0 | 0 | 0 | 0 | 0 | 0 | 0 | 0 | 0
2018 | US | NPCC | - | New York | MW | Total Internal Demand |  | 24269 | 24135 | 23948 | 23817 | 23751 | 23730 | 23728 | 23742 | 23762 | 23786 | 23812
2018 | US | NPCC | - | New York | MW | Controllable and Dispatchable Demand Response - Available |  | 636.9 | 636.9 | 636.9 | 636.9 | 636.9 | 636.9 | 636.9 | 636.9 | 636.9 | 636.9 | 636.9
2018 | US | NPCC | - | New York | MW | Net Internal Demand |  | 23632.1 | 23498.1 | 23311.1 | 23180.1 | 23114.1 | 23093.1 | 23091.1 | 23105.1 | 23125.1 | 23149.1 | 23175.1
2018 | US | NPCC | - | New York | MW | Behind the Meter Generation - Capacity |  | 0 | 0 | 0 | 0 | 0 | 0 | 0 | 0 | 0 | 0 | 0
2018 | US | NPCC | - | New York | MW | Other Capacity Adjustments - Additions |  | 0 | 0 | 0 | 0 | 0 | 0 | 0 | 0 | 0 | 0 | 0
2018 | US | NPCC | - | New York | MW | Other Capacity Adjustments - Reductions |  | -1714.7 | -2054.4 | -2812 | -3180.4 | -3268.5 | -3268.5 | -3268.5 | -3268.5 | -3268.5 | -3268.5 | -3268.5
2018 | US | NPCC | - | New York | MW | Confirmed Retirements |  | 734.9 | 734.9 | 1761.4 | 2798.8 | 2798.8 | 2798.8 | 2798.8 | 2798.8 | 2798.8 | 2798.8 | 2798.8
2018 | US | NPCC | - | New York | MW | Unconfirmed Retirements |  | 93.1 | 93.1 | 93.1 | 93.1 | 93.1 | 93.1 | 93.1 | 93.1 | 93.1 | 93.1 | 93.1
2018 | US | NPCC | - | New York | MW | Scheduled Outages |  | 0 | 0 | 0 | 0 | 0 | 0 | 0 | 0 | 0 | 0 | 0
2018 | US | NPCC | - | New York | MW | Transmission Limitations |  | 0 | 0 | 0 | 0 | 0 | 0 | 0 | 0 | 0 | 0 | 0
2018 | US | NPCC | - | New York | MW | Existing-Certain |  | 42493.2 | 42832.9 | 42564 | 41895 | 41983.1 | 41983.1 | 41983.1 | 41983.1 | 41983.1 | 41983.1 | 41983.1
2018 | US | NPCC | - | New York | MW | Existing-Other |  | 0 | 0 | 0 | 0 | 0 | 0 | 0 | 0 | 0 | 0 | 0
2018 | US | NPCC | - | New York | MW | Additions - Tier 1 |  | 1104.5 | 1104.5 | 2362.5 | 2385 | 2385 | 2385 | 2385 | 2385 | 2385 | 2385 | 2385
2018 | US | NPCC | - | New York | MW | Additions - Tier 2 |  | 38.8 | 240 | 1913.6 | 2463.6 | 3047.6 | 3047.6 | 3047.6 | 3047.6 | 3047.6 | 3047.6 | 3047.6
2018 | US | NPCC | - | New York | MW | Additions - Tier 3 |  | 20 | 960 | 1575 | 2571.3 | 3517.3 | 3517.3 | 3517.3 | 3517.3 | 3517.3 | 3517.3 | 3517.3
2018 | US | NPCC | - | New York | MW | Firm Imports* |  | 1482.4 | 699.9 | 1205.9 | 1219.2 | 1361.9 | 1361.9 | 1361.9 | 1361.9 | 1361.9 | 1361.9 | 1361.9
2018 | US | NPCC | - | New York | MW | Firm Exports |  | 0 | 0 | 0 | 0 | 0 | 0 | 0 | 0 | 0 | 0 | 0
2018 | US | NPCC | - | New York | MW | Net Firm Capacity Transfers |  | 1482.4 | 699.9 | 1205.9 | 1219.2 | 1361.9 | 1361.9 | 1361.9 | 1361.9 | 1361.9 | 1361.9 | 1361.9
2018 | US | NPCC | - | New York | MW | Expected Imports |  | 0 | 0 | 0 | 0 | 0 | 0 | 0 | 0 | 0 | 0 | 0
2018 | US | NPCC | - | New York | MW | Expected Exports |  | 0 | 0 | 0 | 0 | 0 | 0 | 0 | 0 | 0 | 0 | 0
2018 | US | NPCC | - | New York | MW | Net Expected Transfers |  | 0 | 0 | 0 | 0 | 0 | 0 | 0 | 0 | 0 | 0 | 0
2018 | US | NPCC | - | New York | MW | Existing-Certain & Net Firm Transfers |  | 43975.6 | 43532.8 | 43769.9 | 43114.2 | 43345 | 43345 | 43345 | 43345 | 43345 | 43345 | 43345
2018 | US | NPCC | - | New York | MW | Anticipated Resources |  | 45080.1 | 44637.3 | 46132.4 | 45499.2 | 45730 | 45730 | 45730 | 45730 | 45730 | 45730 | 45730
2018 | US | NPCC | - | New York | MW | Prospective Resources |  | 45025.8 | 44784.2 | 47952.9 | 47869.7 | 48684.5 | 48684.5 | 48684.5 | 48684.5 | 48684.5 | 48684.5 | 48684.5
2018 | US | NPCC | - | New York | MW | Existing-Certain and Net Firm Transfers Excess/Shortfall |  | 0 | 0 | 0 | 0 | 0 | 0 | 0 | 0 | 0 | 0 | 0
2018 | US | NPCC | - | New York | MW | Anticipated Excess/Shortfall |  | 0 | 0 | 0 | 0 | 0 | 0 | 0 | 0 | 0 | 0 | 0
2018 | US | NPCC | - | New York | MW | Prospective Excess/Shortfall |  | 0 | 0 | 0 | 0 | 0 | 0 | 0 | 0 | 0 | 0 | 0
2018 | US | NPCC | - | New York | % | Existing-Certain and Net Firm Transfers Reserve Margin |  | 86.08% | 85.26% | 87.76% | 86% | 87.53% | 87.7% | 87.71% | 87.6% | 87.44% | 87.24% | 87.03%
2018 | US | NPCC | - | New York | % | Anticipated Reserve Margin |  | 90.76% | 89.96% | 97.9% | 96.29% | 97.84% | 98.02% | 98.04% | 97.92% | 97.75% | 97.55% | 97.32%
2018 | US | NPCC | - | New York | % | Prospective Reserve Margin |  | 90.53% | 90.59% | 105.7% | 106.5% | 110.6% | 110.8% | 110.8% | 110.7% | 110.5% | 110.3% | 110.1%
2018 | US | NPCC | - | New York | % | Reference Margin Level |  | 15% | 15% | 15% | 15% | 15% | 15% | 15% | 15% | 15% | 15% | 15%
2018 | CA | NPCC | - | Ontario | MW | Energy Efficiency and Conservation |  | 480.0618 | 673.8097 | 849.7419 | 889.4295 | 904.4083 | 979.5494 | 998.3223 | 1098.5508 | 1280.7008 | 1449.1415 | 1587.3076
2018 | CA | NPCC | - | Ontario | MW | Total Installed Photovoltaic |  | 2099.4658 | 2241.6657 | 2254.6282 | 2254.6282 | 2254.6282 | 2254.6282 | 2254.6282 | 2254.6282 | 2254.6282 | 2254.6282 | 2254.6282
2018 | CA | NPCC | - | Ontario | MW | Photovoltaic On-Peak |  | 0 | 0 | 0 | 0 | 0 | 0 | 0 | 0 | 0 | 0 | 0
2018 | CA | NPCC | - | Ontario | MW | Total Internal Demand |  | 21328.0001 | 21317 | 21305.1781 | 21165.0214 | 21273.3651 | 21224.1538 | 21202.522 | 21209.2999 | 21229.6302 | 21160.4958 | 21403
2018 | CA | NPCC | - | Ontario | MW | Controllable and Dispatchable Demand Response - Available |  | 793 | 544.95 | 544.95 | 544.95 | 544.95 | 544.95 | 544.95 | 544.95 | 544.95 | 544.95 | 544.95
2018 | CA | NPCC | - | Ontario | MW | Net Internal Demand |  | 20535.0001 | 20772.05 | 20760.2281 | 20620.0714 | 20728.4151 | 20679.2038 | 20657.572 | 20664.3499 | 20684.6802 | 20615.5458 | 20858.05
2018 | CA | NPCC | - | Ontario | MW | Behind the Meter Generation - Capacity |  | 0 | 0 | 0 | 0 | 0 | 0 | 0 | 0 | 0 | 0 | 0
2018 | CA | NPCC | - | Ontario | MW | Other Capacity Adjustments - Additions |  | 0 | 0 | 0 | 0 | 0 | 0 | 0 | 0 | 0 | 0 | 0
2018 | CA | NPCC | - | Ontario | MW | Other Capacity Adjustments - Reductions |  | 0 | 0 | 0 | 0 | 0 | 0 | 0 | 0 | 0 | 0 | 0
2018 | CA | NPCC | - | Ontario | MW | Confirmed Retirements |  | 0 | 0 | 0 | 0 | 0 | 0 | 0 | 1030 | 1030 | 3094 | 3094
2018 | CA | NPCC | - | Ontario | MW | Unconfirmed Retirements |  | 97.4 | 97.4 | 97.4 | 97.4 | 141.2 | 173 | 379.7 | 379.7 | 379.7 | 379.7 | 379.7
2018 | CA | NPCC | - | Ontario | MW | Scheduled Outages |  | 31 | 0 | 0 | 0 | 0 | 0 | 0 | 0 | 0 | 0 | 0
2018 | CA | NPCC | - | Ontario | MW | Transmission Limitations |  | 1361 | 300 | 150 | 150 | 150 | 150 | 150 | 150 | 150 | 150 | 150
2018 | CA | NPCC | - | Ontario | MW | Existing-Certain |  | 25811.1932 | 28407.1932 | 28557.1932 | 26649.1932 | 26649.1932 | 24585.1932 | 26286.1932 | 26286.1932 | 26343.1932 | 26343.1932 | 25529.1932
2018 | CA | NPCC | - | Ontario | MW | Existing-Other |  | 0 | 0 | 0 | 0 | 0 | 0 | 0 | 0 | 0 | 0 | 0
2018 | CA | NPCC | - | Ontario | MW | Additions - Tier 1 |  | 1015.4179 | 1129.1179 | 1211.8379 | 1211.8379 | 1211.8379 | 1211.8379 | 1211.8379 | 1211.8379 | 1211.8379 | 1211.8379 | 1211.8379
2018 | CA | NPCC | - | Ontario | MW | Additions - Tier 2 |  | 0 | 0 | 0 | 0 | 0 | 0 | 0 | 0 | 0 | 0 | 0
2018 | CA | NPCC | - | Ontario | MW | Additions - Tier 3 |  | 0 | 0 | 0 | 0 | 0 | 0 | 0 | 0 | 0 | 0 | 0
2018 | CA | NPCC | - | Ontario | MW | Firm Imports |  | 0 | 0 | 0 | 0 | 0 | 0 | 0 | 0 | 0 | 0 | 0
2018 | CA | NPCC | - | Ontario | MW | Firm Exports |  | 500 | 500 | 500 | 500 | 500 | 0 | 0 | 0 | 0 | 0 | 0
2018 | CA | NPCC | - | Ontario | MW | Net Firm Capacity Transfers |  | -500 | -500 | -500 | -500 | -500 | 0 | 0 | 0 | 0 | 0 | 0
2018 | CA | NPCC | - | Ontario | MW | Expected Imports |  | 0 | 0 | 0 | 0 | 0 | 0 | 0 | 0 | 0 | 0 | 0
2018 | CA | NPCC | - | Ontario | MW | Expected Exports |  | 0 | 0 | 0 | 0 | 0 | 0 | 0 | 0 | 0 | 0 | 0
2018 | CA | NPCC | - | Ontario | MW | Net Expected Transfers |  | 0 | 0 | 0 | 0 | 0 | 0 | 0 | 0 | 0 | 0 | 0
2018 | CA | NPCC | - | Ontario | MW | Existing-Certain & Net Firm Transfers |  | 25311.1932 | 27907.1932 | 28057.1932 | 26149.1932 | 26149.1932 | 24585.1932 | 26286.1932 | 26286.1932 | 26343.1932 | 26343.1932 | 25529.1932
2018 | CA | NPCC | - | Ontario | MW | Anticipated Resources |  | 26326.6111 | 29036.3111 | 29269.0311 | 27361.0311 | 27361.0311 | 25797.0311 | 27498.0311 | 27498.0311 | 27555.0311 | 27555.0311 | 26741.0311
2018 | CA | NPCC | - | Ontario | MW | Prospective Resources |  | 26229.2111 | 28938.9111 | 29171.6311 | 27263.6311 | 27219.8311 | 25624.0311 | 27118.3311 | 27118.3311 | 27175.3311 | 27175.3311 | 26361.3311
2018 | CA | NPCC | - | Ontario | MW | Existing-Certain and Net Firm Transfers Excess/Shortfall |  | 0 | 0 | 0 | 0 | 0 | -558.7584 | 0 | 0 | 0 | 0 | -131.8556
2018 | CA | NPCC | - | Ontario | MW | Anticipated Excess/Shortfall |  | 0 | 0 | 0 | 0 | 0 | 0 | 0 | 0 | 0 | 0 | 0
2018 | CA | NPCC | - | Ontario | MW | Prospective Excess/Shortfall |  | 0 | 0 | 0 | 0 | 0 | 0 | 0 | 0 | 0 | 0 | 0
2018 | CA | NPCC | - | Ontario | % | Existing-Certain and Net Firm Transfers Reserve Margin |  | 23.26% | 34.35% | 35.15% | 26.81% | 26.15% | 18.89% | 27.25% | 27.21% | 27.36% | 27.78% | 22.39%
2018 | CA | NPCC | - | Ontario | % | Anticipated Reserve Margin |  | 28.2% | 39.79% | 40.99% | 32.69% | 32% | 24.75% | 33.11% | 33.07% | 33.21% | 33.66% | 28.2%
2018 | CA | NPCC | - | Ontario | % | Prospective Reserve Margin |  | 27.73% | 39.32% | 40.52% | 32.22% | 31.32% | 23.91% | 31.28% | 31.23% | 31.38% | 31.82% | 26.38%
2018 | CA | NPCC | - | Ontario | % | Reference Margin Level |  | 18.37% | 18.05% | 18.02% | 18.51% | 19.43% | 21.59% | 22.69% | 25.43% | 22.92% | 21.6% | 23.03%
2018 | CA | NPCC | - | Quebec | MW | Energy Efficiency and Conservation |  | 0 | 0 | 0 | 0 | 0 | 0 | 0 | 0 | 0 | 0 | 0
2018 | CA | NPCC | - | Quebec | MW | Total Installed Photovoltaic |  | 0 | 0 | 0 | 0 | 0 | 0 | 0 | 0 | 0 | 0 | 0
2018 | CA | NPCC | - | Quebec | MW | Photovoltaic On-Peak |  | 0 | 0 | 0 | 0 | 0 | 0 | 0 | 0 | 0 | 0 | 0
2018 | CA | NPCC | - | Quebec | MW | Total Internal Demand |  | 38460.7037 | 38782.4347 | 39057.2441 | 39427.2716 | 39736.6799 | 40016.4134 | 40287.5389 | 40560.5092 | 40816.7464 | 41059.1635 | 41310.5508
2018 | CA | NPCC | - | Quebec | MW | Controllable and Dispatchable Demand Response - Available |  | 2353.5 | 2423.5 | 2453.5 | 2503.5 | 2533.5 | 2543.5 | 2563.5 | 2573.5 | 2573.5 | 2573.5 | 2573.5
2018 | CA | NPCC | - | Quebec | MW | Net Internal Demand |  | 36107.2037 | 36358.9347 | 36603.7441 | 36923.7716 | 37203.1799 | 37472.9134 | 37724.0389 | 37987.0092 | 38243.2464 | 38485.6635 | 38737.0508
2018 | CA | NPCC | - | Quebec | MW | Behind the Meter Generation - Capacity |  | 0 | 0 | 0 | 0 | 0 | 0 | 0 | 0 | 0 | 0 | 0
2018 | CA | NPCC | - | Quebec | MW | Other Capacity Adjustments - Additions |  | 0 | 0 | 0 | 0 | 0 | 0 | 0 | 0 | 0 | 0 | 0
2018 | CA | NPCC | - | Quebec | MW | Other Capacity Adjustments - Reductions |  | 0 | 0 | 0 | 0 | 0 | 0 | 0 | 0 | 0 | 0 | 0
2018 | CA | NPCC | - | Quebec | MW | Confirmed Retirements |  | 0 | 0 | 0 | 0 | 0 | 0 | 0 | 0 | 0 | 0 | 0
2018 | CA | NPCC | - | Quebec | MW | Unconfirmed Retirements |  | 0 | 0 | 0 | 0 | 0 | 0 | 0 | 0 | 0 | 0 | 0
2018 | CA | NPCC | - | Quebec | MW | Scheduled Outages |  | 0 | 0 | 0 | 0 | 0 | 0 | 0 | 0 | 0 | 0 | 0
2018 | CA | NPCC | - | Quebec | MW | Transmission Limitations |  | 0 | 0 | 0 | 0 | 0 | 0 | 0 | 0 | 0 | 0 | 0
2018 | CA | NPCC | - | Quebec | MW | Existing-Certain |  | 42046.082 | 42046.082 | 42046.082 | 42046.082 | 42046.082 | 42038.002 | 42038.002 | 42046.802 | 41950.052 | 41867.902 | 41804.102
2018 | CA | NPCC | - | Quebec | MW | Existing-Other |  | 0 | 0 | 0 | 0 | 0 | 0 | 0 | 0 | 0 | 0 | 0
2018 | CA | NPCC | - | Quebec | MW | Additions - Tier 1 |  | 0 | 54.95 | 397.09 | 397.09 | 397.09 | 397.09 | 397.09 | 397.09 | 397.09 | 397.09 | 397.09
2018 | CA | NPCC | - | Quebec | MW | Additions - Tier 2 |  | 0 | 0 | 0 | 0 | 0 | 0 | 0 | 0 | 0 | 0 | 0
2018 | CA | NPCC | - | Quebec | MW | Additions - Tier 3 |  | 0 | 0 | 0 | 0 | 0 | 0 | 0 | 0 | 0 | 0 | 0
2018 | CA | NPCC | - | Quebec | MW | Firm Imports |  | 500 | 500 | 500 | 500 | 500 | 0 | 0 | 0 | 0 | 0 | 0
2018 | CA | NPCC | - | Quebec | MW | Firm Exports |  | 201 | 298 | 1041 | 999 | 145 | 145 | 145 | 145 | 145 | 145 | 145
2018 | CA | NPCC | - | Quebec | MW | Net Firm Capacity Transfers |  | 299 | 202 | -541 | -499 | 355 | -145 | -145 | -145 | -145 | -145 | -145
2018 | CA | NPCC | - | Quebec | MW | Expected Imports |  | 1100 | 1100 | 1100 | 1100 | 1100 | 1100 | 1100 | 1100 | 1100 | 1100 | 1100
2018 | CA | NPCC | - | Quebec | MW | Expected Exports |  | 0 | 0 | 0 | 0 | 0 | 0 | 0 | 0 | 0 | 0 | 0
2018 | CA | NPCC | - | Quebec | MW | Net Expected Transfers |  | 1100 | 1100 | 1100 | 1100 | 1100 | 1100 | 1100 | 1100 | 1100 | 1100 | 1100
2018 | CA | NPCC | - | Quebec | MW | Existing-Certain & Net Firm Transfers |  | 42345.082 | 42248.082 | 41505.082 | 41547.082 | 42401.082 | 41893.002 | 41893.002 | 41901.802 | 41805.052 | 41722.902 | 41659.102
2018 | CA | NPCC | - | Quebec | MW | Anticipated Resources |  | 42345.082 | 42303.032 | 41902.172 | 41944.172 | 42798.172 | 42290.092 | 42290.092 | 42298.892 | 42202.142 | 42119.992 | 42056.192
2018 | CA | NPCC | - | Quebec | MW | Prospective Resources |  | 43445.082 | 43403.032 | 43002.172 | 43044.172 | 43898.172 | 43390.092 | 43390.092 | 43398.892 | 43302.142 | 43219.992 | 43156.192
2018 | CA | NPCC | - | Quebec | MW | Existing-Certain and Net Firm Transfers Excess/Shortfall |  | 0 | 0 | 0 | -33.0849 | 0 | -305.5579 | -588.3526 | -875.6856 | -1260.9864 | -1616.1243 | -1963.0137
2018 | CA | NPCC | - | Quebec | MW | Anticipated Excess/Shortfall |  | 0 | 0 | 0 | 0 | 0 | 0 | -191.2626 | -478.5956 | -863.8964 | -1219.0343 | -1565.9237
2018 | CA | NPCC | - | Quebec | MW | Prospective Excess/Shortfall |  | 0 | 0 | 0 | 0 | 0 | 0 | 0 | 0 | 0 | -119.0343 | -465.9237
2018 | CA | NPCC | - | Quebec | % | Existing-Certain and Net Firm Transfers Reserve Margin |  | 17.28% | 16.2% | 13.39% | 12.52% | 13.97% | 11.8% | 11.05% | 10.31% | 9.314% | 8.412% | 7.543%
2018 | CA | NPCC | - | Quebec | % | Anticipated Reserve Margin |  | 17.28% | 16.35% | 14.48% | 13.6% | 15.04% | 12.86% | 12.1% | 11.35% | 10.35% | 9.443% | 8.568%
2018 | CA | NPCC | - | Quebec | % | Prospective Reserve Margin |  | 20.32% | 19.37% | 17.48% | 16.58% | 18% | 15.79% | 15.02% | 14.25% | 13.23% | 12.3% | 11.41%
2018 | CA | NPCC | - | Quebec | % | Reference Margin Level |  | 12.61% | 12.61% | 12.61% | 12.61% | 12.61% | 12.61% | 12.61% | 12.61% | 12.61% | 12.61% | 12.61%
2018 | US | RF | - | PJM | MW | Energy Efficiency and Conservation |  | 0 | 0 | 0 | 0 | 0 | 0 | 0 | 0 | 0 | 0 | 0
2018 | US | RF | - | PJM | MW | Total Installed Photovoltaic |  | 3205.2632 | 3923.6842 | 4802.6316 | 5739.4737 | 6447.3684 | 7018.4211 | 7328.9474 | 7371.0526 | 7431.5789 | 7521.0526 | 7631.5789
2018 | US | RF | - | PJM | MW | Photovoltaic On-Peak |  | 0 | 0 | 0 | 0 | 0 | 0 | 0 | 0 | 0 | 0 | 0
2018 | US | RF | - | PJM | MW | Total Internal Demand |  | 132357 | 132039 | 132401 | 133117 | 133802 | 134435 | 134694 | 135341 | 135926 | 136702 | 137199
2018 | US | RF | - | PJM | MW | Controllable and Dispatchable Demand Response - Available |  | 1331 | 791 | 6855 | 6877 | 6908 | 6934 | 6969 | 7001 | 7038 | 7073 | 7118
2018 | US | RF | - | PJM | MW | Net Internal Demand |  | 131026 | 131248 | 125546 | 126240 | 126894 | 127501 | 127725 | 128340 | 128888 | 129629 | 130081
2018 | US | RF | - | PJM | MW | Behind the Meter Generation - Capacity |  | 0 | 0 | 0 | 0 | 0 | 0 | 0 | 0 | 0 | 0 | 0
2018 | US | RF | - | PJM | MW | Other Capacity Adjustments - Additions |  | 0 | 0 | 0 | 0 | 0 | 0 | 0 | 0 | 0 | 0 | 0
2018 | US | RF | - | PJM | MW | Other Capacity Adjustments - Reductions |  | 0 | 0 | 0 | 0 | 0 | 0 | 0 | 0 | 0 | 0 | 0
2018 | US | RF | - | PJM | MW | Confirmed Retirements |  | 8666.8 | 15610.9 | 18517.5 | 19957.7 | 19957.7 | 19957.7 | 19957.7 | 19957.7 | 19957.7 | 19957.7 | 19957.7
2018 | US | RF | - | PJM | MW | Unconfirmed Retirements |  | 0 | 0 | 896 | 3954 | 3954 | 3954 | 3954 | 3954 | 3954 | 3954 | 3954
2018 | US | RF | - | PJM | MW | Scheduled Outages |  | 0 | 0 | 0 | 0 | 0 | 0 | 0 | 0 | 0 | 0 | 0
2018 | US | RF | - | PJM | MW | Transmission Limitations |  | 0 | 0 | 0 | 0 | 0 | 0 | 0 | 0 | 0 | 0 | 0
2018 | US | RF | - | PJM | MW | Existing-Certain |  | 181863.94 | 180266.74 | 179000.54 | 179085.5 | 179088.3 | 179088.3 | 179088.3 | 179088.3 | 179088.3 | 179088.3 | 179088.3
2018 | US | RF | - | PJM | MW | Existing-Other |  | 0 | 0 | 0 | 0 | 0 | 0 | 0 | 0 | 0 | 0 | 0
2018 | US | RF | - | PJM | MW | Additions - Tier 1 |  | 0 | 7583.335 | 13956.495 | 17257.195 | 17257.195 | 17257.195 | 17257.195 | 17257.195 | 17257.195 | 17257.195 | 17257.195
2018 | US | RF | - | PJM | MW | Additions - Tier 2 |  | 0 | 7786.39 | 19557.222 | 24396.432 | 29138.832 | 29838.832 | 29838.832 | 29838.832 | 29838.832 | 29838.832 | 29838.832
2018 | US | RF | - | PJM | MW | Additions - Tier 3 |  | 0 | 0 | 0 | 0 | 0 | 0 | 0 | 0 | 0 | 0 | 0
2018 | US | RF | - | PJM | MW | Firm Imports |  | 3364.4 | 3167 | 3411.4 | 0 | 0 | 0 | 0 | 0 | 0 | 0 | 0
2018 | US | RF | - | PJM | MW | Firm Exports |  | 1829.1 | 1681.5 | 1683.1 | 0 | 0 | 0 | 0 | 0 | 0 | 0 | 0
2018 | US | RF | - | PJM | MW | Net Firm Capacity Transfers |  | 1535.3 | 1485.5 | 1728.3 | 0 | 0 | 0 | 0 | 0 | 0 | 0 | 0
2018 | US | RF | - | PJM | MW | Expected Imports |  | 0 | 0 | 0 | 3411.4 | 3411.4 | 3411.4 | 3411.4 | 3411.4 | 3411.4 | 3411.4 | 3411.4
2018 | US | RF | - | PJM | MW | Expected Exports |  | 0 | 0 | 0 | 1683.1 | 1683.1 | 1683.1 | 1683.1 | 1683.1 | 1683.1 | 1683.1 | 1683.1
2018 | US | RF | - | PJM | MW | Net Expected Transfers |  | 0 | 0 | 0 | 1728.3 | 1728.3 | 1728.3 | 1728.3 | 1728.3 | 1728.3 | 1728.3 | 1728.3
2018 | US | RF | - | PJM | MW | Existing-Certain & Net Firm Transfers |  | 183399.24 | 181752.24 | 180728.84 | 179085.5 | 179088.3 | 179088.3 | 179088.3 | 179088.3 | 179088.3 | 179088.3 | 179088.3
2018 | US | RF | - | PJM | MW | Anticipated Resources |  | 183399.24 | 189335.575 | 194685.335 | 196342.695 | 196345.495 | 196345.495 | 196345.495 | 196345.495 | 196345.495 | 196345.495 | 196345.495
2018 | US | RF | - | PJM | MW | Prospective Resources |  | 183399.24 | 197121.965 | 213346.557 | 218513.427 | 223258.627 | 223958.627 | 223958.627 | 223958.627 | 223958.627 | 223958.627 | 223958.627
2018 | US | RF | - | PJM | MW | Existing-Certain and Net Firm Transfers Excess/Shortfall |  | 0 | 0 | 0 | 0 | 0 | 0 | 0 | 0 | 0 | 0 | 0
2018 | US | RF | - | PJM | MW | Anticipated Excess/Shortfall |  | 0 | 0 | 0 | 0 | 0 | 0 | 0 | 0 | 0 | 0 | 0
2018 | US | RF | - | PJM | MW | Prospective Excess/Shortfall |  | 0 | 0 | 0 | 0 | 0 | 0 | 0 | 0 | 0 | 0 | 0
2018 | US | RF | - | PJM | % | Existing-Certain and Net Firm Transfers Reserve Margin |  | 39.97% | 38.48% | 43.95% | 41.86% | 41.13% | 40.46% | 40.21% | 39.54% | 38.95% | 38.15% | 37.67%
2018 | US | RF | - | PJM | % | Anticipated Reserve Margin |  | 39.97% | 44.26% | 55.07% | 55.53% | 54.73% | 54% | 53.73% | 52.99% | 52.34% | 51.47% | 50.94%
2018 | US | RF | - | PJM | % | Prospective Reserve Margin |  | 39.97% | 50.19% | 69.93% | 73.09% | 75.94% | 75.65% | 75.34% | 74.5% | 73.76% | 72.77% | 72.17%
2018 | US | RF | - | PJM | % | Reference Margin Level |  | 16.1% | 15.9% | 15.9% | 15.8% | 15.8% | 15.8% | 15.8% | 15.8% | 15.8% | 15.8% | 15.8%
2018 | US | SERC | - | SERC-E | MW | Energy Efficiency and Conservation |  | 340 | 378 | 456 | 528 | 625 | 698 | 762 | 825 | 884 | 963 | 1052
2018 | US | SERC | - | SERC-E | MW | Total Installed Photovoltaic |  | 297 | 362 | 423 | 488 | 546 | 594 | 644 | 695 | 750 | 807 | 866
2018 | US | SERC | - | SERC-E | MW | Photovoltaic On-Peak |  | 11 | 14 | 16 | 20 | 23 | 26 | 28 | 31 | 34 | 36 | 39
2018 | US | SERC | - | SERC-E | MW | Total Internal Demand |  | 43284 | 43583 | 43857 | 44209 | 44548 | 45051 | 45442 | 45883 | 46386 | 46883 | 47391
2018 | US | SERC | - | SERC-E | MW | Controllable and Dispatchable Demand Response - Available |  | 942 | 948 | 950 | 952 | 950 | 951 | 952 | 953 | 954 | 955 | 956
2018 | US | SERC | - | SERC-E | MW | Net Internal Demand |  | 42342 | 42635 | 42907 | 43257 | 43598 | 44100 | 44490 | 44930 | 45432 | 45928 | 46435
2018 | US | SERC | - | SERC-E | MW | Behind the Meter Generation - Capacity |  | 0 | 0 | 0 | 0 | 0 | 0 | 0 | 0 | 0 | 0 | 0
2018 | US | SERC | - | SERC-E | MW | Other Capacity Adjustments - Additions |  | 0 | 0 | 0 | 0 | 0 | 0 | 0 | 0 | 0 | 0 | 0
2018 | US | SERC | - | SERC-E | MW | Other Capacity Adjustments - Reductions |  | 0 | 0 | 0 | 0 | 0 | 0 | 0 | 0 | 0 | 0 | 0
2018 | US | SERC | - | SERC-E | MW | Confirmed Retirements |  | 0 | 0 | 141 | 207 | 676 | 1062 | 1062 | 1062 | 1062 | 1062 | 1062
2018 | US | SERC | - | SERC-E | MW | Unconfirmed Retirements |  | 0 | 0 | 0 | 0 | 0 | 0 | 0 | 0 | 0 | 0 | 0
2018 | US | SERC | - | SERC-E | MW | Scheduled Outages |  | 0 | 0 | 0 | 0 | 0 | 0 | 0 | 0 | 0 | 0 | 0
2018 | US | SERC | - | SERC-E | MW | Transmission Limitations |  | 0 | 0 | 0 | 0 | 0 | 0 | 0 | 0 | 0 | 0 | 0
2018 | US | SERC | - | SERC-E | MW | Existing-Certain |  | 53992.04 | 53917.04 | 53199.44 | 53249.84 | 53296.24 | 53342.64 | 53348.64 | 53348.64 | 53352.64 | 53120.64 | 51990.64
2018 | US | SERC | - | SERC-E | MW | Existing-Other |  | 42 | 42 | 42 | 42 | 42 | 42 | 42 | 42 | 42 | 42 | 42
2018 | US | SERC | - | SERC-E | MW | Additions - Tier 1 |  | 0 | 586.4 | 601.4 | 601.4 | 1883.4 | 1883.4 | 1883.4 | 3165.4 | 4447.4 | 4682.4 | 4682.4
2018 | US | SERC | - | SERC-E | MW | Additions - Tier 2 |  | 0 | 0 | 0 | 0 | 0 | 0 | 0 | 0 | 0 | 0 | 0
2018 | US | SERC | - | SERC-E | MW | Additions - Tier 3 |  | 0 | 0 | 0 | 0 | 0 | 0 | 0 | 0 | 0 | 0 | 0
2018 | US | SERC | - | SERC-E | MW | Firm Imports |  | 507 | 507 | 507 | 507 | 348 | 348 | 348 | 348 | 348 | 348 | 348
2018 | US | SERC | - | SERC-E | MW | Firm Exports |  | 323 | 323 | 662 | 323 | 323 | 323 | 323 | 323 | 323 | 323 | 323
2018 | US | SERC | - | SERC-E | MW | Net Firm Capacity Transfers |  | 184 | 184 | -155 | 184 | 25 | 25 | 25 | 25 | 25 | 25 | 25
2018 | US | SERC | - | SERC-E | MW | Expected Imports |  | 0 | 0 | 0 | 0 | 0 | 0 | 0 | 0 | 0 | 0 | 0
2018 | US | SERC | - | SERC-E | MW | Expected Exports |  | 0 | 0 | 0 | 0 | 0 | 0 | 0 | 0 | 0 | 0 | 0
2018 | US | SERC | - | SERC-E | MW | Net Expected Transfers |  | 0 | 0 | 0 | 0 | 0 | 0 | 0 | 0 | 0 | 0 | 0
2018 | US | SERC | - | SERC-E | MW | Existing-Certain & Net Firm Transfers |  | 54176.04 | 54101.04 | 53044.44 | 53433.84 | 53321.24 | 53367.64 | 53373.64 | 53373.64 | 53377.64 | 53145.64 | 52015.64
2018 | US | SERC | - | SERC-E | MW | Anticipated Resources |  | 54176.04 | 54687.44 | 53645.84 | 54035.24 | 55204.64 | 55251.04 | 55257.04 | 56539.04 | 57825.04 | 57828.04 | 56698.04
2018 | US | SERC | - | SERC-E | MW | Prospective Resources |  | 54218.04 | 54729.44 | 53687.84 | 54077.24 | 55246.64 | 55293.04 | 55299.04 | 56581.04 | 57867.04 | 57870.04 | 56740.04
2018 | US | SERC | - | SERC-E | MW | Existing-Certain and Net Firm Transfers Excess/Shortfall |  | 0 | 0 | 0 | 0 | 0 | 0 | 0 | 0 | 0 | 0 | -1384.61
2018 | US | SERC | - | SERC-E | MW | Anticipated Excess/Shortfall |  | 0 | 0 | 0 | 0 | 0 | 0 | 0 | 0 | 0 | 0 | 0
2018 | US | SERC | - | SERC-E | MW | Prospective Excess/Shortfall |  | 0 | 0 | 0 | 0 | 0 | 0 | 0 | 0 | 0 | 0 | 0
2018 | US | SERC | - | SERC-E | % | Existing-Certain and Net Firm Transfers Reserve Margin |  | 27.95% | 26.89% | 23.63% | 23.53% | 22.3% | 21.02% | 19.97% | 18.79% | 17.49% | 15.72% | 12.02%
2018 | US | SERC | - | SERC-E | % | Anticipated Reserve Margin |  | 27.95% | 28.27% | 25.03% | 24.92% | 26.62% | 25.29% | 24.2% | 25.84% | 27.28% | 25.91% | 22.1%
2018 | US | SERC | - | SERC-E | % | Prospective Reserve Margin |  | 28.05% | 28.37% | 25.13% | 25.01% | 26.72% | 25.38% | 24.3% | 25.93% | 27.37% | 26% | 22.19%
2018 | US | SERC | - | SERC-E | % | Reference Margin Level |  | 15% | 15% | 15% | 15% | 15% | 15% | 15% | 15% | 15% | 15% | 15%
2018 | US | SERC | - | SERC-N | MW | Energy Efficiency and Conservation |  | 400 | 402 | 416 | 421 | 387 | 397 | 426 | 453 | 440 | 406 | 368
2018 | US | SERC | - | SERC-N | MW | Total Installed Photovoltaic |  | 77 | 77 | 77 | 76 | 76 | 76 | 76 | 76 | 76 | 76 | 76
2018 | US | SERC | - | SERC-N | MW | Photovoltaic On-Peak |  | 77 | 77 | 77 | 76 | 76 | 76 | 76 | 76 | 76 | 76 | 76
2018 | US | SERC | - | SERC-N | MW | Total Internal Demand |  | 41274 | 41335 | 41421 | 41482 | 41468 | 41579 | 41617 | 41653 | 41785 | 42001 | 42151
2018 | US | SERC | - | SERC-N | MW | Controllable and Dispatchable Demand Response - Available |  | 1663 | 1663 | 1632 | 1589 | 1535 | 1501 | 1496 | 1496 | 1496 | 1496 | 1496
2018 | US | SERC | - | SERC-N | MW | Net Internal Demand |  | 39611 | 39672 | 39789 | 39893 | 39933 | 40078 | 40121 | 40157 | 40289 | 40505 | 40655
2018 | US | SERC | - | SERC-N | MW | Behind the Meter Generation - Capacity |  | 0 | 0 | 0 | 0 | 0 | 0 | 0 | 0 | 0 | 0 | 0
2018 | US | SERC | - | SERC-N | MW | Other Capacity Adjustments - Additions |  | 0 | 0 | 0 | 0 | 0 | 0 | 0 | 0 | 0 | 0 | 0
2018 | US | SERC | - | SERC-N | MW | Other Capacity Adjustments - Reductions |  | 0 | 0 | 0 | 0 | 0 | 0 | 0 | 0 | 0 | 0 | 0
2018 | US | SERC | - | SERC-N | MW | Confirmed Retirements |  | 0 | 1123 | 1559 | 2282 | 2282 | 2282 | 2282 | 2282 | 2282 | 2282 | 2282
2018 | US | SERC | - | SERC-N | MW | Unconfirmed Retirements |  | 0 | 0 | 0 | 0 | 0 | 0 | 0 | 0 | 0 | 0 | 0
2018 | US | SERC | - | SERC-N | MW | Scheduled Outages |  | 0 | 0 | 0 | 0 | 0 | 0 | 0 | 0 | 0 | 0 | 0
2018 | US | SERC | - | SERC-N | MW | Transmission Limitations |  | 0 | 0 | 0 | 0 | 0 | 0 | 0 | 0 | 0 | 0 | 0
2018 | US | SERC | - | SERC-N | MW | Existing-Certain |  | 54054.63 | 54434.63 | 54523.63 | 54523.63 | 54523.63 | 54523.63 | 54523.63 | 54523.63 | 54523.63 | 54523.63 | 54523.63
2018 | US | SERC | - | SERC-N | MW | Existing-Other |  | 1242.26 | 1242.26 | 1242.26 | 1242.26 | 1242.26 | 1242.26 | 1242.26 | 1242.26 | 1242.26 | 1242.26 | 1242.26
2018 | US | SERC | - | SERC-N | MW | Additions - Tier 1 |  | 0 | 0 | 0 | 0 | 0 | 0 | 0 | 0 | 0 | 0 | 0
2018 | US | SERC | - | SERC-N | MW | Additions - Tier 2 |  | 0 | 0 | 0 | 0 | 0 | 0 | 0 | 0 | 0 | 0 | 0
2018 | US | SERC | - | SERC-N | MW | Additions - Tier 3 |  | 0 | 0 | 0 | 0 | 0 | 0 | 0 | 0 | 0 | 0 | 0
2018 | US | SERC | - | SERC-N | MW | Firm Imports |  | 1116 | 1221 | 1221 | 1221 | 1221 | 1221 | 1221 | 1221 | 1221 | 1221 | 1221
2018 | US | SERC | - | SERC-N | MW | Firm Exports |  | 2215.4 | 2407.4 | 2316.4 | 2316.4 | 2316.4 | 2316.4 | 2316.4 | 2316.4 | 2316.4 | 2316.4 | 2316.4
2018 | US | SERC | - | SERC-N | MW | Net Firm Capacity Transfers |  | -1099.4 | -1186.4 | -1095.4 | -1095.4 | -1095.4 | -1095.4 | -1095.4 | -1095.4 | -1095.4 | -1095.4 | -1095.4
2018 | US | SERC | - | SERC-N | MW | Expected Imports |  | 0 | 0 | 0 | 0 | 0 | 0 | 0 | 0 | 0 | 0 | 0
2018 | US | SERC | - | SERC-N | MW | Expected Exports |  | 0 | 0 | 0 | 0 | 0 | 0 | 0 | 0 | 0 | 0 | 0
2018 | US | SERC | - | SERC-N | MW | Net Expected Transfers |  | 0 | 0 | 0 | 0 | 0 | 0 | 0 | 0 | 0 | 0 | 0
2018 | US | SERC | - | SERC-N | MW | Existing-Certain & Net Firm Transfers |  | 52955.23 | 53248.23 | 53428.23 | 53428.23 | 53428.23 | 53428.23 | 53428.23 | 53428.23 | 53428.23 | 53428.23 | 53428.23
2018 | US | SERC | - | SERC-N | MW | Anticipated Resources |  | 52955.23 | 53248.23 | 53428.23 | 53428.23 | 53428.23 | 53428.23 | 53428.23 | 53428.23 | 53428.23 | 53428.23 | 53428.23
2018 | US | SERC | - | SERC-N | MW | Prospective Resources |  | 54197.49 | 54490.49 | 54670.49 | 54670.49 | 54670.49 | 54670.49 | 54670.49 | 54670.49 | 54670.49 | 54670.49 | 54670.49
2018 | US | SERC | - | SERC-N | MW | Existing-Certain and Net Firm Transfers Excess/Shortfall |  | 0 | 0 | 0 | 0 | 0 | 0 | 0 | 0 | 0 | 0 | 0
2018 | US | SERC | - | SERC-N | MW | Anticipated Excess/Shortfall |  | 0 | 0 | 0 | 0 | 0 | 0 | 0 | 0 | 0 | 0 | 0
2018 | US | SERC | - | SERC-N | MW | Prospective Excess/Shortfall |  | 0 | 0 | 0 | 0 | 0 | 0 | 0 | 0 | 0 | 0 | 0
2018 | US | SERC | - | SERC-N | % | Existing-Certain and Net Firm Transfers Reserve Margin |  | 33.69% | 34.22% | 34.28% | 33.93% | 33.79% | 33.31% | 33.17% | 33.05% | 32.61% | 31.91% | 31.42%
2018 | US | SERC | - | SERC-N | % | Anticipated Reserve Margin |  | 33.69% | 34.22% | 34.28% | 33.93% | 33.79% | 33.31% | 33.17% | 33.05% | 32.61% | 31.91% | 31.42%
2018 | US | SERC | - | SERC-N | % | Prospective Reserve Margin |  | 36.82% | 37.35% | 37.4% | 37.04% | 36.91% | 36.41% | 36.26% | 36.14% | 35.7% | 34.97% | 34.47%
2018 | US | SERC | - | SERC-N | % | Reference Margin Level |  | 15% | 15% | 15% | 15% | 15% | 15% | 15% | 15% | 15% | 15% | 15%
2018 | US | SERC | - | SERC-SE | MW | Energy Efficiency and Conservation |  | 0 | 0 | 0 | 0 | 0 | 0 | 0 | 0 | 0 | 0 | 0
2018 | US | SERC | - | SERC-SE | MW | Total Installed Photovoltaic |  | 0 | 0 | 0 | 0 | 0 | 0 | 0 | 0 | 0 | 0 | 0
2018 | US | SERC | - | SERC-SE | MW | Photovoltaic On-Peak |  | 0 | 0 | 0 | 0 | 0 | 0 | 0 | 0 | 0 | 0 | 0
2018 | US | SERC | - | SERC-SE | MW | Total Internal Demand |  | 45042 | 45497 | 45700 | 45960 | 46142 | 46335 | 46602 | 46874 | 46464 | 46484 | 47003
2018 | US | SERC | - | SERC-SE | MW | Controllable and Dispatchable Demand Response - Available |  | 2111 | 2112 | 2115 | 2115 | 2117 | 2118 | 2119 | 2121 | 2121 | 2122 | 2123
2018 | US | SERC | - | SERC-SE | MW | Net Internal Demand |  | 42931 | 43385 | 43585 | 43845 | 44025 | 44217 | 44483 | 44753 | 44343 | 44362 | 44880
2018 | US | SERC | - | SERC-SE | MW | Behind the Meter Generation - Capacity |  | 0 | 0 | 0 | 0 | 0 | 0 | 0 | 0 | 0 | 0 | 0
2018 | US | SERC | - | SERC-SE | MW | Other Capacity Adjustments - Additions |  | 0 | 0 | 0 | 0 | 0 | 0 | 0 | 0 | 0 | 0 | 0
2018 | US | SERC | - | SERC-SE | MW | Other Capacity Adjustments - Reductions |  | 0 | 0 | 0 | 0 | 0 | 0 | 0 | 0 | 0 | 0 | 0
2018 | US | SERC | - | SERC-SE | MW | Confirmed Retirements |  | 0 | 1564 | 1564 | 1692 | 1692 | 1692 | 1692 | 1692 | 1692 | 1692 | 1692
2018 | US | SERC | - | SERC-SE | MW | Unconfirmed Retirements |  | 0 | 0 | 0 | 0 | 0 | 0 | 0 | 0 | 0 | 0 | 0
2018 | US | SERC | - | SERC-SE | MW | Scheduled Outages |  | 0 | 0 | 0 | 0 | 0 | 0 | 0 | 0 | 0 | 0 | 0
2018 | US | SERC | - | SERC-SE | MW | Transmission Limitations |  | 0 | 0 | 0 | 0 | 0 | 0 | 0 | 0 | 0 | 0 | 0
2018 | US | SERC | - | SERC-SE | MW | Existing-Certain |  | 64162.63 | 64197.63 | 64206.83 | 64216.03 | 64216.03 | 64216.03 | 64216.03 | 64216.03 | 64216.03 | 64216.03 | 64216.03
2018 | US | SERC | - | SERC-SE | MW | Existing-Other |  | 924.21 | 924.21 | 924.21 | 924.21 | 924.21 | 924.21 | 924.21 | 924.21 | 924.21 | 924.21 | 924.21
2018 | US | SERC | - | SERC-SE | MW | Additions - Tier 1 |  | 40 | 163.5 | 163.5 | 1263.5 | 2363.5 | 2363.5 | 2363.5 | 2363.5 | 2363.5 | 2363.5 | 2363.5
2018 | US | SERC | - | SERC-SE | MW | Additions - Tier 2 |  | 100 | 100 | 198.1 | 198.1 | 198.1 | 198.1 | 198.1 | 198.1 | 198.1 | 198.1 | 198.1
2018 | US | SERC | - | SERC-SE | MW | Additions - Tier 3 |  | 1348.5 | 2674.93 | 3475.06 | 3635.06 | 3635.06 | 3635.06 | 3635.06 | 3635.06 | 3635.06 | 3635.06 | 3635.06
2018 | US | SERC | - | SERC-SE | MW | Firm Imports |  | 126 | 145 | 165 | 187 | 208 | 230 | 252 | 275 | 279 | 281 | 283
2018 | US | SERC | - | SERC-SE | MW | Firm Exports |  | 1571 | 1571 | 1571 | 1824 | 1871 | 1974 | 1974 | 1924 | 1924 | 1924 | 1924
2018 | US | SERC | - | SERC-SE | MW | Net Firm Capacity Transfers |  | -1445 | -1426 | -1406 | -1637 | -1663 | -1744 | -1722 | -1649 | -1645 | -1643 | -1641
2018 | US | SERC | - | SERC-SE | MW | Expected Imports |  | 0 | 0 | 0 | 0 | 0 | 0 | 0 | 0 | 0 | 0 | 0
2018 | US | SERC | - | SERC-SE | MW | Expected Exports |  | 0 | 0 | 0 | 0 | 0 | 0 | 0 | 0 | 0 | 0 | 0
2018 | US | SERC | - | SERC-SE | MW | Net Expected Transfers |  | 0 | 0 | 0 | 0 | 0 | 0 | 0 | 0 | 0 | 0 | 0
2018 | US | SERC | - | SERC-SE | MW | Existing-Certain & Net Firm Transfers |  | 62717.63 | 62771.63 | 62800.83 | 62579.03 | 62553.03 | 62472.03 | 62494.03 | 62567.03 | 62571.03 | 62573.03 | 62575.03
2018 | US | SERC | - | SERC-SE | MW | Anticipated Resources |  | 62757.63 | 62935.13 | 62964.33 | 63842.53 | 64916.53 | 64835.53 | 64857.53 | 64930.53 | 64934.53 | 64936.53 | 64938.53
2018 | US | SERC | - | SERC-SE | MW | Prospective Resources |  | 63781.84 | 63959.34 | 64086.64 | 64964.84 | 66038.84 | 65957.84 | 65979.84 | 66052.84 | 66056.84 | 66058.84 | 66060.84
2018 | US | SERC | - | SERC-SE | MW | Existing-Certain and Net Firm Transfers Excess/Shortfall |  | 0 | 0 | 0 | 0 | 0 | 0 | 0 | 0 | 0 | 0 | 0
2018 | US | SERC | - | SERC-SE | MW | Anticipated Excess/Shortfall |  | 0 | 0 | 0 | 0 | 0 | 0 | 0 | 0 | 0 | 0 | 0
2018 | US | SERC | - | SERC-SE | MW | Prospective Excess/Shortfall |  | 0 | 0 | 0 | 0 | 0 | 0 | 0 | 0 | 0 | 0 | 0
2018 | US | SERC | - | SERC-SE | % | Existing-Certain and Net Firm Transfers Reserve Margin |  | 46.09% | 44.69% | 44.09% | 42.73% | 42.09% | 41.29% | 40.49% | 39.81% | 41.11% | 41.05% | 39.43%
2018 | US | SERC | - | SERC-SE | % | Anticipated Reserve Margin |  | 46.18% | 45.06% | 44.46% | 45.61% | 47.45% | 46.63% | 45.8% | 45.09% | 46.44% | 46.38% | 44.69%
2018 | US | SERC | - | SERC-SE | % | Prospective Reserve Margin |  | 48.57% | 47.42% | 47.04% | 48.17% | 50% | 49.17% | 48.33% | 47.59% | 48.97% | 48.91% | 47.19%
2018 | US | SERC | - | SERC-SE | % | Reference Margin Level |  | 15% | 15% | 15% | 15% | 15% | 15% | 15% | 15% | 15% | 15% | 15%
2018 | US | SPP | - | SPP | MW | Energy Efficiency and Conservation |  | 176.6944 | 240.1579 | 310.9182 | 422.8137 | 523.5125 | 616.41 | 705.1612 | 786.9564 | 842.4494 | 860.1473 | 893.7143
2018 | US | SPP | - | SPP | MW | Total Installed Photovoltaic |  | 0 | 0 | 0 | 0 | 0 | 0 | 0 | 0 | 0 | 0 | 0
2018 | US | SPP | - | SPP | MW | Photovoltaic On-Peak |  | 0 | 0 | 0 | 0 | 0 | 0 | 0 | 0 | 0 | 0 | 0
2018 | US | SPP | - | SPP | MW | Total Internal Demand |  | 40509.7793 | 40653.8835 | 41248.5908 | 41193 | 41607.3996 | 41841.9193 | 42550.585 | 42675.9058 | 42881.8524 | 43228.8602 | 43484.2285
2018 | US | SPP | - | SPP | MW | Controllable and Dispatchable Demand Response - Available |  | 431.8 | 428.2 | 430.2 | 410.4 | 402.2 | 404.2 | 406.2 | 408.2 | 411.2 | 412.2 | 414.2
2018 | US | SPP | - | SPP | MW | Net Internal Demand |  | 40077.9793 | 40225.6835 | 40818.3908 | 40782.6 | 41205.1996 | 41437.7193 | 42144.385 | 42267.7058 | 42470.6524 | 42816.6602 | 43070.0285
2018 | US | SPP | - | SPP | MW | Behind the Meter Generation - Capacity |  | 868.2 | 868.2 | 868.2 | 868.2 | 868.2 | 868.2 | 868.2 | 868.2 | 868.2 | 868.2 | 868.2
2018 | US | SPP | - | SPP | MW | Other Capacity Adjustments - Additions |  | 0 | 0 | 0 | 0 | 0 | 0 | 0 | 200 | 200 | 200 | 242
2018 | US | SPP | - | SPP | MW | Other Capacity Adjustments - Reductions |  | 365.7 | 65 | 21 | 21 | 19 | 19 | 13 | 13 | 13 | 13 | 13
2018 | US | SPP | - | SPP | MW | Confirmed Retirements |  | 53.5 | 791.9 | 1163.4 | 1945.8 | 2303.6 | 2442.6 | 2517.6 | 2924.4 | 3115.7 | 3320.7 | 3578.4
2018 | US | SPP | - | SPP | MW | Unconfirmed Retirements |  | 122 | 292.3 | 292.3 | 292.3 | 583.4 | 583.4 | 746.4 | 746.4 | 746.4 | 829.4 | 829.4
2018 | US | SPP | - | SPP | MW | Scheduled Outages |  | 871.6 | 935.3 | 108.2 | 189.4 | 77.6 | 77.6 | 77.6 | 86 | 86 | 86 | 46
2018 | US | SPP | - | SPP | MW | Transmission Limitations |  | 0 | 0 | 0 | 0 | 0 | 0 | 0 | 0 | 0 | 0 | 0
2018 | US | SPP | - | SPP | MW | Existing-Certain |  | 67767.2907 | 67807.2907 | 68513.3907 | 68100.0907 | 67699.8907 | 66752.2907 | 66672.9907 | 66756.5907 | 66291.8907 | 65822.8907 | 65889.7907
2018 | US | SPP | - | SPP | MW | Existing-Other |  | 100 | 100 | 100 | 100 | 100 | 100 | 100 | 100 | 100 | 100 | 100
2018 | US | SPP | - | SPP | MW | Additions - Tier 1 |  | 5 | 213 | 247 | 247 | 247 | 247 | 247 | 247 | 247 | 247 | 247
2018 | US | SPP | - | SPP | MW | Additions - Tier 2 |  | 0.6 | 0.6 | 0.6 | 0.6 | 0.6 | 0.6 | 0.6 | 0.6 | 0.6 | 0.6 | 0.6
2018 | US | SPP | - | SPP | MW | Additions - Tier 3 |  | 0 | 0 | 0 | 0 | 0 | 0 | 0 | 0 | 0 | 0 | 0
2018 | US | SPP | - | SPP | MW | Firm Imports |  | 2992.6 | 2977.9 | 2978.1 | 2978.3 | 2678.6 | 2678.8 | 2561 | 2561.3 | 2561.5 | 2511.8 | 2512
2018 | US | SPP | - | SPP | MW | Firm Exports |  | 3322.6 | 3290.2 | 3639.9 | 3189.7 | 3147.1 | 2747.6 | 2748.1 | 2748.5 | 2749 | 2749.4 | 2749.9
2018 | US | SPP | - | SPP | MW | Net Firm Capacity Transfers |  | -330 | -312.3 | -661.8 | -211.4 | -468.5 | -68.8 | -187.1 | -187.2 | -187.5 | -237.6 | -237.9
2018 | US | SPP | - | SPP | MW | Expected Imports |  | 0 | 0 | 0 | 0 | 0 | 0 | 0 | 0 | 0 | 0 | 0
2018 | US | SPP | - | SPP | MW | Expected Exports |  | 0 | 0 | 0 | 0 | 0 | 0 | 0 | 0 | 0 | 0 | 0
2018 | US | SPP | - | SPP | MW | Net Expected Transfers |  | 0 | 0 | 0 | 0 | 0 | 0 | 0 | 0 | 0 | 0 | 0
2018 | US | SPP | - | SPP | MW | Existing-Certain & Net Firm Transfers |  | 67437.2907 | 67494.9907 | 67851.5907 | 67888.6907 | 67231.3907 | 66683.4907 | 66485.8907 | 66569.3907 | 66104.3907 | 65585.2907 | 65651.8907
2018 | US | SPP | - | SPP | MW | Anticipated Resources |  | 67442.2907 | 67707.9907 | 68098.5907 | 68135.6907 | 67478.3907 | 66930.4907 | 66732.8907 | 66816.3907 | 66351.3907 | 65832.2907 | 65898.8907
2018 | US | SPP | - | SPP | MW | Prospective Resources |  | 67420.8907 | 67516.2907 | 67906.8907 | 67943.9907 | 66995.5907 | 66447.6907 | 66087.0907 | 66170.5907 | 65705.5907 | 65103.4907 | 65170.0907
2018 | US | SPP | - | SPP | MW | Existing-Certain and Net Firm Transfers Excess/Shortfall |  | 0 | 0 | 0 | 0 | 0 | 0 | 0 | 0 | 0 | 0 | 0
2018 | US | SPP | - | SPP | MW | Anticipated Excess/Shortfall |  | 0 | 0 | 0 | 0 | 0 | 0 | 0 | 0 | 0 | 0 | 0
2018 | US | SPP | - | SPP | MW | Prospective Excess/Shortfall |  | 0 | 0 | 0 | 0 | 0 | 0 | 0 | 0 | 0 | 0 | 0
2018 | US | SPP | - | SPP | % | Existing-Certain and Net Firm Transfers Reserve Margin |  | 68.27% | 67.79% | 66.23% | 66.46% | 63.16% | 60.92% | 57.76% | 57.49% | 55.65% | 53.18% | 52.43%
2018 | US | SPP | - | SPP | % | Anticipated Reserve Margin |  | 68.28% | 68.32% | 66.83% | 67.07% | 63.76% | 61.52% | 58.34% | 58.08% | 56.23% | 53.75% | 53%
2018 | US | SPP | - | SPP | % | Prospective Reserve Margin |  | 68.22% | 67.84% | 66.36% | 66.6% | 62.59% | 60.36% | 56.81% | 56.55% | 54.71% | 52.05% | 51.31%
2018 | US | SPP | - | SPP | % | Reference Margin Level |  | 12% | 12% | 12% | 12% | 12% | 12% | 12% | 12% | 12% | 12% | 12%
2018 | US | TRE | - | ERCOT | MW | Energy Efficiency and Conservation |  | 1270.2481 | 1543.7865 | 1822.0386 | 2103.9244 | 2389.4438 | 2678.597 | 2973.5438 | 3272.1243 | 3577.3074 | 3889.7949 | 4177.1981
2018 | US | TRE | - | ERCOT | MW | Total Installed Photovoltaic |  | 481.25 | 601.5625 | 751.9531 | 939.9414 | 1174.9268 | 1468.6584 | 1835.8231 | 2294.7788 | 2868.4735 | 3585.5919 | 4481.9899
2018 | US | TRE | - | ERCOT | MW | Photovoltaic On-Peak |  | 38.5 | 48.125 | 60.1562 | 75.1953 | 93.9941 | 117.4927 | 146.8658 | 183.5823 | 229.4779 | 286.8474 | 358.5592
2018 | US | TRE | - | ERCOT | MW | Total Internal Demand |  | 58229.1783 | 59004.3521 | 59991.0894 | 61097.4507 | 62006.9683 | 62856.9839 | 63615.8866 | 64410.9523 | 65268.2054 | 66119.5135 | 66971.3072
2018 | US | TRE | - | ERCOT | MW | Controllable and Dispatchable Demand Response - Available |  | 1912 | 1891 | 1891 | 1891 | 1891 | 1891 | 1891 | 1891 | 1891 | 1891 | 1891
2018 | US | TRE | - | ERCOT | MW | Net Internal Demand |  | 56317.1783 | 57113.3521 | 58100.0894 | 59206.4507 | 60115.9683 | 60965.9839 | 61724.8866 | 62519.9523 | 63377.2054 | 64228.5135 | 65080.3072
2018 | US | TRE | - | ERCOT | MW | Behind the Meter Generation - Capacity |  | 3298 | 3264.4 | 3228.4 | 3199.4 | 3259.4 | 3259.4 | 3249.4 | 3249.4 | 3249.4 | 3249.4 | 3249.4
2018 | US | TRE | - | ERCOT | MW | Other Capacity Adjustments - Additions |  | 79.1 | 79.1 | 79.1 | 79.1 | 79.1 | 79.1 | 79.1 | 79.1 | 79.1 | 79.1 | 79.1
2018 | US | TRE | - | ERCOT | MW | Other Capacity Adjustments - Reductions |  | 0 | 0 | 0 | 0 | 0 | 0 | 0 | 0 | 0 | 0 | 0
2018 | US | TRE | - | ERCOT | MW | Confirmed Retirements |  | 872 | 5475 | 5475 | 5475 | 5475 | 5475 | 5475 | 5475 | 5475 | 5475 | 5475
2018 | US | TRE | - | ERCOT | MW | Unconfirmed Retirements |  | 0 | 0 | 0 | 315 | 235 | 602 | 602 | 602 | 602 | 602 | 602
2018 | US | TRE | - | ERCOT | MW | Scheduled Outages |  | 1695 | 0 | 0 | 0 | 0 | 0 | 0 | 0 | 0 | 0 | 0
2018 | US | TRE | - | ERCOT | MW | Transmission Limitations |  | 0 | 0 | 0 | 0 | 0 | 0 | 0 | 0 | 0 | 0 | 0
2018 | US | TRE | - | ERCOT | MW | Existing-Certain |  | 77627.798 | 79760.444 | 79719.044 | 79771.544 | 79831.544 | 79831.544 | 79821.544 | 79821.544 | 79821.544 | 79821.544 | 79821.544
2018 | US | TRE | - | ERCOT | MW | Existing-Other |  | 840 | 840 | 840 | 840 | 840 | 840 | 840 | 840 | 840 | 840 | 840
2018 | US | TRE | - | ERCOT | MW | Additions - Tier 1 |  | 761.868 | 3470.665 | 6379.972 | 7089.972 | 7089.972 | 7089.972 | 7089.972 | 7089.972 | 7089.972 | 7089.972 | 7089.972
2018 | US | TRE | - | ERCOT | MW | Additions - Tier 2 |  | 0 | 5147.961 | 10087.003 | 14247.079 | 14335.619 | 14335.619 | 14405.619 | 14405.619 | 14405.619 | 14405.619 | 14405.619
2018 | US | TRE | - | ERCOT | MW | Additions - Tier 3 |  | 4.8 | 120.76 | 1476.884 | 3246.152 | 3282.152 | 3282.152 | 3282.152 | 3282.152 | 3282.152 | 3282.152 | 3282.152
2018 | US | TRE | - | ERCOT | MW | Firm Imports |  | 1880 | 1880 | 1430 | 1380 | 1380 | 1380 | 1380 | 1380 | 1380 | 1380 | 1380
2018 | US | TRE | - | ERCOT | MW | Firm Exports |  | 1534.2 | 1534.2 | 1588.8 | 1288.8 | 1288.8 | 1288.8 | 1288.8 | 1288.8 | 1288.8 | 1288.8 | 1288.8
2018 | US | TRE | - | ERCOT | MW | Net Firm Capacity Transfers |  | 345.8 | 345.8 | -158.8 | 91.2 | 91.2 | 91.2 | 91.2 | 91.2 | 91.2 | 91.2 | 91.2
2018 | US | TRE | - | ERCOT | MW | Expected Imports |  | 1880 | 1880 | 1430 | 1380 | 1380 | 1380 | 1380 | 1380 | 1380 | 1380 | 1380
2018 | US | TRE | - | ERCOT | MW | Expected Exports |  | 1534.2 | 1534.2 | 1588.8 | 1288.8 | 1288.8 | 1288.8 | 1288.8 | 1288.8 | 1288.8 | 1288.8 | 1288.8
2018 | US | TRE | - | ERCOT | MW | Net Expected Transfers |  | 345.8 | 345.8 | -158.8 | 91.2 | 91.2 | 91.2 | 91.2 | 91.2 | 91.2 | 91.2 | 91.2
2018 | US | TRE | - | ERCOT | MW | Existing-Certain & Net Firm Transfers |  | 77973.598 | 80106.244 | 79560.244 | 79862.744 | 79922.744 | 79922.744 | 79912.744 | 79912.744 | 79912.744 | 79912.744 | 79912.744
2018 | US | TRE | - | ERCOT | MW | Anticipated Resources |  | 78735.466 | 83576.909 | 85940.216 | 86952.716 | 87012.716 | 87012.716 | 87002.716 | 87002.716 | 87002.716 | 87002.716 | 87002.716
2018 | US | TRE | - | ERCOT | MW | Prospective Resources |  | 79921.266 | 89910.67 | 96708.419 | 101815.995 | 102044.535 | 101677.535 | 101737.535 | 101737.535 | 101737.535 | 101737.535 | 101737.535
2018 | US | TRE | - | ERCOT | MW | Existing-Certain and Net Firm Transfers Excess/Shortfall |  | 0 | 0 | 0 | 0 | 0 | 0 | 0 | 0 | 0 | 0 | 0
2018 | US | TRE | - | ERCOT | MW | Anticipated Excess/Shortfall |  | 0 | 0 | 0 | 0 | 0 | 0 | 0 | 0 | 0 | 0 | 0
2018 | US | TRE | - | ERCOT | MW | Prospective Excess/Shortfall |  | 0 | 0 | 0 | 0 | 0 | 0 | 0 | 0 | 0 | 0 | 0
2018 | US | TRE | - | ERCOT | % | Existing-Certain and Net Firm Transfers Reserve Margin |  | 38.45% | 40.26% | 36.94% | 34.89% | 32.95% | 31.09% | 29.47% | 27.82% | 26.09% | 24.42% | 22.79%
2018 | US | TRE | - | ERCOT | % | Anticipated Reserve Margin |  | 39.81% | 46.34% | 47.92% | 46.86% | 44.74% | 42.72% | 40.95% | 39.16% | 37.28% | 35.46% | 33.69%
2018 | US | TRE | - | ERCOT | % | Prospective Reserve Margin |  | 41.91% | 57.42% | 66.45% | 71.97% | 69.75% | 66.78% | 64.82% | 62.73% | 60.53% | 58.4% | 56.33%
2018 | US | TRE | - | ERCOT | dec. | Reference Margin Level |  | 13.75% | 13.75% | 13.75% | 13.75% | 13.75% | 13.75% | 13.75% | 13.75% | 13.75% | 13.75% | 13.75%
2018 | CA | WECC | - | BC | MW | Energy Efficiency and Conservation |  | 0 | 0 | 0 | 0 | 0 | 0 | 0 | 0 | 0 | 0 | 0
2018 | CA | WECC | - | BC | MW | Total Installed Photovoltaic |  | 0 | 0 | 0 | 0 | 0 | 0 | 0 | 0 | 0 | 0 | 0
2018 | CA | WECC | - | BC | MW | Photovoltaic On-Peak |  | 0 | 0 | 0 | 0 | 0 | 0 | 0 | 0 | 0 | 0 | 0
2018 | CA | WECC | - | BC | MW | Total Internal Demand |  | 11374.463 | 11468.1067 | 11616 | 11797 | 11972 | 12186 | 12346 | 12516 | 12682 | 12894 | 13088
2018 | CA | WECC | - | BC | MW | Controllable and Dispatchable Demand Response - Available |  | 0 | 0 | 0 | 0 | 0 | 0 | 0 | 0 | 0 | 0 | 0
2018 | CA | WECC | - | BC | MW | Net Internal Demand |  | 11374.463 | 11468.1067 | 11616 | 11797 | 11972 | 12186 | 12346 | 12516 | 12682 | 12894 | 13088
2018 | CA | WECC | - | BC | MW | Behind the Meter Generation - Capacity |  | 0 | 0 | 0 | 0 | 0 | 0 | 0 | 0 | 0 | 0 | 0
2018 | CA | WECC | - | BC | MW | Other Capacity Adjustments - Additions |  | 0 | 0 | 0 | 0 | 0 | 0 | 0 | 0 | 0 | 0 | 0
2018 | CA | WECC | - | BC | MW | Other Capacity Adjustments - Reductions |  | 0 | 0 | 0 | 0 | 0 | 0 | 0 | 0 | 0 | 0 | 0
2018 | CA | WECC | - | BC | MW | Confirmed Retirements |  | 0 | 0 | 42 | 42 | 42 | 42 | 42 | 42 | 42 | 42 | 42.05
2018 | CA | WECC | - | BC | MW | Unconfirmed Retirements |  | 0 | 0 | 0 | 0 | 0 | 0 | 0 | 0 | 0 | 0 | 0
2018 | CA | WECC | - | BC | MW | Scheduled Outages |  | 0 | 0 | 0 | 0 | 0 | 0 | 0 | 0 | 0 | 0 | 0
2018 | CA | WECC | - | BC | MW | Transmission Limitations |  | 0 | 0 | 0 | 0 | 0 | 0 | 0 | 0 | 0 | 0 | 0
2018 | CA | WECC | - | BC | MW | Existing-Certain |  | 13174.7105 | 13174.7105 | 13174.7105 | 13174.7105 | 13174.7105 | 13174.7105 | 13174.7105 | 13174.7105 | 13174.448 | 13174.448 | 13174.448
2018 | CA | WECC | - | BC | MW | Existing-Other |  | 0 | 0 | 0 | 0 | 0 | 0 | 0 | 0 | 0 | 0 | 0
2018 | CA | WECC | - | BC | MW | Additions - Tier 1 |  | 412.145 | 497.927 | 621.752 | 704.102 | 704.102 | 745.277 | 745.277 | 786.452 | 786.452 | 786.452 | 786.452
2018 | CA | WECC | - | BC | MW | Additions - Tier 2 |  | 0 | 0 | 0 | 0 | 0 | 0 | 824.85 | 824.85 | 824.85 | 824.85 | 824.85
2018 | CA | WECC | - | BC | MW | Additions - Tier 3 |  | 49.8938 | 70.6175 | 132.5163 | 153.24 | 173.9638 | 214.9376 | 495.9113 | 629.8851 | 1138.8588 | 1159.5826 | 1159.5826
2018 | CA | WECC | - | BC | MW | Firm Imports |  | 0 | 0 | 0 | 0 | 0 | 0 | 0 | 0 | 0 | 0 | 0
2018 | CA | WECC | - | BC | MW | Firm Exports |  | 0 | 0 | 0 | 0 | 0 | 0 | 0 | 0 | 0 | 0 | 0
2018 | CA | WECC | - | BC | MW | Net Firm Capacity Transfers |  | 0 | 0 | 0 | 0 | 0 | 0 | 0 | 0 | 0 | 0 | 0
2018 | CA | WECC | - | BC | MW | Expected Imports |  | 0 | 0 | 0 | 0 | 0 | 0 | 0 | 0 | 0 | 0 | 0
2018 | CA | WECC | - | BC | MW | Expected Exports |  | 0 | 0 | 0 | 0 | 0 | 0 | 0 | 0 | 0 | 0 | 0
2018 | CA | WECC | - | BC | MW | Net Expected Transfers |  | 0 | 0 | 0 | 0 | 0 | 0 | 0 | 0 | 0 | 0 | 0
2018 | CA | WECC | - | BC | MW | Existing-Certain & Net Firm Transfers |  | 13174.7105 | 13174.7105 | 13174.7105 | 13174.7105 | 13174.7105 | 13174.7105 | 13174.7105 | 13174.7105 | 13174.448 | 13174.448 | 13174.448
2018 | CA | WECC | - | BC | MW | Anticipated Resources |  | 13586.8555 | 13672.6375 | 13796.4625 | 13878.8125 | 13878.8125 | 13919.9875 | 13919.9875 | 13961.1625 | 13960.9 | 13960.9 | 13960.9
2018 | CA | WECC | - | BC | MW | Prospective Resources |  | 13586.8555 | 13672.6375 | 13796.4625 | 13878.8125 | 13878.8125 | 13919.9875 | 14744.8375 | 14786.0125 | 14785.75 | 14785.75 | 14785.75
2018 | CA | WECC | - | BC | MW | Existing-Certain and Net Firm Transfers Excess/Shortfall |  | 0 | 0 | 0 | 0 | -19.784 | -246.7511 | -411.7864 | -586.3094 | -761.0481 | -982.686 | -1187.1651
2018 | CA | WECC | - | BC | MW | Anticipated Excess/Shortfall |  | 0 | 0 | 0 | 0 | 0 | 0 | 0 | 0 | 0 | -196.234 | -400.7131
2018 | CA | WECC | - | BC | MW | Prospective Excess/Shortfall |  | 0 | 0 | 0 | 0 | 0 | 0 | 0 | 0 | 0 | 0 | 0
2018 | CA | WECC | - | BC | % | Existing-Certain and Net Firm Transfers Reserve Margin |  | 15.83% | 14.88% | 13.42% | 11.68% | 10.05% | 8.113% | 6.712% | 5.263% | 3.883% | 2.175% | 0.6605%
2018 | CA | WECC | - | BC | % | Anticipated Reserve Margin |  | 19.45% | 19.22% | 18.77% | 17.65% | 15.93% | 14.23% | 12.75% | 11.55% | 10.08% | 8.274% | 6.669%
2018 | CA | WECC | - | BC | % | Prospective Reserve Margin |  | 19.45% | 19.22% | 18.77% | 17.65% | 15.93% | 14.23% | 19.43% | 18.14% | 16.59% | 14.67% | 12.97%
2018 | CA | WECC | - | BC | % | Reference Margin Level |  | 10.42% | 10.42% | 10.36% | 10.28% | 10.21% | 10.14% | 10.05% | 9.947% | 9.884% | 9.796% | 9.731%
2018 | US/MX | WECC | - | CAMX | MW | Energy Efficiency and Conservation |  | 301.84 | 350 | 400.5 | 482.64 | 519.1 | 620.17 | 628.88 | 659.01 | 682.59 | 711.17 | 742.2
2018 | US/MX | WECC | - | CAMX | MW | Total Installed Photovoltaic |  | 7145 | 8065 | 8999 | 9955 | 10877 | 11784 | 12664 | 13507 | 14312 | 15084 | 15834
2018 | US/MX | WECC | - | CAMX | MW | Photovoltaic On-Peak |  | 0 | 0 | 0 | 0 | 0 | 0 | 0 | 0 | 0 | 0 | 0
2018 | US/MX | WECC | - | CAMX | MW | Total Internal Demand |  | 39541.8412 | 39614.804 | 39413 | 39736 | 40256 | 40087 | 41477 | 41719 | 41660 | 41754 | 41794
2018 | US/MX | WECC | - | CAMX | MW | Controllable and Dispatchable Demand Response - Available |  | 815.14 | 806.17 | 796.21 | 785.25 | 771.28 | 771.28 | 771.28 | 771.28 | 771.28 | 771.28 | 771.28
2018 | US/MX | WECC | - | CAMX | MW | Net Internal Demand |  | 38726.7012 | 38808.634 | 38616.79 | 38950.75 | 39484.72 | 39315.72 | 40705.72 | 40947.72 | 40888.72 | 40982.72 | 41022.72
2018 | US/MX | WECC | - | CAMX | MW | Behind the Meter Generation - Capacity |  | 0 | 0 | 0 | 0 | 0 | 0 | 0 | 0 | 0 | 0 | 0
2018 | US/MX | WECC | - | CAMX | MW | Other Capacity Adjustments - Additions |  | 0 | 0 | 0 | 0 | 0 | 0 | 0 | 0 | 0 | 0 | 0
2018 | US/MX | WECC | - | CAMX | MW | Other Capacity Adjustments - Reductions |  | 0 | 0 | 0 | 0 | 0 | 0 | 0 | 0 | 0 | 0 | 0
2018 | US/MX | WECC | - | CAMX | MW | Confirmed Retirements |  | 0 | 208.4177 | 208.4177 | 1558.9277 | 4594.5077 | 4594.5077 | 4594.5077 | 5038.5077 | 5038.5077 | 5038.5077 | 5103.5077
2018 | US/MX | WECC | - | CAMX | MW | Unconfirmed Retirements |  | 0 | 0 | 0 | 0 | 0 | 0 | 0 | 0 | 0 | 0 | 0
2018 | US/MX | WECC | - | CAMX | MW | Scheduled Outages |  | 0 | 0 | 0 | 0 | 0 | 0 | 0 | 0 | 0 | 0 | 0
2018 | US/MX | WECC | - | CAMX | MW | Transmission Limitations |  | 0 | 0 | 0 | 0 | 0 | 0 | 0 | 0 | 0 | 0 | 0
2018 | US/MX | WECC | - | CAMX | MW | Existing-Certain |  | 52121.0989 | 51615.1489 | 51276.5389 | 48240.9589 | 48240.9589 | 48240.9589 | 47796.9589 | 47796.9589 | 47796.9589 | 47796.9589 | 47796.9589
2018 | US/MX | WECC | - | CAMX | MW | Existing-Other |  | 0 | 0 | 0 | 0 | 0 | 0 | 0 | 0 | 0 | 0 | 0
2018 | US/MX | WECC | - | CAMX | MW | Additions - Tier 1 |  | 1569.3889 | 1569.9484 | 1569.9484 | 1569.9484 | 1569.9484 | 1569.9484 | 1569.9484 | 1569.9484 | 1569.9484 | 1570.0524 | 1570.0524
2018 | US/MX | WECC | - | CAMX | MW | Additions - Tier 2 |  | 3751.3861 | 3766.2021 | 3768.6021 | 3771.8021 | 3771.8021 | 3771.8021 | 3771.8021 | 3771.8021 | 3771.8021 | 3771.8021 | 3771.8021
2018 | US/MX | WECC | - | CAMX | MW | Additions - Tier 3 |  | 0.48 | 0.48 | 0.48 | 0.48 | 0.48 | 0.48 | 0.48 | 0.48 | 0.48 | 0.48 | 0.48
2018 | US/MX | WECC | - | CAMX | MW | Firm Imports |  | 0 | 0 | 0 | 0 | 0 | 0 | 0 | 0 | 0 | 0 | 0
2018 | US/MX | WECC | - | CAMX | MW | Firm Exports |  | 0 | 0 | 0 | 0 | 0 | 0 | 0 | 0 | 0 | 0 | 0
2018 | US/MX | WECC | - | CAMX | MW | Net Firm Capacity Transfers |  | 0 | 0 | 0 | 0 | 0 | 0 | 0 | 0 | 0 | 0 | 0
2018 | US/MX | WECC | - | CAMX | MW | Expected Imports |  | 0 | 0 | 0 | 0 | 0 | 0 | 0 | 0 | 0 | 0 | 0
2018 | US/MX | WECC | - | CAMX | MW | Expected Exports |  | 0 | 0 | 0 | 0 | 0 | 0 | 0 | 0 | 0 | 0 | 0
2018 | US/MX | WECC | - | CAMX | MW | Net Expected Transfers |  | 0 | 0 | 0 | 0 | 0 | 0 | 0 | 0 | 0 | 0 | 0
2018 | US/MX | WECC | - | CAMX | MW | Existing-Certain & Net Firm Transfers |  | 52121.0989 | 51615.1489 | 51276.5389 | 48240.9589 | 48240.9589 | 48240.9589 | 47796.9589 | 47796.9589 | 47796.9589 | 47796.9589 | 47796.9589
2018 | US/MX | WECC | - | CAMX | MW | Anticipated Resources |  | 53690.4878 | 53185.0973 | 52846.4873 | 49810.9073 | 49810.9073 | 49810.9073 | 49366.9073 | 49366.9073 | 49366.9073 | 49367.0113 | 49367.0113
2018 | US/MX | WECC | - | CAMX | MW | Prospective Resources |  | 57441.8739 | 56951.2994 | 56615.0894 | 53582.7094 | 53582.7094 | 53582.7094 | 53138.7094 | 53138.7094 | 53138.7094 | 53138.8134 | 53138.8134
2018 | US/MX | WECC | - | CAMX | MW | Existing-Certain and Net Firm Transfers Excess/Shortfall |  | 0 | 0 | 0 | 0 | 0 | 0 | 0 | 0 | 0 | 0 | 0
2018 | US/MX | WECC | - | CAMX | MW | Anticipated Excess/Shortfall |  | 0 | 0 | 0 | 0 | 0 | 0 | 0 | 0 | 0 | 0 | 0
2018 | US/MX | WECC | - | CAMX | MW | Prospective Excess/Shortfall |  | 0 | 0 | 0 | 0 | 0 | 0 | 0 | 0 | 0 | 0 | 0
2018 | US/MX | WECC | - | CAMX | % | Existing-Certain and Net Firm Transfers Reserve Margin |  | 34.59% | 33% | 32.78% | 23.85% | 22.18% | 22.7% | 17.42% | 16.73% | 16.9% | 16.63% | 16.51%
2018 | US/MX | WECC | - | CAMX | % | Anticipated Reserve Margin |  | 38.64% | 37.04% | 36.85% | 27.88% | 26.15% | 26.69% | 21.28% | 20.56% | 20.73% | 20.46% | 20.34%
2018 | US/MX | WECC | - | CAMX | % | Prospective Reserve Margin |  | 48.33% | 46.75% | 46.61% | 37.57% | 35.7% | 36.29% | 30.54% | 29.77% | 29.96% | 29.66% | 29.54%
2018 | US/MX | WECC | - | CAMX | % | Reference Margin Level |  | 12.35% | 12.35% | 12.29% | 12.1% | 12.05% | 12.02% | 12.05% | 11.99% | 11.99% | 12.02% | 12.04%
2018 | US | WECC | - | NWPP-US | MW | Energy Efficiency and Conservation |  | 396.6 | 604.2 | 817.8 | 1046 | 1242 | 1428 | 1665 | 1832 | 1920 | 2036 | 2146
2018 | US | WECC | - | NWPP-US | MW | Total Installed Photovoltaic |  | 583.45 | 707.2 | 823.9 | 889.34 | 952.44 | 1013.06 | 1047.63 | 1081.52 | 1122.45 | 1170.54 | 1217.22
2018 | US | WECC | - | NWPP-US | MW | Photovoltaic On-Peak |  | 8.48 | 10.44 | 10.44 | 11.44 | 10.44 | 11.44 | 10.44 | 10.44 | 11.44 | 11.44 | 10.44
2018 | US | WECC | - | NWPP-US | MW | Total Internal Demand |  | 47642.816 | 47737.3874 | 46810 | 47105 | 47380 | 47551 | 47798 | 47999 | 48187 | 48417 | 48652
2018 | US | WECC | - | NWPP-US | MW | Controllable and Dispatchable Demand Response - Available |  | 306.5 | 306.5 | 306.5 | 306.5 | 306.5 | 306.5 | 306.5 | 306.5 | 306.5 | 306.5 | 306.5
2018 | US | WECC | - | NWPP-US | MW | Net Internal Demand |  | 47336.316 | 47430.8874 | 46503.5 | 46798.5 | 47073.5 | 47244.5 | 47491.5 | 47692.5 | 47880.5 | 48110.5 | 48345.5
2018 | US | WECC | - | NWPP-US | MW | Behind the Meter Generation - Capacity |  | 0 | 0 | 0 | 0 | 0 | 0 | 0 | 0 | 0 | 0 | 0
2018 | US | WECC | - | NWPP-US | MW | Other Capacity Adjustments - Additions |  | 0 | 0 | 0 | 0 | 0 | 0 | 0 | 0 | 0 | 0 | 0
2018 | US | WECC | - | NWPP-US | MW | Other Capacity Adjustments - Reductions |  | 0 | 0 | 0 | 0 | 0 | 0 | 0 | 0 | 0 | 0 | 0
2018 | US | WECC | - | NWPP-US | MW | Confirmed Retirements |  | 0 | 0 | 393 | 393 | 1037 | 1404 | 1404 | 1404 | 1620 | 1964 | 2186
2018 | US | WECC | - | NWPP-US | MW | Unconfirmed Retirements |  | 0 | 0 | 0 | 0 | 0 | 0 | 0 | 0 | 0 | 0 | 0
2018 | US | WECC | - | NWPP-US | MW | Scheduled Outages |  | 0 | 0 | 0 | 0 | 0 | 0 | 0 | 0 | 0 | 0 | 0
2018 | US | WECC | - | NWPP-US | MW | Transmission Limitations |  | 0 | 0 | 0 | 0 | 0 | 0 | 0 | 0 | 0 | 0 | 0
2018 | US | WECC | - | NWPP-US | MW | Existing-Certain |  | 58632.3663 | 58239.3663 | 58239.3663 | 57527.3663 | 57228.3663 | 57228.3663 | 57228.3663 | 57012.3663 | 56668.3663 | 56446.3663 | 55684.3663
2018 | US | WECC | - | NWPP-US | MW | Existing-Other |  | 0 | 0 | 0 | 0 | 0 | 0 | 0 | 0 | 0 | 0 | 0
2018 | US | WECC | - | NWPP-US | MW | Additions - Tier 1 |  | 5 | 35.2248 | 46.0467 | 46.0467 | 123.8907 | 123.8907 | 123.8907 | 123.8907 | 123.8907 | 123.8907 | 123.8907
2018 | US | WECC | - | NWPP-US | MW | Additions - Tier 2 |  | 0 | 78 | 78 | 78 | 78 | 78 | 78 | 78 | 78 | 78 | 78
2018 | US | WECC | - | NWPP-US | MW | Additions - Tier 3 |  | 250.0679 | 498.1079 | 498.1079 | 712.6079 | 712.6079 | 712.6079 | 727.8179 | 727.8179 | 727.8179 | 727.8179 | 727.8179
2018 | US | WECC | - | NWPP-US | MW | Firm Imports |  | 700 | 1800 | 300 | 1400 | 1400 | 2000 | 2300 | 2700 | 3300 | 3800 | 4500
2018 | US | WECC | - | NWPP-US | MW | Firm Exports |  | 0 | 0 | 0 | 0 | 0 | 0 | 0 | 0 | 0 | 0 | 0
2018 | US | WECC | - | NWPP-US | MW | Net Firm Capacity Transfers |  | 700 | 1800 | 300 | 1400 | 1400 | 2000 | 2300 | 2700 | 3300 | 3800 | 4500
2018 | US | WECC | - | NWPP-US | MW | Expected Imports |  | 0 | 0 | 0 | 0 | 0 | 0 | 0 | 0 | 0 | 0 | 0
2018 | US | WECC | - | NWPP-US | MW | Expected Exports |  | 0 | 0 | 0 | 0 | 0 | 0 | 0 | 0 | 0 | 0 | 0
2018 | US | WECC | - | NWPP-US | MW | Net Expected Transfers |  | 0 | 0 | 0 | 0 | 0 | 0 | 0 | 0 | 0 | 0 | 0
2018 | US | WECC | - | NWPP-US | MW | Existing-Certain & Net Firm Transfers |  | 59332.3663 | 60039.3663 | 58539.3663 | 58927.3663 | 58628.3663 | 59228.3663 | 59528.3663 | 59712.3663 | 59968.3663 | 60246.3663 | 60184.3663
2018 | US | WECC | - | NWPP-US | MW | Anticipated Resources |  | 59337.3663 | 60074.5911 | 58585.413 | 58973.413 | 58752.257 | 59352.257 | 59652.257 | 59836.257 | 60092.257 | 60370.257 | 60308.257
2018 | US | WECC | - | NWPP-US | MW | Prospective Resources |  | 59337.3663 | 60152.5911 | 58663.413 | 59051.413 | 58830.257 | 59430.257 | 59730.257 | 59914.257 | 60170.257 | 60448.257 | 60386.257
2018 | US | WECC | - | NWPP-US | MW | Existing-Certain and Net Firm Transfers Excess/Shortfall |  | 0 | 0 | 0 | 0 | 0 | 0 | 0 | 0 | 0 | 0 | 0
2018 | US | WECC | - | NWPP-US | MW | Anticipated Excess/Shortfall |  | 0 | 0 | 0 | 0 | 0 | 0 | 0 | 0 | 0 | 0 | 0
2018 | US | WECC | - | NWPP-US | MW | Prospective Excess/Shortfall |  | 0 | 0 | 0 | 0 | 0 | 0 | 0 | 0 | 0 | 0 | 0
2018 | US | WECC | - | NWPP-US | % | Existing-Certain and Net Firm Transfers Reserve Margin |  | 25.34% | 26.58% | 25.88% | 25.92% | 24.55% | 25.37% | 25.35% | 25.2% | 25.25% | 25.22% | 24.49%
2018 | US | WECC | - | NWPP-US | % | Anticipated Reserve Margin |  | 25.35% | 26.66% | 25.98% | 26.02% | 24.81% | 25.63% | 25.61% | 25.46% | 25.5% | 25.48% | 24.74%
2018 | US | WECC | - | NWPP-US | % | Prospective Reserve Margin |  | 25.35% | 26.82% | 26.15% | 26.18% | 24.98% | 25.79% | 25.77% | 25.63% | 25.67% | 25.64% | 24.91%
2018 | US | WECC | - | NWPP-US | % | Reference Margin Level |  | 19.72% | 19.72% | 19.68% | 19.53% | 19.6% | 19.56% | 19.49% | 19.39% | 19.35% | 19.27% | 19.11%
2018 | US | WECC | - | RMRG | MW | Energy Efficiency and Conservation |  | 94.1 | 168.56 | 241.06 | 312.71 | 384.22 | 455.26 | 526.13 | 596.49 | 666.85 | 736.97 | 807.42
2018 | US | WECC | - | RMRG | MW | Total Installed Photovoltaic |  | 547.2 | 644.1022 | 747.0295 | 852.3555 | 957.724 | 1064.794 | 1173.7389 | 1284.7477 | 1398.0268 | 1513.8021 | 1631.6554
2018 | US | WECC | - | RMRG | MW | Photovoltaic On-Peak |  | 0.4 | 0.59409 | 0.6929 | 0.81148 | 0.95378 | 1.1245 | 1.3294 | 1.6753 | 1.9704 | 2.3245 | 2.7494
2018 | US | WECC | - | RMRG | MW | Total Internal Demand |  | 10206.7216 | 10355.3213 | 10809 | 10964 | 11101 | 11383 | 11529 | 11672 | 11819 | 11967 | 12136
2018 | US | WECC | - | RMRG | MW | Controllable and Dispatchable Demand Response - Available |  | 294.8 | 294.8 | 288.34 | 288.34 | 287.27 | 287.27 | 286.2 | 286.2 | 285.13 | 285.13 | 284.06
2018 | US | WECC | - | RMRG | MW | Net Internal Demand |  | 9911.9216 | 10060.5213 | 10520.66 | 10675.66 | 10813.73 | 11095.73 | 11242.8 | 11385.8 | 11533.87 | 11681.87 | 11851.94
2018 | US | WECC | - | RMRG | MW | Behind the Meter Generation - Capacity |  | 0 | 0 | 0 | 0 | 0 | 0 | 0 | 0 | 0 | 0 | 0
2018 | US | WECC | - | RMRG | MW | Other Capacity Adjustments - Additions |  | 0 | 0 | 0 | 0 | 0 | 0 | 0 | 0 | 0 | 0 | 0
2018 | US | WECC | - | RMRG | MW | Other Capacity Adjustments - Reductions |  | 0 | 0 | 0 | 0 | 0 | 0 | 0 | 0 | 0 | 0 | 0
2018 | US | WECC | - | RMRG | MW | Confirmed Retirements |  | 0 | 0 | 162 | 324 | 324 | 324 | 324 | 324 | 324 | 324 | 324
2018 | US | WECC | - | RMRG | MW | Unconfirmed Retirements |  | 0 | 0 | 0 | 0 | 0 | 0 | 0 | 0 | 0 | 0 | 0
2018 | US | WECC | - | RMRG | MW | Scheduled Outages |  | 0 | 0 | 0 | 0 | 0 | 0 | 0 | 0 | 0 | 0 | 0
2018 | US | WECC | - | RMRG | MW | Transmission Limitations |  | 0 | 0 | 0 | 0 | 0 | 0 | 0 | 0 | 0 | 0 | 0
2018 | US | WECC | - | RMRG | MW | Existing-Certain |  | 15342.2128 | 15320.7628 | 15320.7628 | 15320.7628 | 15320.7628 | 15320.7628 | 15320.7628 | 15320.7628 | 15320.7628 | 15320.7628 | 15320.7628
2018 | US | WECC | - | RMRG | MW | Existing-Other |  | 0 | 0 | 0 | 0 | 0 | 0 | 0 | 0 | 0 | 0 | 0
2018 | US | WECC | - | RMRG | MW | Additions - Tier 1 |  | 231.6 | 231.6 | 231.6 | 231.6 | 231.6 | 231.6 | 231.6 | 231.6 | 231.6 | 231.6 | 231.6
2018 | US | WECC | - | RMRG | MW | Additions - Tier 2 |  | 0 | 0 | 0 | 0 | 0 | 21.5585 | 21.5585 | 21.5585 | 21.5585 | 21.5585 | 21.5585
2018 | US | WECC | - | RMRG | MW | Additions - Tier 3 |  | 0 | 0 | 0 | 38.6 | 38.6 | 38.6 | 38.6 | 38.6 | 38.6 | 38.6 | 38.6
2018 | US | WECC | - | RMRG | MW | Firm Imports |  | 0 | 0 | 0 | 0 | 0 | 0 | 0 | 0 | 0 | 0 | 0
2018 | US | WECC | - | RMRG | MW | Firm Exports |  | 0 | 0 | 0 | 0 | 0 | 0 | 0 | 0 | 0 | 0 | 0
2018 | US | WECC | - | RMRG | MW | Net Firm Capacity Transfers |  | 0 | 0 | 0 | 0 | 0 | 0 | 0 | 0 | 0 | 0 | 0
2018 | US | WECC | - | RMRG | MW | Expected Imports |  | 0 | 0 | 0 | 0 | 0 | 0 | 0 | 0 | 0 | 0 | 0
2018 | US | WECC | - | RMRG | MW | Expected Exports |  | 0 | 0 | 0 | 0 | 0 | 0 | 0 | 0 | 0 | 0 | 0
2018 | US | WECC | - | RMRG | MW | Net Expected Transfers |  | 0 | 0 | 0 | 0 | 0 | 0 | 0 | 0 | 0 | 0 | 0
2018 | US | WECC | - | RMRG | MW | Existing-Certain & Net Firm Transfers |  | 15342.2128 | 15320.7628 | 15320.7628 | 15320.7628 | 15320.7628 | 15320.7628 | 15320.7628 | 15320.7628 | 15320.7628 | 15320.7628 | 15320.7628
2018 | US | WECC | - | RMRG | MW | Anticipated Resources |  | 15573.8128 | 15552.3628 | 15552.3628 | 15552.3628 | 15552.3628 | 15552.3628 | 15552.3628 | 15552.3628 | 15552.3628 | 15552.3628 | 15552.3628
2018 | US | WECC | - | RMRG | MW | Prospective Resources |  | 15573.8128 | 15552.3628 | 15552.3628 | 15552.3628 | 15552.3628 | 15573.9213 | 15573.9213 | 15573.9213 | 15573.9213 | 15573.9213 | 15573.9213
2018 | US | WECC | - | RMRG | MW | Existing-Certain and Net Firm Transfers Excess/Shortfall |  | 0 | 0 | 0 | 0 | 0 | 0 | 0 | 0 | 0 | 0 | 0
2018 | US | WECC | - | RMRG | MW | Anticipated Excess/Shortfall |  | 0 | 0 | 0 | 0 | 0 | 0 | 0 | 0 | 0 | 0 | 0
2018 | US | WECC | - | RMRG | MW | Prospective Excess/Shortfall |  | 0 | 0 | 0 | 0 | 0 | 0 | 0 | 0 | 0 | 0 | 0
2018 | US | WECC | - | RMRG | % | Existing-Certain and Net Firm Transfers Reserve Margin |  | 54.79% | 52.29% | 45.63% | 43.51% | 41.68% | 38.08% | 36.27% | 34.56% | 32.83% | 31.15% | 29.27%
2018 | US | WECC | - | RMRG | % | Anticipated Reserve Margin |  | 57.12% | 54.59% | 47.83% | 45.68% | 43.82% | 40.17% | 38.33% | 36.59% | 34.84% | 33.13% | 31.22%
2018 | US | WECC | - | RMRG | % | Prospective Reserve Margin |  | 57.12% | 54.59% | 47.83% | 45.68% | 43.82% | 40.36% | 38.52% | 36.78% | 35.03% | 33.32% | 31.4%
2018 | US | WECC | - | RMRG | % | Reference Margin Level |  | 16.83% | 16.83% | 16.76% | 16.48% | 16.37% | 16.07% | 15.94% | 15.73% | 15.58% | 15.4% | 15.25%
2018 | US | WECC | - | SRSG | MW | Energy Efficiency and Conservation |  | 438.87 | 545.34 | 585.59 | 624.32 | 658.69 | 682.43 | 701.26 | 715.57 | 736.17 | 754.02 | 771.89
2018 | US | WECC | - | SRSG | MW | Total Installed Photovoltaic |  | 1183.591 | 1458.5638 | 1666.5242 | 1876.9221 | 2090.0077 | 2306.0509 | 2525.2816 | 2747.65 | 2973.4259 | 3202.8395 | 3438.2206
2018 | US | WECC | - | SRSG | MW | Photovoltaic On-Peak |  | 877.625 | 1036.065 | 1192.321 | 1348.531 | 1504.703 | 1660.846 | 1816.967 | 1973.067 | 2129.148 | 2285.224 | 2441.237
2018 | US | WECC | - | SRSG | MW | Total Internal Demand |  | 15647.4702 | 15917.3 | 15943 | 16264 | 16577 | 16854 | 17115 | 17433 | 17767 | 18023 | 18259
2018 | US | WECC | - | SRSG | MW | Controllable and Dispatchable Demand Response - Available |  | 143.54 | 143.95 | 143.95 | 143.95 | 143.95 | 143.95 | 143.95 | 143.95 | 143.95 | 143.95 | 143.95
2018 | US | WECC | - | SRSG | MW | Net Internal Demand |  | 15503.9302 | 15773.35 | 15799.05 | 16120.05 | 16433.05 | 16710.05 | 16971.05 | 17289.05 | 17623.05 | 17879.05 | 18115.05
2018 | US | WECC | - | SRSG | MW | Behind the Meter Generation - Capacity |  | 0 | 0 | 0 | 0 | 0 | 0 | 0 | 0 | 0 | 0 | 0
2018 | US | WECC | - | SRSG | MW | Other Capacity Adjustments - Additions |  | 0 | 0 | 0 | 0 | 0 | 0 | 0 | 0 | 0 | 0 | 0
2018 | US | WECC | - | SRSG | MW | Other Capacity Adjustments - Reductions |  | 0 | 0 | 0 | 0 | 0 | 0 | 0 | 0 | 0 | 0 | 0
2018 | US | WECC | - | SRSG | MW | Confirmed Retirements |  | 0 | 630.5823 | 630.5823 | 711.5823 | 711.5823 | 792.5823 | 992.5823 | 1072.5823 | 1072.5823 | 1072.5823 | 1399.5823
2018 | US | WECC | - | SRSG | MW | Unconfirmed Retirements |  | 0 | 0 | 0 | 0 | 0 | 0 | 0 | 0 | 0 | 0 | 0
2018 | US | WECC | - | SRSG | MW | Scheduled Outages |  | 799 | 799 | 799 | 799 | 799 | 799 | 799 | 799 | 799 | 799 | 799
2018 | US | WECC | - | SRSG | MW | Transmission Limitations |  | 0 | 0 | 0 | 0 | 0 | 0 | 0 | 0 | 0 | 0 | 0
2018 | US | WECC | - | SRSG | MW | Existing-Certain |  | 29019.8824 | 29019.8824 | 28938.8824 | 28938.8824 | 28938.8824 | 28577.8824 | 28577.8824 | 28577.8824 | 28577.8824 | 28250.8824 | 28250.8824
2018 | US | WECC | - | SRSG | MW | Existing-Other |  | 0 | 0 | 0 | 0 | 0 | 0 | 0 | 0 | 0 | 0 | 0
2018 | US | WECC | - | SRSG | MW | Additions - Tier 1 |  | 1072 | 1072 | 1072 | 1072 | 1072 | 1072 | 1072 | 1072 | 1072 | 1072 | 1072
2018 | US | WECC | - | SRSG | MW | Additions - Tier 2 |  | 622 | 635.5 | 706.78 | 747.28 | 747.28 | 747.28 | 747.28 | 747.28 | 747.28 | 747.28 | 747.28
2018 | US | WECC | - | SRSG | MW | Additions - Tier 3 |  | 6024 | 6024 | 6024 | 6024 | 6024 | 6024 | 6024 | 6024 | 6024 | 6024 | 6024
2018 | US | WECC | - | SRSG | MW | Firm Imports |  | 0 | 0 | 0 | 0 | 0 | 0 | 0 | 0 | 0 | 0 | 0
2018 | US | WECC | - | SRSG | MW | Firm Exports |  | 0 | 0 | 0 | 0 | 0 | 0 | 0 | 0 | 0 | 0 | 0
2018 | US | WECC | - | SRSG | MW | Net Firm Capacity Transfers |  | 0 | 0 | 0 | 0 | 0 | 0 | 0 | 0 | 0 | 0 | 0
2018 | US | WECC | - | SRSG | MW | Expected Imports |  | 0 | 0 | 0 | 0 | 0 | 0 | 0 | 0 | 0 | 0 | 0
2018 | US | WECC | - | SRSG | MW | Expected Exports |  | 0 | 0 | 0 | 0 | 0 | 0 | 0 | 0 | 0 | 0 | 0
2018 | US | WECC | - | SRSG | MW | Net Expected Transfers |  | 0 | 0 | 0 | 0 | 0 | 0 | 0 | 0 | 0 | 0 | 0
2018 | US | WECC | - | SRSG | MW | Existing-Certain & Net Firm Transfers |  | 29019.8824 | 29019.8824 | 28938.8824 | 28938.8824 | 28938.8824 | 28577.8824 | 28577.8824 | 28577.8824 | 28577.8824 | 28250.8824 | 28250.8824
2018 | US | WECC | - | SRSG | MW | Anticipated Resources |  | 30091.8824 | 30091.8824 | 30010.8824 | 30010.8824 | 30010.8824 | 29649.8824 | 29649.8824 | 29649.8824 | 29649.8824 | 29322.8824 | 29322.8824
2018 | US | WECC | - | SRSG | MW | Prospective Resources |  | 30713.8824 | 30727.3824 | 30717.6624 | 30758.1624 | 30758.1624 | 30397.1624 | 30397.1624 | 30397.1624 | 30397.1624 | 30070.1624 | 30070.1624
2018 | US | WECC | - | SRSG | MW | Existing-Certain and Net Firm Transfers Excess/Shortfall |  | 0 | 0 | 0 | 0 | 0 | 0 | 0 | 0 | 0 | 0 | 0
2018 | US | WECC | - | SRSG | MW | Anticipated Excess/Shortfall |  | 0 | 0 | 0 | 0 | 0 | 0 | 0 | 0 | 0 | 0 | 0
2018 | US | WECC | - | SRSG | MW | Prospective Excess/Shortfall |  | 0 | 0 | 0 | 0 | 0 | 0 | 0 | 0 | 0 | 0 | 0
2018 | US | WECC | - | SRSG | % | Existing-Certain and Net Firm Transfers Reserve Margin |  | 87.18% | 83.98% | 83.17% | 79.52% | 76.1% | 71.02% | 68.39% | 65.29% | 62.16% | 58.01% | 55.95%
2018 | US | WECC | - | SRSG | % | Anticipated Reserve Margin |  | 94.09% | 90.78% | 89.95% | 86.17% | 82.63% | 77.44% | 74.71% | 71.5% | 68.24% | 64.01% | 61.87%
2018 | US | WECC | - | SRSG | % | Prospective Reserve Margin |  | 98.1% | 94.81% | 94.43% | 90.81% | 87.17% | 81.91% | 79.11% | 75.82% | 72.49% | 68.19% | 66%
2018 | US | WECC | - | SRSG | % | Reference Margin Level |  | 15.1% | 15.1% | 15.11% | 14.86% | 14.63% | 14.47% | 14.33% | 14.17% | 14.03% | 13.92% | 13.82%
2018 | CA | WECC | - | AB | MW | Energy Efficiency and Conservation |  | 0 | 0 | 0 | 0 | 0 | 0 | 0 | 0 | 0 | 0 | 0
2018 | CA | WECC | - | AB | MW | Total Installed Photovoltaic |  | 15 | 115 | 115 | 115 | 215 | 215 | 215 | 315 | 315 | 415 | 415
2018 | CA | WECC | - | AB | MW | Photovoltaic On-Peak |  | 0 | 0 | 0 | 0 | 0 | 0 | 0 | 0 | 0 | 0 | 0
2018 | CA | WECC | - | AB | MW | Total Internal Demand |  | 11737.4 | 11938.67 | 12018 | 12144 | 12260 | 12321 | 12428 | 12557 | 12678 | 12814 | 12945
2018 | CA | WECC | - | AB | MW | Controllable and Dispatchable Demand Response - Available |  | 0 | 0 | 0 | 0 | 0 | 0 | 0 | 0 | 0 | 0 | 0
2018 | CA | WECC | - | AB | MW | Net Internal Demand |  | 11737.4 | 11938.67 | 12018 | 12144 | 12260 | 12321 | 12428 | 12557 | 12678 | 12814 | 12945
2018 | CA | WECC | - | AB | MW | Behind the Meter Generation - Capacity |  | 0 | 0 | 0 | 0 | 0 | 0 | 0 | 0 | 0 | 0 | 0
2018 | CA | WECC | - | AB | MW | Other Capacity Adjustments - Additions |  | 0 | 0 | 0 | 0 | 0 | 0 | 0 | 0 | 0 | 0 | 0
2018 | CA | WECC | - | AB | MW | Other Capacity Adjustments - Reductions |  | 0 | 0 | 0 | 0 | 0 | 0 | 0 | 0 | 0 | 0 | 0
2018 | CA | WECC | - | AB | MW | Confirmed Retirements |  | 0 | 0 | 0 | 0 | 0 | 0 | 0 | 0 | 0 | 0 | 0
2018 | CA | WECC | - | AB | MW | Unconfirmed Retirements |  | 0 | 0 | 0 | 0 | 0 | 0 | 0 | 0 | 0 | 0 | 0
2018 | CA | WECC | - | AB | MW | Scheduled Outages |  | 0 | 0 | 0 | 0 | 0 | 0 | 0 | 0 | 0 | 0 | 0
2018 | CA | WECC | - | AB | MW | Transmission Limitations |  | 0 | 0 | 0 | 0 | 0 | 0 | 0 | 0 | 0 | 0 | 0
2018 | CA | WECC | - | AB | MW | Existing-Certain |  | 12719.853 | 12719.853 | 12719.853 | 12719.853 | 12719.853 | 12719.853 | 12719.853 | 12719.853 | 12719.853 | 12719.853 | 12719.853
2018 | CA | WECC | - | AB | MW | Existing-Other |  | 0 | 0 | 0 | 0 | 0 | 0 | 0 | 0 | 0 | 0 | 0
2018 | CA | WECC | - | AB | MW | Additions - Tier 1 |  | 43 | 43 | 43 | 43 | 43 | 43 | 43 | 43 | 43 | 43 | 43
2018 | CA | WECC | - | AB | MW | Additions - Tier 2 |  | 15 | 338.4108 | 338.4108 | 338.4108 | 338.4108 | 338.4108 | 338.4108 | 338.4108 | 338.4108 | 338.4108 | 338.4108
2018 | CA | WECC | - | AB | MW | Additions - Tier 3 |  | 9915.65 | 9915.65 | 9915.65 | 12286.65 | 12286.65 | 12286.65 | 12286.65 | 12286.65 | 12286.65 | 12286.65 | 12286.65
2018 | CA | WECC | - | AB | MW | Firm Imports |  | 0 | 0 | 0 | 0 | 0 | 0 | 0 | 0 | 0 | 0 | 0
2018 | CA | WECC | - | AB | MW | Firm Exports |  | 0 | 0 | 0 | 0 | 0 | 0 | 0 | 0 | 0 | 0 | 0
2018 | CA | WECC | - | AB | MW | Net Firm Capacity Transfers |  | 0 | 0 | 0 | 0 | 0 | 0 | 0 | 0 | 0 | 0 | 0
2018 | CA | WECC | - | AB | MW | Expected Imports |  | 0 | 0 | 0 | 0 | 0 | 0 | 0 | 0 | 0 | 0 | 0
2018 | CA | WECC | - | AB | MW | Expected Exports |  | 0 | 0 | 0 | 0 | 0 | 0 | 0 | 0 | 0 | 0 | 0
2018 | CA | WECC | - | AB | MW | Net Expected Transfers |  | 0 | 0 | 0 | 0 | 0 | 0 | 0 | 0 | 0 | 0 | 0
2018 | CA | WECC | - | AB | MW | Existing-Certain & Net Firm Transfers |  | 12719.853 | 12719.853 | 12719.853 | 12719.853 | 12719.853 | 12719.853 | 12719.853 | 12719.853 | 12719.853 | 12719.853 | 12719.853
2018 | CA | WECC | - | AB | MW | Anticipated Resources |  | 12762.853 | 12762.853 | 12762.853 | 12762.853 | 12762.853 | 12762.853 | 12762.853 | 12762.853 | 12762.853 | 12762.853 | 12762.853
2018 | CA | WECC | - | AB | MW | Prospective Resources |  | 12777.853 | 13101.2638 | 13101.2638 | 13101.2638 | 13101.2638 | 13101.2638 | 13101.2638 | 13101.2638 | 13101.2638 | 13101.2638 | 13101.2638
2018 | CA | WECC | - | AB | MW | Existing-Certain and Net Firm Transfers Excess/Shortfall |  | -240.2683 | -462.5052 | -543.701 | -672.2467 | -792.05 | -850.2954 | -956.8831 | -1086.2454 | -1211.2478 | -1349.444 | -1484.8446
2018 | CA | WECC | - | AB | MW | Anticipated Excess/Shortfall |  | -197.2683 | -419.5052 | -500.701 | -629.2467 | -749.05 | -807.2954 | -913.8831 | -1043.2454 | -1168.2478 | -1306.444 | -1441.8446
2018 | CA | WECC | - | AB | MW | Prospective Excess/Shortfall |  | -182.2683 | -81.0944 | -162.2902 | -290.8359 | -410.6392 | -468.8846 | -575.4723 | -704.8346 | -829.837 | -968.0332 | -1103.4338
2019 | US | SPP-RE | - | SPP | MW | Energy Efficiency and Conservation |  | 175.185 | 180.303 | 204.022 | 244.744 | 281.068 | 328.594 | 370.623 | 408.755 | 442.79 | 475.028 | 491.105
2019 | US | SPP-RE | - | SPP | MW | Total Installed Photovoltaic |  | 43 | 43 | 43 | 43 | 43 | 43 | 43 | 43 | 43 | 43 | 43
2019 | US | SPP-RE | - | SPP | MW | Photovoltaic On-Peak |  | 37 | 37 | 37 | 37 | 37 | 37 | 37 | 37 | 37 | 37 | 37
2019 | US | SPP-RE | - | SPP | MW | Total Internal Demand |  | 42399.03 | 43495.955 | 43472.312 | 43882.962 | 44253.766 | 44527.516 | 44756.455 | 45055.831 | 45291.242 | 45259.397 | 45812.721
2019 | US | SPP-RE | - | SPP | MW | Controllable and Dispatchable Demand Response - Available |  | 223.4 | 223.4 | 211.4 | 211.4 | 211.4 | 206.4 | 206.4 | 206.4 | 206.4 | 205.4 | 195.4
2019 | US | SPP-RE | - | SPP | MW | Net Internal Demand |  | 42175.63 | 43272.555 | 43260.912 | 43671.562 | 44042.366 | 44321.116 | 44550.055 | 44849.431 | 45084.842 | 45053.997 | 45617.321
2019 | US | SPP-RE | - | SPP | MW | Behind the Meter Generation - Capacity |  | 990.67 | 1001.815 | 1005.215 | 995.215 | 993.115 | 991.115 | 997.215 | 1002.215 | 994.215 | 975.115 | 959.815
2019 | US | SPP-RE | - | SPP | MW | Other Capacity Adjustments - Additions |  | 207.69 | 207.69 | 237.69 | 237.69 | 237.69 | 237.69 | 237.69 | 237.69 | 237.69 | 237.69 | 237.69
2019 | US | SPP-RE | - | SPP | MW | Other Capacity Adjustments - Reductions |  | 232.941 | 232.941 | 232.941 | 232.941 | 232.941 | 232.941 | 232.941 | 232.941 | 232.941 | 232.941 | 232.941
2019 | US | SPP-RE | - | SPP | MW | Confirmed Retirements |  | 2093.4 | 2339.4 | 2538.4 | 2538.4 | 2649.4 | 2761.4 | 2854.4 | 3107.4 | 3107.4 | 3349.7 | 3461.7
2019 | US | SPP-RE | - | SPP | MW | Unconfirmed Retirements |  | 0 | 0 | 0 | 0 | 0 | 0 | 0 | 0 | 0 | 0 | 0
2019 | US | SPP-RE | - | SPP | MW | Scheduled Outages |  | 618.5 | 43 | 509.5 | 541.5 | 21 | 545 | 21 | 43 | 21 | 43 | 21
2019 | US | SPP-RE | - | SPP | MW | Transmission Limitations |  | 0 | 0 | 0 | 0 | 0 | 0 | 0 | 0 | 0 | 0 | 0
2019 | US | SPP-RE | - | SPP | MW | Existing-Certain |  | 67395.388 | 67252.923 | 66975.223 | 66914.223 | 67066.623 | 66260.123 | 66623.723 | 65708.123 | 65440.123 | 65200.123 | 65061.823
2019 | US | SPP-RE | - | SPP | MW | Existing-Other |  | 0 | 0 | 0 | 0 | 0 | 0 | 0 | 0 | 0 | 0 | 0
2019 | US | SPP-RE | - | SPP | MW | Additions - Tier 1 |  | 0 | 300 | 300 | 300 | 300 | 300 | 300 | 300 | 300 | 300 | 300
2019 | US | SPP-RE | - | SPP | MW | Additions - Tier 2 |  | 0 | 2500 | 2499.6 | 3149.6 | 3149.6 | 3149.6 | 3149.6 | 3149.6 | 3149.6 | 3149.6 | 3149.6
2019 | US | SPP-RE | - | SPP | MW | Additions - Tier 3 |  | 35.15 | 31820.29 | 48747.022 | 52810.922 | 63340.397 | 64012.997 | 64012.997 | 64012.997 | 64012.997 | 64012.997 | 64012.997
2019 | US | SPP-RE | - | SPP | MW | Firm Imports |  | 1378.2378 | 1378.5378 | 1361.7378 | 1372.0378 | 1372.2378 | 1392.4378 | 1412.6378 | 1412.9378 | 1362.1378 | 1362.3378 | 1362.5378
2019 | US | SPP-RE | - | SPP | MW | Firm Exports |  | 1756.072 | 1710.072 | 1564.072 | 1544.072 | 1544.072 | 1519.072 | 1519.072 | 1519.072 | 1519.072 | 1519.072 | 1519.072
2019 | US | SPP-RE | - | SPP | MW | Net Firm Capacity Transfers |  | -377.8342 | -331.5342 | -202.3342 | -172.0342 | -171.8342 | -126.6342 | -106.4342 | -106.1342 | -156.9342 | -156.7342 | -156.5342
2019 | US | SPP-RE | - | SPP | MW | Expected Imports |  | 0 | 0 | 0 | 0 | 0 | 0 | 0 | 0 | 0 | 0 | 0
2019 | US | SPP-RE | - | SPP | MW | Expected Exports |  | 46 | 46 | 46 | 46 | 46 | 46 | 46 | 46 | 46 | 46 | 46
2019 | US | SPP-RE | - | SPP | MW | Net Expected Transfers |  | -46 | -46 | -46 | -46 | -46 | -46 | -46 | -46 | -46 | -46 | -46
2019 | US | SPP-RE | - | SPP | MW | Existing-Certain & Net Firm Transfers |  | 67017.5538 | 66921.3888 | 66772.8888 | 66742.1888 | 66894.7888 | 66133.4888 | 66517.2888 | 65601.9888 | 65283.1888 | 65043.3888 | 64905.2888
2019 | US | SPP-RE | - | SPP | MW | Anticipated Resources |  | 67017.5538 | 67221.3888 | 67072.8888 | 67042.1888 | 67194.7888 | 66433.4888 | 66817.2888 | 65901.9888 | 65583.1888 | 65343.3888 | 65205.2888
2019 | US | SPP-RE | - | SPP | MW | Prospective Resources |  | 66971.5538 | 69675.3888 | 69526.4888 | 70145.7888 | 70298.3888 | 69537.0888 | 69920.8888 | 69005.5888 | 68686.7888 | 68446.9888 | 68308.8888
2019 | US | SPP-RE | - | SPP | MW | Existing-Certain and Net Firm Transfers Excess/Shortfall |  | 19780.8482 | 18456.1272 | 18320.6673 | 17830.0393 | 17567.3388 | 16493.8388 | 16621.2272 | 15370.626 | 14788.1657 | 14582.9121 | 13813.8892
2019 | US | SPP-RE | - | SPP | MW | Anticipated Excess/Shortfall |  | 19780.8482 | 18756.1272 | 18620.6673 | 18130.0393 | 17867.3388 | 16793.8388 | 16921.2272 | 15670.626 | 15088.1657 | 14882.9121 | 14113.8892
2019 | US | SPP-RE | - | SPP | MW | Prospective Excess/Shortfall |  | 19734.8482 | 21210.1272 | 21074.2673 | 21233.6393 | 20970.9388 | 19897.4388 | 20024.8272 | 18774.226 | 18191.7657 | 17986.5121 | 17217.4892
2019 | US | SPP-RE | - | SPP | % | Existing-Certain and Net Firm Transfers Reserve Margin |  | 58.9% | 54.65% | 54.35% | 52.83% | 51.89% | 49.21% | 49.31% | 46.27% | 44.8% | 44.37% | 42.28%
2019 | US | SPP-RE | - | SPP | % | Anticipated Reserve Margin |  | 58.9% | 55.34% | 55.04% | 53.51% | 52.57% | 49.89% | 49.98% | 46.94% | 45.47% | 45.03% | 42.94%
2019 | US | SPP-RE | - | SPP | % | Prospective Reserve Margin |  | 58.79% | 61.02% | 60.71% | 60.62% | 59.62% | 56.89% | 56.95% | 53.86% | 52.35% | 51.92% | 49.74%
2019 | US | SPP-RE | - | SPP | Fraction | Reference Margin Level |  | 1200% | 1200% | 1200% | 1200% | 1200% | 1200% | 1200% | 1200% | 1200% | 1200% | 1200%
2019 | US | TRE-ERCOT | - | TRE-ERCOT | MW | Energy Efficiency and Conservation |  | 1343.2165 | 1763.6799 | 2064.6831 | 2284.9232 | 2592.0334 | 2821.1604 | 3137.8329 | 3376.1728 | 3703.9162 | 3921.8884 | 4230.1695
2019 | US | TRE-ERCOT | - | TRE-ERCOT | MW | Total Installed Photovoltaic |  | 594.4878 | 862.1977 | 1220.1709 | 1645.5537 | 2102.4173 | 2543.0888 | 2926.0908 | 3229.6433 | 3452.8312 | 3607.8761 | 3711.3152
2019 | US | TRE-ERCOT | - | TRE-ERCOT | MW | Photovoltaic On-Peak |  | 49.3425 | 71.5624 | 101.2742 | 136.581 | 174.5006 | 211.0764 | 242.8655 | 268.0604 | 286.585 | 299.4537 | 308.0392
2019 | US | TRE-ERCOT | - | TRE-ERCOT | MW | Total Internal Demand |  | 61149.762 | 62782.2869 | 64448.5253 | 66101.9584 | 67895.605 | 69406.808 | 70949.1549 | 72476.6045 | 73951.4911 | 75394.4419 | 76865.5477
2019 | US | TRE-ERCOT | - | TRE-ERCOT | MW | Controllable and Dispatchable Demand Response - Available |  | 2685.4358 | 2733.4494 | 2783.8584 | 2783.8584 | 2783.8584 | 2783.8584 | 2783.8584 | 2783.8584 | 2783.8584 | 2783.8584 | 2783.8584
2019 | US | TRE-ERCOT | - | TRE-ERCOT | MW | Net Internal Demand |  | 58464.3262 | 60048.8375 | 61664.6669 | 63318.1 | 65111.7466 | 66622.9496 | 68165.2965 | 69692.7461 | 71167.6327 | 72610.5835 | 74081.6893
2019 | US | TRE-ERCOT | - | TRE-ERCOT | MW | Behind the Meter Generation - Capacity |  | 3964.6289 | 3884.6289 | 3864.6289 | 3864.6289 | 3609.6289 | 3609.6289 | 3609.6289 | 3609.6289 | 3609.6289 | 3609.6289 | 3609.6289
2019 | US | TRE-ERCOT | - | TRE-ERCOT | MW | Other Capacity Adjustments - Additions |  | 0 | 0 | 0 | 0 | 0 | 0 | 0 | 0 | 0 | 0 | 0
2019 | US | TRE-ERCOT | - | TRE-ERCOT | MW | Other Capacity Adjustments - Reductions |  | 0 | 0 | 0 | 0 | 0 | 0 | 0 | 0 | 0 | 0 | 0
2019 | US | TRE-ERCOT | - | TRE-ERCOT | MW | Confirmed Retirements |  | 844.8 | 1314.8 | 1314.8 | 1314.8 | 1314.8 | 1314.8 | 1314.8 | 1314.8 | 1314.8 | 1314.8 | 1314.8
2019 | US | TRE-ERCOT | - | TRE-ERCOT | MW | Unconfirmed Retirements |  | 0 | 650 | 970 | 1398 | 1765 | 1765 | 1765 | 1765 | 1765 | 1765 | 1765
2019 | US | TRE-ERCOT | - | TRE-ERCOT | MW | Scheduled Outages |  | 552 | 2829 | 395 | 395 | 0 | 0 | 0 | 0 | 0 | 0 | 0
2019 | US | TRE-ERCOT | - | TRE-ERCOT | MW | Transmission Limitations |  | 0 | 0 | 0 | 0 | 0 | 0 | 0 | 0 | 0 | 0 | 0
2019 | US | TRE-ERCOT | - | TRE-ERCOT | MW | Existing-Certain |  | 80131.8349 | 77866.4749 | 80680.9749 | 80680.9749 | 80820.9749 | 80820.9749 | 80820.9749 | 80820.9749 | 80820.9749 | 80820.9749 | 80820.9749
2019 | US | TRE-ERCOT | - | TRE-ERCOT | MW | Existing-Other |  | 509 | 509 | 509 | 509 | 509 | 509 | 509 | 509 | 509 | 509 | 509
2019 | US | TRE-ERCOT | - | TRE-ERCOT | MW | Additions - Tier 1 |  | 1190.819 | 3927.5232 | 6254.4492 | 6314.9492 | 6314.9492 | 6314.9492 | 6314.9492 | 6314.9492 | 6314.9492 | 6314.9492 | 6314.9492
2019 | US | TRE-ERCOT | - | TRE-ERCOT | MW | Additions - Tier 2 |  | 0 | 4796.1018 | 10142.598 | 11273.2236 | 11393.2236 | 11393.2236 | 11393.2236 | 11393.2236 | 11393.2236 | 11393.2236 | 11393.2236
2019 | US | TRE-ERCOT | - | TRE-ERCOT | MW | Additions - Tier 3 |  | 0 | 1170.357 | 4841.5452 | 6990.4616 | 7088.8616 | 7088.8616 | 7088.8616 | 7088.8616 | 7088.8616 | 7088.8616 | 7088.8616
2019 | US | TRE-ERCOT | - | TRE-ERCOT | MW | Firm Imports |  | 50 | 50 | 50 | 50 | 50 | 50 | 50 | 50 | 50 | 50 | 50
2019 | US | TRE-ERCOT | - | TRE-ERCOT | MW | Firm Exports |  | 0 | 0 | 0 | 0 | 0 | 0 | 0 | 0 | 0 | 0 | 0
2019 | US | TRE-ERCOT | - | TRE-ERCOT | MW | Net Firm Capacity Transfers |  | 50 | 50 | 50 | 50 | 50 | 50 | 50 | 50 | 50 | 50 | 50
2019 | US | TRE-ERCOT | - | TRE-ERCOT | MW | Expected Imports |  | 793 | 793 | 793 | 793 | 793 | 793 | 793 | 793 | 793 | 793 | 793
2019 | US | TRE-ERCOT | - | TRE-ERCOT | MW | Expected Exports |  | 0 | 0 | 0 | 0 | 0 | 0 | 0 | 0 | 0 | 0 | 0
2019 | US | TRE-ERCOT | - | TRE-ERCOT | MW | Net Expected Transfers |  | 793 | 793 | 793 | 793 | 793 | 793 | 793 | 793 | 793 | 793 | 793
2019 | US | TRE-ERCOT | - | TRE-ERCOT | MW | Existing-Certain & Net Firm Transfers |  | 80181.8349 | 77916.4749 | 80730.9749 | 80730.9749 | 80870.9749 | 80870.9749 | 80870.9749 | 80870.9749 | 80870.9749 | 80870.9749 | 80870.9749
2019 | US | TRE-ERCOT | - | TRE-ERCOT | MW | Anticipated Resources |  | 81372.6539 | 81843.9981 | 86985.4241 | 87045.9241 | 87185.9241 | 87185.9241 | 87185.9241 | 87185.9241 | 87185.9241 | 87185.9241 | 87185.9241
2019 | US | TRE-ERCOT | - | TRE-ERCOT | MW | Prospective Resources |  | 82674.6539 | 87292.0999 | 97460.0221 | 98223.1477 | 98116.1477 | 98116.1477 | 98116.1477 | 98116.1477 | 98116.1477 | 98116.1477 | 98116.1477
2019 | US | TRE-ERCOT | - | TRE-ERCOT | MW | Existing-Certain and Net Firm Transfers Excess/Shortfall |  | 13678.6639 | 9610.9223 | 10587.4163 | 8706.6362 | 6806.3631 | 5087.3697 | 3332.9501 | 1595.4762 | -82.2073 | -1723.5638 | -3396.9467
2019 | US | TRE-ERCOT | - | TRE-ERCOT | MW | Anticipated Excess/Shortfall |  | 14869.4829 | 13538.4455 | 16841.8655 | 15021.5854 | 13121.3123 | 11402.3189 | 9647.8993 | 7910.4254 | 6232.7419 | 4591.3854 | 2918.0025
2019 | US | TRE-ERCOT | - | TRE-ERCOT | MW | Prospective Excess/Shortfall |  | 16171.4829 | 18986.5473 | 27316.4635 | 26198.809 | 24051.5359 | 22332.5425 | 20578.1229 | 18840.649 | 17162.9655 | 15521.609 | 13848.2261
2019 | US | TRE-ERCOT | - | TRE-ERCOT | % | Existing-Certain and Net Firm Transfers Reserve Margin |  | 37.15% | 29.76% | 30.92% | 27.5% | 24.2% | 21.39% | 18.64% | 16.04% | 13.63% | 11.38% | 9.165%
2019 | US | TRE-ERCOT | - | TRE-ERCOT | % | Anticipated Reserve Margin |  | 39.18% | 36.3% | 41.06% | 37.47% | 33.9% | 30.86% | 27.9% | 25.1% | 22.51% | 20.07% | 17.69%
2019 | US | TRE-ERCOT | - | TRE-ERCOT | % | Prospective Reserve Margin |  | 41.41% | 45.37% | 58.05% | 55.13% | 50.69% | 47.27% | 43.94% | 40.78% | 37.87% | 35.13% | 32.44%
2019 | US | TRE-ERCOT | - | TRE-ERCOT | Fraction | Reference Margin Level |  | 13.75% | 13.75% | 13.75% | 13.75% | 13.75% | 13.75% | 13.75% | 13.75% | 13.75% | 13.75% | 13.75%
2019 | CA | MRO | - | MRO-Manitoba Hydro | MW | Energy Efficiency and Conservation |  | 257.2918 | 327.4556 | 395.5995 | 440.8282 | 476.9225 | 352.3176 | 385.9816 | 420.7353 | 454.5395 | 487.4081 | 521.2155
2019 | CA | MRO | - | MRO-Manitoba Hydro | MW | Total Installed Photovoltaic |  | 11.54 | 12.76 | 15.432 | 21.036 | 31.648 | 49.616 | 78.236 | 118.852 | 170.912 | 234.1 | 305.708
2019 | CA | MRO | - | MRO-Manitoba Hydro | MW | Photovoltaic On-Peak |  | 0 | 0 | 0 | 0 | 0 | 0 | 0 | 0 | 0 | 0 | 0
2019 | CA | MRO | - | MRO-Manitoba Hydro | MW | Total Internal Demand |  | 4505.4163 | 4517.7823 | 4503.0282 | 4534.758 | 4568.8604 | 4757.4705 | 4776.2662 | 4803.9814 | 4816.7652 | 4837.6309 | 4868.2247
2019 | CA | MRO | - | MRO-Manitoba Hydro | MW | Controllable and Dispatchable Demand Response - Available |  | 0 | 0 | 0 | 0 | 0 | 0 | 0 | 0 | 0 | 0 | 0
2019 | CA | MRO | - | MRO-Manitoba Hydro | MW | Net Internal Demand |  | 4505.4163 | 4517.7823 | 4503.0282 | 4534.758 | 4568.8604 | 4757.4705 | 4776.2662 | 4803.9814 | 4816.7652 | 4837.6309 | 4868.2247
2019 | CA | MRO | - | MRO-Manitoba Hydro | MW | Behind the Meter Generation - Capacity |  | 0 | 0 | 0 | 0 | 0 | 0 | 0 | 0 | 0 | 0 | 0
2019 | CA | MRO | - | MRO-Manitoba Hydro | MW | Other Capacity Adjustments - Additions |  | 0 | 0 | 0 | 0 | 0 | 0 | 0 | 0 | 0 | 0 | 0
2019 | CA | MRO | - | MRO-Manitoba Hydro | MW | Other Capacity Adjustments - Reductions |  | 0 | 0 | 0 | 0 | 0 | 0 | 0 | 0 | 0 | 0 | 0
2019 | CA | MRO | - | MRO-Manitoba Hydro | MW | Confirmed Retirements |  | 0 | 0 | 0 | 0 | 0 | 0 | 0 | 0 | 0 | 0 | 0
2019 | CA | MRO | - | MRO-Manitoba Hydro | MW | Unconfirmed Retirements |  | 0 | 0 | 0 | 0 | 0 | 0 | 0 | 0 | 0 | 0 | 0
2019 | CA | MRO | - | MRO-Manitoba Hydro | MW | Scheduled Outages |  | 135 | 135 | 135 | 135 | 135 | 135 | 135 | 135 | 135 | 135 | 135
2019 | CA | MRO | - | MRO-Manitoba Hydro | MW | Transmission Limitations |  | 0 | 0 | 0 | 0 | 0 | 0 | 0 | 0 | 0 | 0 | 0
2019 | CA | MRO | - | MRO-Manitoba Hydro | MW | Existing-Certain |  | 5468.9 | 5468.9 | 5468.9 | 5440 | 5440 | 5440 | 5440 | 5419.2 | 5419.2 | 5419.2 | 5408.2
2019 | CA | MRO | - | MRO-Manitoba Hydro | MW | Existing-Other |  | 53.3 | 58.3 | 58.3 | 62.1 | 62.1 | 62.1 | 62.1 | 62.1 | 62.1 | 62.1 | 56.1
2019 | CA | MRO | - | MRO-Manitoba Hydro | MW | Additions - Tier 1 |  | 0 | 0 | 193 | 645 | 645 | 645 | 645 | 645 | 645 | 645 | 645
2019 | CA | MRO | - | MRO-Manitoba Hydro | MW | Additions - Tier 2 |  | 0 | 0 | 0 | 0 | 0 | 0 | 0 | 0 | 0 | 0 | 0
2019 | CA | MRO | - | MRO-Manitoba Hydro | MW | Additions - Tier 3 |  | 0 | 0 | 0 | 0 | 0 | 0 | 0 | 0 | 0 | 0 | 0
2019 | CA | MRO | - | MRO-Manitoba Hydro | MW | Firm Imports |  | 625 | 550 | 550 | 550 | 550 | 550 | 200 | 200 | 200 | 200 | 200
2019 | CA | MRO | - | MRO-Manitoba Hydro | MW | Firm Exports |  | 733.0558 | 925.6428 | 996.6087 | 976.7236 | 1032.9875 | 1038.1024 | 623.9067 | 623.9067 | 529.0216 | 452.2981 | 457.413
2019 | CA | MRO | - | MRO-Manitoba Hydro | MW | Net Firm Capacity Transfers |  | -108.0558 | -375.6428 | -446.6087 | -426.7236 | -482.9875 | -488.1024 | -423.9067 | -423.9067 | -329.0216 | -252.2981 | -257.413
2019 | CA | MRO | - | MRO-Manitoba Hydro | MW | Expected Imports |  | 0 | 0 | 0 | 0 | 0 | 0 | 0 | 0 | 0 | 0 | 0
2019 | CA | MRO | - | MRO-Manitoba Hydro | MW | Expected Exports |  | 0 | 0 | 0 | 190 | 190 | 190 | 190 | 190 | 190 | 190 | 190
2019 | CA | MRO | - | MRO-Manitoba Hydro | MW | Net Expected Transfers |  | 0 | 0 | 0 | -190 | -190 | -190 | -190 | -190 | -190 | -190 | -190
2019 | CA | MRO | - | MRO-Manitoba Hydro | MW | Existing-Certain & Net Firm Transfers |  | 5360.8442 | 5093.2572 | 5022.2913 | 5013.2764 | 4957.0125 | 4951.8976 | 5016.0933 | 4995.2933 | 5090.1784 | 5166.9019 | 5150.787
2019 | CA | MRO | - | MRO-Manitoba Hydro | MW | Anticipated Resources |  | 5360.8442 | 5093.2572 | 5215.2913 | 5658.2764 | 5602.0125 | 5596.8976 | 5661.0933 | 5640.2933 | 5735.1784 | 5811.9019 | 5795.787
2019 | CA | MRO | - | MRO-Manitoba Hydro | MW | Prospective Resources |  | 5414.1442 | 5151.5572 | 5273.5913 | 5530.3764 | 5474.1125 | 5468.9976 | 5533.1933 | 5512.3933 | 5607.2784 | 5684.0019 | 5661.887
2019 | CA | MRO | - | MRO-Manitoba Hydro | MW | Existing-Certain and Net Firm Transfers Excess/Shortfall |  | 314.7779 | 33.3411 | -21.1002 | -65.6525 | -160.1111 | -376.4693 | -333.3248 | -385.1659 | -304.5987 | -251.2447 | -301.6247
2019 | CA | MRO | - | MRO-Manitoba Hydro | MW | Anticipated Excess/Shortfall |  | 314.7779 | 33.3411 | 171.8998 | 579.3475 | 484.8889 | 268.5307 | 311.6752 | 259.8341 | 340.4013 | 393.7553 | 343.3753
2019 | CA | MRO | - | MRO-Manitoba Hydro | MW | Prospective Excess/Shortfall |  | 368.0779 | 91.6411 | 230.1998 | 451.4475 | 356.9889 | 140.6307 | 183.7752 | 131.9341 | 212.5013 | 265.8553 | 209.4753
2019 | CA | MRO | - | MRO-Manitoba Hydro | % | Existing-Certain and Net Firm Transfers Reserve Margin |  | 18.99% | 12.74% | 11.53% | 10.55% | 8.496% | 4.087% | 5.021% | 3.982% | 5.676% | 6.806% | 5.804%
2019 | CA | MRO | - | MRO-Manitoba Hydro | % | Anticipated Reserve Margin |  | 18.99% | 12.74% | 15.82% | 24.78% | 22.61% | 17.64% | 18.53% | 17.41% | 19.07% | 20.14% | 19.05%
2019 | CA | MRO | - | MRO-Manitoba Hydro | % | Prospective Reserve Margin |  | 20.17% | 14.03% | 17.11% | 21.96% | 19.81% | 14.96% | 15.85% | 14.75% | 16.41% | 17.5% | 16.3%
2019 | CA | MRO | - | MRO-Manitoba Hydro | Fraction | Reference Margin Level |  | 12% | 12% | 12% | 12% | 12% | 12% | 12% | 12% | 12% | 12% | 12%
2019 | CA | NPCC | - | NPCC-Maritimes | MW | Energy Efficiency and Conservation |  | 72.1 | 126.7 | 170 | 235.2 | 316.6 | 390.4 | 358.9 | 510.6 | 548.7 | 588.2 | 631.8
2019 | CA | NPCC | - | NPCC-Maritimes | MW | Total Installed Photovoltaic |  | 17.3 | 25.3 | 30.3 | 35.3 | 46.3 | 62.3 | 85.3 | 107.3 | 136.3 | 173.3 | 215.3
2019 | CA | NPCC | - | NPCC-Maritimes | MW | Photovoltaic On-Peak |  | 0 | 0 | 0 | 0 | 0 | 0 | 0 | 0 | 0 | 0 | 0
2019 | CA | NPCC | - | NPCC-Maritimes | MW | Total Internal Demand |  | 5684.2 | 5644.3 | 5673.3143 | 5664.419 | 5611.3267 | 5576.4375 | 5541.1348 | 5517.4322 | 5516.5457 | 5501.043 | 5481.3404
2019 | CA | NPCC | - | NPCC-Maritimes | MW | Controllable and Dispatchable Demand Response - Available |  | 270.3 | 277.3 | 277.1 | 276.9 | 276.6 | 276.3 | 276 | 275.7 | 275.3 | 274.9 | 274.4
2019 | CA | NPCC | - | NPCC-Maritimes | MW | Net Internal Demand |  | 5413.9 | 5367 | 5396.2143 | 5387.519 | 5334.7267 | 5300.1375 | 5265.1348 | 5241.7322 | 5241.2457 | 5226.143 | 5206.9404
2019 | CA | NPCC | - | NPCC-Maritimes | MW | Behind the Meter Generation - Capacity |  | 0 | 0 | 0 | 0 | 0 | 0 | 0 | 0 | 0 | 0 | 0
2019 | CA | NPCC | - | NPCC-Maritimes | MW | Other Capacity Adjustments - Additions |  | 0 | 0 | 0 | 0 | 0 | 0 | 0 | 0 | 0 | 0 | 0
2019 | CA | NPCC | - | NPCC-Maritimes | MW | Other Capacity Adjustments - Reductions |  | 0 | 0 | 0 | 0 | 0 | 0 | 0 | 0 | 0 | 0 | 0
2019 | CA | NPCC | - | NPCC-Maritimes | MW | Confirmed Retirements |  | 0 | 33 | 33 | 33 | 33 | 33 | 33 | 33 | 33 | 33 | 33
2019 | CA | NPCC | - | NPCC-Maritimes | MW | Unconfirmed Retirements |  | 0 | 0 | 148 | 148 | 148 | 246 | 274 | 564 | 564 | 564 | 564
2019 | CA | NPCC | - | NPCC-Maritimes | MW | Scheduled Outages |  | 100 | 100 | 100 | 100 | 100 | 100 | 100 | 100 | 100 | 100 | 100
2019 | CA | NPCC | - | NPCC-Maritimes | MW | Transmission Limitations |  | 36.5 | 36.5 | 36.5 | 36.5 | 36.5 | 36.5 | 36.5 | 36.5 | 36.5 | 36.5 | 36.5
2019 | CA | NPCC | - | NPCC-Maritimes | MW | Existing-Certain |  | 6633.511 | 6633.511 | 6633.511 | 6633.511 | 6632.375 | 6630.175 | 6630.175 | 6630.175 | 6520.175 | 6517.925 | 6517.925
2019 | CA | NPCC | - | NPCC-Maritimes | MW | Existing-Other |  | 0 | 0 | 0 | 0 | 0 | 0 | 0 | 0 | 0 | 0 | 0
2019 | CA | NPCC | - | NPCC-Maritimes | MW | Additions - Tier 1 |  | 1 | 5.4 | 27.4 | 49.8 | 49.8 | 49.8 | 49.8 | 49.8 | 49.8 | 49.8 | 49.8
2019 | CA | NPCC | - | NPCC-Maritimes | MW | Additions - Tier 2 |  | 0 | 0 | 0 | 0 | 0 | 0 | 0 | 0 | 0 | 0 | 0
2019 | CA | NPCC | - | NPCC-Maritimes | MW | Additions - Tier 3 |  | 0 | 9 | 9 | 9 | 9 | 9 | 9 | 9 | 9 | 9 | 9
2019 | CA | NPCC | - | NPCC-Maritimes | MW | Firm Imports |  | 0 | 0 | 0 | 0 | 0 | 0 | 0 | 0 | 0 | 0 | 0
2019 | CA | NPCC | - | NPCC-Maritimes | MW | Firm Exports |  | 110 | 69 | 66 | 149 | 0 | 0 | 0 | 0 | 0 | 0 | 0
2019 | CA | NPCC | - | NPCC-Maritimes | MW | Net Firm Capacity Transfers |  | -110 | -69 | -66 | -149 | 0 | 0 | 0 | 0 | 0 | 0 | 0
2019 | CA | NPCC | - | NPCC-Maritimes | MW | Expected Imports |  | 0 | 153 | 153 | 153 | 153 | 153 | 153 | 153 | 153 | 153 | 153
2019 | CA | NPCC | - | NPCC-Maritimes | MW | Expected Exports |  | 0 | 0 | 0 | 0 | 0 | 0 | 0 | 0 | 0 | 0 | 0
2019 | CA | NPCC | - | NPCC-Maritimes | MW | Net Expected Transfers |  | 0 | 153 | 153 | 153 | 153 | 153 | 153 | 153 | 153 | 153 | 153
2019 | CA | NPCC | - | NPCC-Maritimes | MW | Existing-Certain & Net Firm Transfers |  | 6523.511 | 6564.511 | 6567.511 | 6484.511 | 6632.375 | 6630.175 | 6630.175 | 6630.175 | 6520.175 | 6517.925 | 6517.925
2019 | CA | NPCC | - | NPCC-Maritimes | MW | Anticipated Resources |  | 6524.511 | 6569.911 | 6594.911 | 6534.311 | 6682.175 | 6679.975 | 6679.975 | 6679.975 | 6569.975 | 6567.725 | 6567.725
2019 | CA | NPCC | - | NPCC-Maritimes | MW | Prospective Resources |  | 6524.511 | 6722.911 | 6599.911 | 6539.311 | 6687.175 | 6586.975 | 6558.975 | 6268.975 | 6158.975 | 6156.725 | 6156.725
2019 | CA | NPCC | - | NPCC-Maritimes | MW | Existing-Certain and Net Firm Transfers Excess/Shortfall |  | 26.831 | 124.111 | 92.0538 | 19.4882 | 230.7029 | 270.01 | 312.0132 | 340.0964 | 230.6801 | 246.5533 | 269.5965
2019 | CA | NPCC | - | NPCC-Maritimes | MW | Anticipated Excess/Shortfall |  | 27.831 | 129.511 | 119.4538 | 69.2882 | 280.5029 | 319.81 | 361.8132 | 389.8964 | 280.4801 | 296.3533 | 319.3965
2019 | CA | NPCC | - | NPCC-Maritimes | MW | Prospective Excess/Shortfall |  | 27.831 | 282.511 | 124.4538 | 74.2882 | 285.5029 | 226.81 | 240.8132 | -21.1036 | -130.5199 | -114.6467 | -91.6035
2019 | CA | NPCC | - | NPCC-Maritimes | % | Existing-Certain and Net Firm Transfers Reserve Margin |  | 20.5% | 22.31% | 21.71% | 20.36% | 24.32% | 25.09% | 25.93% | 26.49% | 24.4% | 24.72% | 25.18%
2019 | CA | NPCC | - | NPCC-Maritimes | % | Anticipated Reserve Margin |  | 20.51% | 22.41% | 22.21% | 21.29% | 25.26% | 26.03% | 26.87% | 27.44% | 25.35% | 25.67% | 26.13%
2019 | CA | NPCC | - | NPCC-Maritimes | % | Prospective Reserve Margin |  | 20.51% | 25.26% | 22.31% | 21.38% | 25.35% | 24.28% | 24.57% | 19.6% | 17.51% | 17.81% | 18.24%
2019 | CA | NPCC | - | NPCC-Maritimes | Fraction | Reference Margin Level |  | 20% | 20% | 20% | 20% | 20% | 20% | 20% | 20% | 20% | 20% | 20%
2019 | US | MRO | - | MRO-MISO | MW | Energy Efficiency and Conservation |  | 312.3 | 312.3 | 312.3 | 312.3 | 312.3 | 312.3 | 312.3 | 312.3 | 312.3 | 312.3 | 312.3
2019 | US | MRO | - | MRO-MISO | MW | Total Installed Photovoltaic |  | 411 | 411 | 411 | 411 | 411 | 411 | 411 | 411 | 411 | 411 | 411
2019 | US | MRO | - | MRO-MISO | MW | Photovoltaic On-Peak |  | 205.5 | 205.5 | 205.5 | 205.5 | 205.5 | 205.5 | 205.5 | 205.5 | 205.5 | 205.5 | 205.5
2019 | US | MRO | - | MRO-MISO | MW | Total Internal Demand |  | 103754.5233 | 104257.252 | 104862.4275 | 105100.83 | 105414.7954 | 105692.1795 | 105776.2877 | 106040.0378 | 106524.1398 | 106833.7846 | 107181.517
2019 | US | MRO | - | MRO-MISO | MW | Controllable and Dispatchable Demand Response - Available |  | 5505.5 | 5212.4 | 5204.7 | 5216.3 | 5220.8 | 5227.2 | 5232.4 | 5237.3 | 5242.3 | 5247.3 | 5247.3
2019 | US | MRO | - | MRO-MISO | MW | Net Internal Demand |  | 98249.0233 | 99044.852 | 99657.7275 | 99884.53 | 100193.9954 | 100464.9795 | 100543.8877 | 100802.7378 | 101281.8398 | 101586.4846 | 101934.217
2019 | US | MRO | - | MRO-MISO | MW | Behind the Meter Generation - Capacity |  | 4579.7 | 4141.5148 | 4135.3148 | 4245.3148 | 4135.3148 | 4121.4148 | 4121.4148 | 4119.7148 | 4087.4148 | 4072.7148 | 4046.2815
2019 | US | MRO | - | MRO-MISO | MW | Other Capacity Adjustments - Additions |  | 0 | 0 | 0 | 0 | 0 | 0 | 0 | 0 | 0 | 0 | 0
2019 | US | MRO | - | MRO-MISO | MW | Other Capacity Adjustments - Reductions |  | 0 | 0 | 0 | 0 | 0 | 0 | 0 | 0 | 0 | 0 | 0
2019 | US | MRO | - | MRO-MISO | MW | Confirmed Retirements |  | 14771.5 | 14771.5 | 14771.5 | 14771.5 | 14771.5 | 14771.5 | 14771.5 | 14771.5 | 14771.5 | 14771.5 | 14771.5
2019 | US | MRO | - | MRO-MISO | MW | Unconfirmed Retirements |  | 0 | 4180.05 | 4111.65 | 2662.6 | 5054.3 | 5707.4 | 6399 | 6751 | 7292.4 | 8393.5 | 8393.5
2019 | US | MRO | - | MRO-MISO | MW | Scheduled Outages |  | 0 | 0 | 0 | 0 | 0 | 0 | 0 | 0 | 0 | 0 | 0
2019 | US | MRO | - | MRO-MISO | MW | Transmission Limitations |  | 2461.7963 | 2572.5057 | 4859.672 | 4517.0855 | 3832.9415 | 3677.8444 | 3389.0615 | 2355.7444 | 2186.6924 | 2192.9627 | 2082.3515
2019 | US | MRO | - | MRO-MISO | MW | Existing-Certain |  | 144423.4067 | 142418.2122 | 138148.8459 | 137552.3923 | 136038.0363 | 134316.2334 | 134155.7163 | 133169.8431 | 132312.7251 | 131980.0548 | 132064.2327
2019 | US | MRO | - | MRO-MISO | MW | Existing-Other |  | 1623.1 | 1623.1 | 1623.1 | 1623.1 | 1591.9 | 1591.9 | 1591.9 | 1591.9 | 1591.9 | 1591.9 | 1591.9
2019 | US | MRO | - | MRO-MISO | MW | Additions - Tier 1 |  | 777.908 | 2406.2944 | 5482.7944 | 6610.0944 | 6710.0944 | 6830.2944 | 6830.2944 | 6830.2944 | 6830.2944 | 6830.2944 | 6830.2944
2019 | US | MRO | - | MRO-MISO | MW | Additions - Tier 2 |  | 287.3 | 614.1482 | 1745.7271 | 2723.7587 | 19515.7004 | 25706.3933 | 26231.3933 | 26231.3933 | 26231.3933 | 26231.3933 | 26231.3933
2019 | US | MRO | - | MRO-MISO | MW | Additions - Tier 3 |  | 107.0016 | 1455.8616 | 3539.2256 | 5116.6512 | 6330.2256 | 8434.4556 | 8516.0232 | 9796.2352 | 10268.3612 | 11040.848 | 11040.848
2019 | US | MRO | - | MRO-MISO | MW | Firm Imports |  | 3913.8 | 3792.7567 | 3792.7567 | 3959.7567 | 3959.7567 | 3959.7567 | 3959.7567 | 3509.7567 | 3509.7567 | 3509.7567 | 3509.7567
2019 | US | MRO | - | MRO-MISO | MW | Firm Exports |  | 4296.4 | 3866.9 | 4764.3 | 4765.3 | 4766.3 | 4768.3 | 4430.3 | 4421.3 | 4422.3 | 4424.3 | 4426.3
2019 | US | MRO | - | MRO-MISO | MW | Net Firm Capacity Transfers |  | -382.6 | -74.1433 | -971.5433 | -805.5433 | -806.5433 | -808.5433 | -470.5433 | -911.5433 | -912.5433 | -914.5433 | -916.5433
2019 | US | MRO | - | MRO-MISO | MW | Expected Imports |  | 0 | 0 | 0 | 0 | 0 | 0 | 0 | 0 | 0 | 0 | 0
2019 | US | MRO | - | MRO-MISO | MW | Expected Exports |  | 0 | 0 | 0 | 0 | 0 | 0 | 0 | 0 | 0 | 0 | 0
2019 | US | MRO | - | MRO-MISO | MW | Net Expected Transfers |  | 0 | 0 | 0 | 0 | 0 | 0 | 0 | 0 | 0 | 0 | 0
2019 | US | MRO | - | MRO-MISO | MW | Existing-Certain & Net Firm Transfers |  | 144040.8067 | 142344.0689 | 137177.3026 | 136746.849 | 135231.493 | 133507.6901 | 133685.173 | 132258.2998 | 131400.1818 | 131065.5115 | 131147.6894
2019 | US | MRO | - | MRO-MISO | MW | Anticipated Resources |  | 144818.7147 | 144750.3633 | 142660.097 | 143356.9434 | 141941.5874 | 140337.9845 | 140515.4674 | 139088.5942 | 138230.4762 | 137895.8059 | 137977.9838
2019 | US | MRO | - | MRO-MISO | MW | Prospective Resources |  | 146729.1147 | 142807.5615 | 141917.274 | 145041.2021 | 157994.8878 | 161928.8778 | 161939.7607 | 160160.8875 | 158761.3695 | 157325.5992 | 157407.7771
2019 | US | MRO | - | MRO-MISO | MW | Existing-Certain and Net Firm Transfers Excess/Shortfall |  | 29285.9474 | 26659.6817 | 20777.0768 | 20081.718 | 18204.9064 | 16164.594 | 16249.9122 | 14520.702 | 13102.9929 | 12412.4975 | 12088.5239
2019 | US | MRO | - | MRO-MISO | MW | Anticipated Excess/Shortfall |  | 30063.8554 | 29065.9761 | 26259.8712 | 26691.8124 | 24915.0008 | 22994.8884 | 23080.2066 | 21350.9964 | 19933.2873 | 19242.7919 | 18918.8183
2019 | US | MRO | - | MRO-MISO | MW | Prospective Excess/Shortfall |  | 31974.2554 | 27123.1743 | 25517.0483 | 28376.0711 | 40968.3012 | 44585.7817 | 44504.4998 | 42423.2897 | 40464.1806 | 38672.5851 | 38348.6116
2019 | US | MRO | - | MRO-MISO | % | Existing-Certain and Net Firm Transfers Reserve Margin |  | 46.61% | 43.72% | 37.65% | 36.9% | 34.97% | 32.89% | 32.96% | 31.21% | 29.74% | 29.02% | 28.66%
2019 | US | MRO | - | MRO-MISO | % | Anticipated Reserve Margin |  | 47.4% | 46.15% | 43.15% | 43.52% | 41.67% | 39.69% | 39.76% | 37.98% | 36.48% | 35.74% | 35.36%
2019 | US | MRO | - | MRO-MISO | % | Prospective Reserve Margin |  | 49.34% | 44.18% | 42.4% | 45.21% | 57.69% | 61.18% | 61.06% | 58.89% | 56.75% | 54.87% | 54.42%
2019 | US | MRO | - | MRO-MISO | Fraction | Reference Margin Level |  | 16.8% | 16.8% | 16.8% | 16.8% | 16.8% | 16.8% | 16.8% | 16.8% | 16.8% | 16.8% | 16.8%
2019 | CA | MRO | - | MRO-SaskPower | MW | Energy Efficiency and Conservation |  | 156.2142 | 158.2288 | 160.173 | 169.8515 | 172.7726 | 175.6173 | 178.5529 | 181.4841 | 184.4065 | 187.3251 | 190.1523
2019 | CA | MRO | - | MRO-SaskPower | MW | Total Installed Photovoltaic |  | 21 | 29 | 37 | 37 | 37 | 37 | 37 | 37 | 37 | 37 | 37
2019 | CA | MRO | - | MRO-SaskPower | MW | Photovoltaic On-Peak |  | 0 | 0 | 0 | 0 | 0 | 0 | 0 | 0 | 0 | 0 | 0
2019 | CA | MRO | - | MRO-SaskPower | MW | Total Internal Demand |  | 3803 | 3846 | 3881 | 3923 | 3946 | 3968 | 3930 | 3955 | 3973 | 3995 | 4031
2019 | CA | MRO | - | MRO-SaskPower | MW | Controllable and Dispatchable Demand Response - Available |  | 85 | 85 | 85 | 85 | 85 | 85 | 85 | 85 | 85 | 85 | 85
2019 | CA | MRO | - | MRO-SaskPower | MW | Net Internal Demand |  | 3718 | 3761 | 3796 | 3838 | 3861 | 3883 | 3845 | 3870 | 3888 | 3910 | 3946
2019 | CA | MRO | - | MRO-SaskPower | MW | Behind the Meter Generation - Capacity |  | 0 | 0 | 0 | 0 | 0 | 0 | 0 | 0 | 0 | 0 | 0
2019 | CA | MRO | - | MRO-SaskPower | MW | Other Capacity Adjustments - Additions |  | 0 | 0 | 0 | 0 | 0 | 0 | 0 | 0 | 0 | 0 | 0
2019 | CA | MRO | - | MRO-SaskPower | MW | Other Capacity Adjustments - Reductions |  | 0 | 0 | 0 | 0 | 0 | 0 | 0 | 0 | 0 | 0 | 0
2019 | CA | MRO | - | MRO-SaskPower | MW | Confirmed Retirements |  | 0 | 0 | 0 | 139 | 139 | 236.24 | 375.24 | 375.24 | 380.44 | 382.56 | 398.16
2019 | CA | MRO | - | MRO-SaskPower | MW | Unconfirmed Retirements |  | 0 | 0 | 0 | 139 | 216.2 | 216.2 | 355.2 | 355.2 | 395.5 | 679.8 | 679.8
2019 | CA | MRO | - | MRO-SaskPower | MW | Scheduled Outages |  | 48 | 112 | 111 | 68 | 102 | 40 | 47 | 15 | 15 | 91 | 0
2019 | CA | MRO | - | MRO-SaskPower | MW | Transmission Limitations |  | 0 | 0 | 0 | 0 | 0 | 0 | 0 | 0 | 0 | 0 | 0
2019 | CA | MRO | - | MRO-SaskPower | MW | Existing-Certain |  | 4222.38 | 4158.38 | 4159.38 | 4063.38 | 3934.38 | 3994.14 | 3848.14 | 3880.14 | 3874.94 | 3723.82 | 3814.82
2019 | CA | MRO | - | MRO-SaskPower | MW | Existing-Other |  | 0 | 0 | 0 | 0 | 0 | 0 | 0 | 0 | 0 | 0 | 0
2019 | CA | MRO | - | MRO-SaskPower | MW | Additions - Tier 1 |  | 352.5 | 354.5 | 389.9 | 434.9 | 434.9 | 434.9 | 787.4 | 787.4 | 787.4 | 787.4 | 787.4
2019 | CA | MRO | - | MRO-SaskPower | MW | Additions - Tier 2 |  | 0 | 0 | 0 | 0 | 0 | 0 | 0 | 698 | 698 | 1396 | 1396
2019 | CA | MRO | - | MRO-SaskPower | MW | Additions - Tier 3 |  | 0 | 0 | 7 | 7 | 47 | 47 | 47 | 47 | 47 | 87 | 87
2019 | CA | MRO | - | MRO-SaskPower | MW | Firm Imports |  | 25 | 125 | 125 | 100 | 100 | 100 | 100 | 100 | 100 | 100 | 100
2019 | CA | MRO | - | MRO-SaskPower | MW | Firm Exports |  | 0 | 0 | 0 | 0 | 0 | 0 | 0 | 0 | 0 | 0 | 0
2019 | CA | MRO | - | MRO-SaskPower | MW | Net Firm Capacity Transfers |  | 25 | 125 | 125 | 100 | 100 | 100 | 100 | 100 | 100 | 100 | 100
2019 | CA | MRO | - | MRO-SaskPower | MW | Expected Imports |  | 0 | 0 | 0 | 190 | 190 | 190 | 190 | 190 | 190 | 190 | 190
2019 | CA | MRO | - | MRO-SaskPower | MW | Expected Exports |  | 0 | 0 | 0 | 0 | 0 | 0 | 0 | 0 | 0 | 0 | 0
2019 | CA | MRO | - | MRO-SaskPower | MW | Net Expected Transfers |  | 0 | 0 | 0 | 190 | 190 | 190 | 190 | 190 | 190 | 190 | 190
2019 | CA | MRO | - | MRO-SaskPower | MW | Existing-Certain & Net Firm Transfers |  | 4247.38 | 4283.38 | 4284.38 | 4163.38 | 4034.38 | 4094.14 | 3948.14 | 3980.14 | 3974.94 | 3823.82 | 3914.82
2019 | CA | MRO | - | MRO-SaskPower | MW | Anticipated Resources |  | 4599.88 | 4637.88 | 4674.28 | 4598.28 | 4469.28 | 4529.04 | 4735.54 | 4767.54 | 4762.34 | 4611.22 | 4702.22
2019 | CA | MRO | - | MRO-SaskPower | MW | Prospective Resources |  | 4599.88 | 4637.88 | 4674.28 | 4649.28 | 4443.08 | 4502.84 | 4570.34 | 5300.34 | 5254.84 | 5517.42 | 5608.42
2019 | CA | MRO | - | MRO-SaskPower | MW | Existing-Certain and Net Firm Transfers Excess/Shortfall |  | 120.4 | 108.67 | 70.82 | -96.8 | -251.33 | -215.99 | -319.81 | -315.56 | -340.74 | -516.28 | -465.24
2019 | CA | MRO | - | MRO-SaskPower | MW | Anticipated Excess/Shortfall |  | 472.9 | 463.17 | 460.72 | 338.1 | 183.57 | 218.91 | 467.59 | 471.84 | 446.66 | 271.12 | 322.16
2019 | CA | MRO | - | MRO-SaskPower | MW | Prospective Excess/Shortfall |  | 472.9 | 463.17 | 460.72 | 389.1 | 157.37 | 192.71 | 302.39 | 1004.64 | 939.16 | 1177.32 | 1228.36
2019 | CA | MRO | - | MRO-SaskPower | % | Existing-Certain and Net Firm Transfers Reserve Margin |  | 14.24% | 13.89% | 12.87% | 8.478% | 4.491% | 5.438% | 2.682% | 2.846% | 2.236% | -2.204% | -0.7902%
2019 | CA | MRO | - | MRO-SaskPower | % | Anticipated Reserve Margin |  | 23.72% | 23.32% | 23.14% | 19.81% | 15.75% | 16.64% | 23.16% | 23.19% | 22.49% | 17.93% | 19.16%
2019 | CA | MRO | - | MRO-SaskPower | % | Prospective Reserve Margin |  | 23.72% | 23.32% | 23.14% | 21.14% | 15.08% | 15.96% | 18.86% | 36.96% | 35.16% | 41.11% | 42.13%
2019 | CA | MRO | - | MRO-SaskPower | Fraction | Reference Margin Level |  | 11% | 11% | 11% | 11% | 11% | 11% | 11% | 11% | 11% | 11% | 11%
2019 | US | NPCC | - | NPCC-New England | MW | Energy Efficiency and Conservation |  | 2668 | 3062.9 | 3422.6 | 3749.9 | 4043.8 | 4302.8 | 4527.2 | 4717.9 | 4877.1 | 5008 | 5142.4
2019 | US | NPCC | - | NPCC-New England | MW | Total Installed Photovoltaic |  | 2010.6196 | 2295.9823 | 2588.9349 | 2857.5643 | 3125.1391 | 3378.0874 | 3601.8845 | 3814.4007 | 4010.7759 | 4184.7627 | 4251.9304
2019 | US | NPCC | - | NPCC-New England | MW | Photovoltaic On-Peak |  | 0 | 0 | 0 | 0 | 0 | 0 | 0 | 0 | 0 | 0 | 0
2019 | US | NPCC | - | NPCC-New England | MW | Total Internal Demand |  | 20476 | 20215 | 19997 | 19808 | 19654 | 19528 | 19436 | 19380 | 19360 | 19368 | 19376
2019 | US | NPCC | - | NPCC-New England | MW | Controllable and Dispatchable Demand Response - Available |  | 496.577 | 434.291 | 611.228 | 685.554 | 685.554 | 685.554 | 685.554 | 685.554 | 685.554 | 685.554 | 685.554
2019 | US | NPCC | - | NPCC-New England | MW | Net Internal Demand |  | 19979.423 | 19780.709 | 19385.772 | 19122.446 | 18968.446 | 18842.446 | 18750.446 | 18694.446 | 18674.446 | 18682.446 | 18690.446
2019 | US | NPCC | - | NPCC-New England | MW | Behind the Meter Generation - Capacity |  | 0 | 0 | 0 | 0 | 0 | 0 | 0 | 0 | 0 | 0 | 0
2019 | US | NPCC | - | NPCC-New England | MW | Other Capacity Adjustments - Additions |  | 0 | 0 | 0 | 0 | 0 | 0 | 0 | 0 | 0 | 0 | 0
2019 | US | NPCC | - | NPCC-New England | MW | Other Capacity Adjustments - Reductions |  | 0 | 0 | 0 | 0 | 0 | 0 | 0 | 0 | 0 | 0 | 0
2019 | US | NPCC | - | NPCC-New England | MW | Confirmed Retirements |  | 0 | 21.77 | 407.774 | 1046.037 | 1046.037 | 1046.037 | 1046.037 | 1046.037 | 1046.037 | 1046.037 | 1046.037
2019 | US | NPCC | - | NPCC-New England | MW | Unconfirmed Retirements |  | 0 | 0 | 0 | 0 | 0 | 0 | 0 | 0 | 0 | 0 | 0
2019 | US | NPCC | - | NPCC-New England | MW | Scheduled Outages |  | 453 | 0 | 0 | 0 | 0 | 0 | 0 | 0 | 0 | 0 | 0
2019 | US | NPCC | - | NPCC-New England | MW | Transmission Limitations |  | 0 | 0 | 0 | 0 | 0 | 0 | 0 | 0 | 0 | 0 | 0
2019 | US | NPCC | - | NPCC-New England | MW | Existing-Certain |  | 33120.336 | 33551.566 | 33165.562 | 32528.267 | 32528.267 | 32528.267 | 32528.267 | 32528.267 | 32528.267 | 32528.267 | 32528.267
2019 | US | NPCC | - | NPCC-New England | MW | Existing-Other |  | 188.895 | 188.895 | 188.895 | 187.927 | 187.927 | 187.927 | 187.927 | 187.927 | 187.927 | 187.927 | 187.927
2019 | US | NPCC | - | NPCC-New England | MW | Additions - Tier 1 |  | 12.06 | 136.54 | 136.54 | 204.04 | 204.04 | 204.04 | 204.04 | 204.04 | 204.04 | 204.04 | 204.04
2019 | US | NPCC | - | NPCC-New England | MW | Additions - Tier 2 |  | 0 | 0 | 492.383 | 1164.399 | 2606.399 | 3046.399 | 3046.399 | 3046.399 | 3046.399 | 3046.399 | 3046.399
2019 | US | NPCC | - | NPCC-New England | MW | Additions - Tier 3 |  | 228.145 | 400.032 | 750.032 | 1610.282 | 3716.682 | 3892.682 | 4834.682 | 4834.682 | 4834.682 | 4834.682 | 4834.682
2019 | US | NPCC | - | NPCC-New England | MW | Firm Imports |  | 1017 | 1622.037 | 1174 | 1142.69 | 82.8 | 82.8 | 82.8 | 82.8 | 82.8 | 82.8 | 82.8
2019 | US | NPCC | - | NPCC-New England | MW | Firm Exports |  | 0 | 0 | 0 | 0 | 0 | 0 | 0 | 0 | 0 | 0 | 0
2019 | US | NPCC | - | NPCC-New England | MW | Net Firm Capacity Transfers |  | 1017 | 1622.037 | 1174 | 1142.69 | 82.8 | 82.8 | 82.8 | 82.8 | 82.8 | 82.8 | 82.8
2019 | US | NPCC | - | NPCC-New England | MW | Expected Imports |  | 0 | 0 | 0 | 0 | 0 | 0 | 0 | 0 | 0 | 0 | 0
2019 | US | NPCC | - | NPCC-New England | MW | Expected Exports |  | 0 | 0 | 0 | 0 | 0 | 0 | 0 | 0 | 0 | 0 | 0
2019 | US | NPCC | - | NPCC-New England | MW | Net Expected Transfers |  | 0 | 0 | 0 | 0 | 0 | 0 | 0 | 0 | 0 | 0 | 0
2019 | US | NPCC | - | NPCC-New England | MW | Existing-Certain & Net Firm Transfers |  | 34137.336 | 35173.603 | 34339.562 | 33670.957 | 32611.067 | 32611.067 | 32611.067 | 32611.067 | 32611.067 | 32611.067 | 32611.067
2019 | US | NPCC | - | NPCC-New England | MW | Anticipated Resources |  | 34149.396 | 35310.143 | 34476.102 | 33874.997 | 32815.107 | 32815.107 | 32815.107 | 32815.107 | 32815.107 | 32815.107 | 32815.107
2019 | US | NPCC | - | NPCC-New England | MW | Prospective Resources |  | 34338.291 | 35499.038 | 35157.38 | 35227.323 | 35609.433 | 36049.433 | 36049.433 | 36049.433 | 36049.433 | 36049.433 | 36049.433
2019 | US | NPCC | - | NPCC-New England | MW | Existing-Certain and Net Firm Transfers Excess/Shortfall |  | 10481.6992 | 11733.4628 | 11464.351 | 11144.7156 | 10266.2376 | 10414.6656 | 10523.0416 | 10589.0096 | 10612.5696 | 10603.1456 | 10593.7216
2019 | US | NPCC | - | NPCC-New England | MW | Anticipated Excess/Shortfall |  | 10493.7592 | 11870.0028 | 11600.891 | 11348.7556 | 10470.2776 | 10618.7056 | 10727.0816 | 10793.0496 | 10816.6096 | 10807.1856 | 10797.7616
2019 | US | NPCC | - | NPCC-New England | MW | Prospective Excess/Shortfall |  | 10682.6542 | 12058.8978 | 12282.169 | 12701.0816 | 13264.6036 | 13853.0316 | 13961.4076 | 14027.3756 | 14050.9356 | 14041.5116 | 14032.0876
2019 | US | NPCC | - | NPCC-New England | % | Existing-Certain and Net Firm Transfers Reserve Margin |  | 70.86% | 77.82% | 77.14% | 76.08% | 71.92% | 73.07% | 73.92% | 74.44% | 74.63% | 74.55% | 74.48%
2019 | US | NPCC | - | NPCC-New England | % | Anticipated Reserve Margin |  | 70.92% | 78.51% | 77.84% | 77.15% | 73% | 74.16% | 75.01% | 75.53% | 75.72% | 75.65% | 75.57%
2019 | US | NPCC | - | NPCC-New England | % | Prospective Reserve Margin |  | 71.87% | 79.46% | 81.36% | 84.22% | 87.73% | 91.32% | 92.26% | 92.83% | 93.04% | 92.96% | 92.88%
2019 | US | NPCC | - | NPCC-New England | Fraction | Reference Margin Level |  | 18.4% | 18.5% | 18% | 17.8% | 17.8% | 17.8% | 17.8% | 17.8% | 17.8% | 17.8% | 17.8%
2019 | US | NPCC | - | NPCC-New York | MW | Energy Efficiency and Conservation |  | 186 | 386 | 576 | 770 | 975 | 1173 | 1416 | 1653 | 1846 | 2002 | 2163
2019 | US | NPCC | - | NPCC-New York | MW | Total Installed Photovoltaic |  | 2043 | 2397 | 2730 | 3032 | 3294 | 3513 | 3692 | 3838 | 3958 | 4055 | 4134
2019 | US | NPCC | - | NPCC-New York | MW | Photovoltaic On-Peak |  | 0 | 0 | 0 | 0 | 0 | 0 | 0 | 0 | 0 | 0 | 0
2019 | US | NPCC | - | NPCC-New York | MW | Total Internal Demand |  | 24123 | 23745 | 23457 | 23415 | 23381 | 23340 | 23297 | 23281 | 23307 | 23436 | 23550
2019 | US | NPCC | - | NPCC-New York | MW | Controllable and Dispatchable Demand Response - Available |  | 595.6 | 595.6 | 595.6 | 595.6 | 595.6 | 595.6 | 595.6 | 595.6 | 595.6 | 595.6 | 595.6
2019 | US | NPCC | - | NPCC-New York | MW | Net Internal Demand |  | 23527.4 | 23149.4 | 22861.4 | 22819.4 | 22785.4 | 22744.4 | 22701.4 | 22685.4 | 22711.4 | 22840.4 | 22954.4
2019 | US | NPCC | - | NPCC-New York | MW | Behind the Meter Generation - Capacity |  | 0 | 0 | 0 | 0 | 0 | 0 | 0 | 0 | 0 | 0 | 0
2019 | US | NPCC | - | NPCC-New York | MW | Other Capacity Adjustments - Additions |  | 0 | 0 | 0 | 0 | 0 | 0 | 0 | 0 | 0 | 0 | 0
2019 | US | NPCC | - | NPCC-New York | MW | Other Capacity Adjustments - Reductions |  | 0 | 0 | 0 | 0 | 0 | 0 | 0 | 0 | 0 | 0 | 0
2019 | US | NPCC | - | NPCC-New York | MW | Confirmed Retirements |  | 12.9 | 1038.8 | 2078.7 | 2078.7 | 2078.7 | 2078.7 | 2078.7 | 2078.7 | 2078.7 | 2078.7 | 2078.7
2019 | US | NPCC | - | NPCC-New York | MW | Unconfirmed Retirements |  | 0 | 0 | 0 | 0 | 0 | 0 | 0 | 0 | 0 | 0 | 0
2019 | US | NPCC | - | NPCC-New York | MW | Scheduled Outages |  | 0 | 0 | 0 | 0 | 0 | 0 | 0 | 0 | 0 | 0 | 0
2019 | US | NPCC | - | NPCC-New York | MW | Transmission Limitations |  | 0 | 0 | 0 | 0 | 0 | 0 | 0 | 0 | 0 | 0 | 0
2019 | US | NPCC | - | NPCC-New York | MW | Existing-Certain |  | 40214.6 | 39188.7 | 38148.8 | 38148.8 | 38148.8 | 38148.8 | 38148.8 | 38148.8 | 38148.8 | 38148.8 | 38148.8
2019 | US | NPCC | - | NPCC-New York | MW | Existing-Other |  | 0 | 0 | 0 | 0 | 0 | 0 | 0 | 0 | 0 | 0 | 0
2019 | US | NPCC | - | NPCC-New York | MW | Additions - Tier 1 |  | 99.3 | 1265.5 | 1331.1 | 1331.1 | 1331.1 | 1331.1 | 1331.1 | 1331.1 | 1331.1 | 1331.1 | 1331.1
2019 | US | NPCC | - | NPCC-New York | MW | Additions - Tier 2 |  | 22.7 | 826.2 | 1154.4 | 1154.4 | 1738.4 | 1738.4 | 1738.4 | 1738.4 | 1738.4 | 1738.4 | 1738.4
2019 | US | NPCC | - | NPCC-New York | MW | Additions - Tier 3 |  | 109 | 1330.2 | 2823.7 | 4022 | 4840.3 | 6043.1 | 6043.1 | 6043.1 | 6043.1 | 6043.1 | 6043.1
2019 | US | NPCC | - | NPCC-New York | MW | Firm Imports |  | 678 | 1219.2 | 1233 | 1236.9 | 1375 | 1375 | 1375 | 1375 | 1375 | 1375 | 1375
2019 | US | NPCC | - | NPCC-New York | MW | Firm Exports |  | 0 | 0 | 0 | 0 | 0 | 0 | 0 | 0 | 0 | 0 | 0
2019 | US | NPCC | - | NPCC-New York | MW | Net Firm Capacity Transfers |  | 678 | 1219.2 | 1233 | 1236.9 | 1375 | 1375 | 1375 | 1375 | 1375 | 1375 | 1375
2019 | US | NPCC | - | NPCC-New York | MW | Expected Imports |  | 0 | 0 | 0 | 0 | 0 | 0 | 0 | 0 | 0 | 0 | 0
2019 | US | NPCC | - | NPCC-New York | MW | Expected Exports |  | 0 | 0 | 0 | 0 | 0 | 0 | 0 | 0 | 0 | 0 | 0
2019 | US | NPCC | - | NPCC-New York | MW | Net Expected Transfers |  | 0 | 0 | 0 | 0 | 0 | 0 | 0 | 0 | 0 | 0 | 0
2019 | US | NPCC | - | NPCC-New York | MW | Existing-Certain & Net Firm Transfers |  | 40892.6 | 40407.9 | 39381.8 | 39385.7 | 39523.8 | 39523.8 | 39523.8 | 39523.8 | 39523.8 | 39523.8 | 39523.8
2019 | US | NPCC | - | NPCC-New York | MW | Anticipated Resources |  | 40991.9 | 41673.4 | 40712.9 | 40716.8 | 40854.9 | 40854.9 | 40854.9 | 40854.9 | 40854.9 | 40854.9 | 40854.9
2019 | US | NPCC | - | NPCC-New York | MW | Prospective Resources |  | 41014.6 | 42499.6 | 41867.3 | 41871.2 | 42593.3 | 42593.3 | 42593.3 | 42593.3 | 42593.3 | 42593.3 | 42593.3
2019 | US | NPCC | - | NPCC-New York | MW | Existing-Certain and Net Firm Transfers Excess/Shortfall |  | 13836.09 | 13786.09 | 13091.19 | 13143.39 | 13320.59 | 13367.74 | 13417.19 | 13435.59 | 13405.69 | 13257.34 | 13126.24
2019 | US | NPCC | - | NPCC-New York | MW | Anticipated Excess/Shortfall |  | 13935.39 | 15051.59 | 14422.29 | 14474.49 | 14651.69 | 14698.84 | 14748.29 | 14766.69 | 14736.79 | 14588.44 | 14457.34
2019 | US | NPCC | - | NPCC-New York | MW | Prospective Excess/Shortfall |  | 13958.09 | 15877.79 | 15576.69 | 15628.89 | 16390.09 | 16437.24 | 16486.69 | 16505.09 | 16475.19 | 16326.84 | 16195.74
2019 | US | NPCC | - | NPCC-New York | % | Existing-Certain and Net Firm Transfers Reserve Margin |  | 73.81% | 74.55% | 72.26% | 72.6% | 73.46% | 73.77% | 74.1% | 74.23% | 74.03% | 73.04% | 72.18%
2019 | US | NPCC | - | NPCC-New York | % | Anticipated Reserve Margin |  | 74.23% | 80.02% | 78.09% | 78.43% | 79.3% | 79.63% | 79.97% | 80.09% | 79.89% | 78.87% | 77.98%
2019 | US | NPCC | - | NPCC-New York | % | Prospective Reserve Margin |  | 74.33% | 83.59% | 83.14% | 83.49% | 86.93% | 87.27% | 87.62% | 87.76% | 87.54% | 86.48% | 85.56%
2019 | US | NPCC | - | NPCC-New York | Fraction | Reference Margin Level |  | 15% | 15% | 15% | 15% | 15% | 15% | 15% | 15% | 15% | 15% | 15%
2019 | CA | NPCC | - | NPCC-Ontario | MW | Energy Efficiency and Conservation |  | 262.1496 | 472.7009 | 500.5874 | 556.504 | 631.6241 | 675.3923 | 733.3892 | 765.2273 | 829.6741 | 868.7876 | 917.8297
2019 | CA | NPCC | - | NPCC-Ontario | MW | Total Installed Photovoltaic |  | 3618.2014 | 3703.0394 | 3703.0394 | 3709.4394 | 3709.7644 | 3722.1144 | 3728.7644 | 3728.7644 | 3728.7644 | 3728.7644 | 3728.7644
2019 | CA | NPCC | - | NPCC-Ontario | MW | Photovoltaic On-Peak |  | 1331.7258 | 1403.0638 | 1403.0638 | 1409.4638 | 1409.7888 | 1422.1388 | 1428.7888 | 1428.7888 | 1428.7888 | 1428.7888 | 1428.7888
2019 | CA | NPCC | - | NPCC-Ontario | MW | Total Internal Demand |  | 21106 | 21185.1038 | 21264.2077 | 21280.7643 | 21314.1912 | 21643.8977 | 21654.8216 | 21812.8574 | 22042.7229 | 22157.1314 | 22432.4044
2019 | CA | NPCC | - | NPCC-Ontario | MW | Controllable and Dispatchable Demand Response - Available |  | 924.1906 | 924.1906 | 924.1906 | 924.1906 | 924.1906 | 924.1906 | 924.1906 | 924.1906 | 924.1906 | 924.1906 | 924.1906
2019 | CA | NPCC | - | NPCC-Ontario | MW | Net Internal Demand |  | 20181.8093 | 20260.9132 | 20340.0171 | 20356.5736 | 20390.0006 | 20719.707 | 20730.631 | 20888.6668 | 21118.5323 | 21232.9408 | 21508.2138
2019 | CA | NPCC | - | NPCC-Ontario | MW | Behind the Meter Generation - Capacity |  | 0 | 0 | 0 | 0 | 0 | 0 | 0 | 0 | 0 | 0 | 0
2019 | CA | NPCC | - | NPCC-Ontario | MW | Other Capacity Adjustments - Additions |  | 0 | 0 | 0 | 0 | 0 | 0 | 0 | 0 | 0 | 0 | 0
2019 | CA | NPCC | - | NPCC-Ontario | MW | Other Capacity Adjustments - Reductions |  | 0 | 0 | 0 | 0 | 0 | 0 | 0 | 0 | 0 | 0 | 0
2019 | CA | NPCC | - | NPCC-Ontario | MW | Confirmed Retirements |  | 0 | 0 | 0 | 0 | 0 | 0 | 0 | 0 | 0 | 0 | 0
2019 | CA | NPCC | - | NPCC-Ontario | MW | Unconfirmed Retirements |  | 0 | 0 | 0 | 0 | 0 | 0 | 0 | 0 | 0 | 0 | 0
2019 | CA | NPCC | - | NPCC-Ontario | MW | Scheduled Outages |  | 2384 | 0 | 0 | 0 | 0 | 0 | 0 | 0 | 0 | 0 | 0
2019 | CA | NPCC | - | NPCC-Ontario | MW | Transmission Limitations |  | 0 | 0 | 0 | 0 | 0 | 0 | 0 | 0 | 0 | 0 | 0
2019 | CA | NPCC | - | NPCC-Ontario | MW | Existing-Certain |  | 26826.5162 | 29210.5162 | 28332.5162 | 26538.6293 | 27344.6293 | 25384.7905 | 25384.7905 | 26207.4174 | 26981.2562 | 26165.9962 | 26985.2562
2019 | CA | NPCC | - | NPCC-Ontario | MW | Existing-Other |  | 0 | 0 | 0 | 0 | 0 | 0 | 0 | 0 | 0 | 0 | 0
2019 | CA | NPCC | - | NPCC-Ontario | MW | Additions - Tier 1 |  | 0 | 1186.7684 | 1186.7684 | 1186.7684 | 1186.7684 | 1186.7684 | 1186.7684 | 1186.7684 | 1186.7684 | 1186.7684 | 1186.7684
2019 | CA | NPCC | - | NPCC-Ontario | MW | Additions - Tier 2 |  | 0 | 0 | 0 | 0 | 0 | 0 | 0 | 0 | 0 | 0 | 0
2019 | CA | NPCC | - | NPCC-Ontario | MW | Additions - Tier 3 |  | 0 | 0 | 0 | 0 | 0 | 0 | 0 | 0 | 0 | 0 | 0
2019 | CA | NPCC | - | NPCC-Ontario | MW | Firm Imports |  | 0 | 0 | 0 | 0 | 0 | 0 | 0 | 0 | 0 | 0 | 0
2019 | CA | NPCC | - | NPCC-Ontario | MW | Firm Exports |  | 500 | 500 | 500 | 500 | 0 | 0 | 0 | 0 | 0 | 0 | 0
2019 | CA | NPCC | - | NPCC-Ontario | MW | Net Firm Capacity Transfers |  | -500 | -500 | -500 | -500 | 0 | 0 | 0 | 0 | 0 | 0 | 0
2019 | CA | NPCC | - | NPCC-Ontario | MW | Expected Imports |  | 0 | 0 | 0 | 0 | 0 | 0 | 0 | 0 | 0 | 0 | 0
2019 | CA | NPCC | - | NPCC-Ontario | MW | Expected Exports |  | 0 | 0 | 0 | 0 | 0 | 0 | 0 | 0 | 0 | 0 | 0
2019 | CA | NPCC | - | NPCC-Ontario | MW | Net Expected Transfers |  | 0 | 0 | 0 | 0 | 0 | 0 | 0 | 0 | 0 | 0 | 0
2019 | CA | NPCC | - | NPCC-Ontario | MW | Existing-Certain & Net Firm Transfers |  | 26326.5162 | 28710.5162 | 27832.5162 | 26038.6293 | 27344.6293 | 25384.7905 | 25384.7905 | 26207.4174 | 26981.2562 | 26165.9962 | 26985.2562
2019 | CA | NPCC | - | NPCC-Ontario | MW | Anticipated Resources |  | 26326.5162 | 29897.2846 | 29019.2846 | 27225.3977 | 28531.3977 | 26571.5588 | 26571.5588 | 27394.1857 | 28168.0246 | 27352.7646 | 28172.0246
2019 | CA | NPCC | - | NPCC-Ontario | MW | Prospective Resources |  | 26326.5162 | 29897.2846 | 29019.2846 | 27225.3977 | 28531.3977 | 26571.5588 | 26571.5588 | 27394.1857 | 28168.0246 | 27352.7646 | 28172.0246
2019 | CA | NPCC | - | NPCC-Ontario | MW | Existing-Certain and Net Firm Transfers Excess/Shortfall |  | 818.1183 | -14.7684 | -152.7684 | -1038.7684 | -1444.7684 | -1404.7684 | -1714.7684 | -1840.7684 | -1228.7684 | -1014.7684 | -603.7684
2019 | CA | NPCC | - | NPCC-Ontario | MW | Anticipated Excess/Shortfall |  | 818.1183 | 1172 | 1034 | 148 | -258 | -218 | -528 | -654 | -42 | 172 | 583
2019 | CA | NPCC | - | NPCC-Ontario | MW | Prospective Excess/Shortfall |  | 818.1183 | 1172 | 1034 | 148 | -258 | -218 | -528 | -654 | -42 | 172 | 583
2019 | CA | NPCC | - | NPCC-Ontario | % | Existing-Certain and Net Firm Transfers Reserve Margin |  | 30.45% | 41.7% | 36.84% | 27.91% | 34.11% | 22.52% | 22.45% | 25.46% | 27.76% | 23.23% | 25.46%
2019 | CA | NPCC | - | NPCC-Ontario | % | Anticipated Reserve Margin |  | 30.45% | 47.56% | 42.67% | 33.74% | 39.93% | 28.24% | 28.18% | 31.14% | 33.38% | 28.82% | 30.98%
2019 | CA | NPCC | - | NPCC-Ontario | % | Prospective Reserve Margin |  | 30.45% | 47.56% | 42.67% | 33.74% | 39.93% | 28.24% | 28.18% | 31.14% | 33.38% | 28.82% | 30.98%
2019 | CA | NPCC | - | NPCC-Ontario | Fraction | Reference Margin Level |  | 26.39% | 41.78% | 37.59% | 33.02% | 41.19% | 29.3% | 30.72% | 34.27% | 33.58% | 28.01% | 28.27%
2019 | CA | NPCC | - | NPCC-Quebec | MW | Energy Efficiency and Conservation |  | 0 | 0 | 0 | 0 | 0 | 0 | 0 | 0 | 0 | 0 | 0
2019 | CA | NPCC | - | NPCC-Quebec | MW | Total Installed Photovoltaic |  | 67 | 127 | 189 | 262 | 344 | 438 | 545 | 668 | 810 | 987 | 1204
2019 | CA | NPCC | - | NPCC-Quebec | MW | Photovoltaic On-Peak |  | 1 | 3 | 4 | 5 | 7 | 9 | 11 | 13 | 16 | 20 | 24
2019 | CA | NPCC | - | NPCC-Quebec | MW | Total Internal Demand |  | 38665.4577 | 39657.0285 | 40359.3815 | 40704.1096 | 40888.7694 | 41129.5242 | 41283.6267 | 41208.5102 | 41432.0578 | 41667.2838 | 41866.9472
2019 | CA | NPCC | - | NPCC-Quebec | MW | Controllable and Dispatchable Demand Response - Available |  | 2283.884 | 2748.3108 | 3185.8925 | 3459.8662 | 3806.6506 | 4072.1122 | 3972.594 | 3719.8975 | 3750.2308 | 3783.698 | 3792.298
2019 | CA | NPCC | - | NPCC-Quebec | MW | Net Internal Demand |  | 36381.5737 | 36908.7177 | 37173.489 | 37244.2434 | 37082.1187 | 37057.412 | 37311.0327 | 37488.6127 | 37681.827 | 37883.5858 | 38074.6493
2019 | CA | NPCC | - | NPCC-Quebec | MW | Behind the Meter Generation - Capacity |  | 0 | 0 | 0 | 0 | 0 | 0 | 0 | 0 | 0 | 0 | 0
2019 | CA | NPCC | - | NPCC-Quebec | MW | Other Capacity Adjustments - Additions |  | 0 | 0 | 0 | 0 | 0 | 0 | 0 | 0 | 0 | 0 | 0
2019 | CA | NPCC | - | NPCC-Quebec | MW | Other Capacity Adjustments - Reductions |  | 0 | 0 | 0 | 0 | 0 | 0 | 0 | 0 | 0 | 0 | 0
2019 | CA | NPCC | - | NPCC-Quebec | MW | Confirmed Retirements |  | 0 | 0 | 0 | 0 | 0 | 0 | 0 | 0 | 0 | 0 | 0
2019 | CA | NPCC | - | NPCC-Quebec | MW | Unconfirmed Retirements |  | 0 | 0 | 0 | 0 | 0 | 0 | 0 | 0 | 0 | 0 | 0
2019 | CA | NPCC | - | NPCC-Quebec | MW | Scheduled Outages |  | 0 | 0 | 0 | 0 | 0 | 0 | 0 | 0 | 0 | 0 | 0
2019 | CA | NPCC | - | NPCC-Quebec | MW | Transmission Limitations |  | 0 | 0 | 0 | 0 | 0 | 0 | 0 | 0 | 0 | 0 | 0
2019 | CA | NPCC | - | NPCC-Quebec | MW | Existing-Certain |  | 41916.9142 | 41916.9142 | 41916.9142 | 41916.9142 | 41916.9142 | 41916.9142 | 41916.9142 | 41877.4942 | 41825.3142 | 41777.8142 | 41729.8262
2019 | CA | NPCC | - | NPCC-Quebec | MW | Existing-Other |  | 0 | 0 | 0 | 0 | 0 | 0 | 0 | 0 | 0 | 0 | 0
2019 | CA | NPCC | - | NPCC-Quebec | MW | Additions - Tier 1 |  | 8.46 | 105.65 | 350.65 | 369.35 | 369.35 | 391.35 | 393.654 | 393.654 | 393.654 | 393.654 | 393.654
2019 | CA | NPCC | - | NPCC-Quebec | MW | Additions - Tier 2 |  | 0 | 0 | 0 | 0 | 0 | 0 | 0 | 0 | 0 | 0 | 0
2019 | CA | NPCC | - | NPCC-Quebec | MW | Additions - Tier 3 |  | 0 | 0 | 0 | 0 | 0 | 0 | 0 | 0 | 0 | 0 | 0
2019 | CA | NPCC | - | NPCC-Quebec | MW | Firm Imports |  | 500 | 500 | 500 | 500 | 0 | 0 | 0 | 0 | 0 | 0 | 0
2019 | CA | NPCC | - | NPCC-Quebec | MW | Firm Exports |  | 298 | 1041 | 999 | 917 | 145 | 145 | 145 | 145 | 145 | 145 | 145
2019 | CA | NPCC | - | NPCC-Quebec | MW | Net Firm Capacity Transfers |  | 202 | -541 | -499 | -417 | -145 | -145 | -145 | -145 | -145 | -145 | -145
2019 | CA | NPCC | - | NPCC-Quebec | MW | Expected Imports |  | 1100 | 1100 | 1100 | 1100 | 1100 | 1100 | 1100 | 1100 | 1100 | 1100 | 1100
2019 | CA | NPCC | - | NPCC-Quebec | MW | Expected Exports |  | 0 | 0 | 0 | 0 | 0 | 0 | 0 | 0 | 0 | 0 | 0
2019 | CA | NPCC | - | NPCC-Quebec | MW | Net Expected Transfers |  | 1100 | 1100 | 1100 | 1100 | 1100 | 1100 | 1100 | 1100 | 1100 | 1100 | 1100
2019 | CA | NPCC | - | NPCC-Quebec | MW | Existing-Certain & Net Firm Transfers |  | 42118.9142 | 41375.9142 | 41417.9142 | 41499.9142 | 41771.9142 | 41771.9142 | 41771.9142 | 41732.4942 | 41680.3142 | 41632.8142 | 41584.8262
2019 | CA | NPCC | - | NPCC-Quebec | MW | Anticipated Resources |  | 42127.3742 | 41481.5642 | 41768.5642 | 41869.2642 | 42141.2642 | 42163.2642 | 42165.5682 | 42126.1482 | 42073.9682 | 42026.4682 | 41978.4802
2019 | CA | NPCC | - | NPCC-Quebec | MW | Prospective Resources |  | 43227.3742 | 42581.5642 | 42868.5642 | 42969.2642 | 43241.2642 | 43263.2642 | 43265.5682 | 43226.1482 | 43173.9682 | 43126.4682 | 43078.4802
2019 | CA | NPCC | - | NPCC-Quebec | MW | Existing-Certain and Net Firm Transfers Excess/Shortfall |  | 1069.4488 | -268.3299 | -525.0723 | -522.9048 | -67.9789 | -40.1021 | -326.2633 | -566.0475 | -836.2319 | -1111.3771 | -1374.9428
2019 | CA | NPCC | - | NPCC-Quebec | MW | Anticipated Excess/Shortfall |  | 1077.9088 | -162.6799 | -174.4223 | -153.5548 | 301.3711 | 351.2479 | 67.3907 | -172.3935 | -442.5779 | -717.7231 | -981.2888
2019 | CA | NPCC | - | NPCC-Quebec | MW | Prospective Excess/Shortfall |  | 2177.9088 | 937.3201 | 925.5777 | 946.4452 | 1401.3711 | 1451.2479 | 1167.3907 | 927.6065 | 657.4221 | 382.2769 | 118.7112
2019 | CA | NPCC | - | NPCC-Quebec | % | Existing-Certain and Net Firm Transfers Reserve Margin |  | 15.77% | 12.1% | 11.42% | 11.43% | 12.65% | 12.72% | 11.96% | 11.32% | 10.61% | 9.897% | 9.219%
2019 | CA | NPCC | - | NPCC-Quebec | % | Anticipated Reserve Margin |  | 15.79% | 12.39% | 12.36% | 12.42% | 13.64% | 13.78% | 13.01% | 12.37% | 11.66% | 10.94% | 10.25%
2019 | CA | NPCC | - | NPCC-Quebec | % | Prospective Reserve Margin |  | 18.82% | 15.37% | 15.32% | 15.37% | 16.61% | 16.75% | 15.96% | 15.3% | 14.58% | 13.84% | 13.14%
2019 | CA | NPCC | - | NPCC-Quebec | Fraction | Reference Margin Level |  | 12.83% | 12.83% | 12.83% | 12.83% | 12.83% | 12.83% | 12.83% | 12.83% | 12.83% | 12.83% | 12.83%
2019 | US | RF | - | PJM | MW | Energy Efficiency and Conservation |  | 0 | 0 | 0 | 0 | 0 | 0 | 0 | 0 | 0 | 0 | 0
2019 | US | RF | - | PJM | MW | Total Installed Photovoltaic |  | 4218.4211 | 4963.1579 | 5786.8421 | 6526.3158 | 7244.7368 | 7686.8421 | 7810.5263 | 7939.4737 | 8107.8947 | 8307.8947 | 8552.6316
2019 | US | RF | - | PJM | MW | Photovoltaic On-Peak |  | 0 | 0 | 0 | 0 | 0 | 0 | 0 | 0 | 0 | 0 | 0
2019 | US | RF | - | PJM | MW | Total Internal Demand |  | 131148 | 131660 | 132669 | 133258 | 133882 | 134091 | 134597 | 135136 | 135826 | 136178 | 136878
2019 | US | RF | - | PJM | MW | Controllable and Dispatchable Demand Response - Available |  | 965 | 8233 | 8273 | 8319 | 8341 | 8386 | 8419 | 8453 | 8482 | 8523 | 8564
2019 | US | RF | - | PJM | MW | Net Internal Demand |  | 130183 | 123427 | 124396 | 124939 | 125541 | 125705 | 126178 | 126683 | 127344 | 127655 | 128314
2019 | US | RF | - | PJM | MW | Behind the Meter Generation - Capacity |  | 0 | 0 | 0 | 0 | 0 | 0 | 0 | 0 | 0 | 0 | 0
2019 | US | RF | - | PJM | MW | Other Capacity Adjustments - Additions |  | 0 | 0 | 0 | 0 | 0 | 0 | 0 | 0 | 0 | 0 | 0
2019 | US | RF | - | PJM | MW | Other Capacity Adjustments - Reductions |  | 0 | 0 | 0 | 0 | 0 | 0 | 0 | 0 | 0 | 0 | 0
2019 | US | RF | - | PJM | MW | Confirmed Retirements |  | 16924.4 | 19000.3 | 23606.9 | 28390.1 | 32138.1 | 32138.1 | 32138.1 | 32138.1 | 32138.1 | 32138.1 | 32138.1
2019 | US | RF | - | PJM | MW | Unconfirmed Retirements |  | 0 | 0 | 0 | 0 | 0 | 0 | 0 | 0 | 0 | 0 | 0
2019 | US | RF | - | PJM | MW | Scheduled Outages |  | 0 | 0 | 0 | 0 | 0 | 0 | 0 | 0 | 0 | 0 | 0
2019 | US | RF | - | PJM | MW | Transmission Limitations |  | 0 | 0 | 0 | 0 | 0 | 0 | 0 | 0 | 0 | 0 | 0
2019 | US | RF | - | PJM | MW | Existing-Certain |  | 186069.6 | 182136.1 | 178307.9 | 173605.9 | 173605.9 | 173605.9 | 173605.9 | 173605.9 | 173605.9 | 173605.9 | 173605.9
2019 | US | RF | - | PJM | MW | Existing-Other |  | 0 | 0 | 0 | 0 | 0 | 0 | 0 | 0 | 0 | 0 | 0
2019 | US | RF | - | PJM | MW | Additions - Tier 1 |  | 0 | 11967.72 | 16065.12 | 16961.62 | 16961.62 | 16961.62 | 16961.62 | 16961.62 | 16961.62 | 16961.62 | 16961.62
2019 | US | RF | - | PJM | MW | Additions - Tier 2 |  | 0 | 12663.382 | 14539.142 | 20792.742 | 25542.242 | 26351.332 | 26771.902 | 26850.302 | 27013.562 | 27013.562 | 27162.062
2019 | US | RF | - | PJM | MW | Additions - Tier 3 |  | 0 | 0 | 0 | 0 | 0 | 0 | 0 | 0 | 0 | 0 | 0
2019 | US | RF | - | PJM | MW | Firm Imports |  | 2674.8 | 3109.6 | 3040.2 | 0 | 0 | 0 | 0 | 0 | 0 | 0 | 0
2019 | US | RF | - | PJM | MW | Firm Exports |  | 1845.3 | 1697.7 | 1680.6 | 0 | 0 | 0 | 0 | 0 | 0 | 0 | 0
2019 | US | RF | - | PJM | MW | Net Firm Capacity Transfers |  | 829.5 | 1411.9 | 1359.6 | 0 | 0 | 0 | 0 | 0 | 0 | 0 | 0
2019 | US | RF | - | PJM | MW | Expected Imports |  | 0 | 0 | 0 | 3040.2 | 3040.2 | 3040.2 | 3040.2 | 3040.2 | 3040.2 | 3040.2 | 3040.2
2019 | US | RF | - | PJM | MW | Expected Exports |  | 0 | 0 | 0 | 1680.6 | 1680.6 | 1680.6 | 1680.6 | 1680.6 | 1680.6 | 1680.6 | 1680.6
2019 | US | RF | - | PJM | MW | Net Expected Transfers |  | 0 | 0 | 0 | 1359.6 | 1359.6 | 1359.6 | 1359.6 | 1359.6 | 1359.6 | 1359.6 | 1359.6
2019 | US | RF | - | PJM | MW | Existing-Certain & Net Firm Transfers |  | 186899.1 | 183548 | 179667.5 | 173605.9 | 173605.9 | 173605.9 | 173605.9 | 173605.9 | 173605.9 | 173605.9 | 173605.9
2019 | US | RF | - | PJM | MW | Anticipated Resources |  | 186899.1 | 195515.72 | 195732.62 | 190567.52 | 190567.52 | 190567.52 | 190567.52 | 190567.52 | 190567.52 | 190567.52 | 190567.52
2019 | US | RF | - | PJM | MW | Prospective Resources |  | 186899.1 | 208179.102 | 210271.762 | 212719.862 | 217469.362 | 218278.452 | 218699.022 | 218777.422 | 218940.682 | 218940.682 | 219089.182
2019 | US | RF | - | PJM | MW | Existing-Certain and Net Firm Transfers Excess/Shortfall |  | 35886.82 | 40496.107 | 35616.932 | 29051.477 | 28354.963 | 28165.215 | 27617.954 | 27033.669 | 26268.892 | 25909.065 | 25146.602
2019 | US | RF | - | PJM | MW | Anticipated Excess/Shortfall |  | 35886.82 | 52463.827 | 51682.052 | 46013.097 | 45316.583 | 45126.835 | 44579.574 | 43995.289 | 43230.512 | 42870.685 | 42108.222
2019 | US | RF | - | PJM | MW | Prospective Excess/Shortfall |  | 35886.82 | 65127.209 | 66221.194 | 68165.439 | 72218.425 | 72837.767 | 72711.076 | 72205.191 | 71603.674 | 71243.847 | 70629.884
2019 | US | RF | - | PJM | % | Existing-Certain and Net Firm Transfers Reserve Margin |  | 43.57% | 48.71% | 44.43% | 38.95% | 38.29% | 38.11% | 37.59% | 37.04% | 36.33% | 36% | 35.3%
2019 | US | RF | - | PJM | % | Anticipated Reserve Margin |  | 43.57% | 58.41% | 57.35% | 52.53% | 51.8% | 51.6% | 51.03% | 50.43% | 49.65% | 49.28% | 48.52%
2019 | US | RF | - | PJM | % | Prospective Reserve Margin |  | 43.57% | 68.67% | 69.03% | 70.26% | 73.23% | 73.64% | 73.33% | 72.7% | 71.93% | 71.51% | 70.74%
2019 | US | RF | - | PJM | Fraction | Reference Margin Level |  | 16% | 15.9% | 15.8% | 15.7% | 15.7% | 15.7% | 15.7% | 15.7% | 15.7% | 15.7% | 15.7%
2019 | US | SERC | - | SERC-C | MW | Energy Efficiency and Conservation |  | 365 | 380 | 395 | 410 | 425 | 438 | 450 | 461 | 461 | 471 | 477
2019 | US | SERC | - | SERC-C | MW | Total Installed Photovoltaic |  | 82 | 82 | 82 | 81 | 79 | 79 | 79 | 79 | 79 | 79 | 79
2019 | US | SERC | - | SERC-C | MW | Photovoltaic On-Peak |  | 82 | 82 | 82 | 81 | 79 | 79 | 79 | 79 | 79 | 79 | 79
2019 | US | SERC | - | SERC-C | MW | Total Internal Demand |  | 40907 | 41076 | 41327 | 41593 | 41724 | 41868 | 41861 | 42008 | 42221 | 42410 | 42576
2019 | US | SERC | - | SERC-C | MW | Controllable and Dispatchable Demand Response - Available |  | 1983 | 1967 | 1896 | 1847 | 1817 | 1815 | 1815 | 1815 | 1815 | 1815 | 1815
2019 | US | SERC | - | SERC-C | MW | Net Internal Demand |  | 38924 | 39109 | 39431 | 39746 | 39907 | 40053 | 40046 | 40193 | 40406 | 40595 | 40761
2019 | US | SERC | - | SERC-C | MW | Behind the Meter Generation - Capacity |  | 0 | 0 | 0 | 0 | 0 | 0 | 0 | 0 | 0 | 0 | 0
2019 | US | SERC | - | SERC-C | MW | Other Capacity Adjustments - Additions |  | 0 | 0 | 0 | 0 | 0 | 0 | 0 | 0 | 0 | 0 | 0
2019 | US | SERC | - | SERC-C | MW | Other Capacity Adjustments - Reductions |  | 0 | 0 | 0 | 0 | 0 | 0 | 0 | 0 | 0 | 0 | 0
2019 | US | SERC | - | SERC-C | MW | Confirmed Retirements |  | 1437.72 | 1437.72 | 2454.72 | 2454.72 | 2454.72 | 3326.72 | 3326.72 | 3326.72 | 3326.72 | 3326.72 | 3326.72
2019 | US | SERC | - | SERC-C | MW | Unconfirmed Retirements |  | 0 | 0 | 0 | 0 | 0 | 0 | 0 | 0 | 0 | 0 | 0
2019 | US | SERC | - | SERC-C | MW | Scheduled Outages |  | 0 | 0 | 0 | 0 | 0 | 0 | 0 | 0 | 0 | 0 | 0
2019 | US | SERC | - | SERC-C | MW | Transmission Limitations |  | 0 | 0 | 0 | 0 | 0 | 0 | 0 | 0 | 0 | 0 | 0
2019 | US | SERC | - | SERC-C | MW | Existing-Certain |  | 54223.11 | 54234.11 | 53260.11 | 53334.49 | 53395.93 | 52527.93 | 52578.67 | 52578.67 | 52578.67 | 52578.67 | 52578.67
2019 | US | SERC | - | SERC-C | MW | Existing-Other |  | 2585.48 | 2553.48 | 2553.48 | 2553.48 | 2549.48 | 2549.48 | 2549.48 | 2549.48 | 2549.48 | 2549.48 | 2549.48
2019 | US | SERC | - | SERC-C | MW | Additions - Tier 1 |  | 0 | 0 | 0 | 0 | 0 | 0 | 0 | 0 | 0 | 0 | 0
2019 | US | SERC | - | SERC-C | MW | Additions - Tier 2 |  | 0 | 0 | 0 | 0 | 0 | 0 | 0 | 0 | 0 | 0 | 0
2019 | US | SERC | - | SERC-C | MW | Additions - Tier 3 |  | 0 | 0 | 0 | 0 | 0 | 1012 | 1012 | 1013.1 | 1014.3 | 2027.5 | 2028.7
2019 | US | SERC | - | SERC-C | MW | Firm Imports |  | 2497 | 2557 | 2557 | 2486 | 2486 | 2486 | 2486 | 2486 | 2311 | 2311 | 2311
2019 | US | SERC | - | SERC-C | MW | Firm Exports |  | 2141.9 | 2124.9 | 2124.9 | 2124.9 | 2124.9 | 2124.9 | 2124.9 | 2124.9 | 2124.9 | 2124.9 | 2124.9
2019 | US | SERC | - | SERC-C | MW | Net Firm Capacity Transfers |  | 355.1 | 432.1 | 432.1 | 361.1 | 361.1 | 361.1 | 361.1 | 361.1 | 186.1 | 186.1 | 186.1
2019 | US | SERC | - | SERC-C | MW | Expected Imports |  | 0 | 0 | 0 | 0 | 0 | 0 | 0 | 0 | 0 | 0 | 0
2019 | US | SERC | - | SERC-C | MW | Expected Exports |  | 0 | 0 | 0 | 0 | 0 | 0 | 0 | 0 | 0 | 0 | 0
2019 | US | SERC | - | SERC-C | MW | Net Expected Transfers |  | 0 | 0 | 0 | 0 | 0 | 0 | 0 | 0 | 0 | 0 | 0
2019 | US | SERC | - | SERC-C | MW | Existing-Certain & Net Firm Transfers |  | 54578.21 | 54666.21 | 53692.21 | 53695.59 | 53757.03 | 52889.03 | 52939.77 | 52939.77 | 52764.77 | 52764.77 | 52764.77
2019 | US | SERC | - | SERC-C | MW | Anticipated Resources |  | 54578.21 | 54666.21 | 53692.21 | 53695.59 | 53757.03 | 52889.03 | 52939.77 | 52939.77 | 52764.77 | 52764.77 | 52764.77
2019 | US | SERC | - | SERC-C | MW | Prospective Resources |  | 57163.69 | 57219.69 | 56245.69 | 56249.07 | 56306.51 | 55438.51 | 55489.25 | 55489.25 | 55314.25 | 55314.25 | 55314.25
2019 | US | SERC | - | SERC-C | MW | Existing-Certain and Net Firm Transfers Excess/Shortfall |  | 9815.61 | 9690.86 | 8346.56 | 7987.69 | 7863.98 | 6828.08 | 6886.87 | 6717.82 | 6297.87 | 6080.52 | 5889.62
2019 | US | SERC | - | SERC-C | MW | Anticipated Excess/Shortfall |  | 9815.61 | 9690.86 | 8346.56 | 7987.69 | 7863.98 | 6828.08 | 6886.87 | 6717.82 | 6297.87 | 6080.52 | 5889.62
2019 | US | SERC | - | SERC-C | MW | Prospective Excess/Shortfall |  | 12401.09 | 12244.34 | 10900.04 | 10541.17 | 10413.46 | 9377.56 | 9436.35 | 9267.3 | 8847.35 | 8630 | 8439.1
2019 | US | SERC | - | SERC-C | % | Existing-Certain and Net Firm Transfers Reserve Margin |  | 40.22% | 39.78% | 36.17% | 35.1% | 34.71% | 32.05% | 32.2% | 31.71% | 30.59% | 29.98% | 29.45%
2019 | US | SERC | - | SERC-C | % | Anticipated Reserve Margin |  | 40.22% | 39.78% | 36.17% | 35.1% | 34.71% | 32.05% | 32.2% | 31.71% | 30.59% | 29.98% | 29.45%
2019 | US | SERC | - | SERC-C | % | Prospective Reserve Margin |  | 46.86% | 46.31% | 42.64% | 41.52% | 41.09% | 38.41% | 38.56% | 38.06% | 36.9% | 36.26% | 35.7%
2019 | US | SERC | - | SERC-C | Fraction | Reference Margin Level |  | 15% | 15% | 15% | 15% | 15% | 15% | 15% | 15% | 15% | 15% | 15%
2019 | US | SERC | - | SERC-E | MW | Energy Efficiency and Conservation |  | 159 | 222 | 280 | 332 | 408 | 458 | 512 | 563 | 613 | 647 | 673
2019 | US | SERC | - | SERC-E | MW | Total Installed Photovoltaic |  | 382 | 453 | 544 | 635 | 710 | 786 | 865 | 945 | 1026 | 1106 | 1188
2019 | US | SERC | - | SERC-E | MW | Photovoltaic On-Peak |  | 3 | 3 | 5 | 5 | 5 | 6 | 6 | 7 | 8 | 8 | 9
2019 | US | SERC | - | SERC-E | MW | Total Internal Demand |  | 45334 | 45119 | 45327 | 45461 | 45811 | 46056 | 46402 | 46791 | 47210 | 47674 | 48052
2019 | US | SERC | - | SERC-E | MW | Controllable and Dispatchable Demand Response - Available |  | 966 | 966 | 970 | 973 | 976 | 973 | 974 | 975 | 976 | 977 | 978
2019 | US | SERC | - | SERC-E | MW | Net Internal Demand |  | 44368 | 44153 | 44357 | 44488 | 44835 | 45083 | 45428 | 45816 | 46234 | 46697 | 47074
2019 | US | SERC | - | SERC-E | MW | Behind the Meter Generation - Capacity |  | 0 | 0 | 0 | 0 | 0 | 0 | 0 | 0 | 0 | 0 | 0
2019 | US | SERC | - | SERC-E | MW | Other Capacity Adjustments - Additions |  | 0 | 0 | 0 | 0 | 0 | 0 | 0 | 0 | 0 | 0 | 0
2019 | US | SERC | - | SERC-E | MW | Other Capacity Adjustments - Reductions |  | 0 | 0 | 0 | 0 | 0 | 0 | 0 | 0 | 0 | 0 | 0
2019 | US | SERC | - | SERC-E | MW | Confirmed Retirements |  | 207 | 591 | 966 | 966 | 966 | 966 | 966 | 966 | 966 | 1198 | 2328
2019 | US | SERC | - | SERC-E | MW | Unconfirmed Retirements |  | 0 | 0 | 0 | 0 | 0 | 0 | 0 | 0 | 0 | 0 | 0
2019 | US | SERC | - | SERC-E | MW | Scheduled Outages |  | 0 | 0 | 0 | 0 | 0 | 0 | 0 | 0 | 0 | 0 | 0
2019 | US | SERC | - | SERC-E | MW | Transmission Limitations |  | 0 | 0 | 0 | 0 | 0 | 0 | 0 | 0 | 0 | 0 | 0
2019 | US | SERC | - | SERC-E | MW | Existing-Certain |  | 54649.94 | 53961.94 | 54030.94 | 54101.94 | 54166.94 | 54172.94 | 54172.94 | 54172.94 | 53940.94 | 52814.94 | 52814.94
2019 | US | SERC | - | SERC-E | MW | Existing-Other |  | 42 | 42 | 42 | 42 | 42 | 42 | 42 | 42 | 42 | 42 | 42
2019 | US | SERC | - | SERC-E | MW | Additions - Tier 1 |  | 574 | 624 | 702 | 1249 | 1285 | 3061 | 3097 | 4435 | 5773 | 7613 | 7613
2019 | US | SERC | - | SERC-E | MW | Additions - Tier 2 |  | 0 | 0 | 0 | 0 | 0 | 0 | 0 | 0 | 0 | 0 | 0
2019 | US | SERC | - | SERC-E | MW | Additions - Tier 3 |  | 0 | 0 | 0 | 0 | 0 | 0 | 0 | 0 | 0 | 0 | 0
2019 | US | SERC | - | SERC-E | MW | Firm Imports |  | 851 | 851 | 851 | 851 | 851 | 851 | 851 | 851 | 851 | 851 | 851
2019 | US | SERC | - | SERC-E | MW | Firm Exports |  | 321 | 660 | 321 | 321 | 321 | 321 | 321 | 321 | 321 | 321 | 321
2019 | US | SERC | - | SERC-E | MW | Net Firm Capacity Transfers |  | 530 | 191 | 530 | 530 | 530 | 530 | 530 | 530 | 530 | 530 | 530
2019 | US | SERC | - | SERC-E | MW | Expected Imports |  | 0 | 0 | 0 | 0 | 0 | 0 | 0 | 0 | 0 | 0 | 0
2019 | US | SERC | - | SERC-E | MW | Expected Exports |  | 0 | 0 | 0 | 0 | 0 | 0 | 0 | 0 | 0 | 0 | 0
2019 | US | SERC | - | SERC-E | MW | Net Expected Transfers |  | 0 | 0 | 0 | 0 | 0 | 0 | 0 | 0 | 0 | 0 | 0
2019 | US | SERC | - | SERC-E | MW | Existing-Certain & Net Firm Transfers |  | 55179.94 | 54152.94 | 54560.94 | 54631.94 | 54696.94 | 54702.94 | 54702.94 | 54702.94 | 54470.94 | 53344.94 | 53344.94
2019 | US | SERC | - | SERC-E | MW | Anticipated Resources |  | 55753.94 | 54776.94 | 55262.94 | 55880.94 | 55981.94 | 57763.94 | 57799.94 | 59137.94 | 60243.94 | 60957.94 | 60957.94
2019 | US | SERC | - | SERC-E | MW | Prospective Resources |  | 55795.94 | 54818.94 | 55304.94 | 55922.94 | 56023.94 | 57805.94 | 57841.94 | 59179.94 | 60285.94 | 60999.94 | 60999.94
2019 | US | SERC | - | SERC-E | MW | Existing-Certain and Net Firm Transfers Excess/Shortfall |  | 4156.74 | 3376.99 | 3550.39 | 3470.74 | 3136.69 | 2857.49 | 2460.74 | 2014.54 | 1301.84 | -356.61 | -790.16
2019 | US | SERC | - | SERC-E | MW | Anticipated Excess/Shortfall |  | 4730.74 | 4000.99 | 4252.39 | 4719.74 | 4421.69 | 5918.49 | 5557.74 | 6449.54 | 7074.84 | 7256.39 | 6822.84
2019 | US | SERC | - | SERC-E | MW | Prospective Excess/Shortfall |  | 4772.74 | 4042.99 | 4294.39 | 4761.74 | 4463.69 | 5960.49 | 5599.74 | 6491.54 | 7116.84 | 7298.39 | 6864.84
2019 | US | SERC | - | SERC-E | % | Existing-Certain and Net Firm Transfers Reserve Margin |  | 24.37% | 22.65% | 23% | 22.8% | 22% | 21.34% | 20.42% | 19.4% | 17.82% | 14.24% | 13.32%
2019 | US | SERC | - | SERC-E | % | Anticipated Reserve Margin |  | 25.66% | 24.06% | 24.59% | 25.61% | 24.86% | 28.13% | 27.23% | 29.08% | 30.3% | 30.54% | 29.49%
2019 | US | SERC | - | SERC-E | % | Prospective Reserve Margin |  | 25.76% | 24.16% | 24.68% | 25.7% | 24.96% | 28.22% | 27.33% | 29.17% | 30.39% | 30.63% | 29.58%
2019 | US | SERC | - | SERC-E | Fraction | Reference Margin Level |  | 15% | 15% | 15% | 15% | 15% | 15% | 15% | 15% | 15% | 15% | 15%
2019 | US | SERC | - | SERC-SE | MW | Energy Efficiency and Conservation |  | 0 | 0 | 0 | 0 | 0 | 0 | 0 | 0 | 0 | 0 | 0
2019 | US | SERC | - | SERC-SE | MW | Total Installed Photovoltaic |  | 0 | 0 | 0 | 0 | 0 | 0 | 0 | 0 | 0 | 0 | 0
2019 | US | SERC | - | SERC-SE | MW | Photovoltaic On-Peak |  | 0 | 0 | 0 | 0 | 0 | 0 | 0 | 0 | 0 | 0 | 0
2019 | US | SERC | - | SERC-SE | MW | Total Internal Demand |  | 45863 | 46320 | 46488 | 46583 | 46802 | 47085 | 46642 | 46371 | 46471 | 46964 | 47462
2019 | US | SERC | - | SERC-SE | MW | Controllable and Dispatchable Demand Response - Available |  | 2305 | 2478 | 2651 | 2652 | 2653 | 2621 | 2615 | 2608 | 2609 | 2610 | 2611
2019 | US | SERC | - | SERC-SE | MW | Net Internal Demand |  | 43558 | 43842 | 43837 | 43931 | 44149 | 44464 | 44027 | 43763 | 43862 | 44354 | 44851
2019 | US | SERC | - | SERC-SE | MW | Behind the Meter Generation - Capacity |  | 0 | 0 | 0 | 0 | 0 | 0 | 0 | 0 | 0 | 0 | 0
2019 | US | SERC | - | SERC-SE | MW | Other Capacity Adjustments - Additions |  | 0 | 0 | 0 | 0 | 0 | 0 | 0 | 0 | 0 | 0 | 0
2019 | US | SERC | - | SERC-SE | MW | Other Capacity Adjustments - Reductions |  | 0 | 0 | 0 | 0 | 0 | 0 | 0 | 0 | 0 | 0 | 0
2019 | US | SERC | - | SERC-SE | MW | Confirmed Retirements |  | 207 | 1250 | 1250 | 1250 | 1250 | 1250 | 1250 | 1265 | 1265 | 1265 | 1265
2019 | US | SERC | - | SERC-SE | MW | Unconfirmed Retirements |  | 0 | 0 | 0 | 0 | 0 | 0 | 0 | 0 | 0 | 0 | 0
2019 | US | SERC | - | SERC-SE | MW | Scheduled Outages |  | 0 | 0 | 0 | 0 | 0 | 0 | 0 | 0 | 0 | 0 | 0
2019 | US | SERC | - | SERC-SE | MW | Transmission Limitations |  | 0 | 0 | 0 | 0 | 0 | 0 | 0 | 0 | 0 | 0 | 0
2019 | US | SERC | - | SERC-SE | MW | Existing-Certain |  | 63069.18 | 63078.38 | 63087.58 | 63087.58 | 63087.58 | 63087.58 | 63072.58 | 63072.58 | 63072.58 | 63072.58 | 63072.58
2019 | US | SERC | - | SERC-SE | MW | Existing-Other |  | 1445.06 | 1445.06 | 1445.06 | 1445.06 | 1445.06 | 1445.06 | 1445.06 | 1445.06 | 1445.06 | 1445.06 | 1445.06
2019 | US | SERC | - | SERC-SE | MW | Additions - Tier 1 |  | 116.5 | 116.5 | 1216.5 | 2316.5 | 2316.5 | 2316.5 | 2316.5 | 2316.5 | 2316.5 | 2316.5 | 2316.5
2019 | US | SERC | - | SERC-SE | MW | Additions - Tier 2 |  | 0 | 0 | 0 | 0 | 0 | 0 | 0 | 0 | 0 | 0 | 0
2019 | US | SERC | - | SERC-SE | MW | Additions - Tier 3 |  | 80 | 80 | 80 | 80 | 80 | 80 | 80 | 80 | 80 | 80 | 80
2019 | US | SERC | - | SERC-SE | MW | Firm Imports |  | 0 | 0 | 49.9 | 66.5 | 85.8 | 105.2 | 126.2 | 131 | 133.4 | 135 | 138.3
2019 | US | SERC | - | SERC-SE | MW | Firm Exports |  | 1905.2 | 1887.5 | 2083 | 2289 | 2392 | 2342 | 2342 | 2342 | 2342 | 2342 | 2342
2019 | US | SERC | - | SERC-SE | MW | Net Firm Capacity Transfers |  | -1905.2 | -1887.5 | -2033.1 | -2222.5 | -2306.2 | -2236.8 | -2215.8 | -2211 | -2208.6 | -2207 | -2203.7
2019 | US | SERC | - | SERC-SE | MW | Expected Imports |  | 0 | 0 | 0 | 0 | 0 | 0 | 0 | 0 | 0 | 0 | 0
2019 | US | SERC | - | SERC-SE | MW | Expected Exports |  | 0 | 0 | 0 | 0 | 0 | 0 | 0 | 0 | 0 | 0 | 0
2019 | US | SERC | - | SERC-SE | MW | Net Expected Transfers |  | 0 | 0 | 0 | 0 | 0 | 0 | 0 | 0 | 0 | 0 | 0
2019 | US | SERC | - | SERC-SE | MW | Existing-Certain & Net Firm Transfers |  | 61163.98 | 61190.88 | 61054.48 | 60865.08 | 60781.38 | 60850.78 | 60856.78 | 60861.58 | 60863.98 | 60865.58 | 60868.88
2019 | US | SERC | - | SERC-SE | MW | Anticipated Resources |  | 61280.48 | 61307.38 | 62270.98 | 63181.58 | 63097.88 | 63167.28 | 63173.28 | 63178.08 | 63180.48 | 63182.08 | 63185.38
2019 | US | SERC | - | SERC-SE | MW | Prospective Resources |  | 62725.54 | 62752.44 | 63716.04 | 64626.64 | 64542.94 | 64612.34 | 64618.34 | 64623.14 | 64625.54 | 64627.14 | 64630.44
2019 | US | SERC | - | SERC-SE | MW | Existing-Certain and Net Firm Transfers Excess/Shortfall |  | 11072.28 | 10772.58 | 10641.93 | 10344.43 | 10010.03 | 9717.18 | 10225.73 | 10534.13 | 10422.68 | 9858.48 | 9290.23
2019 | US | SERC | - | SERC-SE | MW | Anticipated Excess/Shortfall |  | 11188.78 | 10889.08 | 11858.43 | 12660.93 | 12326.53 | 12033.68 | 12542.23 | 12850.63 | 12739.18 | 12174.98 | 11606.73
2019 | US | SERC | - | SERC-SE | MW | Prospective Excess/Shortfall |  | 12633.84 | 12334.14 | 13303.49 | 14105.99 | 13771.59 | 13478.74 | 13987.29 | 14295.69 | 14184.24 | 13620.04 | 13051.79
2019 | US | SERC | - | SERC-SE | % | Existing-Certain and Net Firm Transfers Reserve Margin |  | 40.42% | 39.57% | 39.28% | 38.55% | 37.67% | 36.85% | 38.23% | 39.07% | 38.76% | 37.23% | 35.71%
2019 | US | SERC | - | SERC-SE | % | Anticipated Reserve Margin |  | 40.69% | 39.84% | 42.05% | 43.82% | 42.92% | 42.06% | 43.49% | 44.36% | 44.04% | 42.45% | 40.88%
2019 | US | SERC | - | SERC-SE | % | Prospective Reserve Margin |  | 44% | 43.13% | 45.35% | 47.11% | 46.19% | 45.31% | 46.77% | 47.67% | 47.34% | 45.71% | 44.1%
2019 | US | SERC | - | SERC-SE | Fraction | Reference Margin Level |  | 15% | 15% | 15% | 15% | 15% | 15% | 15% | 15% | 15% | 15% | 15%
2019 | CA | WECC | - | WECC-AB | MW | Energy Efficiency and Conservation |  | 0 | 0 | 0 | 0 | 0 | 0 | 0 | 0 | 0 | 0 | 0
2019 | CA | WECC | - | WECC-AB | MW | Total Installed Photovoltaic |  | 0 | 0 | 0 | 0 | 0 | 0 | 0 | 0 | 0 | 0 | 0
2019 | CA | WECC | - | WECC-AB | MW | Photovoltaic On-Peak |  | 0 | 0 | 0 | 0 | 0 | 0 | 0 | 0 | 0 | 0 | 0
2019 | CA | WECC | - | WECC-AB | MW | Total Internal Demand |  | 11938.67 | 12018.0541 | 11707 | 12144 | 12260 | 12321 | 12113 | 12231 | 12345 | 12814 | 12945
2019 | CA | WECC | - | WECC-AB | MW | Controllable and Dispatchable Demand Response - Available |  | 0 | 0 | 0 | 0 | 0 | 0 | 0 | 0 | 0 | 0 | 0
2019 | CA | WECC | - | WECC-AB | MW | Net Internal Demand |  | 11938.67 | 12018.0541 | 11707 | 12144 | 12260 | 12321 | 12113 | 12231 | 12345 | 12814 | 12945
2019 | CA | WECC | - | WECC-AB | MW | Behind the Meter Generation - Capacity |  | 0 | 0 | 0 | 0 | 0 | 0 | 0 | 0 | 0 | 0 | 0
2019 | CA | WECC | - | WECC-AB | MW | Other Capacity Adjustments - Additions |  | 0 | 0 | 0 | 0 | 0 | 0 | 0 | 0 | 0 | 0 | 0
2019 | CA | WECC | - | WECC-AB | MW | Other Capacity Adjustments - Reductions |  | 0 | 0 | 0 | 0 | 0 | 0 | 0 | 0 | 0 | 0 | 0
2019 | CA | WECC | - | WECC-AB | MW | Confirmed Retirements |  | 0 | 0 | 0 | 0 | 0 | 0 | 0 | 0 | 0 | 0 | 0
2019 | CA | WECC | - | WECC-AB | MW | Unconfirmed Retirements |  | 0 | 0 | 0 | 0 | 0 | 0 | 0 | 0 | 0 | 0 | 0
2019 | CA | WECC | - | WECC-AB | MW | Scheduled Outages |  | 0 | 0 | 0 | 0 | 0 | 0 | 0 | 0 | 0 | 0 | 0
2019 | CA | WECC | - | WECC-AB | MW | Transmission Limitations |  | 0 | 0 | 0 | 0 | 0 | 0 | 0 | 0 | 0 | 0 | 0
2019 | CA | WECC | - | WECC-AB | MW | Existing-Certain |  | 14895.853 | 14895.853 | 14895.853 | 14895.853 | 14895.853 | 14895.853 | 14895.853 | 14895.853 | 14895.853 | 14895.853 | 14895.853
2019 | CA | WECC | - | WECC-AB | MW | Existing-Other |  | 0 | 0 | 0 | 0 | 0 | 0 | 0 | 0 | 0 | 0 | 0
2019 | CA | WECC | - | WECC-AB | MW | Additions - Tier 1 |  | 0 | 0 | 0 | 0 | 0 | 0 | 0 | 0 | 0 | 0 | 0
2019 | CA | WECC | - | WECC-AB | MW | Additions - Tier 2 |  | 134.8812 | 323.4108 | 323.4108 | 323.4108 | 323.4108 | 323.4108 | 323.4108 | 323.4108 | 323.4108 | 323.4108 | 323.4108
2019 | CA | WECC | - | WECC-AB | MW | Additions - Tier 3 |  | 0 | 108.6 | 1144.8 | 2356.5 | 3818.7 | 4035.9 | 4753.1 | 5015.3 | 5422.5 | 6604 | 7925.5
2019 | CA | WECC | - | WECC-AB | MW | Firm Imports |  | 0 | 0 | 0 | 0 | 0 | 0 | 0 | 0 | 0 | 0 | 0
2019 | CA | WECC | - | WECC-AB | MW | Firm Exports |  | 0 | 0 | 0 | 0 | 0 | 0 | 0 | 0 | 0 | 0 | 0
2019 | CA | WECC | - | WECC-AB | MW | Net Firm Capacity Transfers |  | 0 | 0 | 0 | 0 | 0 | 0 | 0 | 0 | 0 | 0 | 0
2019 | CA | WECC | - | WECC-AB | MW | Expected Imports |  | 0 | 0 | 0 | 0 | 0 | 0 | 0 | 0 | 0 | 0 | 0
2019 | CA | WECC | - | WECC-AB | MW | Expected Exports |  | 0 | 0 | 0 | 0 | 0 | 0 | 0 | 0 | 0 | 0 | 0
2019 | CA | WECC | - | WECC-AB | MW | Net Expected Transfers |  | 0 | 0 | 0 | 0 | 0 | 0 | 0 | 0 | 0 | 0 | 0
2019 | CA | WECC | - | WECC-AB | MW | Existing-Certain & Net Firm Transfers |  | 14895.853 | 14895.853 | 14895.853 | 14895.853 | 14895.853 | 14895.853 | 14895.853 | 14895.853 | 14895.853 | 14895.853 | 14895.853
2019 | CA | WECC | - | WECC-AB | MW | Anticipated Resources |  | 14895.853 | 14895.853 | 14895.853 | 14895.853 | 14895.853 | 14895.853 | 14895.853 | 14895.853 | 14895.853 | 14895.853 | 14895.853
2019 | CA | WECC | - | WECC-AB | MW | Prospective Resources |  | 15030.7342 | 15219.2638 | 15219.2638 | 15219.2638 | 15219.2638 | 15219.2638 | 15219.2638 | 15219.2638 | 15219.2638 | 15219.2638 | 15219.2638
2019 | CA | WECC | - | WECC-AB | MW | Existing-Certain and Net Firm Transfers Excess/Shortfall |  | 1713.4948 | 1625.841 | 1975.5313 | 1503.7533 | 1383.95 | 1325.7046 | 1565.7674 | 1448.1832 | 1330.6661 | 826.556 | 691.1554
2019 | CA | WECC | - | WECC-AB | MW | Anticipated Excess/Shortfall |  | 1713.4948 | 1625.841 | 1975.5313 | 1503.7533 | 1383.95 | 1325.7046 | 1565.7674 | 1448.1832 | 1330.6661 | 826.556 | 691.1554
2019 | CA | WECC | - | WECC-AB | MW | Prospective Excess/Shortfall |  | 1848.376 | 1949.2518 | 2298.9421 | 1827.1641 | 1707.3608 | 1649.1154 | 1889.1782 | 1771.594 | 1654.0769 | 1149.9668 | 1014.5662
2019 | CA | WECC | - | WECC-AB | % | Existing-Certain and Net Firm Transfers Reserve Margin |  | 24.77% | 23.95% | 27.24% | 22.66% | 21.5% | 20.9% | 22.97% | 21.79% | 20.66% | 16.25% | 15.07%
2019 | CA | WECC | - | WECC-AB | % | Anticipated Reserve Margin |  | 24.77% | 23.95% | 27.24% | 22.66% | 21.5% | 20.9% | 22.97% | 21.79% | 20.66% | 16.25% | 15.07%
2019 | CA | WECC | - | WECC-AB | % | Prospective Reserve Margin |  | 25.9% | 26.64% | 30% | 25.32% | 24.14% | 23.52% | 25.64% | 24.43% | 23.28% | 18.77% | 17.57%
2019 | CA | WECC | - | WECC-AB | Fraction | Reference Margin Level |  | 10.42% | 10.42% | 10.36% | 10.28% | 10.21% | 10.14% | 10.05% | 9.947% | 9.884% | 9.796% | 9.731%
2019 | CA | WECC | - | WECC-BC | MW | Energy Efficiency and Conservation |  | 0 | 0 | 0 | 0 | 0 | 0 | 0 | 0 | 0 | 0 | 0
2019 | CA | WECC | - | WECC-BC | MW | Total Installed Photovoltaic |  | 0 | 0 | 0 | 0 | 0 | 0 | 0 | 0 | 0 | 0 | 0
2019 | CA | WECC | - | WECC-BC | MW | Photovoltaic On-Peak |  | 0 | 0 | 0 | 0 | 0 | 0 | 0 | 0 | 0 | 0 | 0
2019 | CA | WECC | - | WECC-BC | MW | Total Internal Demand |  | 11468.1067 | 11648.66 | 11828 | 12027 | 12251 | 12430 | 12594 | 12758 | 12965 | 13161 | 13374
2019 | CA | WECC | - | WECC-BC | MW | Controllable and Dispatchable Demand Response - Available |  | 0 | 0 | 0 | 0 | 0 | 0 | 0 | 0 | 0 | 0 | 0
2019 | CA | WECC | - | WECC-BC | MW | Net Internal Demand |  | 11468.1067 | 11648.66 | 11828 | 12027 | 12251 | 12430 | 12594 | 12758 | 12965 | 13161 | 13374
2019 | CA | WECC | - | WECC-BC | MW | Behind the Meter Generation - Capacity |  | 0 | 0 | 0 | 0 | 0 | 0 | 0 | 0 | 0 | 0 | 0
2019 | CA | WECC | - | WECC-BC | MW | Other Capacity Adjustments - Additions |  | 0 | 0 | 0 | 0 | 0 | 0 | 0 | 0 | 0 | 0 | 0
2019 | CA | WECC | - | WECC-BC | MW | Other Capacity Adjustments - Reductions |  | 0 | 0 | 0 | 0 | 0 | 0 | 0 | 0 | 0 | 0 | 0
2019 | CA | WECC | - | WECC-BC | MW | Confirmed Retirements |  | 0 | 0 | 0 | 0 | 0 | 0 | 0 | 0 | 0.05 | 0.05 | 0.05
2019 | CA | WECC | - | WECC-BC | MW | Unconfirmed Retirements |  | 0 | 0 | 0 | 0 | 0 | 0 | 0 | 0 | 0 | 0 | 0
2019 | CA | WECC | - | WECC-BC | MW | Scheduled Outages |  | 0 | 0 | 0 | 0 | 0 | 0 | 0 | 0 | 0 | 0 | 0
2019 | CA | WECC | - | WECC-BC | MW | Transmission Limitations |  | 0 | 0 | 0 | 0 | 0 | 0 | 0 | 0 | 0 | 0 | 0
2019 | CA | WECC | - | WECC-BC | MW | Existing-Certain |  | 13284.3005 | 13284.3005 | 13284.3005 | 13284.3005 | 13284.3005 | 13284.3005 | 13284.3005 | 13284.038 | 13284.038 | 13284.038 | 13284.038
2019 | CA | WECC | - | WECC-BC | MW | Existing-Other |  | 0 | 0 | 0 | 0 | 0 | 0 | 0 | 0 | 0 | 0 | 0
2019 | CA | WECC | - | WECC-BC | MW | Additions - Tier 1 |  | 9.21 | 250.107 | 429.657 | 512.007 | 531.782 | 572.957 | 572.957 | 614.132 | 614.132 | 614.132 | 614.132
2019 | CA | WECC | - | WECC-BC | MW | Additions - Tier 2 |  | 0 | 0 | 0 | 0 | 0 | 0 | 824.85 | 824.85 | 824.85 | 824.85 | 824.85
2019 | CA | WECC | - | WECC-BC | MW | Additions - Tier 3 |  | 0 | 25.5988 | 95.5975 | 128.4213 | 155.985 | 231.6088 | 253.2326 | 274.8563 | 671.4801 | 1443.1038 | 1464.7276
2019 | CA | WECC | - | WECC-BC | MW | Firm Imports |  | 0 | 0 | 0 | 0 | 218 | 410 | 580 | 745 | 1000 | 1170 | 1400
2019 | CA | WECC | - | WECC-BC | MW | Firm Exports |  | 0 | 0 | 0 | 0 | 0 | 0 | 0 | 0 | 0 | 0 | 0
2019 | CA | WECC | - | WECC-BC | MW | Net Firm Capacity Transfers |  | 0 | 0 | 0 | 0 | 218 | 410 | 580 | 745 | 1000 | 1170 | 1400
2019 | CA | WECC | - | WECC-BC | MW | Expected Imports |  | 0 | 0 | 0 | 0 | 0 | 0 | 0 | 0 | 0 | 0 | 0
2019 | CA | WECC | - | WECC-BC | MW | Expected Exports |  | 0 | 0 | 0 | 0 | 0 | 0 | 0 | 0 | 0 | 0 | 0
2019 | CA | WECC | - | WECC-BC | MW | Net Expected Transfers |  | 0 | 0 | 0 | 0 | 0 | 0 | 0 | 0 | 0 | 0 | 0
2019 | CA | WECC | - | WECC-BC | MW | Existing-Certain & Net Firm Transfers |  | 13284.3005 | 13284.3005 | 13284.3005 | 13284.3005 | 13502.3005 | 13694.3005 | 13864.3005 | 14029.038 | 14284.038 | 14454.038 | 14684.038
2019 | CA | WECC | - | WECC-BC | MW | Anticipated Resources |  | 13293.5105 | 13534.4075 | 13713.9575 | 13796.3075 | 14034.0825 | 14267.2575 | 14437.2575 | 14643.17 | 14898.17 | 15068.17 | 15298.17
2019 | CA | WECC | - | WECC-BC | MW | Prospective Resources |  | 13293.5105 | 13534.4075 | 13713.9575 | 13796.3075 | 14034.0825 | 14267.2575 | 15262.1075 | 15468.02 | 15723.02 | 15893.02 | 16123.02
2019 | CA | WECC | - | WECC-BC | MW | Existing-Certain and Net Firm Transfers Excess/Shortfall |  | 621.5256 | 422.1635 | 230.4382 | 21.2255 | 0.3165 | 4.1013 | 4.8851 | 1.9453 | 37.57 | 3.7479 | 8.5938
2019 | CA | WECC | - | WECC-BC | MW | Anticipated Excess/Shortfall |  | 630.7356 | 672.2705 | 660.0952 | 533.2325 | 532.0985 | 577.0583 | 577.8421 | 616.0773 | 651.702 | 617.8799 | 622.7258
2019 | CA | WECC | - | WECC-BC | MW | Prospective Excess/Shortfall |  | 630.7356 | 672.2705 | 660.0952 | 533.2325 | 532.0985 | 577.0583 | 1402.6921 | 1440.9273 | 1476.552 | 1442.7299 | 1447.5758
2019 | CA | WECC | - | WECC-BC | % | Existing-Certain and Net Firm Transfers Reserve Margin |  | 15.84% | 14.04% | 12.31% | 10.45% | 10.21% | 10.17% | 10.09% | 9.963% | 10.17% | 9.825% | 9.795%
2019 | CA | WECC | - | WECC-BC | % | Anticipated Reserve Margin |  | 15.92% | 16.19% | 15.94% | 14.71% | 14.55% | 14.78% | 14.64% | 14.78% | 14.91% | 14.49% | 14.39%
2019 | CA | WECC | - | WECC-BC | % | Prospective Reserve Margin |  | 15.92% | 16.19% | 15.94% | 14.71% | 14.55% | 14.78% | 21.19% | 21.24% | 21.27% | 20.76% | 20.55%
2019 | CA | WECC | - | WECC-BC | Fraction | Reference Margin Level |  | 10.42% | 10.42% | 10.36% | 10.28% | 10.21% | 10.14% | 10.05% | 9.947% | 9.884% | 9.796% | 9.731%
2019 | US/MX | WECC | - | WECC-CAMX | MW | Energy Efficiency and Conservation |  | 286.2167 | 338.0643 | 404.9914 | 570.6014 | 831.5403 | 1035.8949 | 1250.5792 | 1525.0868 | 1783.1018 | 2026.5307 | 2231.0303
2019 | US/MX | WECC | - | WECC-CAMX | MW | Total Installed Photovoltaic |  | 8594.5352 | 9833.9196 | 11023.379 | 12030.8218 | 12911.5149 | 13757.1174 | 14560.7641 | 15353.0927 | 16154.4656 | 16977.341 | 17832.7146
2019 | US/MX | WECC | - | WECC-CAMX | MW | Photovoltaic On-Peak |  | 159.5399 | 182.9465 | 206.131 | 226.7606 | 243.8589 | 259.2539 | 273.7842 | 287.5601 | 301.2338 | 314.9098 | 328.9906
2019 | US/MX | WECC | - | WECC-CAMX | MW | Total Internal Demand |  | 39614.804 | 39539.1121 | 40170 | 40595 | 40876 | 41329 | 41519 | 41709 | 41870 | 42016 | 42234
2019 | US/MX | WECC | - | WECC-CAMX | MW | Controllable and Dispatchable Demand Response - Available |  | 844.9474 | 808.9846 | 799.0218 | 815.059 | 805.059 | 805.059 | 805.059 | 805.059 | 805.059 | 805.059 | 805.059
2019 | US/MX | WECC | - | WECC-CAMX | MW | Net Internal Demand |  | 38769.8566 | 38730.1275 | 39370.9782 | 39779.941 | 40070.941 | 40523.941 | 40713.941 | 40903.941 | 41064.941 | 41210.941 | 41428.941
2019 | US/MX | WECC | - | WECC-CAMX | MW | Behind the Meter Generation - Capacity |  | 0 | 0 | 0 | 0 | 0 | 0 | 0 | 0 | 0 | 0 | 0
2019 | US/MX | WECC | - | WECC-CAMX | MW | Other Capacity Adjustments - Additions |  | 0 | 0 | 0 | 0 | 0 | 0 | 0 | 0 | 0 | 0 | 0
2019 | US/MX | WECC | - | WECC-CAMX | MW | Other Capacity Adjustments - Reductions |  | 0 | 0 | 0 | 0 | 0 | 0 | 0 | 0 | 0 | 0 | 0
2019 | US/MX | WECC | - | WECC-CAMX | MW | Confirmed Retirements |  | 0 | 916.285 | 916.285 | 916.285 | 967.585 | 967.585 | 967.585 | 967.585 | 967.585 | 967.585 | 967.585
2019 | US/MX | WECC | - | WECC-CAMX | MW | Unconfirmed Retirements |  | 0 | 0 | 0 | 0 | 0 | 0 | 0 | 0 | 0 | 0 | 0
2019 | US/MX | WECC | - | WECC-CAMX | MW | Scheduled Outages |  | 0 | 0 | 0 | 0 | 0 | 0 | 0 | 0 | 0 | 0 | 0
2019 | US/MX | WECC | - | WECC-CAMX | MW | Transmission Limitations |  | 0 | 0 | 0 | 0 | 0 | 0 | 0 | 0 | 0 | 0 | 0
2019 | US/MX | WECC | - | WECC-CAMX | MW | Existing-Certain |  | 46612.9801 | 45881.0451 | 45881.0451 | 45829.7451 | 45089.9451 | 45089.9451 | 45089.9451 | 45024.9451 | 45024.9451 | 45024.9451 | 44293.9451
2019 | US/MX | WECC | - | WECC-CAMX | MW | Existing-Other |  | 0 | 0 | 0 | 0 | 0 | 0 | 0 | 0 | 0 | 0 | 0
2019 | US/MX | WECC | - | WECC-CAMX | MW | Additions - Tier 1 |  | 0 | 0.48 | 322.0136 | 322.0136 | 322.0136 | 766.0136 | 766.0136 | 766.0136 | 981.0136 | 981.0136 | 981.0136
2019 | US/MX | WECC | - | WECC-CAMX | MW | Additions - Tier 2 |  | 171.7262 | 1538.7982 | 1551.7184 | 1551.7184 | 1551.7184 | 1551.7184 | 1551.7184 | 1551.7184 | 1551.7184 | 1551.7184 | 1551.7184
2019 | US/MX | WECC | - | WECC-CAMX | MW | Additions - Tier 3 |  | 0 | 0 | 0 | 0 | 0 | 0 | 0 | 0 | 0 | 0 | 0
2019 | US/MX | WECC | - | WECC-CAMX | MW | Firm Imports |  | 0 | 0 | 0 | 0 | 0 | 0 | 0 | 0 | 0 | 0 | 500
2019 | US/MX | WECC | - | WECC-CAMX | MW | Firm Exports |  | 0 | 0 | 0 | 0 | 0 | 0 | 0 | 0 | 0 | 0 | 0
2019 | US/MX | WECC | - | WECC-CAMX | MW | Net Firm Capacity Transfers |  | 0 | 0 | 0 | 0 | 0 | 0 | 0 | 0 | 0 | 0 | 500
2019 | US/MX | WECC | - | WECC-CAMX | MW | Expected Imports |  | 0 | 0 | 0 | 0 | 0 | 0 | 0 | 0 | 0 | 0 | 0
2019 | US/MX | WECC | - | WECC-CAMX | MW | Expected Exports |  | 0 | 0 | 0 | 0 | 0 | 0 | 0 | 0 | 0 | 0 | 0
2019 | US/MX | WECC | - | WECC-CAMX | MW | Net Expected Transfers |  | 0 | 0 | 0 | 0 | 0 | 0 | 0 | 0 | 0 | 0 | 0
2019 | US/MX | WECC | - | WECC-CAMX | MW | Existing-Certain & Net Firm Transfers |  | 46612.9801 | 45881.0451 | 45881.0451 | 45829.7451 | 45089.9451 | 45089.9451 | 45089.9451 | 45024.9451 | 45024.9451 | 45024.9451 | 44793.9451
2019 | US/MX | WECC | - | WECC-CAMX | MW | Anticipated Resources |  | 46612.9801 | 45881.5251 | 46203.0587 | 46151.7587 | 45411.9587 | 45855.9587 | 45855.9587 | 45790.9587 | 46005.9587 | 46005.9587 | 45774.9587
2019 | US/MX | WECC | - | WECC-CAMX | MW | Prospective Resources |  | 46784.7063 | 47420.3234 | 47754.7771 | 47703.4771 | 46963.6771 | 47407.6771 | 47407.6771 | 47342.6771 | 47557.6771 | 47557.6771 | 47326.6771
2019 | US/MX | WECC | - | WECC-CAMX | MW | Existing-Certain and Net Firm Transfers Excess/Shortfall |  | 4741.535 | 4052.5074 | 3360.3886 | 2867.4088 | 1813.3288 | 1324.0888 | 1118.8888 | 848.6888 | 674.8088 | 517.1288 | 50.6888
2019 | US/MX | WECC | - | WECC-CAMX | MW | Anticipated Excess/Shortfall |  | 4741.535 | 4052.9874 | 3682.4022 | 3189.4224 | 2135.3424 | 2090.1024 | 1884.9024 | 1614.7024 | 1655.8224 | 1498.1424 | 1031.7024
2019 | US/MX | WECC | - | WECC-CAMX | MW | Prospective Excess/Shortfall |  | 4913.2612 | 5591.7856 | 5234.1206 | 4741.1408 | 3687.0608 | 3641.8208 | 3436.6208 | 3166.4208 | 3207.5408 | 3049.8608 | 2583.4208
2019 | US/MX | WECC | - | WECC-CAMX | % | Existing-Certain and Net Firm Transfers Reserve Margin |  | 20.23% | 18.46% | 16.54% | 15.21% | 12.53% | 11.27% | 10.75% | 10.07% | 9.643% | 9.255% | 8.122%
2019 | US/MX | WECC | - | WECC-CAMX | % | Anticipated Reserve Margin |  | 20.23% | 18.46% | 17.35% | 16.02% | 13.33% | 13.16% | 12.63% | 11.95% | 12.03% | 11.64% | 10.49%
2019 | US/MX | WECC | - | WECC-CAMX | % | Prospective Reserve Margin |  | 20.67% | 22.44% | 21.29% | 19.92% | 17.2% | 16.99% | 16.44% | 15.74% | 15.81% | 15.4% | 14.24%
2019 | US/MX | WECC | - | WECC-CAMX | Fraction | Reference Margin Level | bar: 386 to 430
2019 | US | WECC | - | WECC-NWPP-US | MW | Energy Efficiency and Conservation |  | 404.5879 | 628.8965 | 837.6488 | 1010.3476 | 1176.883 | 1395.6055 | 1551.6114 | 1699.4465 | 1803.9539 | 1942.2724 | 2058.8374
2019 | US | WECC | - | WECC-NWPP-US | MW | Total Installed Photovoltaic |  | 766.3487 | 924.2853 | 1050.1327 | 1115.6509 | 1171.4727 | 1222.2612 | 1266.9764 | 1312.5537 | 1358.2766 | 1405.511 | 1453.6826
2019 | US | WECC | - | WECC-NWPP-US | MW | Photovoltaic On-Peak |  | 13.809 | 15.8688 | 16.6791 | 17.4981 | 18.3151 | 19.1305 | 20.9441 | 21.5055 | 22.0645 | 22.6211 | 22.175
2019 | US | WECC | - | WECC-NWPP-US | MW | Total Internal Demand |  | 47642.816 | 48195.7131 | 47983 | 48408 | 48663 | 48798 | 48964 | 49066 | 49368 | 49611 | 49796
2019 | US | WECC | - | WECC-NWPP-US | MW | Controllable and Dispatchable Demand Response - Available |  | 306.5 | 306.5 | 306.5 | 306.5 | 306.5 | 306.5 | 306.5 | 306.5 | 306.5 | 306.5 | 306.5
2019 | US | WECC | - | WECC-NWPP-US | MW | Net Internal Demand |  | 47336.316 | 47889.2131 | 47676.5 | 48101.5 | 48356.5 | 48491.5 | 48657.5 | 48759.5 | 49061.5 | 49304.5 | 49489.5
2019 | US | WECC | - | WECC-NWPP-US | MW | Behind the Meter Generation - Capacity |  | 0 | 0 | 0 | 0 | 0 | 0 | 0 | 0 | 0 | 0 | 0
2019 | US | WECC | - | WECC-NWPP-US | MW | Other Capacity Adjustments - Additions |  | 0 | 0 | 0 | 0 | 0 | 0 | 0 | 0 | 0 | 0 | 0
2019 | US | WECC | - | WECC-NWPP-US | MW | Other Capacity Adjustments - Reductions |  | 0 | 0 | 0 | 0 | 0 | 0 | 0 | 0 | 0 | 0 | 0
2019 | US | WECC | - | WECC-NWPP-US | MW | Confirmed Retirements |  | 1270.11 | 1525.11 | 3042.31 | 3409.31 | 3592.41 | 3592.41 | 3808.41 | 4840.41 | 5062.41 | 5817.41 | 5837.41
2019 | US | WECC | - | WECC-NWPP-US | MW | Unconfirmed Retirements |  | 0 | 0 | 0 | 0 | 0 | 0 | 0 | 0 | 0 | 0 | 0
2019 | US | WECC | - | WECC-NWPP-US | MW | Scheduled Outages |  | 0 | 0 | 0 | 0 | 0 | 0 | 0 | 0 | 0 | 0 | 0
2019 | US | WECC | - | WECC-NWPP-US | MW | Transmission Limitations |  | 0 | 0 | 0 | 0 | 0 | 0 | 0 | 0 | 0 | 0 | 0
2019 | US | WECC | - | WECC-NWPP-US | MW | Existing-Certain |  | 58780.8044 | 57403.8611 | 57036.8611 | 56853.7611 | 56853.7611 | 56637.7611 | 55605.7611 | 55383.7611 | 54628.7611 | 54628.7611 | 54228.7611
2019 | US | WECC | - | WECC-NWPP-US | MW | Existing-Other |  | 0 | 0 | 0 | 0 | 0 | 0 | 0 | 0 | 0 | 0 | 0
2019 | US | WECC | - | WECC-NWPP-US | MW | Additions - Tier 1 |  | 40.196 | 150.0265 | 337.2958 | 435.1398 | 435.1398 | 435.1398 | 435.1398 | 435.1398 | 435.1398 | 435.1398 | 435.1398
2019 | US | WECC | - | WECC-NWPP-US | MW | Additions - Tier 2 |  | 98.28 | 98.28 | 98.28 | 98.28 | 136.78 | 136.78 | 136.78 | 136.78 | 136.78 | 136.78 | 136.78
2019 | US | WECC | - | WECC-NWPP-US | MW | Additions - Tier 3 |  | 25.9979 | 203.6429 | 253.5384 | 253.5384 | 253.5384 | 268.7484 | 268.7484 | 277.0164 | 877.0164 | 875.0664 | 875.0664
2019 | US | WECC | - | WECC-NWPP-US | MW | Firm Imports |  | 700 | 4216 | 5090 | 5207 | 5150 | 5290 | 5229 | 5161 | 5574 | 5160 | 5186
2019 | US | WECC | - | WECC-NWPP-US | MW | Firm Exports |  | 0 | 0 | 0 | 0 | 0 | 0 | 0 | 0 | 0 | 0 | 0
2019 | US | WECC | - | WECC-NWPP-US | MW | Net Firm Capacity Transfers |  | 700 | 4216 | 5090 | 5207 | 5150 | 5290 | 5229 | 5161 | 5574 | 5160 | 5186
2019 | US | WECC | - | WECC-NWPP-US | MW | Expected Imports |  | 0 | 0 | 0 | 0 | 0 | 0 | 0 | 0 | 0 | 0 | 0
2019 | US | WECC | - | WECC-NWPP-US | MW | Expected Exports |  | 0 | 0 | 0 | 0 | 0 | 0 | 0 | 0 | 0 | 0 | 0
2019 | US | WECC | - | WECC-NWPP-US | MW | Net Expected Transfers |  | 0 | 0 | 0 | 0 | 0 | 0 | 0 | 0 | 0 | 0 | 0
2019 | US | WECC | - | WECC-NWPP-US | MW | Existing-Certain & Net Firm Transfers |  | 59480.8044 | 61619.8611 | 62126.8611 | 62060.7611 | 62003.7611 | 61927.7611 | 60834.7611 | 60544.7611 | 60202.7611 | 59788.7611 | 59414.7611
2019 | US | WECC | - | WECC-NWPP-US | MW | Anticipated Resources |  | 59521.0004 | 61769.8876 | 62464.1569 | 62495.9009 | 62438.9009 | 62362.9009 | 61269.9009 | 60979.9009 | 60637.9009 | 60223.9009 | 59849.9009
2019 | US | WECC | - | WECC-NWPP-US | MW | Prospective Resources |  | 59619.2804 | 61868.1676 | 62562.4369 | 62594.1809 | 62575.6809 | 62499.6809 | 61406.6809 | 61116.6809 | 60774.6809 | 60360.6809 | 59986.6809
2019 | US | WECC | - | WECC-NWPP-US | MW | Existing-Certain and Net Firm Transfers Excess/Shortfall |  | 4570.6778 | 6068.3739 | 5582.5321 | 6354.4139 | 6152.0036 | 5920.0786 | 4684.0061 | 4276.2981 | 2163.0066 | 2940.6726 | 2254.3886
2019 | US | WECC | - | WECC-NWPP-US | MW | Anticipated Excess/Shortfall |  | 4610.8738 | 6218.4004 | 5919.8279 | 6789.5538 | 6587.1434 | 6355.2184 | 5119.1459 | 4711.4379 | 2598.1464 | 3375.8124 | 2689.5284
2019 | US | WECC | - | WECC-NWPP-US | MW | Prospective Excess/Shortfall |  | 4709.1538 | 6316.6804 | 6018.1079 | 6887.8338 | 6723.9234 | 6491.9984 | 5255.9259 | 4848.2179 | 2734.9264 | 3512.5924 | 2826.3084
2019 | US | WECC | - | WECC-NWPP-US | % | Existing-Certain and Net Firm Transfers Reserve Margin |  | 25.66% | 28.67% | 30.31% | 29.02% | 28.22% | 27.71% | 25.03% | 24.17% | 22.71% | 21.26% | 20.06%
2019 | US | WECC | - | WECC-NWPP-US | % | Anticipated Reserve Margin |  | 25.74% | 28.98% | 31.02% | 29.93% | 29.12% | 28.61% | 25.92% | 25.06% | 23.6% | 22.15% | 20.93%
2019 | US | WECC | - | WECC-NWPP-US | % | Prospective Reserve Margin |  | 25.95% | 29.19% | 31.22% | 30.13% | 29.4% | 28.89% | 26.2% | 25.34% | 23.87% | 22.42% | 21.21%
2019 | US | WECC | - | WECC-NWPP-US | Fraction | Reference Margin Level |  | 16% | 16% | 18.6% | 15.81% | 15.5% | 15.5% | 15.4% | 15.4% | 18.3% | 15.3% | 15.5%
2019 | US | WECC | - | WECC-RMRG | MW | Energy Efficiency and Conservation |  | 108.8611 | 200.4421 | 296.6323 | 382.3435 | 468.4095 | 554.9035 | 640.6778 | 704.1826 | 765.8024 | 835.6072 | 900.6021
2019 | US | WECC | - | WECC-RMRG | MW | Total Installed Photovoltaic |  | 541.2325 | 616.5019 | 692.6316 | 768.6724 | 845.7732 | 924.0656 | 1002.7253 | 1081.6119 | 1160.4284 | 1239.0783 | 1317.6457
2019 | US | WECC | - | WECC-RMRG | MW | Photovoltaic On-Peak |  | 0.59194 | 0.7113 | 0.85461 | 1.0266 | 1.2328 | 1.48 | 1.7763 | 2.1314 | 2.5573 | 3.0679 | 3.6802
2019 | US | WECC | - | WECC-RMRG | MW | Total Internal Demand |  | 10422.5346 | 10686.039 | 10822 | 10976 | 11118 | 11251 | 11404 | 11556 | 11712 | 11852 | 12006
2019 | US | WECC | - | WECC-RMRG | MW | Controllable and Dispatchable Demand Response - Available |  | 224.7886 | 239.7166 | 243.9683 | 253.61 | 257.8963 | 262.1825 | 261.1134 | 261.1134 | 260.0443 | 260.0443 | 258.9752
2019 | US | WECC | - | WECC-RMRG | MW | Net Internal Demand |  | 10197.746 | 10446.3224 | 10578.0317 | 10722.39 | 10860.1037 | 10988.8175 | 11142.8866 | 11294.8866 | 11451.9557 | 11591.9557 | 11747.0248
2019 | US | WECC | - | WECC-RMRG | MW | Behind the Meter Generation - Capacity |  | 0 | 0 | 0 | 0 | 0 | 0 | 0 | 0 | 0 | 0 | 0
2019 | US | WECC | - | WECC-RMRG | MW | Other Capacity Adjustments - Additions |  | 0 | 0 | 0 | 0 | 0 | 0 | 0 | 0 | 0 | 0 | 0
2019 | US | WECC | - | WECC-RMRG | MW | Other Capacity Adjustments - Reductions |  | 0 | 0 | 0 | 0 | 0 | 0 | 0 | 0 | 0 | 0 | 0
2019 | US | WECC | - | WECC-RMRG | MW | Confirmed Retirements |  | 0 | 51 | 151 | 151 | 503 | 503 | 503 | 838 | 891.2 | 1201.2 | 1201.2
2019 | US | WECC | - | WECC-RMRG | MW | Unconfirmed Retirements |  | 0 | 0 | 0 | 0 | 0 | 0 | 0 | 0 | 0 | 0 | 0
2019 | US | WECC | - | WECC-RMRG | MW | Scheduled Outages |  | 0 | 0 | 0 | 0 | 0 | 0 | 0 | 0 | 0 | 0 | 0
2019 | US | WECC | - | WECC-RMRG | MW | Transmission Limitations |  | 0 | 0 | 0 | 0 | 0 | 0 | 0 | 0 | 0 | 0 | 0
2019 | US | WECC | - | WECC-RMRG | MW | Existing-Certain |  | 15740.3687 | 15640.3687 | 15640.3687 | 15288.3687 | 15288.3687 | 15288.3687 | 14953.3687 | 14900.1688 | 14590.1688 | 14590.1688 | 14589.9714
2019 | US | WECC | - | WECC-RMRG | MW | Existing-Other |  | 0 | 0 | 0 | 0 | 0 | 0 | 0 | 0 | 0 | 0 | 0
2019 | US | WECC | - | WECC-RMRG | MW | Additions - Tier 1 |  | 0 | 22.9284 | 22.9284 | 22.9284 | 22.9284 | 22.9284 | 22.9284 | 22.9284 | 22.9284 | 22.9284 | 22.9284
2019 | US | WECC | - | WECC-RMRG | MW | Additions - Tier 2 |  | 0 | 0 | 374.1112 | 374.1112 | 374.1112 | 374.1112 | 374.1112 | 374.1112 | 374.1112 | 374.1112 | 374.1112
2019 | US | WECC | - | WECC-RMRG | MW | Additions - Tier 3 |  | 0 | 0 | 155.244 | 155.244 | 155.244 | 155.244 | 155.244 | 155.244 | 155.244 | 155.244 | 155.244
2019 | US | WECC | - | WECC-RMRG | MW | Firm Imports |  | 0 | 0 | 0 | 0 | 0 | 0 | 0 | 0 | 0 | 0 | 0
2019 | US | WECC | - | WECC-RMRG | MW | Firm Exports |  | 0 | 0 | 0 | 0 | 0 | 0 | 0 | 0 | 0 | 0 | 0
2019 | US | WECC | - | WECC-RMRG | MW | Net Firm Capacity Transfers |  | 0 | 0 | 0 | 0 | 0 | 0 | 0 | 0 | 0 | 0 | 0
2019 | US | WECC | - | WECC-RMRG | MW | Expected Imports |  | 0 | 0 | 0 | 0 | 0 | 0 | 0 | 0 | 0 | 0 | 0
2019 | US | WECC | - | WECC-RMRG | MW | Expected Exports |  | 0 | 0 | 0 | 0 | 0 | 0 | 0 | 0 | 0 | 0 | 0
2019 | US | WECC | - | WECC-RMRG | MW | Net Expected Transfers |  | 0 | 0 | 0 | 0 | 0 | 0 | 0 | 0 | 0 | 0 | 0
2019 | US | WECC | - | WECC-RMRG | MW | Existing-Certain & Net Firm Transfers |  | 15740.3687 | 15640.3687 | 15640.3687 | 15288.3687 | 15288.3687 | 15288.3687 | 14953.3687 | 14900.1688 | 14590.1688 | 14590.1688 | 14589.9714
2019 | US | WECC | - | WECC-RMRG | MW | Anticipated Resources |  | 15740.3687 | 15663.2972 | 15663.2972 | 15311.2972 | 15311.2972 | 15311.2972 | 14976.2972 | 14923.0971 | 14613.0971 | 14613.0971 | 14612.8998
2019 | US | WECC | - | WECC-RMRG | MW | Prospective Resources |  | 15740.3687 | 15663.2972 | 16037.4083 | 15685.4083 | 15685.4083 | 15685.4083 | 15350.4083 | 15297.2084 | 14987.2084 | 14987.2084 | 14987.011
2019 | US | WECC | - | WECC-RMRG | MW | Existing-Certain and Net Firm Transfers Excess/Shortfall |  | 4265.8649 | 3886.1668 | 3708.349 | 3064.8441 | 2925.1181 | 2975.3988 | 2483.3644 | 2274.7445 | 1770.8495 | 1491.2588 | 1380.442
2019 | US | WECC | - | WECC-RMRG | MW | Anticipated Excess/Shortfall |  | 4265.8649 | 3909.0952 | 3731.2774 | 3087.7725 | 2948.0465 | 2998.3272 | 2506.2928 | 2297.6729 | 1793.7779 | 1514.1872 | 1403.3704
2019 | US | WECC | - | WECC-RMRG | MW | Prospective Excess/Shortfall |  | 4265.8649 | 3909.0952 | 4105.3886 | 3461.8837 | 3322.1577 | 3372.4384 | 2880.404 | 2671.7841 | 2167.8891 | 1888.2984 | 1777.4816
2019 | US | WECC | - | WECC-RMRG | % | Existing-Certain and Net Firm Transfers Reserve Margin |  | 54.35% | 49.72% | 47.86% | 42.58% | 40.78% | 39.13% | 34.2% | 31.92% | 27.4% | 25.86% | 24.2%
2019 | US | WECC | - | WECC-RMRG | % | Anticipated Reserve Margin |  | 54.35% | 49.94% | 48.07% | 42.8% | 40.99% | 39.34% | 34.4% | 32.12% | 27.6% | 26.06% | 24.4%
2019 | US | WECC | - | WECC-RMRG | % | Prospective Reserve Margin |  | 54.35% | 49.94% | 51.61% | 46.29% | 44.43% | 42.74% | 37.76% | 35.43% | 30.87% | 29.29% | 27.58%
2019 | US | WECC | - | WECC-RMRG | Fraction | Reference Margin Level |  | 12.52% | 12.52% | 12.8% | 14% | 13.84% | 12.05% | 11.91% | 11.78% | 11.94% | 13% | 12.45%
2019 | US | WECC | - | WECC-SRSG | MW | Energy Efficiency and Conservation |  | 561.6382 | 615.811 | 632.4185 | 664.2856 | 697.8835 | 727.0723 | 759.3646 | 785.6597 | 790.5395 | 807.2689 | 831.3363
2019 | US | WECC | - | WECC-SRSG | MW | Total Installed Photovoltaic |  | 1285.8886 | 1503.0486 | 1721.8218 | 1994.0578 | 2294.1311 | 2607.0522 | 2919.3927 | 3234.1873 | 3548.4213 | 3857.8655 | 4147.1501
2019 | US | WECC | - | WECC-SRSG | MW | Photovoltaic On-Peak |  | 15.3969 | 4.4522 | 3.8103 | 3.8721 | 3.9482 | 4.1 | 4.8118 | 5.392 | 5.3849 | 5.6194 | 4.8334
2019 | US | WECC | - | WECC-SRSG | MW | Total Internal Demand |  | 15852.0814 | 16023.1369 | 16339 | 16775 | 17057 | 17322 | 17660 | 17944 | 18260 | 18552 | 19214.2789
2019 | US | WECC | - | WECC-SRSG | MW | Controllable and Dispatchable Demand Response - Available |  | 126.4008 | 126.4008 | 126.4008 | 126.4008 | 126.4008 | 126.4008 | 126.4008 | 126.4008 | 126.4008 | 126.4008 | 126.4008
2019 | US | WECC | - | WECC-SRSG | MW | Net Internal Demand |  | 15725.6807 | 15896.7362 | 16212.5992 | 16648.5992 | 16930.5992 | 17195.5992 | 17533.5992 | 17817.5992 | 18133.5992 | 18425.5992 | 19087.8781
2019 | US | WECC | - | WECC-SRSG | MW | Behind the Meter Generation - Capacity |  | 0 | 0 | 0 | 0 | 0 | 0 | 0 | 0 | 0 | 0 | 0
2019 | US | WECC | - | WECC-SRSG | MW | Other Capacity Adjustments - Additions |  | 0 | 0 | 0 | 0 | 0 | 0 | 0 | 0 | 0 | 0 | 0
2019 | US | WECC | - | WECC-SRSG | MW | Other Capacity Adjustments - Reductions |  | 0 | 0 | 0 | 0 | 0 | 0 | 0 | 0 | 0 | 0 | 0
2019 | US | WECC | - | WECC-SRSG | MW | Confirmed Retirements |  | 0 | 1680 | 1680 | 1680 | 2500.6 | 2500.6 | 2500.6 | 2500.6 | 2827.6 | 2827.6 | 2827.6
2019 | US | WECC | - | WECC-SRSG | MW | Unconfirmed Retirements |  | 0 | 0 | 0 | 0 | 0 | 0 | 0 | 0 | 0 | 0 | 0
2019 | US | WECC | - | WECC-SRSG | MW | Scheduled Outages |  | 0 | 0 | 0 | 0 | 0 | 0 | 0 | 0 | 0 | 0 | 0
2019 | US | WECC | - | WECC-SRSG | MW | Transmission Limitations |  | 0 | 0 | 0 | 0 | 0 | 0 | 0 | 0 | 0 | 0 | 0
2019 | US | WECC | - | WECC-SRSG | MW | Existing-Certain |  | 29161.6364 | 29161.6364 | 29161.6364 | 28341.0364 | 28341.0364 | 28341.0364 | 28341.0364 | 28014.0364 | 28014.0364 | 28014.0364 | 28014.0364
2019 | US | WECC | - | WECC-SRSG | MW | Existing-Other |  | 0 | 0 | 0 | 0 | 0 | 0 | 0 | 0 | 0 | 0 | 0
2019 | US | WECC | - | WECC-SRSG | MW | Additions - Tier 1 |  | 432.6 | 447.6 | 499.245 | 499.245 | 499.245 | 499.245 | 499.245 | 499.245 | 499.245 | 499.245 | 499.245
2019 | US | WECC | - | WECC-SRSG | MW | Additions - Tier 2 |  | 91 | 182 | 242.987 | 242.987 | 682.987 | 682.987 | 682.987 | 682.987 | 682.987 | 682.987 | 682.987
2019 | US | WECC | - | WECC-SRSG | MW | Additions - Tier 3 |  | 193.025 | 243.025 | 459.275 | 509.275 | 888.275 | 1863.275 | 1998.275 | 2023.275 | 2431.925 | 2590.575 | 2590.575
2019 | US | WECC | - | WECC-SRSG | MW | Firm Imports |  | 0 | 0 | 0 | 0 | 0 | 0 | 0 | 0 | 0 | 0 | 0
2019 | US | WECC | - | WECC-SRSG | MW | Firm Exports |  | 0 | 0 | 0 | 0 | 0 | 0 | 0 | 0 | 0 | 0 | 0
2019 | US | WECC | - | WECC-SRSG | MW | Net Firm Capacity Transfers |  | 0 | 0 | 0 | 0 | 0 | 0 | 0 | 0 | 0 | 0 | 0
2019 | US | WECC | - | WECC-SRSG | MW | Expected Imports |  | 0 | 0 | 0 | 0 | 0 | 0 | 0 | 0 | 0 | 0 | 0
2019 | US | WECC | - | WECC-SRSG | MW | Expected Exports |  | 0 | 0 | 0 | 0 | 0 | 0 | 0 | 0 | 0 | 0 | 0
2019 | US | WECC | - | WECC-SRSG | MW | Net Expected Transfers |  | 0 | 0 | 0 | 0 | 0 | 0 | 0 | 0 | 0 | 0 | 0
2019 | US | WECC | - | WECC-SRSG | MW | Existing-Certain & Net Firm Transfers |  | 29161.6364 | 29161.6364 | 29161.6364 | 28341.0364 | 28341.0364 | 28341.0364 | 28341.0364 | 28014.0364 | 28014.0364 | 28014.0364 | 28014.0364
2019 | US | WECC | - | WECC-SRSG | MW | Anticipated Resources |  | 29594.2364 | 29609.2364 | 29660.8814 | 28840.2814 | 28840.2814 | 28840.2814 | 28840.2814 | 28513.2814 | 28513.2814 | 28513.2814 | 28513.2814
2019 | US | WECC | - | WECC-SRSG | MW | Prospective Resources |  | 29685.2364 | 29791.2364 | 29903.8684 | 29083.2684 | 29523.2684 | 29523.2684 | 29523.2684 | 29196.2684 | 29196.2684 | 29196.2684 | 29196.2684
2019 | US | WECC | - | WECC-SRSG | MW | Existing-Certain and Net Firm Transfers Excess/Shortfall |  | 11391.6172 | 11198.3245 | 10841.3992 | 9361.6333 | 9040.1533 | 8738.0533 | 8352.7333 | 7933.602 | 7577.47 | 7266.8116 | 6521.0856
2019 | US | WECC | - | WECC-SRSG | MW | Anticipated Excess/Shortfall |  | 11824.2172 | 11645.9245 | 11340.6442 | 9860.8783 | 9539.3983 | 9237.2983 | 8851.9783 | 8432.847 | 8076.715 | 7766.0566 | 7020.3306
2019 | US | WECC | - | WECC-SRSG | MW | Prospective Excess/Shortfall |  | 11915.2172 | 11827.9245 | 11583.6312 | 10103.8653 | 10222.3853 | 9920.2853 | 9534.9653 | 9115.834 | 8759.702 | 8449.0436 | 7703.3176
2019 | US | WECC | - | WECC-SRSG | % | Existing-Certain and Net Firm Transfers Reserve Margin |  | 85.44% | 83.44% | 79.87% | 70.23% | 67.4% | 64.82% | 61.64% | 57.23% | 54.49% | 52.04% | 46.76%
2019 | US | WECC | - | WECC-SRSG | % | Anticipated Reserve Margin |  | 88.19% | 86.26% | 82.95% | 73.23% | 70.34% | 67.72% | 64.49% | 60.03% | 57.24% | 54.75% | 49.38%
2019 | US | WECC | - | WECC-SRSG | % | Prospective Reserve Margin |  | 88.77% | 87.4% | 84.45% | 74.69% | 74.38% | 71.69% | 68.38% | 63.86% | 61.01% | 58.45% | 52.96%
2019 | US | WECC | - | WECC-SRSG | Fraction | Reference Margin Level |  | 13% | 13% | 13% | 14% | 14% | 14% | 14% | 12.7% | 12.7% | 12.6% | 12.6%
2019 | US | SERC | - | SERC-FP | MW | Energy Efficiency and Conservation |  | 3300.32 | 3368.32 | 3430.32 | 3492.32 | 3550.32 | 3613.32 | 3675.32 | 3734.32 | 3793.32 | 3818.32 | 3818.3
2019 | US | SERC | - | SERC-FP | MW | Total Installed Photovoltaic |  | 394.6932 | 525.8843 | 674.2386 | 827.1092 | 963.4671 | 1055.8737 | 1157.4812 | 1268.1892 | 1385.7889 | 1510.5917 | 1510.6
2019 | US | SERC | - | SERC-FP | MW | Photovoltaic On-Peak |  | 0.15713 | 0.27791 | 0.40307 | 0.531 | 0.66267 | 0.77691 | 0.79246 | 0.90964 | 1.0284 | 1.0488 | 1
2019 | US | SERC | - | SERC-FP | MW | Total Internal Demand |  | 43962 | 43770 | 45194 | 45049 | 45860 | 46056 | 46711 | 47183 | 47603 | 48194 | 48194
2019 | US | SERC | - | SERC-FP | MW | Controllable and Dispatchable Demand Response - Available |  | 2887 | 2978 | 3019 | 3061 | 3102 | 3149 | 3190 | 3233 | 3277 | 3321 | 3321
2019 | US | SERC | - | SERC-FP | MW | Net Internal Demand |  | 41075 | 40792 | 42175 | 41988 | 42758 | 42907 | 43521 | 43950 | 44326 | 44873 | 44873
2019 | US | SERC | - | SERC-FP | MW | Behind the Meter Generation - Capacity |  | 0 | 0 | 0 | 0 | 0 | 0 | 0 | 0 | 0 | 0 | 0
2019 | US | SERC | - | SERC-FP | MW | Other Capacity Adjustments - Additions |  | 0 | 0 | 0 | 0 | 0 | 0 | 0 | 0 | 0 | 0 | 0
2019 | US | SERC | - | SERC-FP | MW | Other Capacity Adjustments - Reductions |  | 0 | 0 | 0 | 0 | 0 | 0 | 0 | 0 | 0 | 0 | 0
2019 | US | SERC | - | SERC-FP | MW | Confirmed Retirements |  | 0.2 | 331.2 | 502.2 | 2140.2 | 2215.2 | 2333.9 | 2526.7 | 2868.7 | 2931.2 | 3360.2 | 3360.2
2019 | US | SERC | - | SERC-FP | MW | Unconfirmed Retirements |  | 0 | 0 | 0 | 0 | 0 | 0 | 0 | 0 | 0 | 0 | 0
2019 | US | SERC | - | SERC-FP | MW | Scheduled Outages |  | 0 | 0 | 0 | 0 | 0 | 0 | 0 | 0 | 0 | 0 | 0
2019 | US | SERC | - | SERC-FP | MW | Transmission Limitations |  | 0 | 0 | 0 | 0 | 0 | 0 | 0 | 0 | 0 | 0 | 0
2019 | US | SERC | - | SERC-FP | MW | Existing-Certain |  | 55382.77 | 55025.37 | 52211.37 | 51143.37 | 51039.67 | 50719.48 | 50362.48 | 50283.48 | 48994.36 | 48994.36 | 48994.36
2019 | US | SERC | - | SERC-FP | MW | Existing-Other |  | 288.6 | 288.6 | 288.6 | 288.6 | 288.6 | 288.6 | 288.6 | 288.6 | 288.6 | 288.6 | 288.6
2019 | US | SERC | - | SERC-FP | MW | Additions - Tier 1 |  | 1825.6 | 1969 | 3713 | 6675 | 6675 | 7027 | 7272 | 9152 | 9618.6 | 9618.6 | 9618.6
2019 | US | SERC | - | SERC-FP | MW | Additions - Tier 2 |  | 0 | 0 | 0 | 0 | 0 | 0 | 0 | 0 | 0 | 0 | 0
2019 | US | SERC | - | SERC-FP | MW | Additions - Tier 3 |  | 0 | 0 | 0 | 0 | 0 | 0 | 0 | 0 | 0 | 0 | 0
2019 | US | SERC | - | SERC-FP | MW | Firm Imports |  | 1257 | 1282 | 1083 | 1133 | 1133 | 1133 | 1133 | 1033 | 1033 | 1033 | 1033
2019 | US | SERC | - | SERC-FP | MW | Firm Exports |  | 0 | 0 | 0 | 0 | 0 | 0 | 0 | 0 | 0 | 0 | 0
2019 | US | SERC | - | SERC-FP | MW | Net Firm Capacity Transfers |  | 1257 | 1282 | 1083 | 1133 | 1133 | 1133 | 1133 | 1033 | 1033 | 1033 | 1033
2019 | US | SERC | - | SERC-FP | MW | Expected Imports |  | 0 | 0 | 0 | 0 | 0 | 0 | 0 | 0 | 0 | 0 | 0
2019 | US | SERC | - | SERC-FP | MW | Expected Exports |  | 0 | 0 | 0 | 0 | 0 | 0 | 0 | 0 | 0 | 0 | 0
2019 | US | SERC | - | SERC-FP | MW | Net Expected Transfers |  | 0 | 0 | 0 | 0 | 0 | 0 | 0 | 0 | 0 | 0 | 0
2019 | US | SERC | - | SERC-FP | MW | Existing-Certain & Net Firm Transfers |  | 56639.77 | 56307.37 | 53294.37 | 52276.37 | 52172.67 | 51852.48 | 51495.48 | 51316.48 | 50027.36 | 50027.36 | 50027.36
2019 | US | SERC | - | SERC-FP | MW | Anticipated Resources |  | 58465.37 | 58276.37 | 57007.37 | 58951.37 | 58847.67 | 58879.48 | 58767.48 | 60468.48 | 59645.96 | 59645.96 | 59645.96
2019 | US | SERC | - | SERC-FP | MW | Prospective Resources |  | 58753.97 | 58564.97 | 57295.97 | 59239.97 | 59136.27 | 59168.08 | 59056.08 | 60757.08 | 59934.56 | 59934.56 | 59934.56
2019 | US | SERC | - | SERC-FP | MW | Existing-Certain and Net Firm Transfers Excess/Shortfall |  | 9403.52 | 9396.57 | 4793.12 | 3990.17 | 3000.97 | 2509.43 | 1446.33 | 773.98 | -947.54 | -1576.59 | -1576.59
2019 | US | SERC | - | SERC-FP | MW | Anticipated Excess/Shortfall |  | 11229.12 | 11365.57 | 8506.12 | 10665.17 | 9675.97 | 9536.43 | 8718.33 | 9925.98 | 8671.06 | 8042.01 | 8042.01
2019 | US | SERC | - | SERC-FP | MW | Prospective Excess/Shortfall |  | 11517.72 | 11654.17 | 8794.72 | 10953.77 | 9964.57 | 9825.03 | 9006.93 | 10214.58 | 8959.66 | 8330.61 | 8330.61
2019 | US | SERC | - | SERC-FP | % | Existing-Certain and Net Firm Transfers Reserve Margin |  | 37.89% | 38.04% | 26.36% | 24.5% | 22.02% | 20.85% | 18.32% | 16.76% | 12.86% | 11.49% | 11.49%
2019 | US | SERC | - | SERC-FP | % | Anticipated Reserve Margin |  | 42.34% | 42.86% | 35.17% | 40.4% | 37.63% | 37.23% | 35.03% | 37.58% | 34.56% | 32.92% | 32.92%
2019 | US | SERC | - | SERC-FP | % | Prospective Reserve Margin |  | 43.04% | 43.57% | 35.85% | 41.09% | 38.3% | 37.9% | 35.7% | 38.24% | 35.21% | 33.56% | 33.56%
2019 | US | SERC | - | SERC-FP | Fraction | Reference Margin Level |  | 15% | 15% | 15% | 15% | 15% | 15% | 15% | 15% | 15% | 15% | 15%
2020 | US | MRO | - | SPP | MW | Energy Efficiency and Conservation |  | 145.4 | 159.5 | 166.6 | 165.7 | 166.3 | 171.9 | 178.7 | 184.9 | 192.1 | 200.2 | 209.4
2020 | US | MRO | - | SPP | MW | Total Installed Photovoltaic |  | 40 | 40 | 40 | 40 | 40 | 40 | 40 | 40 | 40 | 40 | 40
2020 | US | MRO | - | SPP | MW | Photovoltaic On-Peak |  | 0 | 0 | 0 | 0 | 0 | 0 | 0 | 0 | 0 | 0 | 0
2020 | US | MRO | - | SPP | MW | Total Internal Demand |  | 42062.3643 | 42326.2382 | 43376.9529 | 44016.059 | 44449.3521 | 44922.5348 | 45288.8882 | 45632.1691 | 45864.4817 | 46158.4681 | 46384.1384
2020 | US | MRO | - | SPP | MW | Controllable and Dispatchable Demand Response - Available |  | 251.6 | 223.2 | 223.2 | 223.2 | 223.2 | 222.2 | 222.2 | 222.2 | 222.2 | 221.2 | 221.2
2020 | US | MRO | - | SPP | MW | Net Internal Demand |  | 41810.7643 | 42103.0382 | 43153.7529 | 43792.859 | 44226.1521 | 44700.3348 | 45066.6882 | 45409.9691 | 45642.2817 | 45937.2681 | 46162.9384
2020 | US | MRO | - | SPP | MW | Behind the Meter Generation - Capacity |  | 503.989 | 317.645 | 318.645 | 319.645 | 308.145 | 309.145 | 310.145 | 311.145 | 312.145 | 313.145 | 313.445
2020 | US | MRO | - | SPP | MW | Other Capacity Adjustments - Additions |  | 0 | 1 | 3 | 8 | 8 | 8 | 8 | 13 | 15 | 15 | 15
2020 | US | MRO | - | SPP | MW | Other Capacity Adjustments - Reductions |  | 163.741 | 179.741 | 179.741 | 179.741 | 179.741 | 179.741 | 179.741 | 179.741 | 179.741 | 179.741 | 179.741
2020 | US | MRO | - | SPP | MW | Confirmed Retirements |  | 859.3 | 859.3 | 966.3 | 966.3 | 966.3 | 1072.3 | 1072.3 | 1311.3 | 1311.3 | 1500.3 | 1612.3
2020 | US | MRO | - | SPP | MW | Unconfirmed Retirements |  | 0 | 56 | 555.8 | 1039.4 | 1217.8 | 1327.8 | 1949.8 | 1949.8 | 1949.8 | 2126.8 | 2126.8
2020 | US | MRO | - | SPP | MW | Scheduled Outages |  | 454.7 | 85 | 96 | 85 | 96 | 64 | 96 | 64 | 96 | 64 | 0
2020 | US | MRO | - | SPP | MW | Transmission Limitations |  | 0 | 0 | 0 | 0 | 0 | 0 | 0 | 0 | 0 | 0 | 0
2020 | US | MRO | - | SPP | MW | Existing-Certain |  | 66277.483 | 66445.839 | 66437.839 | 66454.839 | 66432.339 | 66465.339 | 66434.339 | 66472.339 | 66443.339 | 66476.339 | 66540.639
2020 | US | MRO | - | SPP | MW | Existing-Other |  | 0 | 0 | 0 | 0 | 0 | 0 | 0 | 0 | 0 | 0 | 0
2020 | US | MRO | - | SPP | MW | Additions - Tier 1 |  | 297.8 | 297.8 | 334 | 371.3 | 371.3 | 371.3 | 371.3 | 371.3 | 371.3 | 371.3 | 371.3
2020 | US | MRO | - | SPP | MW | Additions - Tier 2 |  | 4498.35 | 4498.35 | 4498.35 | 4498.35 | 4498.35 | 4498.35 | 4498.35 | 4498.35 | 4498.35 | 4498.35 | 4498.35
2020 | US | MRO | - | SPP | MW | Additions - Tier 3 |  | 262.6 | 262.6 | 262.6 | 262.6 | 262.6 | 262.6 | 262.6 | 262.6 | 262.6 | 262.6 | 262.6
2020 | US | MRO | - | SPP | MW | Firm Imports |  | 1799.5043 | 1947.6043 | 1882.6043 | 1892.6043 | 1892.7043 | 1912.7043 | 1603.7743 | 1547.7743 | 1552.8743 | 1552.8743 | 1555.9743
2020 | US | MRO | - | SPP | MW | Firm Exports |  | 1975.816 | 1904.816 | 1851.816 | 1781.816 | 1781.816 | 1756.816 | 1756.816 | 1756.816 | 1756.816 | 1756.816 | 1756.816
2020 | US | MRO | - | SPP | MW | Net Firm Capacity Transfers |  | -176.3117 | 42.7883 | 30.7883 | 110.7883 | 110.8883 | 155.8883 | -153.0417 | -209.0417 | -203.9417 | -203.9417 | -200.8417
2020 | US | MRO | - | SPP | MW | Expected Imports |  | 0 | 0 | 0 | 0 | 0 | 0 | 0 | 0 | 0 | 0 | 0
2020 | US | MRO | - | SPP | MW | Expected Exports |  | 0 | 0 | 0 | 0 | 0 | 0 | 0 | 0 | 0 | 0 | 0
2020 | US | MRO | - | SPP | MW | Net Expected Transfers |  | 0 | 0 | 0 | 0 | 0 | 0 | 0 | 0 | 0 | 0 | 0
2020 | US | MRO | - | SPP | MW | Existing-Certain & Net Firm Transfers |  | 66101.1713 | 66488.6273 | 66468.6273 | 66565.6273 | 66543.2273 | 66621.2273 | 66281.2973 | 66263.2973 | 66239.3973 | 66272.3973 | 66339.7973
2020 | US | MRO | - | SPP | MW | Anticipated Resources |  | 66398.9713 | 66786.4273 | 66802.6273 | 66936.9273 | 66914.5273 | 66992.5273 | 66652.5973 | 66634.5973 | 66610.6973 | 66643.6973 | 66711.0973
2020 | US | MRO | - | SPP | MW | Prospective Resources |  | 70897.3213 | 71228.7773 | 70745.1773 | 70395.8773 | 70195.0773 | 70163.0773 | 69201.1473 | 69183.1473 | 69159.2473 | 69015.2473 | 69082.6473
2020 | US | MRO | - | SPP | MW | Existing-Certain and Net Firm Transfers Excess/Shortfall |  | 17684.3063 | 17733.309 | 16496.5814 | 15853.4966 | 15329.3432 | 14858.2396 | 14094.0723 | 13678.5531 | 13385.6351 | 13077.0408 | 12883.1146
2020 | US | MRO | - | SPP | MW | Anticipated Excess/Shortfall |  | 17982.1063 | 18031.109 | 16830.5814 | 16224.7966 | 15700.6432 | 15229.5396 | 14465.3723 | 14049.8531 | 13756.9351 | 13448.3408 | 13254.4146
2020 | US | MRO | - | SPP | MW | Prospective Excess/Shortfall |  | 22480.4563 | 22473.459 | 20773.1314 | 19683.7466 | 18981.1932 | 18400.0896 | 17013.9223 | 16598.4031 | 16305.4851 | 15819.8908 | 15625.9646
2020 | US | MRO | - | SPP | % | Existing-Certain and Net Firm Transfers Reserve Margin |  | 58.1% | 57.92% | 54.03% | 52% | 50.46% | 49.04% | 47.07% | 45.92% | 45.13% | 44.27% | 43.71%
2020 | US | MRO | - | SPP | % | Anticipated Reserve Margin |  | 58.81% | 58.63% | 54.8% | 52.85% | 51.3% | 49.87% | 47.9% | 46.74% | 45.94% | 45.08% | 44.51%
2020 | US | MRO | - | SPP | % | Prospective Reserve Margin |  | 69.57% | 69.18% | 63.94% | 60.75% | 58.72% | 56.96% | 53.55% | 52.35% | 51.52% | 50.24% | 49.65%
2020 | US | MRO | - | SPP | Fraction | Reference Margin Level (Converting SPPs PRM from NCP to CP) |  | 0.158 | 0.158 | 0.158 | 0.158 | 0.158 | 0.158 | 0.158 | 0.158 | 0.158 | 0.158 | 0.158
2020 | US | TRE-ERCOT | - | TRE-ERCOT | MW | Energy Efficiency and Conservation |  | 1804.1997 | 2109.9906 | 2336.75 | 2648.4694 | 2883.9234 | 3204.9983 | 3449.4427 | 3781.3491 | 4037.4482 | 4381.895 | 4651.4877
2020 | US | TRE-ERCOT | - | TRE-ERCOT | MW | Total Installed Photovoltaic |  | 1035.5564 | 1523.6306 | 2198.4414 | 3011.6904 | 3847.3545 | 4577.0501 | 5127.6359 | 5497.7108 | 5698.2366 | 5756.4345 | 5760.3125
2020 | US | TRE-ERCOT | - | TRE-ERCOT | MW | Photovoltaic On-Peak |  | 68.7609 | 101.1691 | 145.9765 | 199.9762 | 255.4643 | 303.9161 | 340.475 | 365.048 | 378.3629 | 382.2272 | 382.4848
2020 | US | TRE-ERCOT | - | TRE-ERCOT | MW | Total Internal Demand |  | 59566.9368 | 61053.2862 | 63005.7163 | 64556.9368 | 65932.9294 | 67207.0464 | 68456.987 | 69669.0529 | 70839.9645 | 71980.7696 | 73102.645
2020 | US | TRE-ERCOT | - | TRE-ERCOT | MW | Controllable and Dispatchable Demand Response - Available |  | 2764 | 2807 | 2807 | 2807 | 2807 | 2807 | 2807 | 2807 | 2807 | 2807 | 2807
2020 | US | TRE-ERCOT | - | TRE-ERCOT | MW | Net Internal Demand |  | 56802.9368 | 58246.2862 | 60198.7163 | 61749.9368 | 63125.9294 | 64400.0464 | 65649.987 | 66862.0529 | 68032.9645 | 69173.7696 | 70295.645
2020 | US | TRE-ERCOT | - | TRE-ERCOT | MW | Behind the Meter Generation - Capacity |  | 3953.6289 | 3554.1383 | 3467.1383 | 3462.1383 | 3417.1383 | 3377.1383 | 3162.1383 | 3162.1383 | 3157.1383 | 3157.1383 | 3157.1383
2020 | US | TRE-ERCOT | - | TRE-ERCOT | MW | Other Capacity Adjustments - Additions |  | 0 | 0 | 0 | 0 | 0 | 0 | 0 | 0 | 0 | 0 | 0
2020 | US | TRE-ERCOT | - | TRE-ERCOT | MW | Other Capacity Adjustments - Reductions |  | 0 | 0 | 0 | 0 | 0 | 0 | 0 | 0 | 0 | 0 | 0
2020 | US | TRE-ERCOT | - | TRE-ERCOT | MW | Confirmed Retirements |  | 1153.187 | 1153.187 | 1153.187 | 1153.187 | 1153.187 | 1153.187 | 1153.187 | 1153.187 | 1153.187 | 1153.187 | 1153.187
2020 | US | TRE-ERCOT | - | TRE-ERCOT | MW | Unconfirmed Retirements |  | 0 | 0 | 0 | 0 | 0 | 0 | 0 | 0 | 0 | 0 | 0
2020 | US | TRE-ERCOT | - | TRE-ERCOT | MW | Scheduled Outages |  | 0 | 0 | 0 | 0 | 0 | 0 | 0 | 0 | 0 | 0 | 0
2020 | US | TRE-ERCOT | - | TRE-ERCOT | MW | Transmission Limitations |  | 0 | 0 | 0 | 0 | 0 | 0 | 0 | 0 | 0 | 0 | 0
2020 | US | TRE-ERCOT | - | TRE-ERCOT | MW | Existing-Certain |  | 81051.6022 | 80954.6116 | 80867.6116 | 80862.6116 | 80817.6116 | 80777.6116 | 80562.6116 | 80562.6116 | 80557.6116 | 80557.6116 | 80557.6116
2020 | US | TRE-ERCOT | - | TRE-ERCOT | MW | Existing-Other |  | 588 | 588 | 588 | 588 | 588 | 588 | 588 | 588 | 588 | 588 | 588
2020 | US | TRE-ERCOT | - | TRE-ERCOT | MW | Additions - Tier 1 |  | 2088.5007 | 4156.6138 | 5001.3409 | 5086.0624 | 5134.5694 | 5134.5694 | 5134.5694 | 5134.5694 | 5134.5694 | 5134.5694 | 5134.5694
2020 | US | TRE-ERCOT | - | TRE-ERCOT | MW | Additions - Tier 2 |  | 10.29 | 2010.0003 | 5301.3154 | 6268.1496 | 6287.5746 | 6387.1421 | 6387.1421 | 6387.1421 | 6387.1421 | 6387.1421 | 6387.1421
2020 | US | TRE-ERCOT | - | TRE-ERCOT | MW | Additions - Tier 3 |  | 280.628 | 1945.3855 | 6572.7375 | 9725.1889 | 10160.6425 | 10160.6425 | 10160.6425 | 10160.6425 | 10160.6425 | 10160.6425 | 10160.6425
2020 | US | TRE-ERCOT | - | TRE-ERCOT | MW | Firm Imports |  | 240 | 240 | 240 | 240 | 240 | 240 | 240 | 240 | 240 | 240 | 240
2020 | US | TRE-ERCOT | - | TRE-ERCOT | MW | Firm Exports |  | 30 | 30 | 30 | 30 | 30 | 30 | 30 | 30 | 30 | 30 | 30
2020 | US | TRE-ERCOT | - | TRE-ERCOT | MW | Net Firm Capacity Transfers |  | 210 | 210 | 210 | 210 | 210 | 210 | 210 | 210 | 210 | 210 | 210
2020 | US | TRE-ERCOT | - | TRE-ERCOT | MW | Expected Imports |  | 64 | 64 | 64 | 64 | 64 | 64 | 64 | 64 | 64 | 64 | 64
2020 | US | TRE-ERCOT | - | TRE-ERCOT | MW | Expected Exports |  | 0 | 0 | 0 | 0 | 0 | 0 | 0 | 0 | 0 | 0 | 0
2020 | US | TRE-ERCOT | - | TRE-ERCOT | MW | Net Expected Transfers |  | 64 | 64 | 64 | 64 | 64 | 64 | 64 | 64 | 64 | 64 | 64
2020 | US | TRE-ERCOT | - | TRE-ERCOT | MW | Existing-Certain & Net Firm Transfers |  | 81261.6022 | 81164.6116 | 81077.6116 | 81072.6116 | 81027.6116 | 80987.6116 | 80772.6116 | 80772.6116 | 80767.6116 | 80767.6116 | 80767.6116
2020 | US | TRE-ERCOT | - | TRE-ERCOT | MW | Anticipated Resources |  | 83350.1029 | 85321.2254 | 86078.9525 | 86158.674 | 86162.181 | 86122.181 | 85907.181 | 85907.181 | 85902.181 | 85902.181 | 85902.181
2020 | US | TRE-ERCOT | - | TRE-ERCOT | MW | Prospective Resources |  | 84012.3929 | 87983.2257 | 92032.2679 | 93078.8236 | 93101.7556 | 93161.3231 | 92946.3231 | 92946.3231 | 92941.3231 | 92941.3231 | 92941.3231
2020 | US | TRE-ERCOT | - | TRE-ERCOT | MW | Existing-Certain and Net Firm Transfers Excess/Shortfall |  | 16648.2616 | 14909.461 | 12601.5718 | 10832.0584 | 9221.8669 | 7732.5588 | 6095.7513 | 4717.0264 | 3380.1145 | 2082.4486 | 806.3153
2020 | US | TRE-ERCOT | - | TRE-ERCOT | MW | Anticipated Excess/Shortfall |  | 18736.7623 | 19066.0748 | 17602.9127 | 15918.1208 | 14356.4363 | 12867.1282 | 11230.3207 | 9851.5958 | 8514.6839 | 7217.018 | 5940.8847
2020 | US | TRE-ERCOT | - | TRE-ERCOT | MW | Prospective Excess/Shortfall |  | 19399.0523 | 21728.0751 | 23556.2281 | 22838.2704 | 21296.0109 | 19906.2703 | 18269.4628 | 16890.7379 | 15553.826 | 14256.1601 | 12980.0268
2020 | US | TRE-ERCOT | - | TRE-ERCOT | % | Existing-Certain and Net Firm Transfers Reserve Margin |  | 43.06% | 39.35% | 34.68% | 31.29% | 28.36% | 25.76% | 23.04% | 20.8% | 18.72% | 16.76% | 14.9%
2020 | US | TRE-ERCOT | - | TRE-ERCOT | % | Anticipated Reserve Margin |  | 46.74% | 46.48% | 42.99% | 39.53% | 36.49% | 33.73% | 30.86% | 28.48% | 26.27% | 24.18% | 22.2%
2020 | US | TRE-ERCOT | - | TRE-ERCOT | % | Prospective Reserve Margin |  | 47.9% | 51.05% | 52.88% | 50.74% | 47.49% | 44.66% | 41.58% | 39.01% | 36.61% | 34.36% | 32.21%
2020 | US | TRE-ERCOT | - | TRE-ERCOT | Fraction | Reference Margin Level |  | 13.75% | 13.75% | 13.75% | 13.75% | 13.75% | 13.75% | 13.75% | 13.75% | 13.75% | 13.75% | 13.75%
2020 | CA | MRO | - | MRO-Manitoba Hydro | MW | Energy Efficiency and Conservation |  | 254.5566 | 304.5668 | 352.3138 | 391.1396 | 442.3286 | 329.2018 | 382.1724 | 438.6308 | 492.2192 | 550.2625 | 608.9443
2020 | CA | MRO | - | MRO-Manitoba Hydro | MW | Total Installed Photovoltaic |  | 35 | 35 | 40.9 | 46.7 | 52.6 | 52.6 | 52.6 | 52.6 | 52.6 | 52.6 | 52.6
2020 | CA | MRO | - | MRO-Manitoba Hydro | MW | Photovoltaic On-Peak |  | 0 | 0 | 0 | 0 | 0 | 0 | 0 | 0 | 0 | 0 | 0
2020 | CA | MRO | - | MRO-Manitoba Hydro | MW | Total Internal Demand |  | 4582.0643 | 4667.288 | 4606.6118 | 4624.6703 | 4626.9735 | 4780.0594 | 4783.1775 | 4775.6544 | 4772.0138 | 4778.5101 | 4778.0314
2020 | CA | MRO | - | MRO-Manitoba Hydro | MW | Controllable and Dispatchable Demand Response - Available |  | 0 | 0 | 0 | 0 | 0 | 0 | 0 | 0 | 0 | 0 | 0
2020 | CA | MRO | - | MRO-Manitoba Hydro | MW | Net Internal Demand |  | 4582.0643 | 4667.288 | 4606.6118 | 4624.6703 | 4626.9735 | 4780.0594 | 4783.1775 | 4775.6544 | 4772.0138 | 4778.5101 | 4778.0314
2020 | CA | MRO | - | MRO-Manitoba Hydro | MW | Behind the Meter Generation - Capacity |  | 0 | 0 | 0 | 0 | 0 | 0 | 0 | 0 | 0 | 0 | 0
2020 | CA | MRO | - | MRO-Manitoba Hydro | MW | Other Capacity Adjustments - Additions |  | 0 | 0 | 0 | 0 | 0 | 0 | 0 | 0 | 0 | 0 | 0
2020 | CA | MRO | - | MRO-Manitoba Hydro | MW | Other Capacity Adjustments - Reductions |  | 0 | 0 | 0 | 0 | 0 | 0 | 0 | 0 | 0 | 0 | 0
2020 | CA | MRO | - | MRO-Manitoba Hydro | MW | Confirmed Retirements |  | 0 | 0 | 0 | 0 | 0 | 0 | 0 | 0 | 0 | 0 | 0
2020 | CA | MRO | - | MRO-Manitoba Hydro | MW | Unconfirmed Retirements |  | 118.245 | 118.245 | 118.245 | 118.245 | 118.245 | 118.245 | 118.245 | 118.245 | 118.245 | 118.245 | 118.245
2020 | CA | MRO | - | MRO-Manitoba Hydro | MW | Scheduled Outages |  | 135 | 135 | 135 | 135 | 135 | 135 | 135 | 135 | 135 | 135 | 135
2020 | CA | MRO | - | MRO-Manitoba Hydro | MW | Transmission Limitations |  | 0 | 0 | 0 | 0 | 0 | 0 | 0 | 0 | 0 | 0 | 0
2020 | CA | MRO | - | MRO-Manitoba Hydro | MW | Existing-Certain |  | 5421.9736 | 5407.2265 | 5407.2265 | 5407.2265 | 5407.2265 | 5407.2265 | 5386.4265 | 5386.4265 | 5386.4265 | 5378.1312 | 5378.1312
2020 | CA | MRO | - | MRO-Manitoba Hydro | MW | Existing-Other |  | 38.2 | 52.9 | 52.9 | 52.9 | 52.9 | 52.9 | 52.9 | 52.9 | 52.9 | 51.1857 | 51.1857
2020 | CA | MRO | - | MRO-Manitoba Hydro | MW | Additions - Tier 1 |  | 180 | 630 | 630 | 630 | 630 | 630 | 630 | 630 | 630 | 630 | 630
2020 | CA | MRO | - | MRO-Manitoba Hydro | MW | Additions - Tier 2 |  | 0 | 0 | 0 | 0 | 0 | 0 | 0 | 0 | 0 | 0 | 0
2020 | CA | MRO | - | MRO-Manitoba Hydro | MW | Additions - Tier 3 |  | 0 | 0 | 0 | 0 | 0 | 0 | 0 | 0 | 0 | 0 | 0
2020 | CA | MRO | - | MRO-Manitoba Hydro | MW | Firm Imports |  | 550 | 550 | 550 | 550 | 550 | 200 | 200 | 200 | 200 | 200 | 0
2020 | CA | MRO | - | MRO-Manitoba Hydro | MW | Firm Exports |  | 925.6579 | 996.6178 | 1166.7334 | 1223.0046 | 1228.1201 | 813.9291 | 813.9291 | 719.0446 | 642.3112 | 647.4268 | 540
2020 | CA | MRO | - | MRO-Manitoba Hydro | MW | Net Firm Capacity Transfers |  | -375.6579 | -446.6178 | -616.7334 | -673.0046 | -678.1201 | -613.9291 | -613.9291 | -519.0446 | -442.3112 | -447.4268 | -540
2020 | CA | MRO | - | MRO-Manitoba Hydro | MW | Expected Imports |  | 0 | 0 | 0 | 0 | 0 | 0 | 0 | 0 | 0 | 0 | 0
2020 | CA | MRO | - | MRO-Manitoba Hydro | MW | Expected Exports |  | 0 | 0 | 0 | 0 | 0 | 0 | 0 | 0 | 0 | 0 | 0
2020 | CA | MRO | - | MRO-Manitoba Hydro | MW | Net Expected Transfers |  | 0 | 0 | 0 | 0 | 0 | 0 | 0 | 0 | 0 | 0 | 0
2020 | CA | MRO | - | MRO-Manitoba Hydro | MW | Existing-Certain & Net Firm Transfers |  | 5046.3157 | 4960.6087 | 4790.4931 | 4734.222 | 4729.1064 | 4793.2975 | 4772.4975 | 4867.3819 | 4944.1153 | 4930.7044 | 4838.1312
2020 | CA | MRO | - | MRO-Manitoba Hydro | MW | Anticipated Resources |  | 5226.3157 | 5590.6087 | 5420.4931 | 5364.222 | 5359.1064 | 5423.2975 | 5402.4975 | 5497.3819 | 5574.1153 | 5560.7044 | 5468.1312
2020 | CA | MRO | - | MRO-Manitoba Hydro | MW | Prospective Resources |  | 5146.2707 | 5525.2637 | 5355.1481 | 5298.877 | 5293.7614 | 5357.9525 | 5337.1525 | 5432.0369 | 5508.7703 | 5493.6451 | 5401.0719
2020 | CA | MRO | - | MRO-Manitoba Hydro | MW | Existing-Certain and Net Firm Transfers Excess/Shortfall |  | -85.5963 | -266.7539 | -368.9121 | -445.4088 | -453.1039 | -560.369 | -584.6613 | -481.351 | -400.5401 | -421.227 | -513.264
2020 | CA | MRO | - | MRO-Manitoba Hydro | MW | Anticipated Excess/Shortfall |  | 94.4037 | 363.2461 | 261.0879 | 184.5912 | 176.8961 | 69.631 | 45.3387 | 148.649 | 229.4599 | 208.773 | 116.736
2020 | CA | MRO | - | MRO-Manitoba Hydro | MW | Prospective Excess/Shortfall |  | 14.3587 | 297.9011 | 195.7429 | 119.2462 | 111.5511 | 4.286 | -20.0063 | 83.304 | 164.1149 | 141.7138 | 49.6767
2020 | CA | MRO | - | MRO-Manitoba Hydro | % | Existing-Certain and Net Firm Transfers Reserve Margin |  | 10.13% | 6.285% | 3.992% | 2.369% | 2.207% | 0.2769% | -0.2233% | 1.921% | 3.606% | 3.185% | 1.258%
2020 | CA | MRO | - | MRO-Manitoba Hydro | % | Anticipated Reserve Margin |  | 14.06% | 19.78% | 17.67% | 15.99% | 15.82% | 13.46% | 12.95% | 15.11% | 16.81% | 16.37% | 14.44%
2020 | CA | MRO | - | MRO-Manitoba Hydro | % | Prospective Reserve Margin |  | 12.31% | 18.38% | 16.25% | 14.58% | 14.41% | 12.09% | 11.58% | 13.74% | 15.44% | 14.97% | 13.04%
2020 | CA | MRO | - | MRO-Manitoba Hydro | Fraction | Reference Margin Level |  | 12% | 12% | 12% | 12% | 12% | 12% | 12% | 12% | 12% | 12% | 12%
2020 | CA | NPCC | - | NPCC-Maritimes | MW | Energy Efficiency and Conservation |  | 92.5 | 140.3 | 181.6 | 220.3 | 259 | 299 | 334.3 | 370.9 | 404.4 | 439.6 | 465
2020 | CA | NPCC | - | NPCC-Maritimes | MW | Total Installed Photovoltaic |  | 28.7 | 33.2 | 38.1 | 47.4 | 60.6 | 75.8 | 95 | 119.2 | 149.7 | 176.1 | 183.7
2020 | CA | NPCC | - | NPCC-Maritimes | MW | Photovoltaic On-Peak |  | 0 | 0 | 0 | 0 | 0 | 0 | 0 | 0 | 0 | 0 | 0
2020 | CA | NPCC | - | NPCC-Maritimes | MW | Total Internal Demand |  | 5713.6447 | 5687.9419 | 5727.4421 | 5755.9453 | 5760.7515 | 5772.6608 | 5781.4731 | 5789.5884 | 5798.8069 | 5804.9284 | 5815.6531
2020 | CA | NPCC | - | NPCC-Maritimes | MW | Controllable and Dispatchable Demand Response - Available |  | 259.4 | 266.2 | 268 | 272.6 | 272.6 | 272.3 | 272.1 | 271.8 | 271.6 | 271.2 | 271
2020 | CA | NPCC | - | NPCC-Maritimes | MW | Net Internal Demand |  | 5454.2447 | 5421.7419 | 5459.4421 | 5483.3453 | 5488.1515 | 5500.3608 | 5509.3731 | 5517.7884 | 5527.2069 | 5533.7284 | 5544.6531
2020 | CA | NPCC | - | NPCC-Maritimes | MW | Behind the Meter Generation - Capacity |  | 0 | 0 | 0 | 0 | 0 | 0 | 0 | 0 | 0 | 0 | 0
2020 | CA | NPCC | - | NPCC-Maritimes | MW | Other Capacity Adjustments - Additions |  | 0 | 0 | 0 | 0 | 0 | 0 | 0 | 0 | 0 | 0 | 0
2020 | CA | NPCC | - | NPCC-Maritimes | MW | Other Capacity Adjustments - Reductions |  | 0 | 0 | 0 | 0 | 0 | 0 | 0 | 0 | 0 | 0 | 0
2020 | CA | NPCC | - | NPCC-Maritimes | MW | Confirmed Retirements |  | 105.1 | 143.1 | 143.1 | 146.436 | 146.436 | 146.436 | 146.436 | 146.436 | 146.436 | 146.436 | 146.436
2020 | CA | NPCC | - | NPCC-Maritimes | MW | Unconfirmed Retirements |  | 148 | 152 | 152 | 152 | 250 | 278 | 568 | 568 | 568 | 568 | 568
2020 | CA | NPCC | - | NPCC-Maritimes | MW | Scheduled Outages |  | 100 | 100 | 100 | 100 | 100 | 100 | 100 | 100 | 100 | 100 | 100
2020 | CA | NPCC | - | NPCC-Maritimes | MW | Transmission Limitations |  | 0 | 0 | 0 | 0 | 0 | 0 | 0 | 0 | 0 | 0 | 0
2020 | CA | NPCC | - | NPCC-Maritimes | MW | Existing-Certain |  | 6594.96 | 6637.96 | 6637.96 | 6614.624 | 6614.624 | 6614.624 | 6614.624 | 6504.624 | 6504.624 | 6504.624 | 6504.624
2020 | CA | NPCC | - | NPCC-Maritimes | MW | Existing-Other |  | 0 | 0 | 0 | 0 | 0 | 0 | 0 | 0 | 0 | 0 | 0
2020 | CA | NPCC | - | NPCC-Maritimes | MW | Additions - Tier 1 |  | 15.05 | 19.45 | 21.75 | 21.75 | 21.75 | 21.75 | 21.75 | 21.75 | 21.75 | 19.5 | 19.5
2020 | CA | NPCC | - | NPCC-Maritimes | MW | Additions - Tier 2 |  | 0 | 0 | 0 | 0 | 0 | 0 | 0 | 0 | 0 | 0 | 0
2020 | CA | NPCC | - | NPCC-Maritimes | MW | Additions - Tier 3 |  | 0 | 4.5 | 4.5 | 4.5 | 4.5 | 4.5 | 4.5 | 4.5 | 4.5 | 4.5 | 4.5
2020 | CA | NPCC | - | NPCC-Maritimes | MW | Firm Imports |  | 0 | 0 | 0 | 0 | 0 | 0 | 0 | 0 | 0 | 0 | 0
2020 | CA | NPCC | - | NPCC-Maritimes | MW | Firm Exports |  | 69 | 66 | 149 | 72 | 0 | 0 | 0 | 0 | 0 | 0 | 0
2020 | CA | NPCC | - | NPCC-Maritimes | MW | Net Firm Capacity Transfers |  | -69 | -66 | -149 | -72 | 0 | 0 | 0 | 0 | 0 | 0 | 0
2020 | CA | NPCC | - | NPCC-Maritimes | MW | Expected Imports |  | 153 | 153 | 153 | 153 | 153 | 153 | 153 | 153 | 153 | 153 | 153
2020 | CA | NPCC | - | NPCC-Maritimes | MW | Expected Exports |  | 0 | 0 | 0 | 0 | 0 | 0 | 0 | 0 | 0 | 0 | 0
2020 | CA | NPCC | - | NPCC-Maritimes | MW | Net Expected Transfers |  | 153 | 153 | 153 | 153 | 153 | 153 | 153 | 153 | 153 | 153 | 153
2020 | CA | NPCC | - | NPCC-Maritimes | MW | Existing-Certain & Net Firm Transfers |  | 6525.96 | 6571.96 | 6488.96 | 6542.624 | 6614.624 | 6614.624 | 6614.624 | 6504.624 | 6504.624 | 6504.624 | 6504.624
2020 | CA | NPCC | - | NPCC-Maritimes | MW | Anticipated Resources |  | 6541.01 | 6591.41 | 6510.71 | 6564.374 | 6636.374 | 6636.374 | 6636.374 | 6526.374 | 6526.374 | 6524.124 | 6524.124
2020 | CA | NPCC | - | NPCC-Maritimes | MW | Prospective Resources |  | 6546.01 | 6592.41 | 6511.71 | 6565.374 | 6539.374 | 6511.374 | 6221.374 | 6111.374 | 6111.374 | 6109.124 | 6109.124
2020 | CA | NPCC | - | NPCC-Maritimes | MW | Existing-Certain and Net Firm Transfers Excess/Shortfall |  | -19.1336 | 65.8697 | -62.3705 | -37.3904 | 28.8422 | 14.1911 | 3.3763 | -116.7221 | -128.0243 | -135.8501 | -148.9597
2020 | CA | NPCC | - | NPCC-Maritimes | MW | Anticipated Excess/Shortfall |  | -4.0836 | 85.3197 | -40.6205 | -15.6404 | 50.5922 | 35.9411 | 25.1263 | -94.9721 | -106.2743 | -116.3501 | -129.4597
2020 | CA | NPCC | - | NPCC-Maritimes | MW | Prospective Excess/Shortfall |  | 0.91642 | 86.3197 | -39.6205 | -14.6404 | -46.4078 | -89.0589 | -389.8737 | -509.9721 | -521.2743 | -531.3501 | -544.4597
2020 | CA | NPCC | - | NPCC-Maritimes | % | Existing-Certain and Net Firm Transfers Reserve Margin |  | 19.65% | 21.21% | 18.86% | 19.32% | 20.53% | 20.26% | 20.06% | 17.88% | 17.68% | 17.55% | 17.31%
2020 | CA | NPCC | - | NPCC-Maritimes | % | Anticipated Reserve Margin |  | 19.93% | 21.57% | 19.26% | 19.71% | 20.92% | 20.65% | 20.46% | 18.28% | 18.08% | 17.9% | 17.67%
2020 | CA | NPCC | - | NPCC-Maritimes | % | Prospective Reserve Margin |  | 20.02% | 21.59% | 19.27% | 19.73% | 19.15% | 18.38% | 12.92% | 10.76% | 10.57% | 10.4% | 10.18%
2020 | CA | NPCC | - | NPCC-Maritimes | Fraction | Reference Margin Level |  | 20% | 20% | 20% | 20% | 20% | 20% | 20% | 20% | 20% | 20% | 20%
2020 | US | MRO | - | MRO-MISO | MW | Energy Efficiency and Conservation |  | 582 | 582 | 582 | 582 | 582 | 582 | 582 | 582 | 582 | 582 | 582
2020 | US | MRO | - | MRO-MISO | MW | Total Installed Photovoltaic |  | 861 | 861 | 861 | 861 | 861 | 861 | 861 | 861 | 861 | 861 | 861
2020 | US | MRO | - | MRO-MISO | MW | Photovoltaic On-Peak |  | 430.5 | 430.5 | 430.5 | 430.5 | 430.5 | 430.5 | 430.5 | 430.5 | 430.5 | 430.5 | 430.5
2020 | US | MRO | - | MRO-MISO | MW | Total Internal Demand |  | 103166.6907 | 103964.6198 | 105454.9885 | 105908.5045 | 106108.96 | 106217.9073 | 106458.128 | 106976.5142 | 107281.7009 | 106755.3617 | 106942.4337
2020 | US | MRO | - | MRO-MISO | MW | Controllable and Dispatchable Demand Response - Available |  | 4535.8258 | 4490.356 | 4556.948 | 4556.948 | 4556.948 | 4556.948 | 4556.948 | 4556.948 | 4556.948 | 4556.948 | 4556.948
2020 | US | MRO | - | MRO-MISO | MW | Net Internal Demand |  | 98630.8649 | 99474.2639 | 100898.0404 | 101351.5565 | 101552.0119 | 101660.9593 | 101901.18 | 102419.5662 | 102724.7529 | 102198.4137 | 102385.4857
2020 | US | MRO | - | MRO-MISO | MW | Behind the Meter Generation - Capacity |  | 4556 | 4566 | 4927.5 | 4927.5 | 4927.5 | 4927.5 | 4927.5 | 4927.5 | 4927.5 | 4927.5 | 4927.5
2020 | US | MRO | - | MRO-MISO | MW | Other Capacity Adjustments - Additions |  | 0 | 0 | 0 | 0 | 0 | 0 | 0 | 0 | 0 | 0 | 0
2020 | US | MRO | - | MRO-MISO | MW | Other Capacity Adjustments - Reductions |  | 0 | 0 | 0 | 0 | 0 | 0 | 0 | 0 | 0 | 0 | 0
2020 | US | MRO | - | MRO-MISO | MW | Confirmed Retirements |  | 16712.6 | 16712.6 | 16712.6 | 16712.6 | 16712.6 | 16712.6 | 16712.6 | 16712.6 | 16712.6 | 16712.6 | 16712.6
2020 | US | MRO | - | MRO-MISO | MW | Unconfirmed Retirements |  | 0 | 0 | 0 | 0 | 0 | 0 | 0 | 0 | 0 | 0 | 0
2020 | US | MRO | - | MRO-MISO | MW | Scheduled Outages |  | 0 | 0 | 0 | 0 | 0 | 0 | 0 | 0 | 0 | 0 | 0
2020 | US | MRO | - | MRO-MISO | MW | Transmission Limitations |  | 4859.672 | 5644.532 | 6242.4403 | 5074.8838 | 4769.2849 | 3969.1728 | 2204.1566 | 2043.6299 | 1870.727 | 42.0183 | 0
2020 | US | MRO | - | MRO-MISO | MW | Existing-Certain |  | 144736.1896 | 141313.8657 | 137857.7574 | 135493.3139 | 133943.5128 | 133645.5249 | 132541.8411 | 132430.3978 | 131486.6007 | 130293.1094 | 130335.1277
2020 | US | MRO | - | MRO-MISO | MW | Existing-Other |  | 6389.7 | 6108.9 | 6060.9 | 5753.8 | 5753.8 | 5743.3 | 5609.8 | 5609.8 | 5584.5 | 5574.9 | 5574.9
2020 | US | MRO | - | MRO-MISO | MW | Additions - Tier 1 |  | 574.2 | 2963.9217 | 4634.3917 | 4634.3917 | 4634.3917 | 4634.3917 | 4634.3917 | 4634.3917 | 4634.3917 | 4634.3917 | 4634.3917
2020 | US | MRO | - | MRO-MISO | MW | Additions - Tier 2 |  | 452.1333 | 3213.9345 | 16564.524 | 32360.387 | 36992.631 | 38992.631 | 38992.631 | 38992.631 | 38992.631 | 38992.631 | 38992.631
2020 | US | MRO | - | MRO-MISO | MW | Additions - Tier 3 |  | 107.1016 | 1736.7616 | 4079.8856 | 8142.8112 | 9714.6856 | 12977.2156 | 13992.0832 | 15788.8952 | 18092.5212 | 19209.408 | 19209.408
2020 | US | MRO | - | MRO-MISO | MW | Firm Imports |  | 4313.6 | 4307.6 | 4312.6 | 4317.6 | 4322.6 | 3602 | 3602 | 3507 | 3512 | 3517 | 3517
2020 | US | MRO | - | MRO-MISO | MW | Firm Exports |  | 1762.5 | 1762.5 | 1762.5 | 1762.5 | 1762.5 | 1762.5 | 1762.5 | 1762.5 | 1762.5 | 1762.5 | 1762.5
2020 | US | MRO | - | MRO-MISO | MW | Net Firm Capacity Transfers |  | 2551.1 | 2545.1 | 2550.1 | 2555.1 | 2560.1 | 1839.5 | 1839.5 | 1744.5 | 1749.5 | 1754.5 | 1754.5
2020 | US | MRO | - | MRO-MISO | MW | Expected Imports |  | 0 | 0 | 0 | 0 | 0 | 0 | 0 | 0 | 0 | 0 | 0
2020 | US | MRO | - | MRO-MISO | MW | Expected Exports |  | 0 | 0 | 0 | 0 | 0 | 0 | 0 | 0 | 0 | 0 | 0
2020 | US | MRO | - | MRO-MISO | MW | Net Expected Transfers |  | 0 | 0 | 0 | 0 | 0 | 0 | 0 | 0 | 0 | 0 | 0
2020 | US | MRO | - | MRO-MISO | MW | Existing-Certain & Net Firm Transfers |  | 147287.2896 | 143858.9657 | 140407.8574 | 138048.4139 | 136503.6128 | 135485.0249 | 134381.3411 | 134174.8978 | 133236.1007 | 132047.6094 | 132089.6277
2020 | US | MRO | - | MRO-MISO | MW | Anticipated Resources |  | 147861.4896 | 146822.8874 | 145042.2491 | 142682.8056 | 141138.0045 | 140119.4166 | 139015.7328 | 138809.2895 | 137870.4924 | 136682.0011 | 136724.0194
2020 | US | MRO | - | MRO-MISO | MW | Prospective Resources |  | 154703.323 | 156145.722 | 167667.6731 | 180796.9927 | 183884.4355 | 184855.3476 | 183618.1638 | 183411.7205 | 182447.6235 | 181249.5322 | 181291.5504
2020 | US | MRO | - | MRO-MISO | MW | Existing-Certain and Net Firm Transfers Excess/Shortfall |  | 30902.8691 | 26479.3344 | 21348.1697 | 18453.5772 | 16672.2387 | 15525.0929 | 14137.9487 | 13319.8096 | 12020.8923 | 11453.4813 | 11274.7546
2020 | US | MRO | - | MRO-MISO | MW | Anticipated Excess/Shortfall |  | 31477.0691 | 29443.2561 | 25982.5614 | 23087.9689 | 21306.6304 | 20159.4846 | 18772.3404 | 17954.2013 | 16655.284 | 16087.873 | 15909.1463
2020 | US | MRO | - | MRO-MISO | MW | Prospective Excess/Shortfall |  | 38318.9024 | 38766.0906 | 48607.9854 | 61202.156 | 64053.0614 | 64895.4156 | 63374.7714 | 62556.6324 | 61232.415 | 60655.404 | 60476.6773
2020 | US | MRO | - | MRO-MISO | % | Existing-Certain RM |  | 49.33% | 44.62% | 39.16% | 36.21% | 34.42% | 33.27% | 31.87% | 31.01% | 29.7% | 29.21% | 29.01%
2020 | US | MRO | - | MRO-MISO | % | Anicipated RM |  | 49.91% | 47.6% | 43.75% | 40.78% | 38.98% | 37.83% | 36.42% | 35.53% | 34.21% | 33.74% | 33.54%
2020 | US | MRO | - | MRO-MISO | % | Prospective RM |  | 56.85% | 56.97% | 66.18% | 78.39% | 81.07% | 81.84% | 80.19% | 79.08% | 77.61% | 77.35% | 77.07%
2020 | US | MRO | - | MRO-MISO | Fraction | Reference Margin Level |  | 18% | 18% | 18% | 18% | 18% | 18% | 18% | 18% | 18% | 18% | 18%
2020 | CA | MRO | - | MRO-SaskPower | MW | Energy Efficiency and Conservation |  | 158.4315 | 158.4315 | 158.4315 | 158.4315 | 158.4315 | 158.4315 | 158.4315 | 158.4315 | 158.4315 | 158.4315 | 158.4315
2020 | CA | MRO | - | MRO-SaskPower | MW | Total Installed Photovoltaic |  | 35 | 38 | 41 | 44 | 47 | 50 | 50 | 50 | 50 | 50 | 50
2020 | CA | MRO | - | MRO-SaskPower | MW | Photovoltaic On-Peak |  | 0 | 0 | 0 | 0 | 0 | 0 | 0 | 0 | 0 | 0 | 0
2020 | CA | MRO | - | MRO-SaskPower | MW | Total Internal Demand |  | 3536.32 | 3575.96 | 3597.0295 | 3631.3955 | 3648.2337 | 3682.0117 | 3703.5561 | 3685.5435 | 3689.0304 | 3706.7983 | 3727.9205
2020 | CA | MRO | - | MRO-SaskPower | MW | Controllable and Dispatchable Demand Response - Available |  | 60 | 60 | 60 | 60 | 60 | 60 | 60 | 60 | 60 | 60 | 60
2020 | CA | MRO | - | MRO-SaskPower | MW | Net Internal Demand |  | 3476.32 | 3515.96 | 3537.0295 | 3571.3955 | 3588.2337 | 3622.0117 | 3643.5561 | 3625.5435 | 3629.0304 | 3646.7983 | 3667.9205
2020 | CA | MRO | - | MRO-SaskPower | MW | Behind the Meter Generation - Capacity |  | 0 | 0 | 0 | 0 | 0 | 0 | 0 | 0 | 0 | 0 | 0
2020 | CA | MRO | - | MRO-SaskPower | MW | Other Capacity Adjustments - Additions |  | 0 | 0 | 0 | 0 | 0 | 0 | 0 | 0 | 0 | 0 | 0
2020 | CA | MRO | - | MRO-SaskPower | MW | Other Capacity Adjustments - Reductions |  | 0 | 0 | 0 | 0 | 0 | 0 | 0 | 0 | 0 | 0 | 0
2020 | CA | MRO | - | MRO-SaskPower | MW | Confirmed Retirements |  | 0 | 139 | 139 | 236.24 | 452.44 | 492.74 | 497.94 | 500.06 | 515.66 | 515.66 | 515.66
2020 | CA | MRO | - | MRO-SaskPower | MW | Unconfirmed Retirements |  | 0 | 0 | 0 | 0 | 0 | 0 | 0 | 0 | 438.4 | 818.8 | 1418.8
2020 | CA | MRO | - | MRO-SaskPower | MW | Scheduled Outages |  | 346.6319 | 93.9525 | 77.5783 | 101.6965 | 101.6965 | 118.2997 | 0.75 | 62.75 | 62.75 | 62.75 | 14.8
2020 | CA | MRO | - | MRO-SaskPower | MW | Transmission Limitations |  | 0 | 0 | 0 | 0 | 0 | 0 | 0 | 0 | 0 | 0 | 0
2020 | CA | MRO | - | MRO-SaskPower | MW | Existing-Certain |  | 4266.5881 | 4519.2675 | 4396.6417 | 4277.5235 | 4198.0835 | 4042.4803 | 4119.73 | 4052.53 | 4034.81 | 4034.81 | 4082.76
2020 | CA | MRO | - | MRO-SaskPower | MW | Existing-Other |  | 0 | 0 | 0 | 0 | 0 | 0 | 0 | 0 | 0 | 0 | 0
2020 | CA | MRO | - | MRO-SaskPower | MW | Additions - Tier 1 |  | 0 | 77 | 77 | 77 | 429.5 | 429.5 | 429.5 | 429.5 | 429.5 | 429.5 | 429.5
2020 | CA | MRO | - | MRO-SaskPower | MW | Additions - Tier 2 |  | 0 | 0 | 0 | 0 | 0 | 0 | 0 | 349 | 1047 | 1047 | 1047
2020 | CA | MRO | - | MRO-SaskPower | MW | Additions - Tier 3 |  | 0 | 0 | 0 | 0 | 40 | 40 | 40 | 40 | 40 | 80 | 80
2020 | CA | MRO | - | MRO-SaskPower | MW | Firm Imports |  | 125 | 125 | 290 | 290 | 290 | 290 | 290 | 290 | 290 | 290 | 290
2020 | CA | MRO | - | MRO-SaskPower | MW | Firm Exports |  | 0 | 0 | 0 | 0 | 0 | 0 | 0 | 0 | 0 | 0 | 0
2020 | CA | MRO | - | MRO-SaskPower | MW | Net Firm Capacity Transfers |  | 125 | 125 | 290 | 290 | 290 | 290 | 290 | 290 | 290 | 290 | 290
2020 | CA | MRO | - | MRO-SaskPower | MW | Expected Imports |  | 0 | 0 | 0 | 0 | 0 | 0 | 0 | 0 | 0 | 0 | 0
2020 | CA | MRO | - | MRO-SaskPower | MW | Expected Exports |  | 0 | 0 | 0 | 0 | 0 | 0 | 0 | 0 | 0 | 0 | 0
2020 | CA | MRO | - | MRO-SaskPower | MW | Net Expected Transfers |  | 0 | 0 | 0 | 0 | 0 | 0 | 0 | 0 | 0 | 0 | 0
2020 | CA | MRO | - | MRO-SaskPower | MW | Existing-Certain & Net Firm Transfers |  | 4391.5881 | 4644.2675 | 4686.6417 | 4567.5235 | 4488.0835 | 4332.4803 | 4409.73 | 4342.53 | 4324.81 | 4324.81 | 4372.76
2020 | CA | MRO | - | MRO-SaskPower | MW | Anticipated Resources |  | 4391.5881 | 4721.2675 | 4763.6417 | 4644.5235 | 4917.5835 | 4761.9803 | 4839.23 | 4772.03 | 4754.31 | 4754.31 | 4802.26
2020 | CA | MRO | - | MRO-SaskPower | MW | Prospective Resources |  | 4391.5881 | 4721.2675 | 4763.6417 | 4644.5235 | 4917.5835 | 4761.9803 | 4839.23 | 5121.03 | 5362.91 | 4982.51 | 4430.46
2020 | CA | MRO | - | MRO-SaskPower | MW | Existing-Certain and Net Firm Transfers Excess/Shortfall |  | 532.8729 | 741.5519 | 760.5389 | 603.2745 | 505.1441 | 312.0473 | 365.3827 | 318.1767 | 296.5862 | 276.8638 | 301.3682
2020 | CA | MRO | - | MRO-SaskPower | MW | Anticipated Excess/Shortfall |  | 532.8729 | 818.5519 | 837.5389 | 680.2745 | 934.6441 | 741.5473 | 794.8827 | 747.6767 | 726.0862 | 706.3638 | 730.8682
2020 | CA | MRO | - | MRO-SaskPower | MW | Prospective Excess/Shortfall |  | 532.8729 | 818.5519 | 837.5389 | 680.2745 | 934.6441 | 741.5473 | 794.8827 | 1096.6767 | 1334.6862 | 934.5638 | 359.0682
2020 | CA | MRO | - | MRO-SaskPower | % | Existing-Certain and Net Firm Transfers Reserve Margin |  | 26.33% | 32.09% | 32.5% | 27.89% | 25.08% | 19.62% | 21.03% | 19.78% | 19.17% | 18.59% | 19.22%
2020 | CA | MRO | - | MRO-SaskPower | % | Anticipated Reserve Margin |  | 26.33% | 34.28% | 34.68% | 30.05% | 37.05% | 31.47% | 32.82% | 31.62% | 31.01% | 30.37% | 30.93%
2020 | CA | MRO | - | MRO-SaskPower | % | Prospective Reserve Margin |  | 26.33% | 34.28% | 34.68% | 30.05% | 37.05% | 31.47% | 32.82% | 41.25% | 47.78% | 36.63% | 20.79%
2020 | CA | MRO | - | MRO-SaskPower | Fraction | Reference Margin Level |  | 11% | 11% | 11% | 11% | 11% | 11% | 11% | 11% | 11% | 11% | 11%
2020 | US | NPCC | - | NPCC-New England | MW | Energy Efficiency and Conservation |  | 3207.02 | 3546.8431 | 3859.4965 | 4145.925 | 4406.7393 | 4640.0025 | 4851.3992 | 5040.3493 | 5208.0959 | 5353.0746 | 5502.0891
2020 | US | NPCC | - | NPCC-New England | MW | Total Installed Photovoltaic |  | 0 | 0 | 0 | 0 | 0 | 0 | 0 | 0 | 0 | 0 | 0
2020 | US | NPCC | - | NPCC-New England | MW | Photovoltaic On-Peak |  | 0 | 0 | 0 | 0 | 0 | 0 | 0 | 0 | 0 | 0 | 0
2020 | US | NPCC | - | NPCC-New England | MW | Total Internal Demand |  | 20166 | 19818 | 19993.383 | 19942.172 | 19921.7912 | 19943.3593 | 19999.9833 | 20092.5487 | 20200.0374 | 20333.579 | 20468.8889
2020 | US | NPCC | - | NPCC-New England | MW | Controllable and Dispatchable Demand Response - Available |  | 579.354 | 655.076 | 681.707 | 592.043 | 592.043 | 592.043 | 592.043 | 592.043 | 592.043 | 592.043 | 592.043
2020 | US | NPCC | - | NPCC-New England | MW | Net Internal Demand |  | 19586.646 | 19162.924 | 19311.676 | 19350.129 | 19329.7482 | 19351.3163 | 19407.9403 | 19500.5057 | 19607.9944 | 19741.536 | 19876.8459
2020 | US | NPCC | - | NPCC-New England | MW | Behind the Meter Generation - Capacity |  | 0 | 0 | 0 | 0 | 0 | 0 | 0 | 0 | 0 | 0 | 0
2020 | US | NPCC | - | NPCC-New England | MW | Other Capacity Adjustments - Additions |  | 0 | 0 | 0 | 0 | 0 | 0 | 0 | 0 | 0 | 0 | 0
2020 | US | NPCC | - | NPCC-New England | MW | Other Capacity Adjustments - Reductions |  | 0 | 0 | 0 | 0 | 0 | 0 | 0 | 0 | 0 | 0 | 0
2020 | US | NPCC | - | NPCC-New England | MW | Confirmed Retirements |  | 0.093 | 391.318 | 1027.401 | 1240.42 | 2939.562 | 2939.562 | 2939.562 | 2939.562 | 2939.562 | 2939.562 | 2939.562
2020 | US | NPCC | - | NPCC-New England | MW | Unconfirmed Retirements |  | 0 | 0 | 0 | 0 | 0 | 0 | 0 | 0 | 0 | 0 | 0
2020 | US | NPCC | - | NPCC-New England | MW | Scheduled Outages |  | 293 | 292 | 0 | 0 | 0 | 0 | 0 | 0 | 0 | 0 | 0
2020 | US | NPCC | - | NPCC-New England | MW | Transmission Limitations |  | 0 | 0 | 0 | 0 | 0 | 0 | 0 | 0 | 0 | 0 | 0
2020 | US | NPCC | - | NPCC-New England | MW | Existing-Certain |  | 33166.329 | 32776.104 | 32432.021 | 32209.651 | 31368.972 | 31368.972 | 31368.972 | 31368.972 | 31368.972 | 31368.972 | 31368.972
2020 | US | NPCC | - | NPCC-New England | MW | Existing-Other |  | 214.998 | 214.998 | 214.998 | 214.998 | 214.998 | 214.998 | 214.998 | 214.998 | 214.998 | 214.998 | 214.998
2020 | US | NPCC | - | NPCC-New England | MW | Additions - Tier 1 |  | 0 | 26.37 | 96.97 | 96.97 | 96.97 | 96.97 | 96.97 | 96.97 | 96.97 | 96.97 | 96.97
2020 | US | NPCC | - | NPCC-New England | MW | Additions - Tier 2 |  | 16 | 426 | 544.653 | 3067.014 | 3067.014 | 4009.014 | 4409.014 | 4409.014 | 4409.014 | 4409.014 | 4409.014
2020 | US | NPCC | - | NPCC-New England | MW | Additions - Tier 3 |  | 67.68 | 486.0363 | 1102.6863 | 2640.7023 | 4533.6103 | 5233.6103 | 6433.6103 | 6433.6103 | 6433.6103 | 6433.6103 | 6433.6103
2020 | US | NPCC | - | NPCC-New England | MW | Firm Imports |  | 1124.6 | 1232.487 | 1142.69 | 1058.72 | 82 | 14 | 14 | 14 | 14 | 14 | 14
2020 | US | NPCC | - | NPCC-New England | MW | Firm Exports |  | 100 | 0 | 0 | 0 | 0 | 0 | 0 | 0 | 0 | 0 | 0
2020 | US | NPCC | - | NPCC-New England | MW | Net Firm Capacity Transfers |  | 1024.6 | 1232.487 | 1142.69 | 1058.72 | 82 | 14 | 14 | 14 | 14 | 14 | 14
2020 | US | NPCC | - | NPCC-New England | MW | Expected Imports |  | 0 | 0 | 0 | 0 | 0 | 0 | 0 | 0 | 0 | 0 | 0
2020 | US | NPCC | - | NPCC-New England | MW | Expected Exports |  | 0 | 0 | 0 | 0 | 0 | 0 | 0 | 0 | 0 | 0 | 0
2020 | US | NPCC | - | NPCC-New England | MW | Net Expected Transfers |  | 0 | 0 | 0 | 0 | 0 | 0 | 0 | 0 | 0 | 0 | 0
2020 | US | NPCC | - | NPCC-New England | MW | Existing-Certain & Net Firm Transfers |  | 34190.929 | 34008.591 | 33574.711 | 33268.371 | 31450.972 | 31382.972 | 31382.972 | 31382.972 | 31382.972 | 31382.972 | 31382.972
2020 | US | NPCC | - | NPCC-New England | MW | Anticipated Resources |  | 34190.929 | 34034.961 | 33671.681 | 33365.341 | 31547.942 | 31479.942 | 31479.942 | 31479.942 | 31479.942 | 31479.942 | 31479.942
2020 | US | NPCC | - | NPCC-New England | MW | Prospective Resources |  | 34421.927 | 34675.959 | 34431.332 | 36647.353 | 34829.954 | 35703.954 | 36103.954 | 36103.954 | 36103.954 | 36103.954 | 36103.954
2020 | US | NPCC | - | NPCC-New England | MW | Existing-Certain and Net Firm Transfers Excess/Shortfall |  | 11940.4991 | 12335.324 | 11713.8937 | 11460.7757 | 9666.3458 | 9574.0385 | 9510.2233 | 9405.9021 | 9284.7624 | 9134.261 | 8981.7667
2020 | US | NPCC | - | NPCC-New England | MW | Anticipated Excess/Shortfall |  | 11940.4991 | 12361.694 | 11810.8637 | 11557.7457 | 9763.3158 | 9671.0085 | 9607.1932 | 9502.8721 | 9381.7324 | 9231.231 | 9078.7367
2020 | US | NPCC | - | NPCC-New England | MW | Prospective Excess/Shortfall |  | 12171.4971 | 13002.692 | 12570.5147 | 14839.7577 | 13045.3278 | 13895.0205 | 14231.2052 | 14126.8841 | 14005.7444 | 13855.2429 | 13702.7487
2020 | US | NPCC | - | NPCC-New England | % | Existing-Certain and Net Firm Transfers Reserve Margin |  | 74.56% | 77.47% | 73.86% | 71.93% | 62.71% | 62.17% | 61.7% | 60.93% | 60.05% | 58.97% | 57.89%
2020 | US | NPCC | - | NPCC-New England | % | Anticipated Reserve Margin |  | 74.56% | 77.61% | 74.36% | 72.43% | 63.21% | 62.68% | 62.2% | 61.43% | 60.55% | 59.46% | 58.37%
2020 | US | NPCC | - | NPCC-New England | % | Prospective Reserve Margin |  | 75.74% | 80.95% | 78.29% | 89.39% | 80.19% | 84.5% | 86.03% | 85.14% | 84.13% | 82.88% | 81.64%
2020 | US | NPCC | - | NPCC-New England | Fraction | Reference Margin Level |  | 13.6% | 13.1% | 13.2% | 12.7% | 12.7% | 12.7% | 12.7% | 12.7% | 12.7% | 12.7% | 12.7%
2020 | US | NPCC | - | NPCC-New York | MW | Energy Efficiency and Conservation |  | 299 | 600 | 926 | 1270 | 1638 | 2001 | 2335 | 2633 | 2899 | 3137 | 3355
2020 | US | NPCC | - | NPCC-New York | MW | Total Installed Photovoltaic |  | 2433 | 3021 | 3590 | 4192 | 4761 | 5247 | 5656 | 5991 | 6245 | 6437 | 6560
2020 | US | NPCC | - | NPCC-New York | MW | Photovoltaic On-Peak |  | 0 | 0 | 0 | 0 | 0 | 0 | 0 | 0 | 0 | 0 | 0
2020 | US | NPCC | - | NPCC-New York | MW | Total Internal Demand |  | 24130 | 24203 | 24474 | 24650 | 24944 | 25251 | 25635 | 25988 | 26404 | 26888 | 27388
2020 | US | NPCC | - | NPCC-New York | MW | Controllable and Dispatchable Demand Response - Available |  | 579.4 | 579.4 | 579.4 | 579.4 | 579.4 | 579.4 | 579.4 | 579.4 | 579.4 | 579.4 | 579.4
2020 | US | NPCC | - | NPCC-New York | MW | Net Internal Demand |  | 23550.6 | 23623.6 | 23894.6 | 24070.6 | 24364.6 | 24671.6 | 25055.6 | 25408.6 | 25824.6 | 26308.6 | 26808.6
2020 | US | NPCC | - | NPCC-New York | MW | Behind the Meter Generation - Capacity |  | 0 | 0 | 0 | 0 | 0 | 0 | 0 | 0 | 0 | 0 | 0
2020 | US | NPCC | - | NPCC-New York | MW | Other Capacity Adjustments - Additions |  | 0 | 0 | 0 | 0 | 0 | 0 | 0 | 0 | 0 | 0 | 0
2020 | US | NPCC | - | NPCC-New York | MW | Other Capacity Adjustments - Reductions |  | 0 | 0 | 0 | 0 | 0 | 0 | 0 | 0 | 0 | 0 | 0
2020 | US | NPCC | - | NPCC-New York | MW | Confirmed Retirements |  | 1784.8 | 2823.1 | 2823.1 | 3577.1 | 3577.1 | 3612.4 | 3612.4 | 3612.4 | 3612.4 | 3612.4 | 3612.4
2020 | US | NPCC | - | NPCC-New York | MW | Unconfirmed Retirements |  | 0 | 0 | 0 | 0 | 0 | 0 | 0 | 0 | 0 | 0 | 0
2020 | US | NPCC | - | NPCC-New York | MW | Scheduled Outages |  | 0 | 0 | 0 | 0 | 0 | 0 | 0 | 0 | 0 | 0 | 0
2020 | US | NPCC | - | NPCC-New York | MW | Transmission Limitations |  | 0 | 0 | 0 | 0 | 0 | 0 | 0 | 0 | 0 | 0 | 0
2020 | US | NPCC | - | NPCC-New York | MW | Existing-Certain |  | 39274 | 38235.7 | 38235.7 | 37481.7 | 37481.7 | 37446.4 | 37446.4 | 37446.4 | 37446.4 | 37446.4 | 37446.4
2020 | US | NPCC | - | NPCC-New York | MW | Existing-Other |  | 0 | 0 | 0 | 0 | 0 | 0 | 0 | 0 | 0 | 0 | 0
2020 | US | NPCC | - | NPCC-New York | MW | Additions - Tier 1 |  | 0 | 0 | 170.4 | 201.6 | 201.6 | 201.6 | 201.6 | 201.6 | 201.6 | 201.6 | 201.6
2020 | US | NPCC | - | NPCC-New York | MW | Additions - Tier 2 |  | 0 | 178.4 | 178.4 | 616.4 | 616.4 | 616.4 | 616.4 | 616.4 | 616.4 | 616.4 | 616.4
2020 | US | NPCC | - | NPCC-New York | MW | Additions - Tier 3 |  | 81 | 2809 | 4451 | 5279.6 | 7040.5 | 7549.1 | 7549.1 | 7549.1 | 7549.1 | 7549.1 | 7549.1
2020 | US | NPCC | - | NPCC-New York | MW | Firm Imports |  | 495.8 | 1199.8 | 1202.2 | 1180.2 | 1340.3 | 1340.3 | 1340.3 | 1340.3 | 1340.3 | 1340.3 | 1340.3
2020 | US | NPCC | - | NPCC-New York | MW | Firm Exports |  | 0 | 0 | 0 | 0 | 0 | 0 | 0 | 0 | 0 | 0 | 0
2020 | US | NPCC | - | NPCC-New York | MW | Net Firm Capacity Transfers |  | 495.8 | 1199.8 | 1202.2 | 1180.2 | 1340.3 | 1340.3 | 1340.3 | 1340.3 | 1340.3 | 1340.3 | 1340.3
2020 | US | NPCC | - | NPCC-New York | MW | Expected Imports |  | 0 | 0 | 0 | 0 | 0 | 0 | 0 | 0 | 0 | 0 | 0
2020 | US | NPCC | - | NPCC-New York | MW | Expected Exports |  | 0 | 0 | 0 | 0 | 0 | 0 | 0 | 0 | 0 | 0 | 0
2020 | US | NPCC | - | NPCC-New York | MW | Net Expected Transfers |  | 0 | 0 | 0 | 0 | 0 | 0 | 0 | 0 | 0 | 0 | 0
2020 | US | NPCC | - | NPCC-New York | MW | Existing-Certain & Net Firm Transfers |  | 39769.8 | 39435.5 | 39437.9 | 38661.9 | 38822 | 38786.7 | 38786.7 | 38786.7 | 38786.7 | 38786.7 | 38786.7
2020 | US | NPCC | - | NPCC-New York | MW | Anticipated Resources |  | 39769.8 | 39435.5 | 39608.3 | 38863.5 | 39023.6 | 38988.3 | 38988.3 | 38988.3 | 38988.3 | 38988.3 | 38988.3
2020 | US | NPCC | - | NPCC-New York | MW | Prospective Resources |  | 39769.8 | 39613.9 | 39786.7 | 39479.9 | 39640 | 39604.7 | 39604.7 | 39604.7 | 39604.7 | 39604.7 | 39604.7
2020 | US | NPCC | - | NPCC-New York | MW | Existing-Certain and Net Firm Transfers Excess/Shortfall |  | 12686.61 | 12268.36 | 11959.11 | 10980.71 | 10802.71 | 10414.36 | 9972.76 | 9566.81 | 9088.41 | 8531.81 | 7956.81
2020 | US | NPCC | - | NPCC-New York | MW | Anticipated Excess/Shortfall |  | 12686.61 | 12268.36 | 12129.51 | 11182.31 | 11004.31 | 10615.96 | 10174.36 | 9768.41 | 9290.01 | 8733.41 | 8158.41
2020 | US | NPCC | - | NPCC-New York | MW | Prospective Excess/Shortfall |  | 12686.61 | 12446.76 | 12307.91 | 11798.71 | 11620.71 | 11232.36 | 10790.76 | 10384.81 | 9906.41 | 9349.81 | 8774.81
2020 | US | NPCC | - | NPCC-New York | % | Existing-Certain and Net Firm Transfers Reserve Margin |  | 68.87% | 66.93% | 65.05% | 60.62% | 59.34% | 57.21% | 54.8% | 52.65% | 50.19% | 47.43% | 44.68%
2020 | US | NPCC | - | NPCC-New York | % | Anticipated Reserve Margin |  | 68.87% | 66.93% | 65.76% | 61.46% | 60.17% | 58.03% | 55.61% | 53.45% | 50.97% | 48.2% | 45.43%
2020 | US | NPCC | - | NPCC-New York | % | Prospective Reserve Margin |  | 68.87% | 67.69% | 66.51% | 64.02% | 62.7% | 60.53% | 58.07% | 55.87% | 53.36% | 50.54% | 47.73%
2020 | US | NPCC | - | NPCC-New York | Fraction | Reference Margin Level |  | 15% | 15% | 15% | 15% | 15% | 15% | 15% | 15% | 15% | 15% | 15%
2020 | CA | NPCC | - | NPCC-Ontario | MW | Energy Efficiency and Conservation |  | 137.361 | 290.1668 | 345.8619 | 422.6911 | 474.3234 | 525.1055 | 558.3551 | 574.5758 | 610.9163 | 608.3959 | 672.8545
2020 | CA | NPCC | - | NPCC-Ontario | MW | Total Installed Photovoltaic |  | 2299.9756 | 2299.9756 | 2299.9756 | 2299.9756 | 2299.9756 | 2299.9756 | 2299.9756 | 2299.9756 | 2299.9756 | 2299.9756 | 2299.9756
2020 | CA | NPCC | - | NPCC-Ontario | MW | Photovoltaic On-Peak |  | 0 | 0 | 0 | 0 | 0 | 0 | 0 | 0 | 0 | 0 | 0
2020 | CA | NPCC | - | NPCC-Ontario | MW | Total Internal Demand |  | 20558.4422 | 20492.6058 | 20426.7695 | 20645.2427 | 20808.6281 | 21051.7539 | 21141.2312 | 21338.3578 | 21639.3093 | 21716.94 | 21890.3815
2020 | CA | NPCC | - | NPCC-Ontario | MW | Controllable and Dispatchable Demand Response - Available |  | 582.5879 | 582.5879 | 582.5879 | 582.5879 | 582.5879 | 582.5879 | 582.5879 | 582.5879 | 582.5879 | 582.5879 | 582.5879
2020 | CA | NPCC | - | NPCC-Ontario | MW | Net Internal Demand |  | 19975.8543 | 19910.0179 | 19844.1816 | 20062.6548 | 20226.0402 | 20469.166 | 20558.6433 | 20755.7699 | 21056.7214 | 21134.3521 | 21307.7936
2020 | CA | NPCC | - | NPCC-Ontario | MW | Behind the Meter Generation - Capacity |  | 0 | 0 | 0 | 0 | 0 | 0 | 0 | 0 | 0 | 0 | 0
2020 | CA | NPCC | - | NPCC-Ontario | MW | Other Capacity Adjustments - Additions |  | 0 | 0 | 0 | 0 | 0 | 0 | 0 | 0 | 0 | 0 | 0
2020 | CA | NPCC | - | NPCC-Ontario | MW | Other Capacity Adjustments - Reductions |  | 0 | 0 | 0 | 0 | 0 | 0 | 0 | 0 | 0 | 0 | 0
2020 | CA | NPCC | - | NPCC-Ontario | MW | Confirmed Retirements |  | 31.8 | 31.8 | 31.8 | 31.8 | 1061.8 | 3125.8 | 3125.8 | 3125.8 | 3125.8 | 3125.8 | 3125.8
2020 | CA | NPCC | - | NPCC-Ontario | MW | Unconfirmed Retirements |  | 0 | 0 | -1030 | -1030 | -2064 | 0 | 0 | 0 | 0 | 0 | 0
2020 | CA | NPCC | - | NPCC-Ontario | MW | Scheduled Outages |  | 1815.9837 | 1851.26 | 516 | 1299.9837 | 878 | 878 | 0 | 0 | 0 | 0 | 0
2020 | CA | NPCC | - | NPCC-Ontario | MW | Transmission Limitations |  | 0 | 0 | 0 | 0 | 0 | 0 | 0 | 0 | 0 | 0 | 0
2020 | CA | NPCC | - | NPCC-Ontario | MW | Existing-Certain |  | 27963.9759 | 28042.9097 | 26692.1697 | 25908.1859 | 24287.184 | 25165.184 | 26882.184 | 27668.184 | 26855.184 | 27672.184 | 27672.184
2020 | CA | NPCC | - | NPCC-Ontario | MW | Existing-Other |  | 0 | 0 | 0 | 0 | 0 | 0 | 0 | 0 | 0 | 0 | 0
2020 | CA | NPCC | - | NPCC-Ontario | MW | Additions - Tier 1 |  | 145.4804 | 145.4804 | 145.4804 | 145.4804 | 145.4804 | 145.4804 | 145.4804 | 145.4804 | 145.4804 | 145.4804 | 145.4804
2020 | CA | NPCC | - | NPCC-Ontario | MW | Additions - Tier 2 |  | 0 | 0 | 0 | 0 | 0 | 0 | 0 | 0 | 0 | 0 | 0
2020 | CA | NPCC | - | NPCC-Ontario | MW | Additions - Tier 3 |  | 0 | 0 | 0 | 0 | 0 | 0 | 0 | 0 | 0 | 0 | 0
2020 | CA | NPCC | - | NPCC-Ontario | MW | Firm Imports |  | 0 | 0 | 0 | 0 | 0 | 0 | 0 | 0 | 0 | 0 | 0
2020 | CA | NPCC | - | NPCC-Ontario | MW | Firm Exports |  | 500 | 500 | 500 | 0 | 0 | 0 | 0 | 0 | 0 | 0 | 0
2020 | CA | NPCC | - | NPCC-Ontario | MW | Net Firm Capacity Transfers |  | -500 | -500 | -500 | 0 | 0 | 0 | 0 | 0 | 0 | 0 | 0
2020 | CA | NPCC | - | NPCC-Ontario | MW | Expected Imports |  | 0 | 0 | 0 | 0 | 0 | 0 | 0 | 0 | 0 | 0 | 0
2020 | CA | NPCC | - | NPCC-Ontario | MW | Expected Exports |  | 0 | 0 | 0 | 0 | 0 | 0 | 0 | 0 | 0 | 0 | 0
2020 | CA | NPCC | - | NPCC-Ontario | MW | Net Expected Transfers |  | 0 | 0 | 0 | 0 | 0 | 0 | 0 | 0 | 0 | 0 | 0
2020 | CA | NPCC | - | NPCC-Ontario | MW | Existing-Certain & Net Firm Transfers |  | 27463.9759 | 27542.9097 | 26192.1697 | 25908.1859 | 24287.184 | 25165.184 | 26882.184 | 27668.184 | 26855.184 | 27672.184 | 27672.184
2020 | CA | NPCC | - | NPCC-Ontario | MW | Anticipated Resources |  | 27609.4563 | 27688.3901 | 26337.6501 | 26053.6663 | 24432.6644 | 25310.6644 | 27027.6644 | 27813.6644 | 27000.6644 | 27817.6644 | 27817.6644
2020 | CA | NPCC | - | NPCC-Ontario | MW | Prospective Resources |  | 27609.4563 | 27688.3901 | 27367.6501 | 27083.6663 | 26496.6644 | 25310.6644 | 27027.6644 | 27813.6644 | 27000.6644 | 27817.6644 | 27817.6644
2020 | CA | NPCC | - | NPCC-Ontario | MW | Existing-Certain and Net Firm Transfers Excess/Shortfall |  | 2251.9233 | 1736.4547 | 867.1712 | 678.3904 | -1222.6343 | 458.2174 | 1626.0642 | 2120.8092 | 988.0654 | 1703.645 | 1381.9951
2020 | CA | NPCC | - | NPCC-Ontario | MW | Anticipated Excess/Shortfall |  | 2397.4037 | 1881.9351 | 1012.6516 | 823.8708 | -1077.1539 | 603.6978 | 1771.5446 | 2266.2896 | 1133.5458 | 1849.1254 | 1527.4755
2020 | CA | NPCC | - | NPCC-Ontario | MW | Prospective Excess/Shortfall |  | 2397.4037 | 1881.9351 | 2042.6516 | 1853.8708 | 986.8461 | 603.6978 | 1771.5446 | 2266.2896 | 1133.5458 | 1849.1254 | 1527.4755
2020 | CA | NPCC | - | NPCC-Ontario | % | Existing-Certain and Net Firm Transfers Reserve Margin |  | 37.49% | 38.34% | 31.99% | 29.14% | 20.08% | 22.94% | 30.76% | 33.3% | 27.54% | 30.93% | 29.87%
2020 | CA | NPCC | - | NPCC-Ontario | % | Anticipated Reserve Margin |  | 38.21% | 39.07% | 32.72% | 29.86% | 20.8% | 23.65% | 31.47% | 34% | 28.23% | 31.62% | 30.55%
2020 | CA | NPCC | - | NPCC-Ontario | % | Prospective Reserve Margin |  | 38.21% | 39.07% | 37.91% | 35% | 31% | 23.65% | 31.47% | 34% | 28.23% | 31.62% | 30.55%
2020 | CA | NPCC | - | NPCC-Ontario | Fraction | Reference Margin Level |  | 26.21% | 29.62% | 27.62% | 25.76% | 26.12% | 20.7% | 22.85% | 23.09% | 22.84% | 22.87% | 23.38%
2020 | CA | NPCC | - | NPCC-Quebec | MW | Energy Efficiency and Conservation |  | 0 | 0 | 0 | 0 | 0 | 0 | 0 | 0 | 0 | 0 | 0
2020 | CA | NPCC | - | NPCC-Quebec | MW | Total Installed Photovoltaic |  | 29 | 49 | 72 | 100 | 133 | 172 | 219 | 274 | 341 | 420 | 513
2020 | CA | NPCC | - | NPCC-Quebec | MW | Photovoltaic On-Peak |  | 1 | 1 | 1 | 2 | 3 | 3 | 4 | 5 | 7 | 8 | 10
2020 | CA | NPCC | - | NPCC-Quebec | MW | Total Internal Demand |  | 38694.2338 | 39308.3588 | 39703.0439 | 40067.0637 | 40365.6347 | 40717.9385 | 41054.7333 | 41374.1133 | 41696.255 | 41986.9522 | 42258.2289
2020 | CA | NPCC | - | NPCC-Quebec | MW | Controllable and Dispatchable Demand Response - Available |  | 2592.0185 | 2565.0236 | 2780.3236 | 3117.3828 | 3309.25 | 3479.8116 | 3553.0848 | 3563.9824 | 3579.7091 | 3580.9411 | 3582.0939
2020 | CA | NPCC | - | NPCC-Quebec | MW | Net Internal Demand |  | 36102.2153 | 36743.3352 | 36922.7202 | 36949.6808 | 37056.3847 | 37238.1269 | 37501.6485 | 37810.1309 | 38116.5459 | 38406.0111 | 38676.135
2020 | CA | NPCC | - | NPCC-Quebec | MW | Behind the Meter Generation - Capacity |  | 0 | 0 | 0 | 0 | 0 | 0 | 0 | 0 | 0 | 0 | 0
2020 | CA | NPCC | - | NPCC-Quebec | MW | Other Capacity Adjustments - Additions |  | 0 | 0 | 0 | 0 | 0 | 0 | 0 | 0 | 0 | 0 | 0
2020 | CA | NPCC | - | NPCC-Quebec | MW | Other Capacity Adjustments - Reductions |  | 0 | 0 | 0 | 0 | 0 | 0 | 0 | 0 | 0 | 0 | 0
2020 | CA | NPCC | - | NPCC-Quebec | MW | Confirmed Retirements |  | 0 | 0 | 0 | 0 | 0 | 0 | 0 | 0 | 0 | 0 | 0
2020 | CA | NPCC | - | NPCC-Quebec | MW | Unconfirmed Retirements |  | 0 | 0 | 0 | 0 | 0 | 0 | 0 | 0 | 0 | 0 | 0
2020 | CA | NPCC | - | NPCC-Quebec | MW | Scheduled Outages |  | 0 | 0 | 0 | 0 | 0 | 0 | 0 | 0 | 0 | 0 | 0
2020 | CA | NPCC | - | NPCC-Quebec | MW | Transmission Limitations |  | 0 | 0 | 0 | 0 | 0 | 0 | 0 | 0 | 0 | 0 | 0
2020 | CA | NPCC | - | NPCC-Quebec | MW | Existing-Certain |  | 41695.1723 | 42040.7335 | 42007.5535 | 42007.5535 | 42007.5535 | 42042.0176 | 42000.0568 | 41936.3538 | 41900.4457 | 41855.1094 | 41855.1094
2020 | CA | NPCC | - | NPCC-Quebec | MW | Existing-Other |  | 0 | 0 | 0 | 0 | 0 | 0 | 0 | 0 | 0 | 0 | 0
2020 | CA | NPCC | - | NPCC-Quebec | MW | Additions - Tier 1 |  | 26.45 | 70.634 | 325.134 | 343.834 | 365.834 | 365.834 | 365.834 | 365.834 | 365.834 | 365.834 | 365.834
2020 | CA | NPCC | - | NPCC-Quebec | MW | Additions - Tier 2 |  | 0 | 0 | 0 | 0 | 0 | 0 | 0 | 0 | 0 | 0 | 0
2020 | CA | NPCC | - | NPCC-Quebec | MW | Additions - Tier 3 |  | 0 | 0 | 0 | 0 | 0 | 0 | 0 | 0 | 0 | 0 | 0
2020 | CA | NPCC | - | NPCC-Quebec | MW | Firm Imports |  | 500 | 500 | 500 | 0 | 0 | 0 | 0 | 0 | 0 | 0 | 0
2020 | CA | NPCC | - | NPCC-Quebec | MW | Firm Exports |  | 1041 | 999 | 917 | 888 | 145 | 145 | 145 | 145 | 145 | 145 | 145
2020 | CA | NPCC | - | NPCC-Quebec | MW | Net Firm Capacity Transfers |  | -541 | -499 | -417 | -888 | -145 | -145 | -145 | -145 | -145 | -145 | -145
2020 | CA | NPCC | - | NPCC-Quebec | MW | Expected Imports |  | 1100 | 1100 | 1100 | 1100 | 1100 | 1100 | 1100 | 1100 | 1100 | 1100 | 1100
2020 | CA | NPCC | - | NPCC-Quebec | MW | Expected Exports |  | 0 | 0 | 0 | 0 | 0 | 0 | 0 | 0 | 0 | 0 | 0
2020 | CA | NPCC | - | NPCC-Quebec | MW | Net Expected Transfers |  | 1100 | 1100 | 1100 | 1100 | 1100 | 1100 | 1100 | 1100 | 1100 | 1100 | 1100
2020 | CA | NPCC | - | NPCC-Quebec | MW | Existing-Certain & Net Firm Transfers |  | 41154.1723 | 41541.7335 | 41590.5535 | 41119.5535 | 41862.5535 | 41897.0176 | 41855.0568 | 41791.3538 | 41755.4457 | 41710.1094 | 41710.1094
2020 | CA | NPCC | - | NPCC-Quebec | MW | Anticipated Resources |  | 41180.6223 | 41612.3675 | 41915.6875 | 41463.3875 | 42228.3875 | 42262.8516 | 42220.8908 | 42157.1878 | 42121.2797 | 42075.9434 | 42075.9434
2020 | CA | NPCC | - | NPCC-Quebec | MW | Prospective Resources |  | 42280.6223 | 42712.3675 | 43015.6875 | 42563.3875 | 43328.3875 | 43362.8516 | 43320.8908 | 43257.1878 | 43221.2797 | 43175.9434 | 43175.9434
2020 | CA | NPCC | - | NPCC-Quebec | MW | Existing-Certain and Net Firm Transfers Excess/Shortfall |  | 1405.6333 | 1087.3214 | 938.6385 | 437.9549 | 1063.4739 | 897.8399 | 565.7418 | 162.3996 | -210.8713 | -574.9088 | -872.3152
2020 | CA | NPCC | - | NPCC-Quebec | MW | Anticipated Excess/Shortfall |  | 1432.0833 | 1157.9554 | 1263.7725 | 781.7889 | 1429.3079 | 1263.6739 | 931.5758 | 528.2336 | 154.9627 | -209.0748 | -506.4812
2020 | CA | NPCC | - | NPCC-Quebec | MW | Prospective Excess/Shortfall |  | 2532.0833 | 2257.9554 | 2363.7725 | 1881.7889 | 2529.3079 | 2363.6739 | 2031.5758 | 1628.2336 | 1254.9627 | 890.9252 | 593.5188
2020 | CA | NPCC | - | NPCC-Quebec | % | Existing-Certain and Net Firm Transfers Reserve Margin |  | 13.99% | 13.06% | 12.64% | 11.29% | 12.97% | 12.51% | 11.61% | 10.53% | 9.547% | 8.603% | 7.845%
2020 | CA | NPCC | - | NPCC-Quebec | % | Anticipated Reserve Margin |  | 14.07% | 13.25% | 13.52% | 12.22% | 13.96% | 13.49% | 12.58% | 11.5% | 10.51% | 9.556% | 8.79%
2020 | CA | NPCC | - | NPCC-Quebec | % | Prospective Reserve Margin |  | 17.11% | 16.25% | 16.5% | 15.19% | 16.93% | 16.45% | 15.52% | 14.41% | 13.39% | 12.42% | 11.63%
2020 | CA | NPCC | - | NPCC-Quebec | Fraction | Reference Margin Level |  | 10.1% | 10.1% | 10.1% | 10.1% | 10.1% | 10.1% | 10.1% | 10.1% | 10.1% | 10.1% | 10.1%
2020 | US | RF | - | PJM | MW | Energy Efficiency and Conservation |  | 0 | 0 | 0 | 0 | 0 | 0 | 0 | 0 | 0 | 0 | 0
2020 | US | RF | - | PJM | MW | Total Installed Photovoltaic |  | 5165.7895 | 6218.4211 | 7910.5263 | 9171.0526 | 10257.8947 | 10476.3158 | 11471.0526 | 11889.4737 | 13597.3684 | 13994.7368 | 14328.9474
2020 | US | RF | - | PJM | MW | Photovoltaic On-Peak |  | 0 | 0 | 0 | 0 | 0 | 0 | 0 | 0 | 0 | 0 | 0
2020 | US | RF | - | PJM | MW | Total Internal Demand |  | 132175 | 133562 | 134740 | 135791 | 136720 | 137381 | 138051 | 138867 | 139211 | 139970 | 140368
2020 | US | RF | - | PJM | MW | Controllable and Dispatchable Demand Response - Available |  | 8047 | 8120 | 8199 | 8232 | 8289 | 8335 | 8372 | 8417 | 8456 | 8499 | 8535
2020 | US | RF | - | PJM | MW | Net Internal Demand |  | 124128 | 125442 | 126541 | 127559 | 128431 | 129046 | 129679 | 130450 | 130755 | 131471 | 131833
2020 | US | RF | - | PJM | MW | Behind the Meter Generation - Capacity |  | 0 | 0 | 0 | 0 | 0 | 0 | 0 | 0 | 0 | 0 | 0
2020 | US | RF | - | PJM | MW | Other Capacity Adjustments - Additions |  | 0 | 0 | 0 | 0 | 0 | 0 | 0 | 0 | 0 | 0 | 0
2020 | US | RF | - | PJM | MW | Other Capacity Adjustments - Reductions |  | 0 | 0 | 0 | 0 | 0 | 0 | 0 | 0 | 0 | 0 | 0
2020 | US | RF | - | PJM | MW | Confirmed Retirements |  | 25073.9 | 25959.1 | 28217.1 | 29231.4 | 29231.4 | 29231.4 | 29231.4 | 29231.4 | 29231.4 | 29231.4 | 29231.4
2020 | US | RF | - | PJM | MW | Unconfirmed Retirements |  | 0 | 0 | 0 | 0 | 0 | 0 | 0 | 0 | 0 | 0 | 0
2020 | US | RF | - | PJM | MW | Scheduled Outages |  | 0 | 0 | 0 | 0 | 0 | 0 | 0 | 0 | 0 | 0 | 0
2020 | US | RF | - | PJM | MW | Transmission Limitations |  | 0 | 0 | 0 | 0 | 0 | 0 | 0 | 0 | 0 | 0 | 0
2020 | US | RF | - | PJM | MW | Existing-Certain |  | 184212.4 | 183429.4 | 180218 | 179203.7 | 179203.7 | 179203.7 | 179203.7 | 179203.7 | 179203.7 | 179203.7 | 179203.7
2020 | US | RF | - | PJM | MW | Existing-Other |  | 0 | 0 | 0 | 0 | 0 | 0 | 0 | 0 | 0 | 0 | 0
2020 | US | RF | - | PJM | MW | Additions - Tier 1 |  | 0 | 8819.02 | 14051.82 | 18610.62 | 19794.62 | 19794.62 | 19794.62 | 19794.62 | 19794.62 | 19794.62 | 19794.62
2020 | US | RF | - | PJM | MW | Additions - Tier 2 |  | 0 | 7851.192 | 17804.9287 | 24005.2187 | 26072.8407 | 26795.9107 | 27260.8107 | 27424.0707 | 27424.0707 | 27572.5707 | 27572.5707
2020 | US | RF | - | PJM | MW | Additions - Tier 3 |  | 0 | 0 | 0 | 0 | 0 | 0 | 0 | 0 | 0 | 0 | 0
2020 | US | RF | - | PJM | MW | Firm Imports |  | 3109.6 | 3040.2 | 0 | 0 | 0 | 0 | 0 | 0 | 0 | 0 | 0
2020 | US | RF | - | PJM | MW | Firm Exports |  | 1697.7 | 1580.6 | 0 | 0 | 0 | 0 | 0 | 0 | 0 | 0 | 0
2020 | US | RF | - | PJM | MW | Net Firm Capacity Transfers |  | 1411.9 | 1459.6 | 0 | 0 | 0 | 0 | 0 | 0 | 0 | 0 | 0
2020 | US | RF | - | PJM | MW | Expected Imports |  | 0 | 0 | 3040.2 | 3040.2 | 3040.2 | 3040.2 | 3040.2 | 3040.2 | 3040.2 | 3040.2 | 3040.2
2020 | US | RF | - | PJM | MW | Expected Exports |  | 0 | 0 | 1580.6 | 1580.6 | 1580.6 | 1580.6 | 1580.6 | 1580.6 | 1580.6 | 1580.6 | 1580.6
2020 | US | RF | - | PJM | MW | Net Expected Transfers |  | 0 | 0 | 1459.6 | 1459.6 | 1459.6 | 1459.6 | 1459.6 | 1459.6 | 1459.6 | 1459.6 | 1459.6
2020 | US | RF | - | PJM | MW | Existing-Certain & Net Firm Transfers |  | 185624.3 | 184889 | 180218 | 179203.7 | 179203.7 | 179203.7 | 179203.7 | 179203.7 | 179203.7 | 179203.7 | 179203.7
2020 | US | RF | - | PJM | MW | Anticipated Resources |  | 185624.3 | 193708.02 | 194269.82 | 197814.32 | 198998.32 | 198998.32 | 198998.32 | 198998.32 | 198998.32 | 198998.32 | 198998.32
2020 | US | RF | - | PJM | MW | Prospective Resources |  | 185624.3 | 201559.212 | 213534.3487 | 223279.1387 | 226530.7607 | 227253.8307 | 227718.7307 | 227881.9907 | 227881.9907 | 228030.4907 | 228030.4907
2020 | US | RF | - | PJM | MW | Existing-Certain and Net Firm Transfers Excess/Shortfall |  | 42256.46 | 40505.258 | 34822.391 | 32765.968 | 31764.912 | 31058.892 | 30332.208 | 29447.1 | 29096.96 | 28274.992 | 27859.416
2020 | US | RF | - | PJM | MW | Anticipated Excess/Shortfall |  | 42256.46 | 49324.278 | 48874.211 | 51376.588 | 51559.532 | 50853.512 | 50126.828 | 49241.72 | 48891.58 | 48069.612 | 47654.036
2020 | US | RF | - | PJM | MW | Prospective Excess/Shortfall |  | 42256.46 | 57175.47 | 68138.7397 | 76841.4067 | 79091.9727 | 79109.0227 | 78847.2387 | 78125.3907 | 77775.2507 | 77101.7827 | 76686.2067
2020 | US | RF | - | PJM | % | Existing-Certain and Net Firm Transfers Reserve Margin |  | 49.54% | 47.39% | 42.42% | 40.49% | 39.53% | 38.87% | 38.19% | 37.37% | 37.05% | 36.31% | 35.93%
2020 | US | RF | - | PJM | % | Anticipated Reserve Margin |  | 49.54% | 54.42% | 53.52% | 55.08% | 54.95% | 54.21% | 53.45% | 52.55% | 52.19% | 51.36% | 50.95%
2020 | US | RF | - | PJM | % | Prospective Reserve Margin |  | 49.54% | 60.68% | 68.75% | 75.04% | 76.38% | 76.1% | 75.6% | 74.69% | 74.28% | 73.45% | 72.97%
2020 | US | RF | - | PJM | Fraction | Reference Margin Level |  | 15.5% | 15.1% | 14.9% | 14.8% | 14.8% | 14.8% | 14.8% | 14.8% | 14.8% | 14.8% | 14.8%
2020 | US | SERC | - | SERC-C | MW | Energy Efficiency and Conservation |  | 280 | 301 | 322 | 340 | 359 | 371 | 380 | 392 | 404 | 415 | 424
2020 | US | SERC | - | SERC-C | MW | Total Installed Photovoltaic |  | 0 | 0 | 0 | 0 | 0 | 0 | 0 | 0 | 0 | 0 | 0
2020 | US | SERC | - | SERC-C | MW | Photovoltaic On-Peak |  | 0 | 0 | 0 | 0 | 0 | 0 | 0 | 0 | 0 | 0 | 0
2020 | US | SERC | - | SERC-C | MW | Total Internal Demand |  | 41170 | 41425 | 41720 | 41837 | 41963 | 41918 | 42061 | 42237 | 42399 | 42533 | 42499
2020 | US | SERC | - | SERC-C | MW | Controllable and Dispatchable Demand Response - Available |  | 1869 | 1797 | 1749 | 1716 | 1716 | 1716 | 1716 | 1716 | 1716 | 1716 | 1616
2020 | US | SERC | - | SERC-C | MW | Net Internal Demand |  | 39301 | 39628 | 39971 | 40121 | 40247 | 40202 | 40345 | 40521 | 40683 | 40817 | 40883
2020 | US | SERC | - | SERC-C | MW | Behind the Meter Generation - Capacity |  | 0 | 0 | 0 | 0 | 0 | 0 | 0 | 0 | 0 | 0 | 0
2020 | US | SERC | - | SERC-C | MW | Other Capacity Adjustments - Additions |  | 0 | 0 | 0 | 0 | 0 | 0 | 0 | 0 | 0 | 0 | 0
2020 | US | SERC | - | SERC-C | MW | Other Capacity Adjustments - Reductions |  | 0 | 0 | 0 | 0 | 0 | 0 | 0 | 0 | 0 | 0 | 0
2020 | US | SERC | - | SERC-C | MW | Confirmed Retirements |  | 2405.93 | 2405.93 | 2405.93 | 3875.93 | 4979.93 | 4979.93 | 4979.93 | 4979.93 | 4979.93 | 4979.93 | 4979.93
2020 | US | SERC | - | SERC-C | MW | Unconfirmed Retirements |  | 0 | 0 | 0 | 0 | 0 | 0 | 0 | 0 | 0 | 0 | 0
2020 | US | SERC | - | SERC-C | MW | Scheduled Outages |  | 0 | 0 | 0 | 0 | 0 | 0 | 0 | 0 | 0 | 0 | 0
2020 | US | SERC | - | SERC-C | MW | Transmission Limitations |  | 0 | 0 | 0 | 0 | 0 | 0 | 0 | 0 | 0 | 0 | 0
2020 | US | SERC | - | SERC-C | MW | Existing-Certain |  | 51781.69 | 51881.69 | 52139.07 | 52689.57 | 51359.57 | 50402.31 | 50402.31 | 50402.31 | 50402.31 | 50402.31 | 50402.31
2020 | US | SERC | - | SERC-C | MW | Existing-Other |  | 2173.99 | 2173.99 | 2173.99 | 2031.99 | 1935.99 | 1935.99 | 1935.99 | 1935.99 | 1935.99 | 1935.99 | 1935.99
2020 | US | SERC | - | SERC-C | MW | Additions - Tier 1 |  | 0 | 0 | 0 | 0 | 0 | 0 | 0 | 0 | 0 | 0 | 0
2020 | US | SERC | - | SERC-C | MW | Additions - Tier 2 |  | 0 | 0 | 0 | 1265 | 1901 | 1901 | 1901 | 1901 | 1901 | 1901 | 1901
2020 | US | SERC | - | SERC-C | MW | Additions - Tier 3 |  | 0 | 0 | 0 | 253 | 253 | 253 | 253 | 253 | 1265 | 1265 | 1265
2020 | US | SERC | - | SERC-C | MW | Firm Imports |  | 1417 | 1516 | 1445 | 1445 | 1445 | 1445 | 1446 | 1446 | 1271 | 1271 | 1272
2020 | US | SERC | - | SERC-C | MW | Firm Exports |  | 2355.4 | 2146.4 | 2146.4 | 2146.4 | 2146.4 | 2146.4 | 2146.4 | 2146.4 | 2146.4 | 2146.4 | 2146.4
2020 | US | SERC | - | SERC-C | MW | Net Firm Capacity Transfers |  | -938.4 | -630.4 | -701.4 | -701.4 | -701.4 | -701.4 | -700.4 | -700.4 | -875.4 | -875.4 | -874.4
2020 | US | SERC | - | SERC-C | MW | Expected Imports |  | 0 | 0 | 0 | 0 | 0 | 0 | 0 | 0 | 0 | 0 | 0
2020 | US | SERC | - | SERC-C | MW | Expected Exports |  | 0 | 0 | 0 | 0 | 0 | 0 | 0 | 0 | 0 | 0 | 0
2020 | US | SERC | - | SERC-C | MW | Net Expected Transfers |  | 0 | 0 | 0 | 0 | 0 | 0 | 0 | 0 | 0 | 0 | 0
2020 | US | SERC | - | SERC-C | MW | Existing-Certain & Net Firm Transfers |  | 50843.29 | 51251.29 | 51437.67 | 51988.17 | 50658.17 | 49700.91 | 49701.91 | 49701.91 | 49526.91 | 49526.91 | 49527.91
2020 | US | SERC | - | SERC-C | MW | Anticipated Resources |  | 50843.29 | 51251.29 | 51437.67 | 51988.17 | 50658.17 | 49700.91 | 49701.91 | 49701.91 | 49526.91 | 49526.91 | 49527.91
2020 | US | SERC | - | SERC-C | MW | Prospective Resources |  | 53017.28 | 53425.28 | 53611.66 | 55285.16 | 54495.16 | 53537.9 | 53538.9 | 53538.9 | 53363.9 | 53363.9 | 53364.9
2020 | US | SERC | - | SERC-C | MW | Existing-Certain and Net Firm Transfers Excess/Shortfall |  | 5647.14 | 5679.09 | 5471.02 | 5849.02 | 4374.12 | 3468.61 | 3305.16 | 3102.76 | 2741.46 | 2587.36 | 2512.46
2020 | US | SERC | - | SERC-C | MW | Anticipated Excess/Shortfall |  | 5647.14 | 5679.09 | 5471.02 | 5849.02 | 4374.12 | 3468.61 | 3305.16 | 3102.76 | 2741.46 | 2587.36 | 2512.46
2020 | US | SERC | - | SERC-C | MW | Prospective Excess/Shortfall |  | 7821.13 | 7853.08 | 7645.01 | 9146.01 | 8211.11 | 7305.6 | 7142.15 | 6939.75 | 6578.45 | 6424.35 | 6349.45
2020 | US | SERC | - | SERC-C | % | Existing-Certain and Net Firm Transfers Reserve Margin |  | 29.37% | 29.33% | 28.69% | 29.58% | 25.87% | 23.63% | 23.19% | 22.66% | 21.74% | 21.34% | 21.15%
2020 | US | SERC | - | SERC-C | % | Anticipated Reserve Margin |  | 29.37% | 29.33% | 28.69% | 29.58% | 25.87% | 23.63% | 23.19% | 22.66% | 21.74% | 21.34% | 21.15%
2020 | US | SERC | - | SERC-C | % | Prospective Reserve Margin |  | 34.9% | 34.82% | 34.13% | 37.8% | 35.4% | 33.17% | 32.7% | 32.13% | 31.17% | 30.74% | 30.53%
2020 | US | SERC | - | SERC-C | Fraction | Reference Margin Level |  | 15% | 15% | 15% | 15% | 15% | 15% | 15% | 15% | 15% | 15% | 15%
2020 | US | SERC | - | SERC-E | MW | Energy Efficiency and Conservation |  | 278 | 374 | 467 | 580 | 667 | 758 | 835 | 895 | 946 | 996 | 1040
2020 | US | SERC | - | SERC-E | MW | Total Installed Photovoltaic |  | 391 | 520 | 656 | 761 | 856 | 953 | 1055 | 1160 | 1281 | 1409 | 1542
2020 | US | SERC | - | SERC-E | MW | Photovoltaic On-Peak |  | 977 | 978 | 979 | 981 | 982 | 982 | 984 | 985 | 985 | 987 | 988
2020 | US | SERC | - | SERC-E | MW | Total Internal Demand |  | 45606 | 45887 | 45811 | 46108 | 46332 | 46596 | 46979 | 47328 | 47733 | 48103 | 48562
2020 | US | SERC | - | SERC-E | MW | Controllable and Dispatchable Demand Response - Available |  | 893 | 887 | 894 | 901 | 908 | 910 | 915 | 925 | 937 | 951 | 952
2020 | US | SERC | - | SERC-E | MW | Net Internal Demand |  | 44713 | 45000 | 44917 | 45207 | 45424 | 45686 | 46064 | 46403 | 46796 | 47152 | 47610
2020 | US | SERC | - | SERC-E | MW | Behind the Meter Generation - Capacity |  | 0 | 0 | 0 | 0 | 0 | 0 | 0 | 0 | 0 | 0 | 0
2020 | US | SERC | - | SERC-E | MW | Other Capacity Adjustments - Additions |  | 0 | 0 | 0 | 0 | 0 | 0 | 0 | 0 | 0 | 0 | 0
2020 | US | SERC | - | SERC-E | MW | Other Capacity Adjustments - Reductions |  | 0 | 0 | 0 | 0 | 0 | 0 | 0 | 0 | 0 | 0 | 0
2020 | US | SERC | - | SERC-E | MW | Confirmed Retirements |  | 964 | 964 | 964 | 964 | 964 | 964 | 964 | 1196 | 2326 | 2326 | 3118
2020 | US | SERC | - | SERC-E | MW | Unconfirmed Retirements |  | 0 | 0 | 0 | 0 | 0 | 0 | 0 | 0 | 0 | 0 | 0
2020 | US | SERC | - | SERC-E | MW | Scheduled Outages |  | 0 | 0 | 0 | 0 | 0 | 0 | 0 | 0 | 0 | 0 | 0
2020 | US | SERC | - | SERC-E | MW | Transmission Limitations |  | 0 | 0 | 0 | 0 | 0 | 0 | 0 | 0 | 0 | 0 | 0
2020 | US | SERC | - | SERC-E | MW | Existing-Certain |  | 54281.24 | 54431.74 | 54496.74 | 54561.74 | 54565.74 | 54565.74 | 54565.74 | 54339.74 | 53209.74 | 53219.74 | 53219.74
2020 | US | SERC | - | SERC-E | MW | Existing-Other |  | 103.5 | 103.5 | 103.5 | 103.5 | 103.5 | 103.5 | 103.5 | 103.5 | 103.5 | 103.5 | 103.5
2020 | US | SERC | - | SERC-E | MW | Additions - Tier 1 |  | 122.3 | 169.3 | 716.3 | 750.3 | 2529.3 | 3035.3 | 4392.3 | 6203.3 | 8083.3 | 8083.3 | 9023.3
2020 | US | SERC | - | SERC-E | MW | Additions - Tier 2 |  | 0 | 0 | 0 | 0 | 0 | 0 | 0 | 0 | 0 | 0 | 0
2020 | US | SERC | - | SERC-E | MW | Additions - Tier 3 |  | 0 | 0 | 0 | 0 | 0 | 0 | 0 | 0 | 0 | 0 | 0
2020 | US | SERC | - | SERC-E | MW | Firm Imports |  | 876 | 876 | 876 | 876 | 876 | 876 | 876 | 876 | 876 | 876 | 876
2020 | US | SERC | - | SERC-E | MW | Firm Exports |  | 610 | 271 | 271 | 271 | 271 | 271 | 271 | 271 | 271 | 271 | 271
2020 | US | SERC | - | SERC-E | MW | Net Firm Capacity Transfers |  | 266 | 605 | 605 | 605 | 605 | 605 | 605 | 605 | 605 | 605 | 605
2020 | US | SERC | - | SERC-E | MW | Expected Imports |  | 0 | 0 | 0 | 0 | 0 | 0 | 0 | 0 | 0 | 0 | 0
2020 | US | SERC | - | SERC-E | MW | Expected Exports |  | 0 | 0 | 0 | 0 | 0 | 0 | 0 | 0 | 0 | 0 | 0
2020 | US | SERC | - | SERC-E | MW | Net Expected Transfers |  | 0 | 0 | 0 | 0 | 0 | 0 | 0 | 0 | 0 | 0 | 0
2020 | US | SERC | - | SERC-E | MW | Existing-Certain & Net Firm Transfers |  | 54547.24 | 55036.74 | 55101.74 | 55166.74 | 55170.74 | 55170.74 | 55170.74 | 54944.74 | 53814.74 | 53824.74 | 53824.74
2020 | US | SERC | - | SERC-E | MW | Anticipated Resources |  | 54669.54 | 55206.04 | 55818.04 | 55917.04 | 57700.04 | 58206.04 | 59563.04 | 61148.04 | 61898.04 | 61908.04 | 62848.04
2020 | US | SERC | - | SERC-E | MW | Prospective Resources |  | 54773.04 | 55309.54 | 55921.54 | 56020.54 | 57803.54 | 58309.54 | 59666.54 | 61251.54 | 62001.54 | 62011.54 | 62951.54
2020 | US | SERC | - | SERC-E | MW | Existing-Certain and Net Firm Transfers Excess/Shortfall |  | 3127.29 | 3286.74 | 3447.19 | 3178.69 | 2933.14 | 2631.84 | 2197.14 | 1581.29 | -0.66 | -400.06 | -926.76
2020 | US | SERC | - | SERC-E | MW | Anticipated Excess/Shortfall |  | 3249.59 | 3456.04 | 4163.49 | 3928.99 | 5462.44 | 5667.14 | 6589.44 | 7784.59 | 8082.64 | 7683.24 | 8096.54
2020 | US | SERC | - | SERC-E | MW | Prospective Excess/Shortfall |  | 3353.09 | 3559.54 | 4266.99 | 4032.49 | 5565.94 | 5770.64 | 6692.94 | 7888.09 | 8186.14 | 7786.74 | 8200.04
2020 | US | SERC | - | SERC-E | % | Existing-Certain and Net Firm Transfers Reserve Margin |  | 21.99% | 22.3% | 22.67% | 22.03% | 21.46% | 20.76% | 19.77% | 18.41% | 15% | 14.15% | 13.05%
2020 | US | SERC | - | SERC-E | % | Anticipated Reserve Margin |  | 22.27% | 22.68% | 24.27% | 23.69% | 27.03% | 27.4% | 29.3% | 31.78% | 32.27% | 31.29% | 32.01%
2020 | US | SERC | - | SERC-E | % | Prospective Reserve Margin |  | 22.5% | 22.91% | 24.5% | 23.92% | 27.25% | 27.63% | 29.53% | 32% | 32.49% | 31.51% | 32.22%
2020 | US | SERC | - | SERC-E | Fraction | Reference Margin Level |  | 15% | 15% | 15% | 15% | 15% | 15% | 15% | 15% | 15% | 15% | 15%
2020 | US | SERC | - | SERC-SE | MW | Energy Efficiency and Conservation |  | 565 | 573 | 581 | 591 | 602 | 602 | 602 | 602 | 602 | 602 | 602
2020 | US | SERC | - | SERC-SE | MW | Total Installed Photovoltaic |  | 0 | 0 | 0 | 0 | 0 | 0 | 0 | 0 | 0 | 0 | 0
2020 | US | SERC | - | SERC-SE | MW | Photovoltaic On-Peak |  | 0 | 0 | 0 | 0 | 0 | 0 | 0 | 0 | 0 | 0 | 0
2020 | US | SERC | - | SERC-SE | MW | Total Internal Demand |  | 46889 | 47108 | 47381 | 47660 | 47885 | 47342 | 47659 | 47114 | 47500 | 47924 | 48344
2020 | US | SERC | - | SERC-SE | MW | Controllable and Dispatchable Demand Response - Available |  | 2157 | 2366 | 2579 | 2571 | 2558 | 2573 | 2572 | 2579 | 2586 | 2594 | 2595
2020 | US | SERC | - | SERC-SE | MW | Net Internal Demand |  | 44732 | 44742 | 44802 | 45089 | 45327 | 44769 | 45087 | 44535 | 44914 | 45330 | 45749
2020 | US | SERC | - | SERC-SE | MW | Behind the Meter Generation - Capacity |  | 0 | 0 | 0 | 0 | 0 | 0 | 0 | 0 | 0 | 0 | 0
2020 | US | SERC | - | SERC-SE | MW | Other Capacity Adjustments - Additions |  | 0 | 0 | 0 | 0 | 0 | 0 | 0 | 0 | 0 | 0 | 0
2020 | US | SERC | - | SERC-SE | MW | Other Capacity Adjustments - Reductions |  | 0 | 0 | 0 | 0 | 0 | 0 | 0 | 0 | 0 | 0 | 0
2020 | US | SERC | - | SERC-SE | MW | Confirmed Retirements |  | 2225.3 | 2225.3 | 2225.3 | 2225.3 | 2225.3 | 2240.3 | 2240.3 | 2240.3 | 2240.3 | 2240.3 | 2240.3
2020 | US | SERC | - | SERC-SE | MW | Unconfirmed Retirements |  | 0 | 0 | 0 | 0 | 0 | 0 | 0 | 0 | 0 | 0 | 0
2020 | US | SERC | - | SERC-SE | MW | Scheduled Outages |  | 0 | 0 | 0 | 0 | 0 | 0 | 0 | 0 | 0 | 0 | 0
2020 | US | SERC | - | SERC-SE | MW | Transmission Limitations |  | 0 | 0 | 0 | 0 | 0 | 0 | 0 | 0 | 0 | 0 | 0
2020 | US | SERC | - | SERC-SE | MW | Existing-Certain |  | 62330.46 | 62339.66 | 62339.66 | 62339.66 | 62339.66 | 62388.66 | 62388.66 | 62388.66 | 62388.66 | 62388.66 | 62388.66
2020 | US | SERC | - | SERC-SE | MW | Existing-Other |  | 2048.76 | 2048.76 | 2048.76 | 2048.76 | 2048.76 | 2048.76 | 2048.76 | 2048.76 | 2048.76 | 2048.76 | 2048.76
2020 | US | SERC | - | SERC-SE | MW | Additions - Tier 1 |  | 1.5 | 1101.5 | 2201.5 | 2201.5 | 2201.5 | 2201.5 | 2201.5 | 2201.5 | 2201.5 | 2201.5 | 2201.5
2020 | US | SERC | - | SERC-SE | MW | Additions - Tier 2 |  | 0 | 0 | 0 | 0 | 0 | 0 | 0 | 0 | 0 | 0 | 0
2020 | US | SERC | - | SERC-SE | MW | Additions - Tier 3 |  | 0 | 80 | 80 | 80 | 80 | 80 | 80 | 80 | 80 | 80 | 80
2020 | US | SERC | - | SERC-SE | MW | Firm Imports |  | 777 | 797 | 818 | 839 | 860 | 883 | 886 | 888 | 891 | 893 | 896
2020 | US | SERC | - | SERC-SE | MW | Firm Exports |  | 1672 | 1822 | 1925 | 2028 | 1978 | 1978 | 1978 | 1978 | 1978 | 1978 | 1978
2020 | US | SERC | - | SERC-SE | MW | Net Firm Capacity Transfers |  | -895 | -1025 | -1107 | -1189 | -1118 | -1095 | -1092 | -1090 | -1087 | -1085 | -1082
2020 | US | SERC | - | SERC-SE | MW | Expected Imports |  | 0 | 0 | 0 | 0 | 0 | 0 | 0 | 0 | 0 | 0 | 0
2020 | US | SERC | - | SERC-SE | MW | Expected Exports |  | 0 | 0 | 0 | 0 | 0 | 0 | 0 | 0 | 0 | 0 | 0
2020 | US | SERC | - | SERC-SE | MW | Net Expected Transfers |  | 0 | 0 | 0 | 0 | 0 | 0 | 0 | 0 | 0 | 0 | 0
2020 | US | SERC | - | SERC-SE | MW | Existing-Certain & Net Firm Transfers |  | 61435.46 | 61314.66 | 61232.66 | 61150.66 | 61221.66 | 61293.66 | 61296.66 | 61298.66 | 61301.66 | 61303.66 | 61306.66
2020 | US | SERC | - | SERC-SE | MW | Anticipated Resources |  | 61436.96 | 62416.16 | 63434.16 | 63352.16 | 63423.16 | 63495.16 | 63498.16 | 63500.16 | 63503.16 | 63505.16 | 63508.16
2020 | US | SERC | - | SERC-SE | MW | Prospective Resources |  | 63485.72 | 64464.92 | 65482.92 | 65400.92 | 65471.92 | 65543.92 | 65546.92 | 65548.92 | 65551.92 | 65553.92 | 65556.92
2020 | US | SERC | - | SERC-SE | MW | Existing-Certain and Net Firm Transfers Excess/Shortfall |  | 9993.66 | 9861.36 | 9710.36 | 9298.31 | 9095.61 | 9809.31 | 9446.61 | 10083.41 | 9650.56 | 9174.16 | 8695.31
2020 | US | SERC | - | SERC-SE | MW | Anticipated Excess/Shortfall |  | 9995.16 | 10962.86 | 11911.86 | 11499.81 | 11297.11 | 12010.81 | 11648.11 | 12284.91 | 11852.06 | 11375.66 | 10896.81
2020 | US | SERC | - | SERC-SE | MW | Prospective Excess/Shortfall |  | 12043.92 | 13011.62 | 13960.62 | 13548.57 | 13345.87 | 14059.57 | 13696.87 | 14333.67 | 13900.82 | 13424.42 | 12945.57
2020 | US | SERC | - | SERC-SE | % | Existing-Certain and Net Firm Transfers Reserve Margin |  | 37.34% | 37.04% | 36.67% | 35.62% | 35.07% | 36.91% | 35.95% | 37.64% | 36.49% | 35.24% | 34.01%
2020 | US | SERC | - | SERC-SE | % | Anticipated Reserve Margin |  | 37.34% | 39.5% | 41.59% | 40.5% | 39.92% | 41.83% | 40.83% | 42.58% | 41.39% | 40.1% | 38.82%
2020 | US | SERC | - | SERC-SE | % | Prospective Reserve Margin |  | 41.92% | 44.08% | 46.16% | 45.05% | 44.44% | 46.4% | 45.38% | 47.19% | 45.95% | 44.61% | 43.3%
2020 | US | SERC | - | SERC-SE | Fraction | Reference Margin Level |  | 15% | 15% | 15% | 15% | 15% | 15% | 15% | 15% | 15% | 15% | 15%
2020 | CA | WECC | - | WECC-AB | MW | Energy Efficiency and Conservation |  | 0 | 0 | 0 | 0 | 0 | 0 | 0 | 0 | 0 | 0 | 0
2020 | CA | WECC | - | WECC-AB | MW | Total Installed Photovoltaic |  | 35.1298 | 41.3508 | 48.0825 | 55.3276 | 63.1045 | 71.3813 | 80.1679 | 89.4679 | 99.3044 | 109.637 | 120.4786
2020 | CA | WECC | - | WECC-AB | MW | Photovoltaic On-Peak |  | 35.1298 | 41.3508 | 48.0825 | 55.3276 | 63.1045 | 71.3813 | 80.1679 | 89.4679 | 99.3044 | 109.637 | 120.4786
2020 | CA | WECC | - | WECC-AB | MW | Total Internal Demand |  | 12247.7821 | 12329.2823 | 12453.2855 | 12806.6074 | 12684.4236 | 12724.7214 | 12823.7853 | 12916.8141 | 13051.0456 | 13160.458 | 13241.4686
2020 | CA | WECC | - | WECC-AB | MW | Controllable and Dispatchable Demand Response - Available |  | 0 | 0 | 0 | 0 | 0 | 0 | 0 | 0 | 0 | 0 | 0
2020 | CA | WECC | - | WECC-AB | MW | Net Internal Demand |  | 12247.7821 | 12329.2823 | 12453.2855 | 12806.6074 | 12684.4236 | 12724.7214 | 12823.7853 | 12916.8141 | 13051.0456 | 13160.458 | 13241.4686
2020 | CA | WECC | - | WECC-AB | MW | Behind the Meter Generation - Capacity |  | 0 | 0 | 0 | 0 | 0 | 0 | 0 | 0 | 0 | 0 | 0
2020 | CA | WECC | - | WECC-AB | MW | Other Capacity Adjustments - Additions |  | 0 | 0 | 0 | 0 | 0 | 0 | 0 | 0 | 0 | 0 | 0
2020 | CA | WECC | - | WECC-AB | MW | Other Capacity Adjustments - Reductions |  | 0 | 0 | 0 | 0 | 0 | 0 | 0 | 0 | 0 | 0 | 0
2020 | CA | WECC | - | WECC-AB | MW | Confirmed Retirements |  | 0 | 0 | 0 | 0 | 0 | 0 | 0 | 0 | 0 | 0 | 0
2020 | CA | WECC | - | WECC-AB | MW | Unconfirmed Retirements |  | 0 | 0 | 0 | 0 | 0 | 0 | 0 | 0 | 0 | 0 | 0
2020 | CA | WECC | - | WECC-AB | MW | Scheduled Outages |  | 0 | 0 | 0 | 0 | 0 | 0 | 0 | 0 | 0 | 0 | 0
2020 | CA | WECC | - | WECC-AB | MW | Transmission Limitations |  | 0 | 0 | 0 | 0 | 0 | 0 | 0 | 0 | 0 | 0 | 0
2020 | CA | WECC | - | WECC-AB | MW | Existing-Certain |  | 14974.301 | 14974.301 | 14974.301 | 14974.301 | 14974.301 | 14974.301 | 14974.301 | 14974.301 | 14974.301 | 14974.301 | 14974.301
2020 | CA | WECC | - | WECC-AB | MW | Existing-Other |  | 0 | 0 | 0 | 0 | 0 | 0 | 0 | 0 | 0 | 0 | 0
2020 | CA | WECC | - | WECC-AB | MW | Additions - Tier 1 |  | 0 | 139 | 752.2099 | 752.2099 | 752.2099 | 752.2099 | 752.2099 | 752.2099 | 752.2099 | 752.2099 | 752.2099
2020 | CA | WECC | - | WECC-AB | MW | Additions - Tier 2 |  | 0 | 1192 | 1966 | 3546 | 4009 | 4009 | 4009 | 4009 | 4809 | 5275 | 5275
2020 | CA | WECC | - | WECC-AB | MW | Additions - Tier 3 |  | 0 | 0 | 322.5 | 322.5 | 466.8 | 798.6 | 1139.7 | 1184.7 | 1320.45 | 1552.95 | 2339.15
2020 | CA | WECC | - | WECC-AB | MW | Firm Imports |  | 0 | 0 | 0 | 0 | 0 | 0 | 0 | 0 | 0 | 0 | 0
2020 | CA | WECC | - | WECC-AB | MW | Firm Exports |  | 0 | 0 | 0 | 0 | 0 | 0 | 0 | 0 | 0 | 0 | 0
2020 | CA | WECC | - | WECC-AB | MW | Net Firm Capacity Transfers |  | 0 | 0 | 0 | 0 | 0 | 0 | 0 | 0 | 0 | 0 | 0
2020 | CA | WECC | - | WECC-AB | MW | Expected Imports |  | 0 | 0 | 0 | 0 | 0 | 0 | 0 | 0 | 0 | 0 | 0
2020 | CA | WECC | - | WECC-AB | MW | Expected Exports |  | 0 | 0 | 0 | 0 | 0 | 0 | 0 | 0 | 0 | 0 | 0
2020 | CA | WECC | - | WECC-AB | MW | Net Expected Transfers |  | 0 | 0 | 0 | 0 | 0 | 0 | 0 | 0 | 0 | 0 | 0
2020 | CA | WECC | - | WECC-AB | MW | Existing-Certain & Net Firm Transfers |  | 14974.301 | 14974.301 | 14974.301 | 14974.301 | 14974.301 | 14974.301 | 14974.301 | 14974.301 | 14974.301 | 14974.301 | 14974.301
2020 | CA | WECC | - | WECC-AB | MW | Anticipated Resources |  | 14974.301 | 15113.301 | 15726.5109 | 15726.5109 | 15726.5109 | 15726.5109 | 15726.5109 | 15726.5109 | 15726.5109 | 15726.5109 | 15726.5109
2020 | CA | WECC | - | WECC-AB | MW | Prospective Resources |  | 14974.301 | 16305.301 | 17692.5109 | 19272.5109 | 19735.5109 | 19735.5109 | 19735.5109 | 19735.5109 | 20535.5109 | 21001.5109 | 21001.5109
2020 | CA | WECC | - | WECC-AB | MW | Existing-Certain and Net Firm Transfers Excess/Shortfall |  | 1189.6905 | 946.9392 | 994.3903 | 406.4705 | 495.3805 | 458.5148 | 358.8878 | 262.1899 | 314.6134 | 7.7096 | -55.9518
2020 | CA | WECC | - | WECC-AB | MW | Anticipated Excess/Shortfall |  | 1189.6905 | 1085.9392 | 1746.6002 | 1158.6804 | 1247.5904 | 1210.7247 | 1111.0977 | 1014.3998 | 1066.8233 | 759.9195 | 696.2581
2020 | CA | WECC | - | WECC-AB | MW | Prospective Excess/Shortfall |  | 1189.6905 | 2277.9392 | 3712.6002 | 4704.6804 | 5256.5904 | 5219.7247 | 5120.0977 | 5023.3998 | 5875.8233 | 6034.9195 | 5971.2581
2020 | CA | WECC | - | WECC-AB | % | Existing-Certain and Net Firm Transfers Reserve Margin |  | 22.26% | 21.45% | 20.24% | 16.93% | 18.05% | 17.68% | 16.77% | 15.93% | 14.74% | 13.78% | 13.09%
2020 | CA | WECC | - | WECC-AB | % | Anticipated Reserve Margin |  | 22.26% | 22.58% | 26.28% | 22.8% | 23.98% | 23.59% | 22.64% | 21.75% | 20.5% | 19.5% | 18.77%
2020 | CA | WECC | - | WECC-AB | % | Prospective Reserve Margin |  | 22.26% | 32.25% | 42.07% | 50.49% | 55.59% | 55.1% | 53.9% | 52.79% | 57.35% | 59.58% | 58.6%
2020 | CA | WECC | - | WECC-AB | Fraction | Reference Margin Level |  | 12.55% | 13.77% | 12.26% | 13.75% | 14.15% | 14.08% | 13.97% | 13.9% | 12.33% | 13.72% | 13.51%
2020 | CA | WECC | - | WECC-BC | MW | Energy Efficiency and Conservation |  | 0 | 0 | 0 | 0 | 0 | 0 | 0 | 0 | 0 | 0 | 0
2020 | CA | WECC | - | WECC-BC | MW | Total Installed Photovoltaic |  | 0 | 0 | 0 | 0 | 0 | 0 | 0 | 0 | 0 | 0 | 0
2020 | CA | WECC | - | WECC-BC | MW | Photovoltaic On-Peak |  | 0 | 0 | 0 | 0 | 0 | 0 | 0 | 0 | 0 | 0 | 0
2020 | CA | WECC | - | WECC-BC | MW | Total Internal Demand |  | 11150.877 | 11076.8057 | 11187.0069 | 11340.0505 | 11494.558 | 11572.1827 | 11725.5338 | 11833.5923 | 11961.3492 | 12069.3497 | 12210.9697
2020 | CA | WECC | - | WECC-BC | MW | Controllable and Dispatchable Demand Response - Available |  | 0 | 0 | 0 | 0 | 0 | 0 | 0 | 0 | 0 | 0 | 0
2020 | CA | WECC | - | WECC-BC | MW | Net Internal Demand |  | 11150.877 | 11076.8057 | 11187.0069 | 11340.0505 | 11494.558 | 11572.1827 | 11725.5338 | 11833.5923 | 11961.3492 | 12069.3497 | 12210.9697
2020 | CA | WECC | - | WECC-BC | MW | Behind the Meter Generation - Capacity |  | 0 | 0 | 0 | 0 | 0 | 0 | 0 | 0 | 0 | 0 | 0
2020 | CA | WECC | - | WECC-BC | MW | Other Capacity Adjustments - Additions |  | 0 | 0 | 0 | 0 | 0 | 0 | 0 | 0 | 0 | 0 | 0
2020 | CA | WECC | - | WECC-BC | MW | Other Capacity Adjustments - Reductions |  | 0 | 0 | 0 | 0 | 0 | 0 | 0 | 0 | 0 | 0 | 0
2020 | CA | WECC | - | WECC-BC | MW | Confirmed Retirements |  | 0 | 0 | 0 | 0 | 0 | 0 | 0.05 | 0.05 | 0.05 | 0.05 | 0.05
2020 | CA | WECC | - | WECC-BC | MW | Unconfirmed Retirements |  | 0 | 0 | 0 | 0 | 0 | 0 | 0 | 0 | 0 | 0 | 0
2020 | CA | WECC | - | WECC-BC | MW | Scheduled Outages |  | 0 | 0 | 0 | 0 | 0 | 0 | 0 | 0 | 0 | 0 | 0
2020 | CA | WECC | - | WECC-BC | MW | Transmission Limitations |  | 0 | 0 | 0 | 0 | 0 | 0 | 0 | 0 | 0 | 0 | 0
2020 | CA | WECC | - | WECC-BC | MW | Existing-Certain |  | 13321.4105 | 13321.4105 | 13321.4105 | 13321.4105 | 13321.4105 | 13321.4105 | 13321.4105 | 13321.148 | 13321.148 | 13321.148 | 13321.148
2020 | CA | WECC | - | WECC-BC | MW | Existing-Other |  | 0 | 0 | 0 | 0 | 0 | 0 | 0 | 0 | 0 | 0 | 0
2020 | CA | WECC | - | WECC-BC | MW | Additions - Tier 1 |  | 0 | 123.825 | 171.825 | 183.6 | 612.9675 | 1042.335 | 1083.51 | 1124.685 | 1165.86 | 1207.035 | 1207.035
2020 | CA | WECC | - | WECC-BC | MW | Additions - Tier 2 |  | 0 | 0 | 0 | 0 | 3.975 | 3.975 | 3.975 | 3.975 | 3.975 | 3.975 | 3.975
2020 | CA | WECC | - | WECC-BC | MW | Additions - Tier 3 |  | 0 | 2.46 | 11.95 | 55.39 | 98.14 | 142.3 | 142.3 | 176.05 | 176.05 | 176.05 | 176.05
2020 | CA | WECC | - | WECC-BC | MW | Firm Imports |  | 0 | 0 | 0 | 0 | 0 | 0 | 108 | 166 | 130 | 311 | 397
2020 | CA | WECC | - | WECC-BC | MW | Firm Exports |  | 0 | 0 | 0 | 0 | 0 | 0 | 0 | 0 | 0 | 0 | 0
2020 | CA | WECC | - | WECC-BC | MW | Net Firm Capacity Transfers |  | 0 | 0 | 0 | 0 | 0 | 0 | 108 | 166 | 130 | 311 | 397
2020 | CA | WECC | - | WECC-BC | MW | Expected Imports |  | 0 | 0 | 0 | 0 | 0 | 0 | 0 | 0 | 0 | 0 | 0
2020 | CA | WECC | - | WECC-BC | MW | Expected Exports |  | 0 | 0 | 0 | 0 | 0 | 0 | 0 | 0 | 0 | 0 | 0
2020 | CA | WECC | - | WECC-BC | MW | Net Expected Transfers |  | 0 | 0 | 0 | 0 | 0 | 0 | 0 | 0 | 0 | 0 | 0
2020 | CA | WECC | - | WECC-BC | MW | Existing-Certain & Net Firm Transfers |  | 13321.4105 | 13321.4105 | 13321.4105 | 13321.4105 | 13321.4105 | 13321.4105 | 13429.4105 | 13487.148 | 13451.148 | 13632.148 | 13718.148
2020 | CA | WECC | - | WECC-BC | MW | Anticipated Resources |  | 13321.4105 | 13445.2355 | 13493.2355 | 13505.0105 | 13934.378 | 14363.7455 | 14512.9205 | 14611.833 | 14617.008 | 14839.183 | 14925.183
2020 | CA | WECC | - | WECC-BC | MW | Prospective Resources |  | 13321.4105 | 13445.2355 | 13493.2355 | 13505.0105 | 13938.353 | 14367.7205 | 14516.8955 | 14615.808 | 14620.983 | 14843.158 | 14929.158
2020 | CA | WECC | - | WECC-BC | MW | Existing-Certain and Net Firm Transfers Excess/Shortfall |  | 771.3427 | 719.0256 | 763.0092 | 421.8245 | 200.6888 | 120.3882 | 65.687 | 8.8148 | 15.4703 | -93.592 | -142.3962
2020 | CA | WECC | - | WECC-BC | MW | Anticipated Excess/Shortfall |  | 771.3427 | 842.8506 | 934.8342 | 605.4245 | 813.6563 | 1162.7232 | 1149.197 | 1133.4998 | 1181.3303 | 1113.443 | 1064.6388
2020 | CA | WECC | - | WECC-BC | MW | Prospective Excess/Shortfall |  | 771.3427 | 842.8506 | 934.8342 | 605.4245 | 817.6313 | 1166.6982 | 1153.172 | 1137.4748 | 1185.3053 | 1117.418 | 1068.6138
2020 | CA | WECC | - | WECC-BC | % | Existing-Certain and Net Firm Transfers Reserve Margin |  | 19.47% | 20.26% | 19.08% | 17.47% | 15.89% | 15.12% | 14.53% | 13.97% | 12.46% | 12.95% | 12.34%
2020 | CA | WECC | - | WECC-BC | % | Anticipated Reserve Margin |  | 19.47% | 21.38% | 20.62% | 19.09% | 21.23% | 24.12% | 23.77% | 23.48% | 22.2% | 22.95% | 22.23%
2020 | CA | WECC | - | WECC-BC | % | Prospective Reserve Margin |  | 19.47% | 21.38% | 20.62% | 19.09% | 21.26% | 24.16% | 23.81% | 23.51% | 22.24% | 22.98% | 22.26%
2020 | CA | WECC | - | WECC-BC | Fraction | Reference Margin Level |  | 12.55% | 13.77% | 12.26% | 13.75% | 14.15% | 14.08% | 13.97% | 13.9% | 12.33% | 13.72% | 13.51%
2020 | US/MX | WECC | - | WECC-CAMX | MW | Energy Efficiency and Conservation |  | 268.6944 | 394.4878 | 527.5074 | 682.4019 | 815.3477 | 940.3953 | 1047.9246 | 1135.4773 | 1215.7172 | 1288.8622 | 1363.3254
2020 | US/MX | WECC | - | WECC-CAMX | MW | Total Installed Photovoltaic |  | 5595.1506 | 7081.6126 | 8253.4798 | 9381.5482 | 10468.562 | 11467.2294 | 12519.2208 | 13607.045 | 14683.8062 | 15864.4293 | 17109.3868
2020 | US/MX | WECC | - | WECC-CAMX | MW | Photovoltaic On-Peak |  | 481.8687 | 529.7273 | 577.6411 | 617.6975 | 654.1423 | 715.9254 | 750.8709 | 785.3983 | 819.8845 | 854.9587 | 889.1839
2020 | US/MX | WECC | - | WECC-CAMX | MW | Total Internal Demand |  | 39382 | 39513 | 39889 | 40311 | 40708 | 40969 | 41285 | 41585 | 42069 | 42512 | 42890
2020 | US/MX | WECC | - | WECC-CAMX | MW | Controllable and Dispatchable Demand Response - Available |  | 859.1362 | 847.7985 | 892.4608 | 872.4608 | 872.4608 | 872.4608 | 872.4608 | 872.4608 | 872.4608 | 872.4608 | 872.4608
2020 | US/MX | WECC | - | WECC-CAMX | MW | Net Internal Demand |  | 38522.8638 | 38665.2015 | 38996.5392 | 39438.5392 | 39835.5392 | 40096.5392 | 40412.5392 | 40712.5392 | 41196.5392 | 41639.5392 | 42017.5392
2020 | US/MX | WECC | - | WECC-CAMX | MW | Behind the Meter Generation - Capacity |  | 0 | 0 | 0 | 0 | 0 | 0 | 0 | 0 | 0 | 0 | 0
2020 | US/MX | WECC | - | WECC-CAMX | MW | Other Capacity Adjustments - Additions |  | 0 | 0 | 0 | 0 | 0 | 0 | 0 | 0 | 0 | 0 | 0
2020 | US/MX | WECC | - | WECC-CAMX | MW | Other Capacity Adjustments - Reductions |  | 0 | 0 | 0 | 0 | 0 | 0 | 0 | 0 | 0 | 0 | 0
2020 | US/MX | WECC | - | WECC-CAMX | MW | Confirmed Retirements |  | 35.1644 | 35.1644 | 35.1644 | 35.1644 | 109.1644 | 109.1644 | 109.1644 | 109.1644 | 109.1644 | 210.9444 | 210.9444
2020 | US/MX | WECC | - | WECC-CAMX | MW | Unconfirmed Retirements |  | 0 | 0 | 0 | 0 | 0 | 0 | 0 | 0 | 0 | 0 | 0
2020 | US/MX | WECC | - | WECC-CAMX | MW | Scheduled Outages |  | 0 | 0 | 0 | 0 | 0 | 0 | 0 | 0 | 0 | 0 | 0
2020 | US/MX | WECC | - | WECC-CAMX | MW | Transmission Limitations |  | 0 | 0 | 0 | 0 | 0 | 0 | 0 | 0 | 0 | 0 | 0
2020 | US/MX | WECC | - | WECC-CAMX | MW | Existing-Certain |  | 50017.5737 | 49984.0972 | 49984.0972 | 49984.0972 | 49984.0972 | 49954.8472 | 49954.8472 | 49954.8472 | 49954.8472 | 49954.8472 | 49864.3047
2020 | US/MX | WECC | - | WECC-CAMX | MW | Existing-Other |  | 0 | 0 | 0 | 0 | 0 | 0 | 0 | 0 | 0 | 0 | 0
2020 | US/MX | WECC | - | WECC-CAMX | MW | Additions - Tier 1 |  | 0 | 1683.3954 | 2110.9984 | 2133.7984 | 2136.9984 | 2477.0189 | 2480.2189 | 2483.0189 | 2483.0189 | 2483.0189 | 3593.4955
2020 | US/MX | WECC | - | WECC-CAMX | MW | Additions - Tier 2 |  | 0 | 0 | 1572.6247 | 2365.0576 | 3145.2726 | 3145.2726 | 3145.2726 | 3145.2726 | 3145.2726 | 3145.2726 | 3900.1716
2020 | US/MX | WECC | - | WECC-CAMX | MW | Additions - Tier 3 |  | 0 | 0 | 0 | 402.75 | 402.75 | 402.75 | 402.75 | 402.75 | 402.75 | 402.75 | 402.75
2020 | US/MX | WECC | - | WECC-CAMX | MW | Firm Imports |  | 0 | 0 | 0 | 0 | 0 | 0 | 0 | 0 | 0 | 0 | 0
2020 | US/MX | WECC | - | WECC-CAMX | MW | Firm Exports |  | 0 | 0 | 0 | 0 | 0 | 0 | 0 | 0 | 0 | 0 | 0
2020 | US/MX | WECC | - | WECC-CAMX | MW | Net Firm Capacity Transfers |  | 0 | 0 | 0 | 0 | 0 | 0 | 0 | 0 | 0 | 0 | 0
2020 | US/MX | WECC | - | WECC-CAMX | MW | Expected Imports |  | 0 | 0 | 0 | 0 | 0 | 0 | 0 | 0 | 0 | 0 | 0
2020 | US/MX | WECC | - | WECC-CAMX | MW | Expected Exports |  | 0 | 0 | 0 | 0 | 0 | 0 | 0 | 0 | 0 | 0 | 0
2020 | US/MX | WECC | - | WECC-CAMX | MW | Net Expected Transfers |  | 0 | 0 | 0 | 0 | 0 | 0 | 0 | 0 | 0 | 0 | 0
2020 | US/MX | WECC | - | WECC-CAMX | MW | Existing-Certain & Net Firm Transfers |  | 50017.5737 | 49984.0972 | 49984.0972 | 49984.0972 | 49984.0972 | 49954.8472 | 49954.8472 | 49954.8472 | 49954.8472 | 49954.8472 | 49864.3047
2020 | US/MX | WECC | - | WECC-CAMX | MW | Anticipated Resources |  | 50017.5737 | 51667.4925 | 52095.0955 | 52117.8955 | 52121.0955 | 52431.866 | 52435.066 | 52437.866 | 52437.866 | 52437.866 | 53457.8001
2020 | US/MX | WECC | - | WECC-CAMX | MW | Prospective Resources |  | 50017.5737 | 51667.4925 | 53667.7203 | 54482.9532 | 55266.3682 | 55577.1387 | 55580.3387 | 55583.1387 | 55583.1387 | 55583.1387 | 57357.9717
2020 | US/MX | WECC | - | WECC-CAMX | MW | Existing-Certain and Net Firm Transfers Excess/Shortfall |  | 8213.7784 | 7967.4694 | 7325.3759 | 7116.3289 | 6708.8755 | 6394.5685 | 6068.3992 | 5759.8671 | 5007.7757 | 4820.5104 | 4243.5976
2020 | US/MX | WECC | - | WECC-CAMX | MW | Anticipated Excess/Shortfall |  | 8213.7784 | 9650.8647 | 9436.3743 | 9250.1272 | 8845.8738 | 8871.5873 | 8548.6181 | 8242.886 | 7490.7946 | 7303.5293 | 7837.093
2020 | US/MX | WECC | - | WECC-CAMX | MW | Prospective Excess/Shortfall |  | 8213.7784 | 9650.8647 | 11008.999 | 11615.1849 | 11991.1465 | 12016.86 | 11693.8907 | 11388.1586 | 10636.0672 | 10448.8019 | 11737.2646
2020 | US/MX | WECC | - | WECC-CAMX | % | Existing-Certain and Net Firm Transfers Reserve Margin |  | 29.84% | 29.27% | 28.18% | 26.74% | 25.48% | 24.59% | 23.61% | 22.7% | 21.26% | 19.97% | 18.67%
2020 | US/MX | WECC | - | WECC-CAMX | % | Anticipated Reserve Margin |  | 29.84% | 33.63% | 33.59% | 32.15% | 30.84% | 30.76% | 29.75% | 28.8% | 27.29% | 25.93% | 27.23%
2020 | US/MX | WECC | - | WECC-CAMX | % | Prospective Reserve Margin |  | 29.84% | 33.63% | 37.62% | 38.15% | 38.74% | 38.61% | 37.53% | 36.53% | 34.92% | 33.49% | 36.51%
2020 | US/MX | WECC | - | WECC-CAMX | Fraction | Reference Margin Level |  | 8.517% | 8.668% | 9.391% | 8.695% | 8.635% | 8.638% | 8.596% | 8.554% | 9.104% | 8.393% | 8.575%
2020 | US | WECC | - | WECC-NWPP-US and RMRG | MW | Energy Efficiency and Conservation |  | 435.3408 | 731.4739 | 967.0492 | 1193.9188 | 1482.0037 | 1679.4598 | 1852.5688 | 2000.1235 | 2135.1206 | 2254.186 | 2369.1772
2020 | US | WECC | - | WECC-NWPP-US and RMRG | MW | Total Installed Photovoltaic |  | 1624.8567 | 1795.0937 | 1944.7031 | 2100.2286 | 2272.1481 | 2448.234 | 2625.2136 | 2819.2821 | 3020.9203 | 3229.2158 | 3456.5033
2020 | US | WECC | - | WECC-NWPP-US and RMRG | MW | Photovoltaic On-Peak |  | 9.6577 | 13.7916 | 16.4699 | 19.1336 | 22.3593 | 25.831 | 29.5534 | 33.6956 | 38.045 | 42.827 | 48.0328
2020 | US | WECC | - | WECC-NWPP-US and RMRG | MW | Total Internal Demand |  | 58645.673 | 58951.4675 | 59129.1052 | 59588.5629 | 60545.944 | 60729.2451 | 61074.4527 | 61286.7995 | 61380.8921 | 62086.9857 | 62743.5402
2020 | US | WECC | - | WECC-NWPP-US and RMRG | MW | Controllable and Dispatchable Demand Response - Available |  | 545.5 | 553.5 | 560.5 | 565.5 | 569.5 | 571.5 | 573.5 | 574.5 | 570.5 | 570.5 | 570.5
2020 | US | WECC | - | WECC-NWPP-US and RMRG | MW | Net Internal Demand |  | 58100.173 | 58397.9675 | 58568.6052 | 59023.0629 | 59976.444 | 60157.7451 | 60500.9527 | 60712.2995 | 60810.3921 | 61516.4857 | 62173.0402
2020 | US | WECC | - | WECC-NWPP-US and RMRG | MW | Behind the Meter Generation - Capacity |  | 0 | 0 | 0 | 0 | 0 | 0 | 0 | 0 | 0 | 0 | 0
2020 | US | WECC | - | WECC-NWPP-US and RMRG | MW | Other Capacity Adjustments - Additions |  | 0 | 0 | 0 | 0 | 0 | 0 | 0 | 0 | 0 | 0 | 0
2020 | US | WECC | - | WECC-NWPP-US and RMRG | MW | Other Capacity Adjustments - Reductions |  | 0 | 0 | 0 | 0 | 0 | 0 | 0 | 0 | 0 | 0 | 0
2020 | US | WECC | - | WECC-NWPP-US and RMRG | MW | Confirmed Retirements |  | 1124.3 | 1251.3 | 1603.3 | 1603.3 | 1603.3 | 2925.3 | 2976.3 | 4041.88 | 4267.88 | 4547.88 | 4593.88
2020 | US | WECC | - | WECC-NWPP-US and RMRG | MW | Unconfirmed Retirements |  | 0 | 0 | 0 | 0 | 0 | 0 | 0 | 0 | 0 | 0 | 0
2020 | US | WECC | - | WECC-NWPP-US and RMRG | MW | Scheduled Outages |  | 0 | 0 | 0 | 0 | 0 | 0 | 0 | 0 | 0 | 0 | 0
2020 | US | WECC | - | WECC-NWPP-US and RMRG | MW | Transmission Limitations |  | 0 | 0 | 0 | 0 | 0 | 0 | 0 | 0 | 0 | 0 | 0
2020 | US | WECC | - | WECC-NWPP-US and RMRG | MW | Existing-Certain |  | 76654.2426 | 75149.6693 | 74895.6693 | 74543.6693 | 74012.6693 | 73796.6693 | 72264.6693 | 71938.4693 | 70873.3863 | 70108.3863 | 69775.3863
2020 | US | WECC | - | WECC-NWPP-US and RMRG | MW | Existing-Other |  | 0 | 0 | 0 | 0 | 0 | 0 | 0 | 0 | 0 | 0 | 0
2020 | US | WECC | - | WECC-NWPP-US and RMRG | MW | Additions - Tier 1 |  | 0 | 452.3466 | 692.2739 | 790.4457 | 839.1957 | 839.1957 | 839.1957 | 839.1957 | 839.1957 | 839.1957 | 839.1957
2020 | US | WECC | - | WECC-NWPP-US and RMRG | MW | Additions - Tier 2 |  | 0 | 0 | 0 | 0 | 1.95 | 1.95 | 1.95 | 1.95 | 1.95 | 0 | 0
2020 | US | WECC | - | WECC-NWPP-US and RMRG | MW | Additions - Tier 3 |  | 0 | 286.1755 | 413.1255 | 606.1135 | 1599.0195 | 1599.0195 | 1783.9195 | 2503.9195 | 2753.9195 | 3283.1305 | 4004.2475
2020 | US | WECC | - | WECC-NWPP-US and RMRG | MW | Firm Imports |  | 0 | 0 | 0 | 0 | 0 | 0 | 0 | 0 | 0 | 0 | 0
2020 | US | WECC | - | WECC-NWPP-US and RMRG | MW | Firm Exports |  | 0 | 0 | 0 | 0 | 0 | 0 | 0 | 0 | 0 | 0 | 0
2020 | US | WECC | - | WECC-NWPP-US and RMRG | MW | Net Firm Capacity Transfers |  | 0 | 0 | 0 | 0 | 0 | 0 | 0 | 0 | 0 | 0 | 0
2020 | US | WECC | - | WECC-NWPP-US and RMRG | MW | Expected Imports |  | 0 | 0 | 0 | 0 | 0 | 0 | 0 | 0 | 0 | 0 | 0
2020 | US | WECC | - | WECC-NWPP-US and RMRG | MW | Expected Exports |  | 0 | 0 | 0 | 0 | 0 | 0 | 0 | 0 | 0 | 0 | 0
2020 | US | WECC | - | WECC-NWPP-US and RMRG | MW | Net Expected Transfers |  | 0 | 0 | 0 | 0 | 0 | 0 | 0 | 0 | 0 | 0 | 0
2020 | US | WECC | - | WECC-NWPP-US and RMRG | MW | Existing-Certain & Net Firm Transfers |  | 76654.2426 | 75149.6693 | 74895.6693 | 74543.6693 | 74012.6693 | 73796.6693 | 72264.6693 | 71938.4693 | 70873.3863 | 70108.3863 | 69775.3863
2020 | US | WECC | - | WECC-NWPP-US and RMRG | MW | Anticipated Resources |  | 76654.2426 | 75602.0159 | 75587.9432 | 75334.115 | 74851.865 | 74635.865 | 73103.865 | 72777.665 | 71712.5821 | 70947.5821 | 70614.5821
2020 | US | WECC | - | WECC-NWPP-US and RMRG | MW | Prospective Resources |  | 76654.2426 | 75602.0159 | 75587.9432 | 75334.115 | 74853.815 | 74637.815 | 73105.815 | 72779.615 | 71714.5321 | 70947.5821 | 70614.5821
2020 | US | WECC | - | WECC-NWPP-US and RMRG | MW | Existing-Certain and Net Firm Transfers Excess/Shortfall |  | 8100.6621 | 6115.7014 | 6792.7861 | 6731.324 | 3368.679 | 2969.9799 | 1072.177 | 546.3836 | 545.941 | -518.9726 | -3217.5183
2020 | US | WECC | - | WECC-NWPP-US and RMRG | MW | Anticipated Excess/Shortfall |  | 8100.6621 | 6568.048 | 7485.06 | 7521.7698 | 4207.8747 | 3809.1756 | 1911.3728 | 1385.5794 | 1385.1368 | 320.2231 | -2378.3226
2020 | US | WECC | - | WECC-NWPP-US and RMRG | MW | Prospective Excess/Shortfall |  | 8100.6621 | 6568.048 | 7485.06 | 7521.7698 | 4209.8247 | 3811.1256 | 1913.3228 | 1387.5294 | 1387.0868 | 320.2231 | -2378.3226
2020 | US | WECC | - | WECC-NWPP-US and RMRG | % | Existing-Certain and Net Firm Transfers Reserve Margin |  | 31.93% | 28.69% | 27.88% | 26.3% | 23.4% | 22.67% | 19.44% | 18.49% | 16.55% | 13.97% | 12.23%
2020 | US | WECC | - | WECC-NWPP-US and RMRG | % | Anticipated Reserve Margin |  | 31.93% | 29.46% | 29.06% | 27.64% | 24.8% | 24.07% | 20.83% | 19.87% | 17.93% | 15.33% | 13.58%
2020 | US | WECC | - | WECC-NWPP-US and RMRG | % | Prospective Reserve Margin |  | 31.93% | 29.46% | 29.06% | 27.64% | 24.81% | 24.07% | 20.83% | 19.88% | 17.93% | 15.33% | 13.58%
2020 | US | WECC | - | WECC-NWPP-US and RMRG | Fraction | Reference Margin Level |  | 17.99% | 18.21% | 16.28% | 14.89% | 17.79% | 17.73% | 17.67% | 17.59% | 15.65% | 14.81% | 17.4%
2020 | US | WECC | - | WECC-SRSG | MW | Energy Efficiency and Conservation |  | 43.9022 | 84.6826 | 123.9471 | 162.4465 | 196.9669 | 205.4253 | 233.9117 | 284.7182 | 312.0526 | 308.413 | 338.4324
2020 | US | WECC | - | WECC-SRSG | MW | Total Installed Photovoltaic |  | 1504.0343 | 1613.669 | 1806.6961 | 1993.9904 | 2276.1784 | 2550.4547 | 2930.1249 | 3306.9039 | 3794.1692 | 4282.1458 | 4885.3132
2020 | US | WECC | - | WECC-SRSG | MW | Photovoltaic On-Peak |  | 229.9911 | 52.4128 | 41.1116 | 33.4728 | 32.2536 | 31.3127 | 31.9624 | 32.6239 | 34.064 | 35.7496 | 37.8146
2020 | US | WECC | - | WECC-SRSG | MW | Total Internal Demand |  | 16355 | 16698 | 16698 | 17062 | 17433 | 17876 | 18256 | 18543 | 18908 | 19291 | 19691
2020 | US | WECC | - | WECC-SRSG | MW | Controllable and Dispatchable Demand Response - Available |  | 62.004 | 62.004 | 62.004 | 62.004 | 62.004 | 62.004 | 62.004 | 62.004 | 62.004 | 62.004 | 62.004
2020 | US | WECC | - | WECC-SRSG | MW | Net Internal Demand |  | 16292.996 | 16635.996 | 16635.996 | 16999.996 | 17370.996 | 17813.996 | 18193.996 | 18480.996 | 18845.996 | 19228.996 | 19628.996
2020 | US | WECC | - | WECC-SRSG | MW | Behind the Meter Generation - Capacity |  | 0 | 0 | 0 | 0 | 0 | 0 | 0 | 0 | 0 | 0 | 0
2020 | US | WECC | - | WECC-SRSG | MW | Other Capacity Adjustments - Additions |  | 0 | 0 | 0 | 0 | 0 | 0 | 0 | 0 | 0 | 0 | 0
2020 | US | WECC | - | WECC-SRSG | MW | Other Capacity Adjustments - Reductions |  | 0 | 0 | 0 | 0 | 0 | 0 | 0 | 0 | 0 | 0 | 0
2020 | US | WECC | - | WECC-SRSG | MW | Confirmed Retirements |  | 245.4 | 245.4 | 896.024 | 896.024 | 896.024 | 896.024 | 1227.024 | 1309.464 | 1309.464 | 1309.464 | 1374.464
2020 | US | WECC | - | WECC-SRSG | MW | Unconfirmed Retirements |  | 0 | 0 | 0 | 0 | 0 | 0 | 0 | 0 | 0 | 0 | 0
2020 | US | WECC | - | WECC-SRSG | MW | Scheduled Outages |  | 0 | 0 | 0 | 0 | 0 | 0 | 0 | 0 | 0 | 0 | 0
2020 | US | WECC | - | WECC-SRSG | MW | Transmission Limitations |  | 0 | 0 | 0 | 0 | 0 | 0 | 0 | 0 | 0 | 0 | 0
2020 | US | WECC | - | WECC-SRSG | MW | Existing-Certain |  | 28521.5182 | 28276.5182 | 28276.5182 | 27625.8942 | 27625.8942 | 27625.8942 | 27625.8942 | 27294.8942 | 27214.4942 | 27214.4942 | 27214.4942
2020 | US | WECC | - | WECC-SRSG | MW | Existing-Other |  | 0 | 0 | 0 | 0 | 0 | 0 | 0 | 0 | 0 | 0 | 0
2020 | US | WECC | - | WECC-SRSG | MW | Additions - Tier 1 |  | 0 | 536.4 | 619.345 | 1045.6012 | 1045.6012 | 1045.6012 | 1045.6012 | 1045.6012 | 1045.6012 | 1045.6012 | 1045.6012
2020 | US | WECC | - | WECC-SRSG | MW | Additions - Tier 2 |  | 0 | 0 | 0 | 440 | 440 | 440 | 440 | 440 | 440 | 440 | 440
2020 | US | WECC | - | WECC-SRSG | MW | Additions - Tier 3 |  | 63 | 153 | 208 | 395 | 395 | 530 | 774 | 1494 | 1744 | 2044 | 2244
2020 | US | WECC | - | WECC-SRSG | MW | Firm Imports |  | 0 | 0 | 0 | 0 | 0 | 0 | 0 | 0 | 0 | 0 | 0
2020 | US | WECC | - | WECC-SRSG | MW | Firm Exports |  | 0 | 0 | 0 | 0 | 0 | 0 | 0 | 0 | 0 | 0 | 0
2020 | US | WECC | - | WECC-SRSG | MW | Net Firm Capacity Transfers |  | 0 | 0 | 0 | 0 | 0 | 0 | 0 | 0 | 0 | 0 | 0
2020 | US | WECC | - | WECC-SRSG | MW | Expected Imports |  | 0 | 0 | 0 | 0 | 0 | 0 | 0 | 0 | 0 | 0 | 0
2020 | US | WECC | - | WECC-SRSG | MW | Expected Exports |  | 0 | 0 | 0 | 0 | 0 | 0 | 0 | 0 | 0 | 0 | 0
2020 | US | WECC | - | WECC-SRSG | MW | Net Expected Transfers |  | 0 | 0 | 0 | 0 | 0 | 0 | 0 | 0 | 0 | 0 | 0
2020 | US | WECC | - | WECC-SRSG | MW | Existing-Certain & Net Firm Transfers |  | 28521.5182 | 28276.5182 | 28276.5182 | 27625.8942 | 27625.8942 | 27625.8942 | 27625.8942 | 27294.8942 | 27214.4942 | 27214.4942 | 27214.4942
2020 | US | WECC | - | WECC-SRSG | MW | Anticipated Resources |  | 28521.5182 | 28812.9182 | 28895.8632 | 28671.4954 | 28671.4954 | 28671.4954 | 28671.4954 | 28340.4954 | 28260.0954 | 28260.0954 | 28260.0954
2020 | US | WECC | - | WECC-SRSG | MW | Prospective Resources |  | 28521.5182 | 28812.9182 | 28895.8632 | 29111.4954 | 29111.4954 | 29111.4954 | 29111.4954 | 28780.4954 | 28700.0954 | 28700.0954 | 28700.0954
2020 | US | WECC | - | WECC-SRSG | MW | Existing-Certain and Net Firm Transfers Excess/Shortfall |  | 10068.4608 | 9186.0633 | 9482.5616 | 8449.7816 | 8061.7547 | 7602.5926 | 7078.9509 | 6307.3433 | 6035.1786 | 5634.0228 | 5217.0193
2020 | US | WECC | - | WECC-SRSG | MW | Anticipated Excess/Shortfall |  | 10068.4608 | 9722.4633 | 10101.9066 | 9495.3828 | 9107.3559 | 8648.1938 | 8124.5521 | 7352.9445 | 7080.7798 | 6679.624 | 6262.6205
2020 | US | WECC | - | WECC-SRSG | MW | Prospective Excess/Shortfall |  | 10068.4608 | 9722.4633 | 10101.9066 | 9935.3828 | 9547.3559 | 9088.1938 | 8564.5521 | 7792.9445 | 7520.7798 | 7119.624 | 6702.6205
2020 | US | WECC | - | WECC-SRSG | % | Existing-Certain and Net Firm Transfers Reserve Margin |  | 75.05% | 69.97% | 69.97% | 62.51% | 59.03% | 55.08% | 51.84% | 47.69% | 44.4% | 41.53% | 38.64%
2020 | US | WECC | - | WECC-SRSG | % | Anticipated Reserve Margin |  | 75.05% | 73.2% | 73.69% | 68.66% | 65.05% | 60.95% | 57.59% | 53.35% | 49.95% | 46.97% | 43.97%
2020 | US | WECC | - | WECC-SRSG | % | Prospective Reserve Margin |  | 75.05% | 73.2% | 73.69% | 71.24% | 67.59% | 63.42% | 60.01% | 55.73% | 52.29% | 49.25% | 46.21%
2020 | US | WECC | - | WECC-SRSG | Fraction | Reference Margin Level |  | 13.26% | 14.75% | 12.97% | 12.8% | 12.63% | 12.4% | 12.93% | 13.56% | 12.38% | 12.23% | 12.07%
2020 | US | SERC | - | SERC-FP | MW | Energy Efficiency and Conservation |  | 0 | 0 | 0 | 0 | 0 | 0 | 0 | 0 | 0 | 0 | 0
2020 | US | SERC | - | SERC-FP | MW | Total Installed Photovoltaic |  | 197 | 247 | 290 | 309 | 327 | 348 | 371 | 396 | 422 | 422 | 422
2020 | US | SERC | - | SERC-FP | MW | Photovoltaic On-Peak |  | 0 | 0 | 0 | 0 | 0 | 0 | 0 | 0 | 0 | 0 | 0
2020 | US | SERC | - | SERC-FP | MW | Total Internal Demand |  | 44625 | 44625 | 45847 | 46353 | 46523 | 46934 | 47406 | 47826 | 48367 | 48367 | 48367
2020 | US | SERC | - | SERC-FP | MW | Controllable and Dispatchable Demand Response - Available |  | 2709 | 2759 | 2801 | 2843 | 2889 | 2931 | 2973 | 3016 | 3060 | 3060 | 3060
2020 | US | SERC | - | SERC-FP | MW | Net Internal Demand |  | 41916 | 41866 | 43046 | 43510 | 43634 | 44003 | 44433 | 44810 | 45307 | 45307 | 45307
2020 | US | SERC | - | SERC-FP | MW | Behind the Meter Generation - Capacity |  | 0 | 0 | 0 | 0 | 0 | 0 | 0 | 0 | 0 | 0 | 0
2020 | US | SERC | - | SERC-FP | MW | Other Capacity Adjustments - Additions |  | 0 | 0 | 0 | 0 | 0 | 0 | 0 | 0 | 0 | 0 | 0
2020 | US | SERC | - | SERC-FP | MW | Other Capacity Adjustments - Reductions |  | 0 | 0 | 0 | 0 | 0 | 0 | 0 | 0 | 0 | 0 | 0
2020 | US | SERC | - | SERC-FP | MW | Confirmed Retirements |  | 393 | 2696 | 2772 | 2890.7 | 3527.79 | 3907.79 | 3986.79 | 5100.45 | 5100.45 | 5100.45 | 5100.45
2020 | US | SERC | - | SERC-FP | MW | Unconfirmed Retirements |  | 0 | 0 | 0 | 0 | 0 | 0 | 0 | 0 | 0 | 0 | 0
2020 | US | SERC | - | SERC-FP | MW | Scheduled Outages |  | 0 | 0 | 0 | 0 | 0 | 0 | 0 | 0 | 0 | 0 | 0
2020 | US | SERC | - | SERC-FP | MW | Transmission Limitations |  | 0 | 0 | 0 | 0 | 0 | 0 | 0 | 0 | 0 | 0 | 0
2020 | US | SERC | - | SERC-FP | MW | Existing-Certain |  | 57259.22 | 56254.22 | 54616.22 | 54211.22 | 53925.33 | 53772.33 | 53408.33 | 52237.94 | 52237.94 | 52237.94 | 52237.94
2020 | US | SERC | - | SERC-FP | MW | Existing-Other |  | 507.67 | 507.67 | 507.67 | 507.67 | 507.67 | 507.67 | 507.67 | 507.4 | 507.4 | 507.4 | 507.4
2020 | US | SERC | - | SERC-FP | MW | Additions - Tier 1 |  | 125 | 1294 | 3592 | 3927 | 3927 | 3927 | 5815 | 5815 | 5815 | 5815 | 5815
2020 | US | SERC | - | SERC-FP | MW | Additions - Tier 2 |  | 0 | 0 | 0 | 0 | 0 | 0 | 0 | 0 | 0 | 0 | 0
2020 | US | SERC | - | SERC-FP | MW | Additions - Tier 3 |  | 0 | 0 | 0 | 0 | 0 | 0 | 0 | 0 | 18.4 | 18.4 | 18.4
2020 | US | SERC | - | SERC-FP | MW | Firm Imports |  | 1071 | 448 | 498 | 498 | 498 | 498 | 398 | 398 | 398 | 398 | 398
2020 | US | SERC | - | SERC-FP | MW | Firm Exports |  | 0 | 0 | 0 | 0 | 0 | 0 | 0 | 0 | 0 | 0 | 0
2020 | US | SERC | - | SERC-FP | MW | Net Firm Capacity Transfers |  | 1071 | 448 | 498 | 498 | 498 | 498 | 398 | 398 | 398 | 398 | 398
2020 | US | SERC | - | SERC-FP | MW | Expected Imports |  | 0 | 0 | 0 | 0 | 0 | 0 | 0 | 0 | 0 | 0 | 0
2020 | US | SERC | - | SERC-FP | MW | Expected Exports |  | 0 | 0 | 0 | 0 | 0 | 0 | 0 | 0 | 0 | 0 | 0
2020 | US | SERC | - | SERC-FP | MW | Net Expected Transfers |  | 0 | 0 | 0 | 0 | 0 | 0 | 0 | 0 | 0 | 0 | 0
2020 | US | SERC | - | SERC-FP | MW | Existing-Certain & Net Firm Transfers |  | 58330.22 | 56702.22 | 55114.22 | 54709.22 | 54423.33 | 54270.33 | 53806.33 | 52635.94 | 52635.94 | 52635.94 | 52635.94
2020 | US | SERC | - | SERC-FP | MW | Anticipated Resources |  | 58455.22 | 57996.22 | 58706.22 | 58636.22 | 58350.33 | 58197.33 | 59621.33 | 58450.94 | 58450.94 | 58450.94 | 58450.94
2020 | US | SERC | - | SERC-FP | MW | Prospective Resources |  | 58962.89 | 58503.89 | 59213.89 | 59143.89 | 58858 | 58705 | 60129 | 58958.34 | 58958.34 | 58958.34 | 58958.34
2020 | US | SERC | - | SERC-FP | MW | Existing-Certain and Net Firm Transfers Excess/Shortfall |  | 10126.82 | 8556.32 | 5611.32 | 4672.72 | 4244.23 | 3666.88 | 2708.38 | 1104.44 | 532.89 | 532.89 | 532.89
2020 | US | SERC | - | SERC-FP | MW | Anticipated Excess/Shortfall |  | 10251.82 | 9850.32 | 9203.32 | 8599.72 | 8171.23 | 7593.88 | 8523.38 | 6919.44 | 6347.89 | 6347.89 | 6347.89
2020 | US | SERC | - | SERC-FP | MW | Prospective Excess/Shortfall |  | 10759.49 | 10357.99 | 9710.99 | 9107.39 | 8678.9 | 8101.55 | 9031.05 | 7426.84 | 6855.29 | 6855.29 | 6855.29
2020 | US | SERC | - | SERC-FP | % | Existing-Certain and Net Firm Transfers Reserve Margin |  | 39.16% | 35.44% | 28.04% | 25.74% | 24.73% | 23.33% | 21.1% | 17.46% | 16.18% | 16.18% | 16.18%
2020 | US | SERC | - | SERC-FP | % | Anticipated Reserve Margin |  | 39.46% | 38.53% | 36.38% | 34.76% | 33.73% | 32.26% | 34.18% | 30.44% | 29.01% | 29.01% | 29.01%
2020 | US | SERC | - | SERC-FP | % | Prospective Reserve Margin |  | 40.67% | 39.74% | 37.56% | 35.93% | 34.89% | 33.41% | 35.33% | 31.57% | 30.13% | 30.13% | 30.13%
2020 | US | SERC | - | SERC-FP | Fraction | Reference Margin Level |  | 15% | 15% | 15% | 15% | 15% | 15% | 15% | 15% | 15% | 15% | 15%
2020 | US | SERC | - | SERC-FP | MW | Energy Efficiency and Conservation |  | 3300.32 | 3368.32 | 3430.32 | 3492.32 | 3550.32 | 3613.32 | 3675.32 | 3734.32 | 3793.32 | 3818.32 | 3818.3
2020 | US | SERC | - | SERC-FP | MW | Total Installed Photovoltaic |  | 394.6932 | 525.8843 | 674.2386 | 827.1092 | 963.4671 | 1055.8737 | 1157.4812 | 1268.1892 | 1385.7889 | 1510.5917 | 1510.6
2020 | US | SERC | - | SERC-FP | MW | Photovoltaic On-Peak |  | 0.15713 | 0.27791 | 0.40307 | 0.531 | 0.66267 | 0.77691 | 0.79246 | 0.90964 | 1.0284 | 1.0488 | 1
2020 | US | SERC | - | SERC-FP | MW | Total Internal Demand |  | 43962 | 43770 | 45194 | 45049 | 45860 | 46056 | 46711 | 47183 | 47603 | 48194 | 48194
2020 | US | SERC | - | SERC-FP | MW | Controllable and Dispatchable Demand Response - Available |  | 2887 | 2978 | 3019 | 3061 | 3102 | 3149 | 3190 | 3233 | 3277 | 3321 | 3321
2020 | US | SERC | - | SERC-FP | MW | Net Internal Demand |  | 41075 | 40792 | 42175 | 41988 | 42758 | 42907 | 43521 | 43950 | 44326 | 44873 | 44873
2020 | US | SERC | - | SERC-FP | MW | Behind the Meter Generation - Capacity |  | 0 | 0 | 0 | 0 | 0 | 0 | 0 | 0 | 0 | 0 | 0
2020 | US | SERC | - | SERC-FP | MW | Other Capacity Adjustments - Additions |  | 0 | 0 | 0 | 0 | 0 | 0 | 0 | 0 | 0 | 0 | 0
2020 | US | SERC | - | SERC-FP | MW | Other Capacity Adjustments - Reductions |  | 0 | 0 | 0 | 0 | 0 | 0 | 0 | 0 | 0 | 0 | 0
2020 | US | SERC | - | SERC-FP | MW | Confirmed Retirements |  | 0.2 | 331.2 | 502.2 | 2140.2 | 2215.2 | 2333.9 | 2526.7 | 2868.7 | 2931.2 | 3360.2 | 3360.2
2020 | US | SERC | - | SERC-FP | MW | Unconfirmed Retirements |  | 0 | 0 | 0 | 0 | 0 | 0 | 0 | 0 | 0 | 0 | 0
2020 | US | SERC | - | SERC-FP | MW | Scheduled Outages |  | 0 | 0 | 0 | 0 | 0 | 0 | 0 | 0 | 0 | 0 | 0
2020 | US | SERC | - | SERC-FP | MW | Transmission Limitations |  | 0 | 0 | 0 | 0 | 0 | 0 | 0 | 0 | 0 | 0 | 0
2020 | US | SERC | - | SERC-FP | MW | Existing-Certain |  | 55382.77 | 55025.37 | 52211.37 | 51143.37 | 51039.67 | 50719.48 | 50362.48 | 50283.48 | 48994.36 | 48994.36 | 48994.36
2020 | US | SERC | - | SERC-FP | MW | Existing-Other |  | 288.6 | 288.6 | 288.6 | 288.6 | 288.6 | 288.6 | 288.6 | 288.6 | 288.6 | 288.6 | 288.6
2020 | US | SERC | - | SERC-FP | MW | Additions - Tier 1 |  | 1825.6 | 1969 | 3713 | 6675 | 6675 | 7027 | 7272 | 9152 | 9618.6 | 9618.6 | 9618.6
2020 | US | SERC | - | SERC-FP | MW | Additions - Tier 2 |  | 0 | 0 | 0 | 0 | 0 | 0 | 0 | 0 | 0 | 0 | 0
2020 | US | SERC | - | SERC-FP | MW | Additions - Tier 3 |  | 0 | 0 | 0 | 0 | 0 | 0 | 0 | 0 | 0 | 0 | 0
2020 | US | SERC | - | SERC-FP | MW | Firm Imports |  | 1257 | 1282 | 1083 | 1133 | 1133 | 1133 | 1133 | 1033 | 1033 | 1033 | 1033
2020 | US | SERC | - | SERC-FP | MW | Firm Exports |  | 0 | 0 | 0 | 0 | 0 | 0 | 0 | 0 | 0 | 0 | 0
2020 | US | SERC | - | SERC-FP | MW | Net Firm Capacity Transfers |  | 1257 | 1282 | 1083 | 1133 | 1133 | 1133 | 1133 | 1033 | 1033 | 1033 | 1033
2020 | US | SERC | - | SERC-FP | MW | Expected Imports |  | 0 | 0 | 0 | 0 | 0 | 0 | 0 | 0 | 0 | 0 | 0
2020 | US | SERC | - | SERC-FP | MW | Expected Exports |  | 0 | 0 | 0 | 0 | 0 | 0 | 0 | 0 | 0 | 0 | 0
2020 | US | SERC | - | SERC-FP | MW | Net Expected Transfers |  | 0 | 0 | 0 | 0 | 0 | 0 | 0 | 0 | 0 | 0 | 0
2020 | US | SERC | - | SERC-FP | MW | Existing-Certain & Net Firm Transfers |  | 56639.77 | 56307.37 | 53294.37 | 52276.37 | 52172.67 | 51852.48 | 51495.48 | 51316.48 | 50027.36 | 50027.36 | 50027.36
2020 | US | SERC | - | SERC-FP | MW | Anticipated Resources |  | 58465.37 | 58276.37 | 57007.37 | 58951.37 | 58847.67 | 58879.48 | 58767.48 | 60468.48 | 59645.96 | 59645.96 | 59645.96
2020 | US | SERC | - | SERC-FP | MW | Prospective Resources |  | 58753.97 | 58564.97 | 57295.97 | 59239.97 | 59136.27 | 59168.08 | 59056.08 | 60757.08 | 59934.56 | 59934.56 | 59934.56
2020 | US | SERC | - | SERC-FP | MW | Existing-Certain and Net Firm Transfers Excess/Shortfall |  | 9403.52 | 9396.57 | 4793.12 | 3990.17 | 3000.97 | 2509.43 | 1446.33 | 773.98 | -947.54 | -1576.59 | -1576.59
2020 | US | SERC | - | SERC-FP | MW | Anticipated Excess/Shortfall |  | 11229.12 | 11365.57 | 8506.12 | 10665.17 | 9675.97 | 9536.43 | 8718.33 | 9925.98 | 8671.06 | 8042.01 | 8042.01
2020 | US | SERC | - | SERC-FP | MW | Prospective Excess/Shortfall |  | 11517.72 | 11654.17 | 8794.72 | 10953.77 | 9964.57 | 9825.03 | 9006.93 | 10214.58 | 8959.66 | 8330.61 | 8330.61
2020 | US | SERC | - | SERC-FP | % | Existing-Certain and Net Firm Transfers Reserve Margin |  | 37.89% | 38.04% | 26.36% | 24.5% | 22.02% | 20.85% | 18.32% | 16.76% | 12.86% | 11.49% | 11.49%
2020 | US | SERC | - | SERC-FP | % | Anticipated Reserve Margin |  | 42.34% | 42.86% | 35.17% | 40.4% | 37.63% | 37.23% | 35.03% | 37.58% | 34.56% | 32.92% | 32.92%
2020 | US | SERC | - | SERC-FP | % | Prospective Reserve Margin |  | 43.04% | 43.57% | 35.85% | 41.09% | 38.3% | 37.9% | 35.7% | 38.24% | 35.21% | 33.56% | 33.56%
2020 | US | SERC | - | SERC-FP | Fraction | Reference Margin Level |  | 15% | 15% | 15% | 15% | 15% | 15% | 15% | 15% | 15% | 15% | 15%
2021 | US | MRO | - | SPP | MW | Energy Efficiency and Conservation |  | 30.3 | 35.707 | 41.314 | 47.922 | 53.63 | 60.04 | 65.45 | 70.961 | 77.474 | 82.888 | 89.303
2021 | US | MRO | - | SPP | MW | Total Installed Photovoltaic |  | 45 | 45 | 45 | 45 | 45 | 45 | 45 | 45 | 45 | 45 | 45
2021 | US | MRO | - | SPP | MW | Photovoltaic On-Peak |  | 21.42 | 21.44 | 21.46 | 21.48 | 21.5 | 21.52 | 21.54 | 21.56 | 21.58 | 21.6 | 21.62
2021 | US | MRO | - | SPP | MW | Total Internal Demand |  | 41669.249 | 42431.82 | 42359.5 | 43028.05 | 43498.57 | 43834.64 | 44112.42 | 44335.8 | 45457.19 | 45801.69 | 45982.36
2021 | US | MRO | - | SPP | MW | Controllable and Dispatchable Demand Response - Available |  | 210.8 | 210.8 | 210.8 | 210.8 | 210.8 | 210.8 | 210.8 | 210.8 | 210.8 | 210.8 | 210.8
2021 | US | MRO | - | SPP | MW | Net Internal Demand |  | 41458.449 | 42221.02 | 42148.7 | 42817.25 | 43287.77 | 43623.84 | 43901.62 | 44125 | 45246.39 | 45590.89 | 45771.56
2021 | US | MRO | - | SPP | MW | Behind the Meter Generation - Capacity |  | 0 | 0 | 0 | 0 | 0 | 0 | 0 | 0 | 0 | 0 | 0
2021 | US | MRO | - | SPP | MW | Other Capacity Adjustments - Additions |  | 0 | 0 | 5 | 5 | 5 | 5 | 5 | 10 | 10 | 10 | 10
2021 | US | MRO | - | SPP | MW | Other Capacity Adjustments - Reductions |  | 179.647 | 179.647 | 179.647 | 179.647 | 179.647 | 179.647 | 179.647 | 179.647 | 179.647 | 179.647 | 179.647
2021 | US | MRO | - | SPP | MW | Confirmed Retirements |  | 0 | 5 | 156 | 156 | 156 | 156 | 156 | 156 | 156 | 156 | 156.801
2021 | US | MRO | - | SPP | MW | Unconfirmed Retirements |  | 5 | 418.8 | 1503.288 | 1787.288 | 1895.288 | 2536.288 | 3774.588 | 3774.588 | 3938.588 | 3952.389 | 3952.389
2021 | US | MRO | - | SPP | MW | Scheduled Outages |  | 826.5 | 492.5 | 492.5 | 492.5 | 492.5 | 492.5 | 492.5 | 492.5 | 0 | 0 | 0
2021 | US | MRO | - | SPP | MW | Transmission Limitations |  | 0 | 0 | 0 | 0 | 0 | 0 | 0 | 0 | 0 | 0 | 0
2021 | US | MRO | - | SPP | MW | Existing-Certain |  | 65197.466 | 65569.966 | 65598.166 | 65625.866 | 65643.366 | 65652.656 | 65677.356 | 65724.956 | 66218.726 | 65878.726 | 65878.726
2021 | US | MRO | - | SPP | MW | Existing-Other |  | 0 | 0 | 0 | 0 | 0 | 0 | 0 | 0 | 0 | 0 | 0
2021 | US | MRO | - | SPP | MW | Additions - Tier 1 |  | 0 | 547.468 | 684.846 | 684.846 | 872.526 | 872.526 | 872.526 | 872.526 | 872.526 | 872.526 | 872.526
2021 | US | MRO | - | SPP | MW | Additions - Tier 2 |  | 21.76 | 2266.709 | 12734.3265 | 16071.9489 | 19325.0459 | 20821.7859 | 22775.5459 | 22775.5459 | 22775.5459 | 22775.5459 | 22775.5459
2021 | US | MRO | - | SPP | MW | Additions - Tier 3 |  | 0 | 54.062 | 202.382 | 202.382 | 202.382 | 202.382 | 202.382 | 202.382 | 202.382 | 202.382 | 202.382
2021 | US | MRO | - | SPP | MW | Firm Imports |  | 1281.904 | 1271.804 | 1326.304 | 1326.004 | 1345.804 | 1365.504 | 1309.204 | 1313.904 | 1313.604 | 1313.304 | 1313.104
2021 | US | MRO | - | SPP | MW | Firm Exports |  | 1629.816 | 1629.816 | 1609.816 | 1609.816 | 1584.816 | 1584.816 | 1586.608 | 1586.608 | 1586.608 | 1586.608 | 1586.608
2021 | US | MRO | - | SPP | MW | Net Firm Capacity Transfers |  | -347.912 | -358.012 | -283.512 | -283.812 | -239.012 | -219.312 | -277.404 | -272.704 | -273.004 | -273.304 | -273.504
2021 | US | MRO | - | SPP | MW | Expected Imports |  | 0 | 0 | 0 | 0 | 0 | 0 | 0 | 0 | 0 | 0 | 0
2021 | US | MRO | - | SPP | MW | Expected Exports |  | 46 | 46 | 46 | 46 | 46 | 46 | 46 | 46 | 46 | 46 | 46
2021 | US | MRO | - | SPP | MW | Net Expected Transfers |  | -46 | -46 | -46 | -46 | -46 | -46 | -46 | -46 | -46 | -46 | -46
2021 | US | MRO | - | SPP | MW | Existing-Certain & Net Firm Transfers |  | 64849.554 | 65211.954 | 65314.654 | 65342.054 | 65404.354 | 65433.344 | 65399.952 | 65452.252 | 65945.722 | 65605.422 | 65605.222
2021 | US | MRO | - | SPP | MW | Anticipated Resources |  | 64849.554 | 65759.422 | 65999.5 | 66026.9 | 66276.88 | 66305.87 | 66272.478 | 66324.778 | 66818.248 | 66477.948 | 66477.748
2021 | US | MRO | - | SPP | MW | Prospective Resources |  | 64820.314 | 67561.331 | 77184.5385 | 80265.5609 | 83660.6379 | 84545.3679 | 85227.4359 | 85279.7359 | 85609.2059 | 85255.1049 | 85254.9049
2021 | US | MRO | - | SPP | MW | Existing-Certain and Net Firm Transfers Excess/Shortfall |  | 16757.7532 | 16235.5708 | 16422.162 | 15674.044 | 15190.5408 | 14829.6896 | 14474.0728 | 14267.252 | 13459.9096 | 12719.9896 | 12510.2124
2021 | US | MRO | - | SPP | MW | Anticipated Excess/Shortfall |  | 16757.7532 | 16783.0388 | 17107.008 | 16358.89 | 16063.0668 | 15702.2156 | 15346.5988 | 15139.778 | 14332.4356 | 13592.5156 | 13382.7384
2021 | US | MRO | - | SPP | MW | Prospective Excess/Shortfall |  | 16728.5132 | 18584.9478 | 28292.0465 | 30597.5509 | 33446.8247 | 33941.7135 | 34301.5567 | 34094.7359 | 33123.3935 | 32369.6725 | 32159.8953
2021 | US | MRO | - | SPP | % | Existing-Certain and Net Firm Transfers Reserve Margin |  | 56.42% | 54.45% | 54.96% | 52.61% | 51.09% | 49.99% | 48.97% | 48.33% | 45.75% | 43.9% | 43.33%
2021 | US | MRO | - | SPP | % | Anticipated Reserve Margin |  | 56.42% | 55.75% | 56.59% | 54.21% | 53.11% | 51.99% | 50.96% | 50.31% | 47.68% | 45.81% | 45.24%
2021 | US | MRO | - | SPP | % | Prospective Reserve Margin |  | 56.35% | 60.02% | 83.12% | 87.46% | 93.27% | 93.81% | 94.13% | 93.27% | 89.21% | 87% | 86.26%
2021 | US | MRO | - | SPP | Fraction | Reference Margin Level |  | 16% | 16% | 16% | 16% | 16% | 16% | 16% | 16% | 16% | 16% | 16%
2021 | US | TRE-ERCOT | - | TRE-ERCOT | MW | Energy Efficiency and Conservation |  | 2484.4 | 2940.903 | 3396.3669 | 3852.9068 | 4308.3707 | 4763.8347 | 5219.2986 | 5674.7625 | 6130.2264 | 6585.6903 | 7041.1542
2021 | US | TRE-ERCOT | - | TRE-ERCOT | MW | Total Installed Photovoltaic |  | 1222.3621 | 1919.2704 | 2768.5048 | 3641.1461 | 4403.13 | 4978.0785 | 5364.5288 | 5603.8464 | 5744.3851 | 5824.2985 | 5868.8959
2021 | US | TRE-ERCOT | - | TRE-ERCOT | MW | Photovoltaic On-Peak |  | 36.6709 | 57.5781 | 83.0551 | 109.2344 | 132.0939 | 149.3424 | 160.9359 | 168.1154 | 172.3316 | 174.729 | 176.0669
2021 | US | TRE-ERCOT | - | TRE-ERCOT | MW | Total Internal Demand |  | 62000.5315 | 64472.0935 | 66211.6623 | 67647.9845 | 68952.4274 | 70244.3797 | 71503.3955 | 72742.3773 | 73955.9429 | 75156.4108 | 76316
2021 | US | TRE-ERCOT | - | TRE-ERCOT | MW | Controllable and Dispatchable Demand Response - Available |  | 2651.5 | 2651.5 | 2651.5 | 2651.5 | 2651.5 | 2651.5 | 2651.5 | 2651.5 | 2651.5 | 2651.5 | 2651.5
2021 | US | TRE-ERCOT | - | TRE-ERCOT | MW | Net Internal Demand |  | 59349.0315 | 61820.5935 | 63560.1623 | 64996.4845 | 66300.9274 | 67592.8797 | 68851.8955 | 70090.8773 | 71304.4429 | 72504.9108 | 73664.5
2021 | US | TRE-ERCOT | - | TRE-ERCOT | MW | Behind the Meter Generation - Capacity |  | 3549.1787 | 3549.1787 | 3504.1787 | 3457.1787 | 3460.1787 | 3463.1787 | 3466.1787 | 3464.1787 | 3467.1787 | 3470.1787 | 3473.1787
2021 | US | TRE-ERCOT | - | TRE-ERCOT | MW | Other Capacity Adjustments - Additions |  | 0 | 0 | 0 | 0 | 0 | 0 | 0 | 0 | 0 | 0 | 0
2021 | US | TRE-ERCOT | - | TRE-ERCOT | MW | Other Capacity Adjustments - Reductions |  | 0 | 0 | 0 | 0 | 0 | 0 | 0 | 0 | 0 | 0 | 0
2021 | US | TRE-ERCOT | - | TRE-ERCOT | MW | Confirmed Retirements |  | 18084.52 | 18097.12 | 18097.12 | 18097.12 | 18097.12 | 18097.12 | 18097.12 | 18097.12 | 18097.12 | 18097.12 | 18097.12
2021 | US | TRE-ERCOT | - | TRE-ERCOT | MW | Unconfirmed Retirements |  | 0 | 415 | 415 | 415 | 1274 | 1274 | 2349 | 2349 | 2349 | 2349 | 2349
2021 | US | TRE-ERCOT | - | TRE-ERCOT | MW | Scheduled Outages |  | 0 | 0 | 0 | 0 | 0 | 0 | 0 | 0 | 0 | 0 | 0
2021 | US | TRE-ERCOT | - | TRE-ERCOT | MW | Transmission Limitations |  | 0 | 0 | 0 | 0 | 0 | 0 | 0 | 0 | 0 | 0 | 0
2021 | US | TRE-ERCOT | - | TRE-ERCOT | MW | Existing-Certain |  | 82024.322 | 81987.322 | 81942.322 | 81895.322 | 81898.322 | 81901.322 | 81904.322 | 81902.322 | 81905.322 | 81908.322 | 81911.322
2021 | US | TRE-ERCOT | - | TRE-ERCOT | MW | Existing-Other |  | 614 | 614 | 614 | 614 | 614 | 614 | 614 | 614 | 614 | 614 | 614
2021 | US | TRE-ERCOT | - | TRE-ERCOT | MW | Additions - Tier 1 |  | 2976.6044 | 5153.9562 | 6424.3289 | 6424.3289 | 6424.3289 | 6424.3289 | 6424.3289 | 6424.3289 | 6424.3289 | 6424.3289 | 6424.3289
2021 | US | TRE-ERCOT | - | TRE-ERCOT | MW | Additions - Tier 2 |  | 0 | 2057.3441 | 5673.8961 | 6348.9688 | 6609.8645 | 6624.1018 | 6624.1018 | 6624.1018 | 6624.1018 | 6624.1018 | 6624.1018
2021 | US | TRE-ERCOT | - | TRE-ERCOT | MW | Additions - Tier 3 |  | 1018.788 | 3467.9139 | 6924.5683 | 7738.8347 | 9513.0974 | 9513.0974 | 9513.0974 | 9513.0974 | 9513.0974 | 9513.0974 | 9513.0974
2021 | US | TRE-ERCOT | - | TRE-ERCOT | MW | Firm Imports |  | 240 | 240 | 240 | 240 | 240 | 240 | 240 | 240 | 240 | 240 | 240
2021 | US | TRE-ERCOT | - | TRE-ERCOT | MW | Firm Exports |  | 30 | 30 | 30 | 30 | 30 | 30 | 30 | 30 | 30 | 30 | 30
2021 | US | TRE-ERCOT | - | TRE-ERCOT | MW | Net Firm Capacity Transfers |  | 210 | 210 | 210 | 210 | 210 | 210 | 210 | 210 | 210 | 210 | 210
2021 | US | TRE-ERCOT | - | TRE-ERCOT | MW | Expected Imports |  | 64 | 64 | 64 | 64 | 64 | 64 | 64 | 64 | 64 | 64 | 64
2021 | US | TRE-ERCOT | - | TRE-ERCOT | MW | Expected Exports |  | 0 | 0 | 0 | 0 | 0 | 0 | 0 | 0 | 0 | 0 | 0
2021 | US | TRE-ERCOT | - | TRE-ERCOT | MW | Net Expected Transfers |  | 64 | 64 | 64 | 64 | 64 | 64 | 64 | 64 | 64 | 64 | 64
2021 | US | TRE-ERCOT | - | TRE-ERCOT | MW | Existing-Certain & Net Firm Transfers |  | 82234.322 | 82197.322 | 82152.322 | 82105.322 | 82108.322 | 82111.322 | 82114.322 | 82112.322 | 82115.322 | 82118.322 | 82121.322
2021 | US | TRE-ERCOT | - | TRE-ERCOT | MW | Anticipated Resources |  | 85210.9264 | 87351.2782 | 88576.6509 | 88529.6509 | 88532.6509 | 88535.6509 | 88538.6509 | 88536.6509 | 88539.6509 | 88542.6509 | 88545.6509
2021 | US | TRE-ERCOT | - | TRE-ERCOT | MW | Prospective Resources |  | 85888.9264 | 89671.6223 | 94513.547 | 95141.6197 | 94546.5154 | 94563.7527 | 93491.7527 | 93489.7527 | 93492.7527 | 93495.7527 | 93498.7527
2021 | US | TRE-ERCOT | - | TRE-ERCOT | MW | Existing-Certain and Net Firm Transfers Excess/Shortfall |  | 14724.7987 | 11876.3969 | 9852.6374 | 8171.8209 | 6691.0171 | 5224.4214 | 3795.2909 | 2383.9492 | 1006.5183 | -356.014 | -1672.0467
2021 | US | TRE-ERCOT | - | TRE-ERCOT | MW | Anticipated Excess/Shortfall |  | 17701.4031 | 17030.3531 | 16276.9663 | 14596.1498 | 13115.346 | 11648.7503 | 10219.6198 | 8808.2781 | 7430.8472 | 6068.3149 | 4752.2822
2021 | US | TRE-ERCOT | - | TRE-ERCOT | MW | Prospective Excess/Shortfall |  | 18379.4031 | 19350.6972 | 22213.8624 | 21208.1186 | 19129.2105 | 17676.8521 | 15172.7216 | 13761.3799 | 12383.949 | 11021.4167 | 9705.384
2021 | US | TRE-ERCOT | - | TRE-ERCOT | % | Existing-Certain and Net Firm Transfers Reserve Margin |  | 38.56% | 32.96% | 29.25% | 26.32% | 23.84% | 21.48% | 19.26% | 17.15% | 15.16% | 13.26% | 11.48%
2021 | US | TRE-ERCOT | - | TRE-ERCOT | % | Anticipated Reserve Margin |  | 43.58% | 41.3% | 39.36% | 36.21% | 33.53% | 30.98% | 28.59% | 26.32% | 24.17% | 22.12% | 20.2%
2021 | US | TRE-ERCOT | - | TRE-ERCOT | % | Prospective Reserve Margin |  | 44.72% | 45.05% | 48.7% | 46.38% | 42.6% | 39.9% | 35.79% | 33.38% | 31.12% | 28.95% | 26.93%
2021 | US | TRE-ERCOT | - | TRE-ERCOT | Fraction | Reference Margin Level |  | 13.75% | 13.75% | 13.75% | 13.75% | 13.75% | 13.75% | 13.75% | 13.75% | 13.75% | 13.75% | 13.75%
2021 | CA | MRO | - | MRO-Manitoba Hydro | MW | Energy Efficiency and Conservation |  | 242.4407 | 286.0375 | 321.5582 | 368.284 | 410.6399 | 318.8665 | 370.2406 | 419.0059 | 472.4929 | 525.8885 | 576.6834
2021 | CA | MRO | - | MRO-Manitoba Hydro | MW | Total Installed Photovoltaic |  | 0 | 0 | 0 | 87.6143 | 174.9273 | 262.4291 | 350.1061 | 438.0117 | 526.861 | 617.0515 | 709.6298
2021 | CA | MRO | - | MRO-Manitoba Hydro | MW | Photovoltaic On-Peak |  | 0 | 0 | 0 | 0 | 0 | 0 | 0 | 0 | 0 | 0 | 0
2021 | CA | MRO | - | MRO-Manitoba Hydro | MW | Total Internal Demand |  | 4496.7 | 4493.2 | 4534.1 | 4551.4685 | 4545.4444 | 4708.5053 | 4711.6268 | 4716.8645 | 4733.6333 | 4768.6129 | 4809.6093
2021 | CA | MRO | - | MRO-Manitoba Hydro | MW | Controllable and Dispatchable Demand Response - Available |  | 0 | 0 | 0 | 0 | 0 | 0 | 0 | 0 | 0 | 0 | 0
2021 | CA | MRO | - | MRO-Manitoba Hydro | MW | Net Internal Demand |  | 4496.7 | 4493.2 | 4534.1 | 4551.4685 | 4545.4444 | 4708.5053 | 4711.6268 | 4716.8645 | 4733.6333 | 4768.6129 | 4809.6093
2021 | CA | MRO | - | MRO-Manitoba Hydro | MW | Behind the Meter Generation - Capacity |  | 0 | 0 | 0 | 0 | 0 | 0 | 0 | 0 | 0 | 0 | 0
2021 | CA | MRO | - | MRO-Manitoba Hydro | MW | Other Capacity Adjustments - Additions |  | 0 | 0 | 0 | 0 | 0 | 0 | 0 | 0 | 0 | 0 | 0
2021 | CA | MRO | - | MRO-Manitoba Hydro | MW | Other Capacity Adjustments - Reductions |  | 0 | 0 | 0 | 0 | 0 | 0 | 0 | 0 | 0 | 0 | 0
2021 | CA | MRO | - | MRO-Manitoba Hydro | MW | Confirmed Retirements |  | 0 | 0 | 0 | 0 | 0 | 0 | 0 | 0 | 0 | 0 | 0
2021 | CA | MRO | - | MRO-Manitoba Hydro | MW | Unconfirmed Retirements |  | 0 | 0 | 0 | 0 | 0 | 0 | 0 | 0 | 0 | 0 | 0
2021 | CA | MRO | - | MRO-Manitoba Hydro | MW | Scheduled Outages |  | 135 | 135 | 135 | 135 | 135 | 135 | 135 | 135 | 135 | 135 | 135
2021 | CA | MRO | - | MRO-Manitoba Hydro | MW | Transmission Limitations |  | 0 | 0 | 0 | 0 | 0 | 0 | 0 | 0 | 0 | 0 | 0
2021 | CA | MRO | - | MRO-Manitoba Hydro | MW | Existing-Certain |  | 5438.326 | 5435.326 | 5435.326 | 5435.326 | 5435.326 | 5414.526 | 5414.526 | 5414.526 | 5405.6695 | 5405.6695 | 5405.6695
2021 | CA | MRO | - | MRO-Manitoba Hydro | MW | Existing-Other |  | 46.32 | 46.32 | 46.32 | 46.32 | 46.32 | 46.32 | 46.32 | 46.32 | 40.32 | 40.32 | 40.32
2021 | CA | MRO | - | MRO-Manitoba Hydro | MW | Additions - Tier 1 |  | 279 | 540 | 540 | 540 | 540 | 540 | 540 | 540 | 540 | 540 | 540
2021 | CA | MRO | - | MRO-Manitoba Hydro | MW | Additions - Tier 2 |  | 0 | 0 | 0 | 0 | 0 | 0 | 0 | 0 | 0 | 0 | 0
2021 | CA | MRO | - | MRO-Manitoba Hydro | MW | Additions - Tier 3 |  | 0 | 0 | 0 | 0 | 0 | 0 | 0 | 0 | 0 | 0 | 0
2021 | CA | MRO | - | MRO-Manitoba Hydro | MW | Firm Imports |  | 550 | 600 | 600 | 600 | 250 | 250 | 200 | 200 | 200 | 0 | 0
2021 | CA | MRO | - | MRO-Manitoba Hydro | MW | Firm Exports |  | 995.904 | 1165.9686 | 1221.6789 | 1251.7435 | 837.1955 | 837.1955 | 742.2601 | 666.2915 | 671.356 | 565 | 565
2021 | CA | MRO | - | MRO-Manitoba Hydro | MW | Net Firm Capacity Transfers |  | -445.904 | -565.9686 | -621.6789 | -651.7435 | -587.1955 | -587.1955 | -542.2601 | -466.2915 | -471.356 | -565 | -565
2021 | CA | MRO | - | MRO-Manitoba Hydro | MW | Expected Imports |  | 0 | 0 | 0 | 0 | 0 | 0 | 0 | 0 | 0 | 0 | 0
2021 | CA | MRO | - | MRO-Manitoba Hydro | MW | Expected Exports |  | 0 | 0 | 0 | 0 | 0 | 0 | 0 | 0 | 0 | 0 | 0
2021 | CA | MRO | - | MRO-Manitoba Hydro | MW | Net Expected Transfers |  | 0 | 0 | 0 | 0 | 0 | 0 | 0 | 0 | 0 | 0 | 0
2021 | CA | MRO | - | MRO-Manitoba Hydro | MW | Existing-Certain & Net Firm Transfers |  | 4992.4219 | 4869.3574 | 4813.6471 | 4783.5825 | 4848.1305 | 4827.3305 | 4872.2659 | 4948.2345 | 4934.3135 | 4840.6695 | 4840.6695
2021 | CA | MRO | - | MRO-Manitoba Hydro | MW | Anticipated Resources |  | 5271.4219 | 5409.3574 | 5353.6471 | 5323.5825 | 5388.1305 | 5367.3305 | 5412.2659 | 5488.2345 | 5474.3135 | 5380.6695 | 5380.6695
2021 | CA | MRO | - | MRO-Manitoba Hydro | MW | Prospective Resources |  | 5317.742 | 5455.6774 | 5399.9671 | 5369.9025 | 5434.4505 | 5413.6505 | 5458.5859 | 5534.5545 | 5514.6335 | 5420.9895 | 5420.9895
2021 | CA | MRO | - | MRO-Manitoba Hydro | MW | Existing-Certain and Net Firm Transfers Excess/Shortfall |  | -43.8821 | -163.0266 | -264.5449 | -314.0623 | -242.7673 | -446.1955 | -404.7561 | -334.6537 | -367.3559 | -500.1769 | -546.0929
2021 | CA | MRO | - | MRO-Manitoba Hydro | MW | Anticipated Excess/Shortfall |  | 235.1179 | 376.9734 | 275.4551 | 225.9377 | 297.2327 | 93.8045 | 135.2439 | 205.3463 | 172.6441 | 39.8231 | -6.0929
2021 | CA | MRO | - | MRO-Manitoba Hydro | MW | Prospective Excess/Shortfall |  | 281.438 | 423.2934 | 321.7751 | 272.2578 | 343.5528 | 140.1245 | 181.5639 | 251.6663 | 212.9642 | 80.1431 | 34.2271
2021 | CA | MRO | - | MRO-Manitoba Hydro | % | Existing-Certain and Net Firm Transfers Reserve Margin |  | 11.02% | 8.372% | 6.165% | 5.1% | 6.659% | 2.524% | 3.409% | 4.905% | 4.239% | 1.511% | 0.6458%
2021 | CA | MRO | - | MRO-Manitoba Hydro | % | Anticipated Reserve Margin |  | 17.23% | 20.39% | 18.08% | 16.96% | 18.54% | 13.99% | 14.87% | 16.35% | 15.65% | 12.84% | 11.87%
2021 | CA | MRO | - | MRO-Manitoba Hydro | % | Prospective Reserve Margin |  | 18.26% | 21.42% | 19.1% | 17.98% | 19.56% | 14.98% | 15.85% | 17.34% | 16.5% | 13.68% | 12.71%
2021 | CA | MRO | - | MRO-Manitoba Hydro | Fraction | Reference Margin Level |  | 12% | 12% | 12% | 12% | 12% | 12% | 12% | 12% | 12% | 12% | 12%
2021 | CA | NPCC | - | NPCC-Maritimes | MW | Energy Efficiency and Conservation |  | 92.4 | 133.7 | 179.4 | 225.1 | 274.1 | 321.4 | 370 | 414.5 | 460.7 | 505.1 | 529.8
2021 | CA | NPCC | - | NPCC-Maritimes | MW | Total Installed Photovoltaic |  | 38.5 | 52.8 | 65.7 | 79.3 | 94.5 | 111.8 | 131.3 | 153.5 | 178.6 | 195 | 214.1
2021 | CA | NPCC | - | NPCC-Maritimes | MW | Photovoltaic On-Peak |  | 0 | 0 | 0 | 0 | 0 | 0 | 0 | 0 | 0 | 0 | 0
2021 | CA | NPCC | - | NPCC-Maritimes | MW | Total Internal Demand |  | 5703.9 | 5727.1 | 5759.2 | 5788 | 5785.6 | 5780.4 | 5775.6 | 5773.5 | 5771.6 | 5786.2 | 5805.6
2021 | CA | NPCC | - | NPCC-Maritimes | MW | Controllable and Dispatchable Demand Response - Available |  | 297.2 | 309.5 | 321.4 | 339.7 | 343.7 | 343.1 | 342.5 | 341.8 | 341.2 | 340.6 | 340.1
2021 | CA | NPCC | - | NPCC-Maritimes | MW | Net Internal Demand |  | 5406.7 | 5417.6 | 5437.8 | 5448.3 | 5441.9 | 5437.3 | 5433.1 | 5431.7 | 5430.4 | 5445.6 | 5465.5
2021 | CA | NPCC | - | NPCC-Maritimes | MW | Behind the Meter Generation - Capacity |  | 0 | 0 | 0 | 0 | 0 | 0 | 0 | 0 | 0 | 0 | 0
2021 | CA | NPCC | - | NPCC-Maritimes | MW | Other Capacity Adjustments - Additions |  | 0 | 0 | 0 | 0 | 0 | 0 | 0 | 0 | 0 | 0 | 0
2021 | CA | NPCC | - | NPCC-Maritimes | MW | Other Capacity Adjustments - Reductions |  | 0 | 0 | 0 | 0 | 0 | 0 | 0 | 0 | 0 | 0 | 0
2021 | CA | NPCC | - | NPCC-Maritimes | MW | Confirmed Retirements |  | 125.5 | 125.5 | 128.836 | 128.836 | 128.836 | 128.836 | 128.836 | 128.836 | 128.836 | 128.836 | 128.836
2021 | CA | NPCC | - | NPCC-Maritimes | MW | Unconfirmed Retirements |  | 152 | 152 | 152 | 250 | 250 | 250 | 250 | 250 | 250 | 250 | 250
2021 | CA | NPCC | - | NPCC-Maritimes | MW | Scheduled Outages |  | 100 | 100 | 100 | 100 | 100 | 100 | 100 | 100 | 100 | 100 | 100
2021 | CA | NPCC | - | NPCC-Maritimes | MW | Transmission Limitations |  | 0 | 0 | 0 | 0 | 0 | 0 | 0 | 0 | 0 | 0 | 0
2021 | CA | NPCC | - | NPCC-Maritimes | MW | Existing-Certain |  | 6646.471 | 6608.471 | 6605.135 | 6605.135 | 6605.135 | 6605.135 | 6495.135 | 6495.135 | 6492.885 | 6492.885 | 6495.985
2021 | CA | NPCC | - | NPCC-Maritimes | MW | Existing-Other |  | 0 | 0 | 0 | 0 | 0 | 0 | 0 | 0 | 0 | 0 | 0
2021 | CA | NPCC | - | NPCC-Maritimes | MW | Additions - Tier 1 |  | 1.892 | 2.596 | 26.2 | 27 | 27 | 27 | 28.8 | 28.8 | 28.8 | 28.8 | 28.8
2021 | CA | NPCC | - | NPCC-Maritimes | MW | Additions - Tier 2 |  | 0 | 0 | 4.5 | 4.5 | 4.5 | 4.5 | 4.5 | 4.5 | 4.5 | 4.5 | 4.5
2021 | CA | NPCC | - | NPCC-Maritimes | MW | Additions - Tier 3 |  | 0 | 19.3 | 19.3 | 19.3 | 219.3 | 219.3 | 219.3 | 219.3 | 359.3 | 359.3 | 359.3
2021 | CA | NPCC | - | NPCC-Maritimes | MW | Firm Imports |  | 0 | 0 | 0 | 0 | 0 | 0 | 0 | 0 | 0 | 0 | 0
2021 | CA | NPCC | - | NPCC-Maritimes | MW | Firm Exports |  | 66 | 149 | 72 | 90 | 0 | 0 | 0 | 0 | 0 | 0 | 0
2021 | CA | NPCC | - | NPCC-Maritimes | MW | Net Firm Capacity Transfers |  | -66 | -149 | -72 | -90 | 0 | 0 | 0 | 0 | 0 | 0 | 0
2021 | CA | NPCC | - | NPCC-Maritimes | MW | Expected Imports |  | 153 | 153 | 153 | 153 | 153 | 153 | 153 | 153 | 153 | 153 | 153
2021 | CA | NPCC | - | NPCC-Maritimes | MW | Expected Exports |  | 0 | 0 | 0 | 0 | 0 | 0 | 0 | 0 | 0 | 0 | 0
2021 | CA | NPCC | - | NPCC-Maritimes | MW | Net Expected Transfers |  | 153 | 153 | 153 | 153 | 153 | 153 | 153 | 153 | 153 | 153 | 153
2021 | CA | NPCC | - | NPCC-Maritimes | MW | Existing-Certain & Net Firm Transfers |  | 6580.471 | 6459.471 | 6533.135 | 6515.135 | 6605.135 | 6605.135 | 6495.135 | 6495.135 | 6492.885 | 6492.885 | 6495.985
2021 | CA | NPCC | - | NPCC-Maritimes | MW | Anticipated Resources |  | 6582.363 | 6462.067 | 6559.335 | 6542.135 | 6632.135 | 6632.135 | 6523.935 | 6523.935 | 6521.685 | 6521.685 | 6524.785
2021 | CA | NPCC | - | NPCC-Maritimes | MW | Prospective Resources |  | 6583.363 | 6463.067 | 6564.835 | 6449.635 | 6539.635 | 6539.635 | 6431.435 | 6431.435 | 6429.185 | 6429.185 | 6432.285
2021 | CA | NPCC | - | NPCC-Maritimes | MW | Existing-Certain and Net Firm Transfers Excess/Shortfall |  | 92.431 | -41.649 | 7.775 | -22.825 | 74.855 | 80.375 | -24.585 | -22.905 | -23.595 | -41.835 | -62.615
2021 | CA | NPCC | - | NPCC-Maritimes | MW | Anticipated Excess/Shortfall |  | 94.323 | -39.053 | 33.975 | 4.175 | 101.855 | 107.375 | 4.215 | 5.895 | 5.205 | -13.035 | -33.815
2021 | CA | NPCC | - | NPCC-Maritimes | MW | Prospective Excess/Shortfall |  | 95.323 | -38.053 | 39.475 | -88.325 | 9.355 | 14.875 | -88.285 | -86.605 | -87.295 | -105.535 | -126.315
2021 | CA | NPCC | - | NPCC-Maritimes | % | Existing-Certain and Net Firm Transfers Reserve Margin |  | 21.71% | 19.23% | 20.14% | 19.58% | 21.38% | 21.48% | 19.55% | 19.58% | 19.57% | 19.23% | 18.85%
2021 | CA | NPCC | - | NPCC-Maritimes | % | Anticipated Reserve Margin |  | 21.74% | 19.28% | 20.62% | 20.08% | 21.87% | 21.97% | 20.08% | 20.11% | 20.1% | 19.76% | 19.38%
2021 | CA | NPCC | - | NPCC-Maritimes | % | Prospective Reserve Margin |  | 21.76% | 19.3% | 20.73% | 18.38% | 20.17% | 20.27% | 18.38% | 18.41% | 18.39% | 18.06% | 17.69%
2021 | CA | NPCC | - | NPCC-Maritimes | Fraction | Reference Margin Level |  | 20% | 20% | 20% | 20% | 20% | 20% | 20% | 20% | 20% | 20% | 20%
2021 | US | MRO | - | MRO-MISO | MW | Energy Efficiency and Conservation |  | 0 | 0 | 0 | 0 | 0 | 0 | 0 | 0 | 0 | 0 | 0
2021 | US | MRO | - | MRO-MISO | MW | Total Installed Photovoltaic |  | 861 | 861 | 861 | 861 | 861 | 861 | 861 | 861 | 861 | 861 | 861
2021 | US | MRO | - | MRO-MISO | MW | Photovoltaic On-Peak |  | 430.5 | 430.5 | 430.5 | 430.5 | 430.5 | 430.5 | 430.5 | 430.5 | 430.5 | 430.5 | 430.5
2021 | US | MRO | - | MRO-MISO | MW | Total Internal Demand |  | 100811.7152 | 107031.3 | 102903.6333 | 103362.9877 | 103527.3072 | 103516.6754 | 104015.6145 | 104273.7225 | 104459.9703 | 108943.3029 | 109834.5778
2021 | US | MRO | - | MRO-MISO | MW | Controllable and Dispatchable Demand Response - Available |  | 3480.2068 | 3483.6822 | 3579.0799 | 3579.0799 | 3579.0799 | 3579.0799 | 3579.0799 | 3579.0799 | 3579.0799 | 3579.0799 | 3579.0799
2021 | US | MRO | - | MRO-MISO | MW | Net Internal Demand |  | 97331.5085 | 103547.6178 | 99324.5534 | 99783.9078 | 99948.2274 | 99937.5955 | 100436.5346 | 100694.6426 | 100880.8904 | 105364.2231 | 106255.4979
2021 | US | MRO | - | MRO-MISO | MW | Behind the Meter Generation - Capacity |  | 4397.3627 | 4279.476 | 3399.4179 | 3500.7381 | 3549.1829 | 3578.09 | 3583.5373 | 3572.7879 | 3526.3042 | 3543.9535 | 3486.6196
2021 | US | MRO | - | MRO-MISO | MW | Other Capacity Adjustments - Additions |  | 0 | 0 | 0 | 0 | 0 | 0 | 0 | 0 | 0 | 0 | 0
2021 | US | MRO | - | MRO-MISO | MW | Other Capacity Adjustments - Reductions |  | 0 | 0 | 0 | 0 | 0 | 0 | 0 | 0 | 0 | 0 | 0
2021 | US | MRO | - | MRO-MISO | MW | Confirmed Retirements |  | 122 | 122 | 122 | 122 | 122 | 122 | 122 | 122 | 122 | 122 | 122
2021 | US | MRO | - | MRO-MISO | MW | Unconfirmed Retirements |  | 0 | 0 | 0 | 0 | 0 | 0 | 0 | 0 | 0 | 0 | 0
2021 | US | MRO | - | MRO-MISO | MW | Scheduled Outages |  | 0 | 0 | 0 | 0 | 0 | 0 | 0 | 0 | 0 | 0 | 0
2021 | US | MRO | - | MRO-MISO | MW | Transmission Limitations |  | 3102.3815 | 2577.1935 | 2298.4921 | 1460.5 | 662.0372 | 0 | 0 | 0 | 0 | 0 | 0
2021 | US | MRO | - | MRO-MISO | MW | Existing-Certain |  | 138527.5812 | 134134.4825 | 127117.2258 | 126058.1381 | 124620.4457 | 123286.89 | 122115.1373 | 119317.5879 | 118740.8042 | 115593.1535 | 115535.8196
2021 | US | MRO | - | MRO-MISO | MW | Existing-Other |  | 0 | 0 | 0 | 0 | 0 | 0 | 0 | 0 | 0 | 0 | 0
2021 | US | MRO | - | MRO-MISO | MW | Additions - Tier 1 |  | 3738.3931 | 6715.0157 | 8933.3417 | 8512.6921 | 8512.6921 | 9040.4921 | 8512.6921 | 8512.6921 | 9040.4921 | 8512.6921 | 8512.6921
2021 | US | MRO | - | MRO-MISO | MW | Additions - Tier 2 |  | 2626.0875 | 16857.4694 | 35219.8619 | 39705.995 | 42169.8043 | 42319.8043 | 42319.8043 | 42319.8043 | 42319.8043 | 42319.8043 | 42319.8043
2021 | US | MRO | - | MRO-MISO | MW | Additions - Tier 3 |  | 0 | 249.263 | 1011.9601 | 1623.4208 | 3703.8737 | 4299.2266 | 4775.5795 | 6641.9324 | 7118.2853 | 7369.6219 | 7395.9585
2021 | US | MRO | - | MRO-MISO | MW | Firm Imports |  | 4380.9 | 4194.7 | 4199.7 | 4204.7 | 3359.4 | 3359.4 | 3264.4 | 3269.4 | 3274.4 | 3274.4 | 2882.3733
2021 | US | MRO | - | MRO-MISO | MW | Firm Exports |  | 2097.9 | 2097.9 | 2097.9 | 2097.9 | 2097.9 | 2097.9 | 2097.9 | 2097.9 | 2097.9 | 2097.9 | 2097.9
2021 | US | MRO | - | MRO-MISO | MW | Net Firm Capacity Transfers |  | 2283 | 2096.8 | 2101.8 | 2106.8 | 1261.5 | 1261.5 | 1166.5 | 1171.5 | 1176.5 | 1176.5 | 784.4733
2021 | US | MRO | - | MRO-MISO | MW | Expected Imports |  | 0 | 0 | 0 | 0 | 0 | 0 | 0 | 0 | 0 | 0 | 0
2021 | US | MRO | - | MRO-MISO | MW | Expected Exports |  | 0 | 0 | 0 | 0 | 0 | 0 | 0 | 0 | 0 | 0 | 0
2021 | US | MRO | - | MRO-MISO | MW | Net Expected Transfers |  | 0 | 0 | 0 | 0 | 0 | 0 | 0 | 0 | 0 | 0 | 0
2021 | US | MRO | - | MRO-MISO | MW | Existing-Certain & Net Firm Transfers |  | 140810.5812 | 136231.2825 | 129219.0258 | 128164.9381 | 125881.9457 | 124548.39 | 123281.6373 | 120489.0879 | 119917.3042 | 116769.6535 | 116320.2929
2021 | US | MRO | - | MRO-MISO | MW | Anticipated Resources |  | 144548.9743 | 142946.2982 | 138152.3675 | 136677.6302 | 134394.6378 | 133588.8821 | 131794.3294 | 129001.7801 | 128957.7963 | 125282.3456 | 124832.985
2021 | US | MRO | - | MRO-MISO | MW | Prospective Resources |  | 147175.0618 | 159803.7677 | 173372.2295 | 176383.6252 | 176564.4421 | 175908.6864 | 174114.1337 | 171321.5843 | 171277.6005 | 167602.1499 | 167152.7893
2021 | US | MRO | - | MRO-MISO | MW | Existing-Certain and Net Firm Transfers Excess/Shortfall |  | 25667.4067 | 13734.4507 | 11718.0791 | 10120.5752 | 7643.1927 | 6322.2146 | 4465.2169 | 1367.3258 | 575.2108 | -7876.2224 | -9379.9611
2021 | US | MRO | - | MRO-MISO | MW | Anticipated Excess/Shortfall |  | 29405.7998 | 20449.4664 | 20651.4208 | 18633.2673 | 16155.8849 | 15362.7067 | 12977.909 | 9880.0179 | 9615.7029 | 636.4697 | -867.269
2021 | US | MRO | - | MRO-MISO | MW | Prospective Excess/Shortfall |  | 32031.8873 | 37306.9358 | 55871.2827 | 58339.2623 | 58325.6891 | 57682.5109 | 55297.7133 | 52199.8222 | 51935.5072 | 42956.274 | 41452.5353
2021 | US | MRO | - | MRO-MISO | % | Existing-Certain and Net Firm Transfers |  | 44.67% | 31.56% | 30.1% | 28.44% | 25.95% | 24.63% | 22.75% | 19.66% | 18.87% | 10.82% | 9.472%
2021 | US | MRO | - | MRO-MISO | % | Anticipated Reserve Margin |  | 48.51% | 38.05% | 39.09% | 36.97% | 34.46% | 33.67% | 31.22% | 28.11% | 27.83% | 18.9% | 17.48%
2021 | US | MRO | - | MRO-MISO | % | Prospective Reserve Margin |  | 51.21% | 54.33% | 74.55% | 76.77% | 76.66% | 76.02% | 73.36% | 70.14% | 69.78% | 59.07% | 57.31%
2021 | US | MRO | - | MRO-MISO | Fraction | Reference Margin Level |  | 18.3% | 18.3% | 18.3% | 18.3% | 18.3% | 18.3% | 18.3% | 18.3% | 18.3% | 18.3% | 18.3%
2021 | CA | MRO | - | MRO-SaskPower | MW | Energy Efficiency and Conservation |  | 158.4315 | 158.4315 | 158.4315 | 158.4315 | 158.4315 | 158.4315 | 158.4315 | 158.4315 | 158.4315 | 158.4315 | 158.4315
2021 | CA | MRO | - | MRO-SaskPower | MW | Total Installed Photovoltaic |  | 35 | 38 | 41 | 44 | 47 | 50 | 50 | 50 | 50 | 50 | 50
2021 | CA | MRO | - | MRO-SaskPower | MW | Photovoltaic On-Peak |  | 0 | 0 | 0 | 0 | 0 | 0 | 0 | 0 | 0 | 0 | 0
2021 | CA | MRO | - | MRO-SaskPower | MW | Total Internal Demand |  | 3715 | 3732 | 3744 | 3695 | 3718 | 3741 | 3722 | 3751 | 3758 | 3792 | 3815
2021 | CA | MRO | - | MRO-SaskPower | MW | Controllable and Dispatchable Demand Response - Available |  | 63 | 63 | 63 | 63 | 63 | 63 | 63 | 63 | 63 | 63 | 63
2021 | CA | MRO | - | MRO-SaskPower | MW | Net Internal Demand |  | 3652 | 3669 | 3681 | 3632 | 3655 | 3678 | 3659 | 3688 | 3695 | 3729 | 3752
2021 | CA | MRO | - | MRO-SaskPower | MW | Behind the Meter Generation - Capacity |  | 0 | 0 | 0 | 0 | 0 | 0 | 0 | 0 | 0 | 0 | 0
2021 | CA | MRO | - | MRO-SaskPower | MW | Other Capacity Adjustments - Additions |  | 0 | 0 | 0 | 0 | 0 | 0 | 0 | 0 | 0 | 0 | 0
2021 | CA | MRO | - | MRO-SaskPower | MW | Other Capacity Adjustments - Reductions |  | 0 | 0 | 0 | 0 | 0 | 0 | 0 | 0 | 0 | 0 | 0
2021 | CA | MRO | - | MRO-SaskPower | MW | Confirmed Retirements |  | 0 | 139 | 139 | 236.24 | 452.44 | 492.74 | 497.94 | 500.06 | 515.66 | 515.66 | 515.66
2021 | CA | MRO | - | MRO-SaskPower | MW | Unconfirmed Retirements |  | 0 | 0 | 0 | 0 | 0 | 0 | 0 | 438.4 | 818.8 | 1418.8 | 1418.8
2021 | CA | MRO | - | MRO-SaskPower | MW | Scheduled Outages |  | 93.9525 | 77.5783 | 101.6965 | 101.6965 | 118.2997 | 0.75 | 62.75 | 62.75 | 62.75 | 14.8 | 70
2021 | CA | MRO | - | MRO-SaskPower | MW | Transmission Limitations |  | 0 | 0 | 0 | 0 | 0 | 0 | 0 | 0 | 0 | 0 | 0
2021 | CA | MRO | - | MRO-SaskPower | MW | Existing-Certain |  | 4519.2675 | 4396.6417 | 4277.5235 | 4198.0835 | 4042.4803 | 4119.73 | 4052.53 | 4034.81 | 4034.81 | 4082.76 | 4027.56
2021 | CA | MRO | - | MRO-SaskPower | MW | Existing-Other |  | 0 | 0 | 0 | 0 | 0 | 0 | 0 | 0 | 0 | 0 | 0
2021 | CA | MRO | - | MRO-SaskPower | MW | Additions - Tier 1 |  | 36 | 37 | 77 | 429.5 | 429.5 | 429.5 | 429.5 | 429.5 | 429.5 | 429.5 | 429.5
2021 | CA | MRO | - | MRO-SaskPower | MW | Additions - Tier 2 |  | 0 | 0 | 40 | 40 | 40 | 40 | 389 | 1087 | 1087 | 1087 | 1087
2021 | CA | MRO | - | MRO-SaskPower | MW | Additions - Tier 3 |  | 0 | 0 | 0 | 20 | 20 | 20 | 20 | 20 | 20 | 20 | 20
2021 | CA | MRO | - | MRO-SaskPower | MW | Firm Imports |  | 125 | 290 | 290 | 315 | 315 | 315 | 315 | 315 | 315 | 315 | 315
2021 | CA | MRO | - | MRO-SaskPower | MW | Firm Exports |  | 0 | 0 | 0 | 0 | 0 | 0 | 0 | 0 | 0 | 0 | 0
2021 | CA | MRO | - | MRO-SaskPower | MW | Net Firm Capacity Transfers |  | 125 | 290 | 290 | 315 | 315 | 315 | 315 | 315 | 315 | 315 | 315
2021 | CA | MRO | - | MRO-SaskPower | MW | Expected Imports |  | 0 | 0 | 0 | 0 | 0 | 0 | 0 | 0 | 0 | 0 | 0
2021 | CA | MRO | - | MRO-SaskPower | MW | Expected Exports |  | 0 | 0 | 0 | 0 | 0 | 0 | 0 | 0 | 0 | 0 | 0
2021 | CA | MRO | - | MRO-SaskPower | MW | Net Expected Transfers |  | 0 | 0 | 0 | 0 | 0 | 0 | 0 | 0 | 0 | 0 | 0
2021 | CA | MRO | - | MRO-SaskPower | MW | Existing-Certain & Net Firm Transfers |  | 4644.2675 | 4686.6417 | 4567.5235 | 4513.0835 | 4357.4803 | 4434.73 | 4367.53 | 4349.81 | 4349.81 | 4397.76 | 4342.56
2021 | CA | MRO | - | MRO-SaskPower | MW | Anticipated Resources |  | 4680.2675 | 4723.6417 | 4644.5235 | 4942.5835 | 4786.9803 | 4864.23 | 4797.03 | 4779.31 | 4779.31 | 4827.26 | 4772.06
2021 | CA | MRO | - | MRO-SaskPower | MW | Prospective Resources |  | 4680.2675 | 4723.6417 | 4684.5235 | 4982.5835 | 4826.9803 | 4904.23 | 5186.03 | 5427.91 | 5047.51 | 4495.46 | 4440.26
2021 | CA | MRO | - | MRO-SaskPower | MW | Existing-Certain and Net Firm Transfers Excess/Shortfall |  | 590.5475 | 614.0517 | 481.6135 | 481.5635 | 300.4303 | 352.15 | 306.04 | 256.13 | 248.36 | 258.57 | 177.84
2021 | CA | MRO | - | MRO-SaskPower | MW | Anticipated Excess/Shortfall |  | 626.5475 | 651.0517 | 558.6135 | 911.0635 | 729.9303 | 781.65 | 735.54 | 685.63 | 677.86 | 688.07 | 607.34
2021 | CA | MRO | - | MRO-SaskPower | MW | Prospective Excess/Shortfall |  | 626.5475 | 651.0517 | 598.6135 | 951.0635 | 769.9303 | 821.65 | 1124.54 | 1334.23 | 946.06 | 356.27 | 275.54
2021 | CA | MRO | - | MRO-SaskPower | % | Existing-Certain and Net Firm Transfers Reserve Margin |  | 27.17% | 27.74% | 24.08% | 24.26% | 19.22% | 20.57% | 19.36% | 17.94% | 17.72% | 17.93% | 15.74%
2021 | CA | MRO | - | MRO-SaskPower | % | Anticipated Reserve Margin |  | 28.16% | 28.74% | 26.18% | 36.08% | 30.97% | 32.25% | 31.1% | 29.59% | 29.35% | 29.45% | 27.19%
2021 | CA | MRO | - | MRO-SaskPower | % | Prospective Reserve Margin |  | 28.16% | 28.74% | 27.26% | 37.19% | 32.07% | 33.34% | 41.73% | 47.18% | 36.6% | 20.55% | 18.34%
2021 | CA | MRO | - | MRO-SaskPower | Fraction | Reference Margin Level |  | 11% | 11% | 11% | 11% | 11% | 11% | 11% | 11% | 11% | 11% | 11%
2021 | US | NPCC | - | NPCC-New England | MW | Energy Efficiency and Conservation |  | 2503 | 2670 | 2837 | 3004 | 3216 | 3403 | 3562 | 3695 | 3802 | 3883 | 3966
2021 | US | NPCC | - | NPCC-New England | MW | Total Installed Photovoltaic |  | 0 | 0 | 0 | 0 | 0 | 0 | 0 | 0 | 0 | 0 | 0
2021 | US | NPCC | - | NPCC-New England | MW | Photovoltaic On-Peak |  | 0 | 0 | 0 | 0 | 0 | 0 | 0 | 0 | 0 | 0 | 0
2021 | US | NPCC | - | NPCC-New England | MW | Total Internal Demand |  | 19710 | 19693 | 19686 | 19729 | 19774 | 19895 | 20093 | 20370 | 20726 | 21158 | 21599
2021 | US | NPCC | - | NPCC-New England | MW | Controllable and Dispatchable Demand Response - Available |  | 587.91 | 682.676 | 584.631 | 678.865 | 678.865 | 678.865 | 678.865 | 678.865 | 678.865 | 678.865 | 678.865
2021 | US | NPCC | - | NPCC-New England | MW | Net Internal Demand |  | 19122.09 | 19010.324 | 19101.369 | 19050.135 | 19095.135 | 19216.135 | 19414.135 | 19691.135 | 20047.135 | 20479.135 | 20920.135
2021 | US | NPCC | - | NPCC-New England | MW | Behind the Meter Generation - Capacity |  | 0 | 0 | 0 | 0 | 0 | 0 | 0 | 0 | 0 | 0 | 0
2021 | US | NPCC | - | NPCC-New England | MW | Other Capacity Adjustments - Additions |  | 0 | 0 | 0 | 0 | 0 | 0 | 0 | 0 | 0 | 0 | 0
2021 | US | NPCC | - | NPCC-New England | MW | Other Capacity Adjustments - Reductions |  | 0 | 0 | 0 | 0 | 0 | 0 | 0 | 0 | 0 | 0 | 0
2021 | US | NPCC | - | NPCC-New England | MW | Confirmed Retirements |  | 0 | 0 | 575.605 | 762.734 | 2611.431 | 2611.431 | 2611.431 | 2611.431 | 2611.431 | 2611.431 | 2611.431
2021 | US | NPCC | - | NPCC-New England | MW | Unconfirmed Retirements |  | 0 | 0 | 0 | 0 | 0 | 0 | 0 | 0 | 0 | 0 | 0
2021 | US | NPCC | - | NPCC-New England | MW | Scheduled Outages |  | 328 | 0 | 0 | 0 | 0 | 0 | 0 | 0 | 0 | 0 | 0
2021 | US | NPCC | - | NPCC-New England | MW | Transmission Limitations |  | 0 | 0 | 0 | 0 | 0 | 0 | 0 | 0 | 0 | 0 | 0
2021 | US | NPCC | - | NPCC-New England | MW | Existing-Certain |  | 32668.921 | 32421.316 | 32234.596 | 30370.85 | 30370.85 | 30370.85 | 30370.85 | 30370.85 | 30370.85 | 30370.85 | 30370.85
2021 | US | NPCC | - | NPCC-New England | MW | Existing-Other |  | 184.753 | 184.753 | 184.344 | 183.481 | 183.481 | 183.481 | 183.481 | 183.481 | 183.481 | 183.481 | 183.481
2021 | US | NPCC | - | NPCC-New England | MW | Additions - Tier 1 |  | 14 | 90.28 | 368.343 | 1040.343 | 1040.343 | 1502.343 | 1502.343 | 1502.343 | 1502.343 | 1502.343 | 1502.343
2021 | US | NPCC | - | NPCC-New England | MW | Additions - Tier 2 |  | 36.75 | 215.9 | 2856.621 | 3285.123 | 5487.563 | 6771.563 | 6771.563 | 6771.563 | 6771.563 | 6771.563 | 6771.563
2021 | US | NPCC | - | NPCC-New England | MW | Additions - Tier 3 |  | 110.6952 | 509.2202 | 1648.1202 | 1886.1202 | 3870.8202 | 4085.5802 | 7592.2602 | 7592.2602 | 7592.2602 | 7592.2602 | 7592.2602
2021 | US | NPCC | - | NPCC-New England | MW | Firm Imports |  | 1134.78 | 1247.41 | 1058.72 | 1454.059 | 0 | 0 | 0 | 0 | 0 | 0 | 0
2021 | US | NPCC | - | NPCC-New England | MW | Firm Exports |  | 0 | 0 | 0 | 0 | 0 | 0 | 0 | 0 | 0 | 0 | 0
2021 | US | NPCC | - | NPCC-New England | MW | Net Firm Capacity Transfers |  | 1134.78 | 1247.41 | 1058.72 | 1454.059 | 0 | 0 | 0 | 0 | 0 | 0 | 0
2021 | US | NPCC | - | NPCC-New England | MW | Expected Imports |  | 0 | 0 | 0 | 0 | 0 | 0 | 0 | 0 | 0 | 0 | 0
2021 | US | NPCC | - | NPCC-New England | MW | Expected Exports |  | 0 | 0 | 0 | 0 | 0 | 0 | 0 | 0 | 0 | 0 | 0
2021 | US | NPCC | - | NPCC-New England | MW | Net Expected Transfers |  | 0 | 0 | 0 | 0 | 0 | 0 | 0 | 0 | 0 | 0 | 0
2021 | US | NPCC | - | NPCC-New England | MW | Existing-Certain & Net Firm Transfers |  | 33803.701 | 33668.726 | 33293.316 | 31824.909 | 30370.85 | 30370.85 | 30370.85 | 30370.85 | 30370.85 | 30370.85 | 30370.85
2021 | US | NPCC | - | NPCC-New England | MW | Anticipated Resources |  | 33817.701 | 33759.006 | 33661.659 | 32865.252 | 31411.193 | 31873.193 | 31873.193 | 31873.193 | 31873.193 | 31873.193 | 31873.193
2021 | US | NPCC | - | NPCC-New England | MW | Prospective Resources |  | 34039.204 | 34159.659 | 36702.624 | 36333.856 | 37082.237 | 38828.237 | 38828.237 | 38828.237 | 38828.237 | 38828.237 | 38828.237
2021 | US | NPCC | - | NPCC-New England | MW | Existing-Certain and Net Firm Transfers Excess/Shortfall |  | 11813.2975 | 12072.9979 | 11632.3636 | 10203.0058 | 8697.8718 | 8560.5368 | 8335.8068 | 8021.4118 | 7617.3518 | 7127.0318 | 6626.4968
2021 | US | NPCC | - | NPCC-New England | MW | Anticipated Excess/Shortfall |  | 11827.2975 | 12163.2779 | 12000.7066 | 11243.3488 | 9738.2148 | 10062.8798 | 9838.1498 | 9523.7548 | 9119.6948 | 8629.3748 | 8128.8398
2021 | US | NPCC | - | NPCC-New England | MW | Prospective Excess/Shortfall |  | 12048.8005 | 12563.9309 | 15041.6716 | 14711.9528 | 15409.2588 | 17017.9238 | 16793.1938 | 16478.7988 | 16074.7388 | 15584.4188 | 15083.8838
2021 | US | NPCC | - | NPCC-New England | % | Existing-Certain and Net Firm Transfers Reserve Margin |  | 76.78% | 77.11% | 74.3% | 67.06% | 59.05% | 58.05% | 56.44% | 54.24% | 51.5% | 48.3% | 45.18%
2021 | US | NPCC | - | NPCC-New England | % | Anticipated Reserve Margin |  | 76.85% | 77.58% | 76.23% | 72.52% | 64.5% | 65.87% | 64.18% | 61.87% | 58.99% | 55.64% | 52.36%
2021 | US | NPCC | - | NPCC-New England | % | Prospective Reserve Margin |  | 78.01% | 79.69% | 92.15% | 90.73% | 94.2% | 102.1% | 100% | 97.19% | 93.68% | 89.6% | 85.6%
2021 | US | NPCC | - | NPCC-New England | Fraction | Reference Margin Level |  | 15% | 13.6% | 13.4% | 13.5% | 13.5% | 13.5% | 13.5% | 13.5% | 13.5% | 13.5% | 13.5%
2021 | US | NPCC | - | NPCC-New York | MW | Energy Efficiency and Conservation |  | 365 | 744 | 1177 | 1638 | 2132 | 2619 | 3096 | 3552 | 3970 | 4332 | 4695
2021 | US | NPCC | - | NPCC-New York | MW | Total Installed Photovoltaic |  | 3264 | 4021 | 4736 | 5469 | 5883 | 6221 | 6529 | 6809 | 7057 | 7281 | 7485
2021 | US | NPCC | - | NPCC-New York | MW | Photovoltaic On-Peak |  | 0 | 0 | 0 | 0 | 0 | 0 | 0 | 0 | 0 | 0 | 0
2021 | US | NPCC | - | NPCC-New York | MW | Total Internal Demand |  | 24025 | 24065 | 24095 | 24072 | 24065 | 24160 | 24359 | 24583 | 24879 | 25252 | 25757
2021 | US | NPCC | - | NPCC-New York | MW | Controllable and Dispatchable Demand Response - Available |  | 433.5 | 433.5 | 433.5 | 433.5 | 433.5 | 433.5 | 433.5 | 433.5 | 433.5 | 433.5 | 433.5
2021 | US | NPCC | - | NPCC-New York | MW | Net Internal Demand |  | 23591.5 | 23631.5 | 23661.5 | 23638.5 | 23631.5 | 23726.5 | 23925.5 | 24149.5 | 24445.5 | 24818.5 | 25323.5
2021 | US | NPCC | - | NPCC-New York | MW | Behind the Meter Generation - Capacity |  | 0 | 0 | 0 | 0 | 0 | 0 | 0 | 0 | 0 | 0 | 0
2021 | US | NPCC | - | NPCC-New York | MW | Other Capacity Adjustments - Additions |  | 0 | 0 | 0 | 0 | 0 | 0 | 0 | 0 | 0 | 0 | 0
2021 | US | NPCC | - | NPCC-New York | MW | Other Capacity Adjustments - Reductions |  | 0 | 0 | 0 | 0 | 0 | 0 | 0 | 0 | 0 | 0 | 0
2021 | US | NPCC | - | NPCC-New York | MW | Confirmed Retirements |  | 36.3 | 1075.1 | 1075.1 | 1984.6 | 1984.6 | 2019.9 | 2019.9 | 2019.9 | 2019.9 | 2019.9 | 2019.9
2021 | US | NPCC | - | NPCC-New York | MW | Unconfirmed Retirements |  | 0 | 0 | 0 | 0 | 0 | 0 | 0 | 0 | 0 | 0 | 0
2021 | US | NPCC | - | NPCC-New York | MW | Scheduled Outages |  | 0 | 0 | 0 | 0 | 0 | 0 | 0 | 0 | 0 | 0 | 0
2021 | US | NPCC | - | NPCC-New York | MW | Transmission Limitations |  | 0 | 0 | 0 | 0 | 0 | 0 | 0 | 0 | 0 | 0 | 0
2021 | US | NPCC | - | NPCC-New York | MW | Existing-Certain |  | 38387.1 | 38387.1 | 37477.6 | 37477.6 | 37442.3 | 37442.3 | 37442.3 | 37442.3 | 37442.3 | 37442.3 | 37442.3
2021 | US | NPCC | - | NPCC-New York | MW | Existing-Other |  | 0 | 0 | 0 | 0 | 0 | 0 | 0 | 0 | 0 | 0 | 0
2021 | US | NPCC | - | NPCC-New York | MW | Additions - Tier 1 |  | 73.4 | 162.3 | 265 | 265 | 265 | 265 | 265 | 265 | 265 | 265 | 265
2021 | US | NPCC | - | NPCC-New York | MW | Additions - Tier 2 |  | 42.5 | 79.4 | 1575.3 | 1575.3 | 1575.3 | 1575.3 | 1575.3 | 1575.3 | 1575.3 | 1575.3 | 1575.3
2021 | US | NPCC | - | NPCC-New York | MW | Additions - Tier 3 |  | 979.9 | 3770 | 5017.8 | 7097.9 | 7883.5 | 8523.3 | 8523.3 | 8523.3 | 8523.3 | 8523.3 | 8523.3
2021 | US | NPCC | - | NPCC-New York | MW | Firm Imports |  | 1546.4 | 1200.1 | 1183.18 | 1005.5 | 1340.3 | 1340.3 | 1340.3 | 1340.3 | 1340.3 | 1340.3 | 1340.3
2021 | US | NPCC | - | NPCC-New York | MW | Firm Exports |  | 0 | 0 | 0 | 0 | 0 | 0 | 0 | 0 | 0 | 0 | 0
2021 | US | NPCC | - | NPCC-New York | MW | Net Firm Capacity Transfers |  | 1546.4 | 1200.1 | 1183.18 | 1005.5 | 1340.3 | 1340.3 | 1340.3 | 1340.3 | 1340.3 | 1340.3 | 1340.3
2021 | US | NPCC | - | NPCC-New York | MW | Expected Imports |  | 0 | 0 | 0 | 0 | 0 | 0 | 0 | 0 | 0 | 0 | 0
2021 | US | NPCC | - | NPCC-New York | MW | Expected Exports |  | 0 | 0 | 0 | 0 | 0 | 0 | 0 | 0 | 0 | 0 | 0
2021 | US | NPCC | - | NPCC-New York | MW | Net Expected Transfers |  | 0 | 0 | 0 | 0 | 0 | 0 | 0 | 0 | 0 | 0 | 0
2021 | US | NPCC | - | NPCC-New York | MW | Existing-Certain & Net Firm Transfers |  | 39933.5 | 39587.2 | 38660.78 | 38483.1 | 38782.6 | 38782.6 | 38782.6 | 38782.6 | 38782.6 | 38782.6 | 38782.6
2021 | US | NPCC | - | NPCC-New York | MW | Anticipated Resources |  | 40006.9 | 39749.5 | 38925.78 | 38748.1 | 39047.6 | 39047.6 | 39047.6 | 39047.6 | 39047.6 | 39047.6 | 39047.6
2021 | US | NPCC | - | NPCC-New York | MW | Prospective Resources |  | 40049.4 | 39828.9 | 40501.08 | 40323.4 | 40622.9 | 40622.9 | 40622.9 | 40622.9 | 40622.9 | 40622.9 | 40622.9
2021 | US | NPCC | - | NPCC-New York | MW | Existing-Certain and Net Firm Transfers Excess/Shortfall |  | 12803.275 | 12410.975 | 11450.055 | 11298.825 | 11606.375 | 11497.125 | 11268.275 | 11010.675 | 10670.275 | 10241.325 | 9660.575
2021 | US | NPCC | - | NPCC-New York | MW | Anticipated Excess/Shortfall |  | 12876.675 | 12573.275 | 11715.055 | 11563.825 | 11871.375 | 11762.125 | 11533.275 | 11275.675 | 10935.275 | 10506.325 | 9925.575
2021 | US | NPCC | - | NPCC-New York | MW | Prospective Excess/Shortfall |  | 12919.175 | 12652.675 | 13290.355 | 13139.125 | 13446.675 | 13337.425 | 13108.575 | 12850.975 | 12510.575 | 12081.625 | 11500.875
2021 | US | NPCC | - | NPCC-New York | % | Existing-Certain and Net Firm Transfers Reserve Margin |  | 69.27% | 67.52% | 63.39% | 62.8% | 64.11% | 63.46% | 62.1% | 60.59% | 58.65% | 56.26% | 53.15%
2021 | US | NPCC | - | NPCC-New York | % | Anticipated Reserve Margin |  | 69.58% | 68.21% | 64.51% | 63.92% | 65.24% | 64.57% | 63.2% | 61.69% | 59.73% | 57.33% | 54.2%
2021 | US | NPCC | - | NPCC-New York | % | Prospective Reserve Margin |  | 69.76% | 68.54% | 71.17% | 70.58% | 71.9% | 71.21% | 69.79% | 68.21% | 66.18% | 63.68% | 60.42%
2021 | US | NPCC | - | NPCC-New York | Fraction | Reference Margin Level |  | 15% | 15% | 15% | 15% | 15% | 15% | 15% | 15% | 15% | 15% | 15%
2021 | CA | NPCC | - | NPCC-Ontario | MW | Energy Efficiency and Conservation |  | 2941.1659 | 3601.5917 | 3390.4344 | 3719.4992 | 3519.2921 | 3569.2395 | 3787.0459 | 3084.0312 | 3060.8235 | 3642.0714 | 3239.2134
2021 | CA | NPCC | - | NPCC-Ontario | MW | Total Installed Photovoltaic |  | 2195.4106 | 2195.4106 | 2195.4106 | 2195.4106 | 2195.4106 | 2195.4106 | 2195.4106 | 2195.4106 | 2195.4106 | 2195.4106 | 2195.4106
2021 | CA | NPCC | - | NPCC-Ontario | MW | Photovoltaic On-Peak |  | 0 | 0 | 0 | 0 | 0 | 0 | 0 | 0 | 0 | 0 | 0
2021 | CA | NPCC | - | NPCC-Ontario | MW | Total Internal Demand |  | 21033.0009 | 21758.8692 | 22484.7374 | 22696.754 | 22949.9465 | 23303.177 | 23499.6569 | 23703.8325 | 24024.6677 | 24273.0101 | 24472.0553
2021 | CA | NPCC | - | NPCC-Ontario | MW | Controllable and Dispatchable Demand Response - Available |  | 136.6228 | 770.6228 | 770.6228 | 770.6228 | 770.6228 | 770.6228 | 770.6228 | 770.6228 | 770.6228 | 770.6228 | 770.6228
2021 | CA | NPCC | - | NPCC-Ontario | MW | Net Internal Demand |  | 20896.3781 | 20988.2464 | 21714.1146 | 21926.1312 | 22179.3237 | 22532.5542 | 22729.0341 | 22933.2096 | 23254.0449 | 23502.3873 | 23701.4325
2021 | CA | NPCC | - | NPCC-Ontario | MW | Behind the Meter Generation - Capacity |  | 0 | 0 | 0 | 0 | 0 | 0 | 0 | 0 | 0 | 0 | 0
2021 | CA | NPCC | - | NPCC-Ontario | MW | Other Capacity Adjustments - Additions |  | 0 | 0 | 0 | 0 | 0 | 0 | 0 | 0 | 0 | 0 | 0
2021 | CA | NPCC | - | NPCC-Ontario | MW | Other Capacity Adjustments - Reductions |  | 0 | 0 | 0 | 0 | 0 | 0 | 0 | 0 | 0 | 0 | 0
2021 | CA | NPCC | - | NPCC-Ontario | MW | Confirmed Retirements |  | 0 | 0 | 0 | 0 | 1030 | 3094 | 3094 | 3094 | 3094 | 3094 | 3094
2021 | CA | NPCC | - | NPCC-Ontario | MW | Unconfirmed Retirements |  | 0 | 0 | 0 | 0 | 0 | 0 | 0 | 0 | 0 | 0 | 0
2021 | CA | NPCC | - | NPCC-Ontario | MW | Scheduled Outages |  | 2723 | 2728 | 1294 | 0 | 878 | 778 | 819 | 0 | 786 | 0 | 0
2021 | CA | NPCC | - | NPCC-Ontario | MW | Transmission Limitations |  | 0 | 0 | 0 | 0 | 0 | 0 | 0 | 0 | 0 | 0 | 0
2021 | CA | NPCC | - | NPCC-Ontario | MW | Existing-Certain |  | 27167.2706 | 25510.7806 | 27757.9849 | 27226.7949 | 25168.9849 | 26101.7949 | 26852.9849 | 26852.7949 | 26889.9849 | 26850.7949 | 27663.7949
2021 | CA | NPCC | - | NPCC-Ontario | MW | Existing-Other |  | 0 | 0 | 0 | 0 | 0 | 0 | 0 | 0 | 0 | 0 | 0
2021 | CA | NPCC | - | NPCC-Ontario | MW | Additions - Tier 1 |  | 64.5592 | 64.5592 | 64.5592 | 64.5592 | 64.5592 | 64.5592 | 64.5592 | 64.5592 | 64.5592 | 64.5592 | 64.5592
2021 | CA | NPCC | - | NPCC-Ontario | MW | Additions - Tier 2 |  | 0 | 0 | 0 | 0 | 0 | 0 | 0 | 0 | 0 | 0 | 0
2021 | CA | NPCC | - | NPCC-Ontario | MW | Additions - Tier 3 |  | 0 | 0 | 0 | 0 | 0 | 0 | 0 | 0 | 0 | 0 | 0
2021 | CA | NPCC | - | NPCC-Ontario | MW | Firm Imports |  | 0 | 0 | 0 | 0 | 0 | 0 | 0 | 0 | 0 | 0 | 0
2021 | CA | NPCC | - | NPCC-Ontario | MW | Firm Exports |  | 500 | 500 | 0 | 0 | 0 | 0 | 0 | 0 | 0 | 0 | 0
2021 | CA | NPCC | - | NPCC-Ontario | MW | Net Firm Capacity Transfers |  | -500 | -500 | 0 | 0 | 0 | 0 | 0 | 0 | 0 | 0 | 0
2021 | CA | NPCC | - | NPCC-Ontario | MW | Expected Imports |  | 250 | 250 | 250 | 250 | 250 | 250 | 250 | 250 | 250 | 250 | 250
2021 | CA | NPCC | - | NPCC-Ontario | MW | Expected Exports |  | 0 | 0 | 0 | 0 | 0 | 0 | 0 | 0 | 0 | 0 | 0
2021 | CA | NPCC | - | NPCC-Ontario | MW | Net Expected Transfers |  | 250 | 250 | 250 | 250 | 250 | 250 | 250 | 250 | 250 | 250 | 250
2021 | CA | NPCC | - | NPCC-Ontario | MW | Existing-Certain & Net Firm Transfers |  | 26667.2706 | 25010.7806 | 27757.9849 | 27226.7949 | 25168.9849 | 26101.7949 | 26852.9849 | 26852.7949 | 26889.9849 | 26850.7949 | 27663.7949
2021 | CA | NPCC | - | NPCC-Ontario | MW | Anticipated Resources |  | 26731.8298 | 25075.3398 | 27822.5441 | 27291.3541 | 25233.5441 | 26166.3541 | 26917.5441 | 26917.3541 | 26954.5441 | 26915.3541 | 27728.3541
2021 | CA | NPCC | - | NPCC-Ontario | MW | Prospective Resources |  | 26981.8298 | 25325.3398 | 28072.5441 | 27541.3541 | 25483.5441 | 26416.3541 | 27167.5441 | 27167.3541 | 27204.5441 | 27165.3541 | 27978.3541
2021 | CA | NPCC | - | NPCC-Ontario | MW | Existing-Certain and Net Firm Transfers Excess/Shortfall |  | -64.5592 | 260.6077 | 572.1742 | 410.1305 | -749.4479 | -1225.5062 | -824.036 | -897.6485 | -577.6276 | -1373.8436 | -956.1293
2021 | CA | NPCC | - | NPCC-Ontario | MW | Anticipated Excess/Shortfall |  | 0 | 325.1669 | 636.7334 | 474.6897 | -684.8887 | -1160.947 | -759.4768 | -833.0893 | -513.0684 | -1309.2844 | -891.5701
2021 | CA | NPCC | - | NPCC-Ontario | MW | Prospective Excess/Shortfall |  | 250 | 575.1669 | 886.7334 | 724.6897 | -434.8887 | -910.947 | -509.4768 | -583.0893 | -263.0684 | -1059.2844 | -641.5701
2021 | CA | NPCC | - | NPCC-Ontario | % | Existing-Certain and Net Firm Transfers Reserve Margin |  | 27.62% | 19.17% | 27.83% | 24.18% | 13.48% | 15.84% | 18.14% | 17.09% | 15.64% | 14.25% | 16.72%
2021 | CA | NPCC | - | NPCC-Ontario | % | Anticipated Reserve Margin |  | 27.93% | 19.47% | 28.13% | 24.47% | 13.77% | 16.13% | 18.43% | 17.37% | 15.91% | 14.52% | 16.99%
2021 | CA | NPCC | - | NPCC-Ontario | % | Prospective Reserve Margin |  | 29.12% | 20.66% | 29.28% | 25.61% | 14.9% | 17.24% | 19.53% | 18.46% | 16.99% | 15.59% | 18.04%
2021 | CA | NPCC | - | NPCC-Ontario | Fraction | Reference Margin Level |  | 27.93% | 17.92% | 25.2% | 22.3% | 16.86% | 21.28% | 21.77% | 21.01% | 18.12% | 20.09% | 20.75%
2021 | CA | NPCC | - | NPCC-Quebec | MW | Energy Efficiency and Conservation |  | 0 | 0 | 0 | 0 | 0 | 0 | 0 | 0 | 0 | 0 | 0
2021 | CA | NPCC | - | NPCC-Quebec | MW | Total Installed Photovoltaic |  | 10 | 27 | 56 | 96 | 147 | 206 | 272 | 341 | 420 | 513 | 622
2021 | CA | NPCC | - | NPCC-Quebec | MW | Photovoltaic On-Peak |  | 0 | 1 | 1 | 2 | 3 | 4 | 5 | 7 | 8 | 10 | 12
2021 | CA | NPCC | - | NPCC-Quebec | MW | Total Internal Demand |  | 39385.8327 | 39758.4225 | 40171.4281 | 40493.1653 | 40758.6506 | 41089.4869 | 41427.5242 | 41797.9441 | 42055.5064 | 42284.953 | 42481.5916
2021 | CA | NPCC | - | NPCC-Quebec | MW | Controllable and Dispatchable Demand Response - Available |  | 2368.4445 | 2586.7355 | 3107.9306 | 3356.9052 | 3616.9013 | 3758.3038 | 3984.2704 | 4042.8655 | 4072.8655 | 4072.8655 | 4072.8655
2021 | CA | NPCC | - | NPCC-Quebec | MW | Net Internal Demand |  | 37017.3882 | 37171.687 | 37063.4975 | 37136.2601 | 37141.7493 | 37331.1831 | 37443.2537 | 37755.0786 | 37982.641 | 38212.0875 | 38408.7261
2021 | CA | NPCC | - | NPCC-Quebec | MW | Behind the Meter Generation - Capacity |  | 0 | 0 | 0 | 0 | 0 | 0 | 0 | 0 | 0 | 0 | 0
2021 | CA | NPCC | - | NPCC-Quebec | MW | Other Capacity Adjustments - Additions |  | 0 | 0 | 0 | 0 | 0 | 0 | 0 | 0 | 0 | 0 | 0
2021 | CA | NPCC | - | NPCC-Quebec | MW | Other Capacity Adjustments - Reductions |  | 0 | 0 | 0 | 0 | 0 | 0 | 0 | 0 | 0 | 0 | 0
2021 | CA | NPCC | - | NPCC-Quebec | MW | Confirmed Retirements |  | 0 | 0 | 0 | 0 | 0 | 0 | 0 | 0 | 0 | 0 | 0
2021 | CA | NPCC | - | NPCC-Quebec | MW | Unconfirmed Retirements |  | 0 | 0 | 0 | 0 | 0 | 0 | 0 | 0 | 0 | 0 | 0
2021 | CA | NPCC | - | NPCC-Quebec | MW | Scheduled Outages |  | 0 | 0 | 0 | 0 | 0 | 0 | 0 | 0 | 0 | 0 | 0
2021 | CA | NPCC | - | NPCC-Quebec | MW | Transmission Limitations |  | 0 | 0 | 0 | 0 | 0 | 0 | 0 | 0 | 0 | 0 | 0
2021 | CA | NPCC | - | NPCC-Quebec | MW | Existing-Certain |  | 42072.4605 | 42072.4605 | 42064.3605 | 42064.3605 | 42045.5685 | 41932.5565 | 41899.8529 | 41798.4565 | 41746.7185 | 41736.8185 | 41666.2605
2021 | CA | NPCC | - | NPCC-Quebec | MW | Existing-Other |  | 0 | 0 | 0 | 0 | 0 | 0 | 0 | 0 | 0 | 0 | 0
2021 | CA | NPCC | - | NPCC-Quebec | MW | Additions - Tier 1 |  | 27.18 | 281.68 | 281.68 | 322.38 | 322.38 | 322.38 | 322.38 | 322.38 | 322.38 | 322.38 | 322.38
2021 | CA | NPCC | - | NPCC-Quebec | MW | Additions - Tier 2 |  | 0 | 0 | 0 | 0 | 0 | 0 | 0 | 0 | 0 | 0 | 0
2021 | CA | NPCC | - | NPCC-Quebec | MW | Additions - Tier 3 |  | 0 | 0 | 0 | 0 | 0 | 0 | 0 | 0 | 0 | 0 | 0
2021 | CA | NPCC | - | NPCC-Quebec | MW | Firm Imports |  | 500 | 500 | 0 | 0 | 0 | 0 | 0 | 0 | 0 | 0 | 0
2021 | CA | NPCC | - | NPCC-Quebec | MW | Firm Exports |  | 999 | 917 | 888 | 1079 | 145 | 145 | 145 | 145 | 145 | 0 | 0
2021 | CA | NPCC | - | NPCC-Quebec | MW | Net Firm Capacity Transfers |  | -499 | -417 | -888 | -1079 | -145 | -145 | -145 | -145 | -145 | 0 | 0
2021 | CA | NPCC | - | NPCC-Quebec | MW | Expected Imports |  | 1100 | 1100 | 1100 | 1100 | 1100 | 1100 | 1100 | 1100 | 1100 | 1100 | 1100
2021 | CA | NPCC | - | NPCC-Quebec | MW | Expected Exports |  | 0 | 0 | 0 | 0 | 0 | 0 | 0 | 0 | 0 | 0 | 0
2021 | CA | NPCC | - | NPCC-Quebec | MW | Net Expected Transfers |  | 1100 | 1100 | 1100 | 1100 | 1100 | 1100 | 1100 | 1100 | 1100 | 1100 | 1100
2021 | CA | NPCC | - | NPCC-Quebec | MW | Existing-Certain & Net Firm Transfers |  | 41573.4605 | 41655.4605 | 41176.3605 | 40985.3605 | 41900.5685 | 41787.5565 | 41754.8529 | 41653.4565 | 41601.7185 | 41736.8185 | 41666.2605
2021 | CA | NPCC | - | NPCC-Quebec | MW | Anticipated Resources |  | 41600.6405 | 41937.1405 | 41458.0405 | 41307.7405 | 42222.9485 | 42109.9365 | 42077.2329 | 41975.8365 | 41924.0985 | 42059.1985 | 41988.6405
2021 | CA | NPCC | - | NPCC-Quebec | MW | Prospective Resources |  | 42700.6405 | 43037.1405 | 42558.0405 | 42407.7405 | 43322.9485 | 43209.9365 | 43177.2329 | 43075.8365 | 43024.0985 | 43159.1985 | 43088.6405
2021 | CA | NPCC | - | NPCC-Quebec | MW | Existing-Certain and Net Firm Transfers Excess/Shortfall |  | 558.1944 | 469.2313 | 110.0053 | -161.6157 | 747.5103 | 424.6056 | 267.7278 | -179.1706 | -483.0477 | -602.1744 | -890.608
2021 | CA | NPCC | - | NPCC-Quebec | MW | Anticipated Excess/Shortfall |  | 585.3744 | 750.9113 | 391.6853 | 160.7643 | 1069.8903 | 746.9856 | 590.1078 | 143.2094 | -160.6677 | -279.7944 | -568.228
2021 | CA | NPCC | - | NPCC-Quebec | MW | Prospective Excess/Shortfall |  | 1685.3744 | 1850.9113 | 1491.6853 | 1260.7643 | 2169.8903 | 1846.9856 | 1690.1078 | 1243.2094 | 939.3323 | 820.2056 | 531.772
2021 | CA | NPCC | - | NPCC-Quebec | % | Existing-Certain and Net Firm Transfers Reserve Margin |  | 12.31% | 12.06% | 11.1% | 10.36% | 12.81% | 11.94% | 11.52% | 10.33% | 9.528% | 9.224% | 8.481%
2021 | CA | NPCC | - | NPCC-Quebec | % | Anticipated Reserve Margin |  | 12.38% | 12.82% | 11.86% | 11.23% | 13.68% | 12.8% | 12.38% | 11.18% | 10.38% | 10.07% | 9.321%
2021 | CA | NPCC | - | NPCC-Quebec | % | Prospective Reserve Margin |  | 15.35% | 15.78% | 14.82% | 14.19% | 16.64% | 15.75% | 15.31% | 14.09% | 13.27% | 12.95% | 12.18%
2021 | CA | NPCC | - | NPCC-Quebec | Fraction | Reference Margin Level |  | 10.8% | 10.8% | 10.8% | 10.8% | 10.8% | 10.8% | 10.8% | 10.8% | 10.8% | 10.8% | 10.8%
2021 | US | RF | - | PJM | MW | Energy Efficiency and Conservation |  | 0 | 0 | 0 | 0 | 0 | 0 | 0 | 0 | 0 | 0 | 0
2021 | US | RF | - | PJM | MW | Total Installed Photovoltaic |  | 3216.78 | 3574.2 | 4054.44 | 4382.88 | 4776.18 | 5402.7 | 6047.16 | 6401.82 | 6960.72 | 7537.56 | 8042.64
2021 | US | RF | - | PJM | MW | Photovoltaic On-Peak |  | 0 | 0 | 0 | 0 | 0 | 0 | 0 | 0 | 0 | 0 | 0
2021 | US | RF | - | PJM | MW | Total Internal Demand |  | 132632 | 132785 | 133527 | 133888 | 134223 | 134799 | 135163 | 135108 | 135829 | 135568 | 135799
2021 | US | RF | - | PJM | MW | Controllable and Dispatchable Demand Response - Available |  | 8466 | 8512 | 8549 | 8577 | 8600 | 8619 | 8624 | 8642 | 8656 | 8671 | 8680
2021 | US | RF | - | PJM | MW | Net Internal Demand |  | 124166 | 124273 | 124978 | 125311 | 125623 | 126180 | 126539 | 126466 | 127173 | 126897 | 127119
2021 | US | RF | - | PJM | MW | Behind the Meter Generation - Capacity |  | 0 | 0 | 0 | 0 | 0 | 0 | 0 | 0 | 0 | 0 | 0
2021 | US | RF | - | PJM | MW | Other Capacity Adjustments - Additions |  | 0 | 0 | 0 | 0 | 0 | 0 | 0 | 0 | 0 | 0 | 0
2021 | US | RF | - | PJM | MW | Other Capacity Adjustments - Reductions |  | 0 | 0 | 0 | 0 | 0 | 0 | 0 | 0 | 0 | 0 | 0
2021 | US | RF | - | PJM | MW | Confirmed Retirements |  | 25419.1 | 30639.3 | 40007.3 | 41101.6 | 41101.6 | 41101.6 | 41101.6 | 41101.6 | 41101.6 | 41101.6 | 41101.6
2021 | US | RF | - | PJM | MW | Unconfirmed Retirements |  | 0 | 0 | 0 | 0 | 0 | 0 | 0 | 0 | 0 | 0 | 0
2021 | US | RF | - | PJM | MW | Scheduled Outages |  | 0 | 0 | 0 | 0 | 0 | 0 | 0 | 0 | 0 | 0 | 0
2021 | US | RF | - | PJM | MW | Transmission Limitations |  | 0 | 0 | 0 | 0 | 0 | 0 | 0 | 0 | 0 | 0 | 0
2021 | US | RF | - | PJM | MW | Existing-Certain |  | 179247 | 174592.5 | 170493.6 | 170480.1 | 170480.1 | 170480.1 | 170480.1 | 170480.1 | 170480.1 | 170480.1 | 170480.1
2021 | US | RF | - | PJM | MW | Existing-Other |  | 0 | 0 | 0 | 0 | 0 | 0 | 0 | 0 | 0 | 0 | 0
2021 | US | RF | - | PJM | MW | Additions - Tier 1 |  | 19.3 | 12477.76 | 18669.57 | 21041.37 | 21723.13 | 21723.13 | 21723.13 | 21723.13 | 21723.13 | 21723.13 | 21723.13
2021 | US | RF | - | PJM | MW | Additions - Tier 2 |  | 0 | 13344.362 | 23923.327 | 40280.574 | 45607.604 | 50107.004 | 50745.404 | 50908.664 | 50908.664 | 51057.164 | 51057.164
2021 | US | RF | - | PJM | MW | Additions - Tier 3 |  | 0 | 0 | 0 | 0 | 0 | 0 | 0 | 0 | 0 | 0 | 0
2021 | US | RF | - | PJM | MW | Firm Imports |  | 1894.6 | 0 | 0 | 0 | 0 | 0 | 0 | 0 | 0 | 0 | 0
2021 | US | RF | - | PJM | MW | Firm Exports |  | 4831.5 | 4837.2 | 0 | 0 | 0 | 0 | 0 | 0 | 0 | 0 | 0
2021 | US | RF | - | PJM | MW | Net Firm Capacity Transfers |  | -2936.9 | -4837.2 | 0 | 0 | 0 | 0 | 0 | 0 | 0 | 0 | 0
2021 | US | RF | - | PJM | MW | Expected Imports |  | 0 | 1894.6 | 1894.6 | 1894.6 | 1894.6 | 1894.6 | 1894.6 | 1894.6 | 1894.6 | 1894.6 | 1894.6
2021 | US | RF | - | PJM | MW | Expected Exports |  | 0 | 0 | 4837.2 | 4837.2 | 4837.2 | 4837.2 | 4837.2 | 4837.2 | 4837.2 | 4837.2 | 4837.2
2021 | US | RF | - | PJM | MW | Net Expected Transfers |  | 0 | 1894.6 | -2942.6 | -2942.6 | -2942.6 | -2942.6 | -2942.6 | -2942.6 | -2942.6 | -2942.6 | -2942.6
2021 | US | RF | - | PJM | MW | Existing-Certain & Net Firm Transfers |  | 176310.1 | 169755.3 | 170493.6 | 170480.1 | 170480.1 | 170480.1 | 170480.1 | 170480.1 | 170480.1 | 170480.1 | 170480.1
2021 | US | RF | - | PJM | MW | Anticipated Resources |  | 176329.4 | 182233.06 | 189163.17 | 191521.47 | 192203.23 | 192203.23 | 192203.23 | 192203.23 | 192203.23 | 192203.23 | 192203.23
2021 | US | RF | - | PJM | MW | Prospective Resources |  | 176329.4 | 197472.022 | 210143.897 | 228859.444 | 234868.234 | 239367.634 | 240006.034 | 240169.294 | 240169.294 | 240317.794 | 240317.794
2021 | US | RF | - | PJM | MW | Existing-Certain and Net Firm Transfers Excess/Shortfall |  | 33891.698 | 27462.715 | 27518.768 | 27124.316 | 26767.388 | 26130.18 | 25719.484 | 25802.996 | 24994.188 | 25309.932 | 25055.964
2021 | US | RF | - | PJM | MW | Anticipated Excess/Shortfall |  | 33910.998 | 39940.475 | 46188.338 | 48165.686 | 48490.518 | 47853.31 | 47442.614 | 47526.126 | 46717.318 | 47033.062 | 46779.094
2021 | US | RF | - | PJM | MW | Prospective Excess/Shortfall |  | 33910.998 | 55179.437 | 67169.065 | 85503.66 | 91155.522 | 95017.714 | 95245.418 | 95492.19 | 94683.382 | 95147.626 | 94893.658
2021 | US | RF | - | PJM | % | Existing-Certain and Net Firm Transfers Reserve Margin |  | 42% | 36.6% | 36.42% | 36.05% | 35.71% | 35.11% | 34.73% | 34.8% | 34.05% | 34.35% | 34.11%
2021 | US | RF | - | PJM | % | Anticipated Reserve Margin |  | 42.01% | 46.64% | 51.36% | 52.84% | 53% | 52.32% | 51.89% | 51.98% | 51.14% | 51.46% | 51.2%
2021 | US | RF | - | PJM | % | Prospective Reserve Margin |  | 42.01% | 58.9% | 68.14% | 82.63% | 86.96% | 89.7% | 89.67% | 89.91% | 88.85% | 89.38% | 89.05%
2021 | US | RF | - | PJM | Fraction | Reference Margin Level |  | 14.7% | 14.5% | 14.4% | 14.4% | 14.4% | 14.4% | 14.4% | 14.4% | 14.4% | 14.4% | 14.4%
2021 | US | SERC | - | SERC-C | MW | Energy Efficiency and Conservation |  | 399 | 413 | 430 | 447 | 459 | 468 | 476 | 479 | 487 | 497 | 505
2021 | US | SERC | - | SERC-C | MW | Total Installed Photovoltaic |  | 0 | 0 | 0 | 0 | 0 | 0 | 0 | 0 | 0 | 0 | 0
2021 | US | SERC | - | SERC-C | MW | Photovoltaic On-Peak |  | 9 | 10 | 11 | 11 | 12 | 12 | 13 | 13 | 14 | 14 | 15
2021 | US | SERC | - | SERC-C | MW | Total Internal Demand |  | 40320 | 40643 | 40796 | 40932 | 41016 | 41112 | 41199 | 41354 | 41478 | 41624 | 41734
2021 | US | SERC | - | SERC-C | MW | Controllable and Dispatchable Demand Response - Available |  | 1564 | 1515 | 1517 | 1520 | 1520 | 1520 | 1520 | 1520 | 1520 | 1520 | 1515
2021 | US | SERC | - | SERC-C | MW | Net Internal Demand |  | 38756 | 39128 | 39279 | 39412 | 39496 | 39592 | 39679 | 39834 | 39958 | 40104 | 40219
2021 | US | SERC | - | SERC-C | MW | Behind the Meter Generation - Capacity |  | 0 | 0 | 0 | 0 | 0 | 0 | 0 | 0 | 0 | 0 | 0
2021 | US | SERC | - | SERC-C | MW | Other Capacity Adjustments - Additions |  | 0 | 0 | 0 | 0 | 0 | 0 | 0 | 0 | 0 | 0 | 0
2021 | US | SERC | - | SERC-C | MW | Other Capacity Adjustments - Reductions |  | 0 | 0 | 0 | 0 | 0 | 0 | 0 | 0 | 0 | 0 | 0
2021 | US | SERC | - | SERC-C | MW | Confirmed Retirements |  | 1682.93 | 1695.93 | 1695.93 | 2567.93 | 3671.93 | 3671.93 | 5475.93 | 6391.93 | 7656.93 | 8254.93 | 8254.93
2021 | US | SERC | - | SERC-C | MW | Unconfirmed Retirements |  | 0 | 0 | 0 | 0 | 0 | 0 | 0 | 0 | 0 | 0 | 0
2021 | US | SERC | - | SERC-C | MW | Scheduled Outages |  | 0 | 0 | 0 | 0 | 0 | 0 | 0 | 0 | 0 | 0 | 0
2021 | US | SERC | - | SERC-C | MW | Transmission Limitations |  | 0 | 0 | 0 | 0 | 0 | 0 | 0 | 0 | 0 | 0 | 0
2021 | US | SERC | - | SERC-C | MW | Existing-Certain |  | 51271.42 | 51329.92 | 51340.92 | 50607.92 | 49615.92 | 49615.92 | 47929.92 | 47179.92 | 45949.92 | 45909.92 | 45909.92
2021 | US | SERC | - | SERC-C | MW | Existing-Other |  | 3134.51 | 3134.51 | 3022.51 | 2910.51 | 2910.51 | 2792.51 | 2626.51 | 2591.51 | 2591.51 | 189.39 | 189.39
2021 | US | SERC | - | SERC-C | MW | Additions - Tier 1 |  | 0 | 50 | 1444 | 2047 | 2047 | 3576 | 5105 | 6311 | 6914 | 6914 | 8772
2021 | US | SERC | - | SERC-C | MW | Additions - Tier 2 |  | 0 | 0 | 20 | 1086 | 1086 | 1086 | 1086 | 1086 | 1086 | 1086 | 1086
2021 | US | SERC | - | SERC-C | MW | Additions - Tier 3 |  | 0 | 0 | 0 | 0 | 155 | 155 | 155 | 155 | 155 | 155 | 155
2021 | US | SERC | - | SERC-C | MW | Firm Imports |  | 1024 | 953 | 953 | 953 | 953 | 953 | 953 | 953 | 778 | 778 | 300
2021 | US | SERC | - | SERC-C | MW | Firm Exports |  | 925 | 925 | 925 | 925 | 925 | 925 | 925 | 925 | 925 | 925 | 925
2021 | US | SERC | - | SERC-C | MW | Net Firm Capacity Transfers |  | 99 | 28 | 28 | 28 | 28 | 28 | 28 | 28 | -147 | -147 | -625
2021 | US | SERC | - | SERC-C | MW | Expected Imports |  | 0 | 0 | 0 | 0 | 0 | 0 | 0 | 0 | 0 | 0 | 0
2021 | US | SERC | - | SERC-C | MW | Expected Exports |  | 0 | 0 | 0 | 0 | 0 | 0 | 0 | 0 | 0 | 0 | 0
2021 | US | SERC | - | SERC-C | MW | Net Expected Transfers |  | 0 | 0 | 0 | 0 | 0 | 0 | 0 | 0 | 0 | 0 | 0
2021 | US | SERC | - | SERC-C | MW | Existing-Certain & Net Firm Transfers |  | 51370.42 | 51357.92 | 51368.92 | 50635.92 | 49643.92 | 49643.92 | 47957.92 | 47207.92 | 45802.92 | 45762.92 | 45284.92
2021 | US | SERC | - | SERC-C | MW | Anticipated Resources |  | 51370.42 | 51407.92 | 52812.92 | 52682.92 | 51690.92 | 53219.92 | 53062.92 | 53518.92 | 52716.92 | 52676.92 | 54056.92
2021 | US | SERC | - | SERC-C | MW | Prospective Resources |  | 54504.93 | 54542.43 | 55855.43 | 56679.43 | 55687.43 | 57098.43 | 56775.43 | 57196.43 | 56394.43 | 53952.31 | 55332.31
2021 | US | SERC | - | SERC-C | MW | Existing-Certain and Net Firm Transfers Excess/Shortfall |  | 6801.02 | 6360.72 | 6198.07 | 5312.12 | 4223.52 | 4113.12 | 2327.07 | 1398.82 | -148.78 | -356.68 | -966.93
2021 | US | SERC | - | SERC-C | MW | Anticipated Excess/Shortfall |  | 6801.02 | 6410.72 | 7642.07 | 7359.12 | 6270.52 | 7689.12 | 7432.07 | 7709.82 | 6765.22 | 6557.32 | 7805.07
2021 | US | SERC | - | SERC-C | MW | Prospective Excess/Shortfall |  | 9935.53 | 9545.23 | 10684.58 | 11355.63 | 10267.03 | 11567.63 | 11144.58 | 11387.33 | 10442.73 | 7832.71 | 9080.46
2021 | US | SERC | - | SERC-C | % | Existing-Certain and Net Firm Transfers Reserve Margin |  | 32.55% | 31.26% | 30.78% | 28.48% | 25.69% | 25.39% | 20.86% | 18.51% | 14.63% | 14.11% | 12.6%
2021 | US | SERC | - | SERC-C | % | Anticipated Reserve Margin |  | 32.55% | 31.38% | 34.46% | 33.67% | 30.88% | 34.42% | 33.73% | 34.35% | 31.93% | 31.35% | 34.41%
2021 | US | SERC | - | SERC-C | % | Prospective Reserve Margin |  | 40.64% | 39.39% | 42.2% | 43.81% | 41% | 44.22% | 43.09% | 43.59% | 41.13% | 34.53% | 37.58%
2021 | US | SERC | - | SERC-C | Fraction | Reference Margin Level |  | 15% | 15% | 15% | 15% | 15% | 15% | 15% | 15% | 15% | 15% | 15%
2021 | US | SERC | - | SERC-E | MW | Energy Efficiency and Conservation |  | 283 | 372 | 453 | 547 | 617 | 673 | 716 | 745 | 749 | 737 | 722
2021 | US | SERC | - | SERC-E | MW | Total Installed Photovoltaic |  | 512 | 606 | 689 | 759 | 832 | 910 | 990 | 1073 | 1158 | 1245 | 1331
2021 | US | SERC | - | SERC-E | MW | Photovoltaic On-Peak |  | 3 | 5 | 6 | 6 | 7 | 8 | 9 | 9 | 10 | 10 | 12
2021 | US | SERC | - | SERC-E | MW | Total Internal Demand |  | 44175 | 44266 | 44529 | 44815 | 44879 | 45225 | 45501 | 45943 | 46232 | 46649 | 47106
2021 | US | SERC | - | SERC-E | MW | Controllable and Dispatchable Demand Response - Available |  | 903 | 894 | 900 | 906 | 913 | 916 | 921 | 931 | 943 | 957 | 958
2021 | US | SERC | - | SERC-E | MW | Net Internal Demand |  | 43272 | 43372 | 43629 | 43909 | 43966 | 44309 | 44580 | 45012 | 45289 | 45692 | 46148
2021 | US | SERC | - | SERC-E | MW | Behind the Meter Generation - Capacity |  | 0 | 0 | 0 | 0 | 0 | 0 | 0 | 0 | 0 | 0 | 0
2021 | US | SERC | - | SERC-E | MW | Other Capacity Adjustments - Additions |  | 0 | 0 | 0 | 0 | 0 | 0 | 0 | 0 | 0 | 0 | 0
2021 | US | SERC | - | SERC-E | MW | Other Capacity Adjustments - Reductions |  | 0 | 0 | 0 | 0 | 0 | 0 | 0 | 0 | 0 | 0 | 0
2021 | US | SERC | - | SERC-E | MW | Confirmed Retirements |  | 898 | 1028 | 1028 | 1028 | 2158 | 2158 | 2158 | 3540 | 3540 | 3540 | 4332
2021 | US | SERC | - | SERC-E | MW | Unconfirmed Retirements |  | 0 | 0 | 0 | 0 | 0 | 0 | 0 | 0 | 0 | 0 | 0
2021 | US | SERC | - | SERC-E | MW | Scheduled Outages |  | 0 | 0 | 0 | 0 | 0 | 0 | 0 | 0 | 0 | 0 | 0
2021 | US | SERC | - | SERC-E | MW | Transmission Limitations |  | 0 | 0 | 0 | 0 | 0 | 0 | 0 | 0 | 0 | 0 | 0
2021 | US | SERC | - | SERC-E | MW | Existing-Certain |  | 53932.87 | 54113.37 | 54193.37 | 54262.37 | 53132.37 | 53132.37 | 52906.37 | 51756.37 | 51766.37 | 51766.37 | 50994.37
2021 | US | SERC | - | SERC-E | MW | Existing-Other |  | 0 | 0 | 0 | 0 | 0 | 0 | 0 | 0 | 0 | 0 | 0
2021 | US | SERC | - | SERC-E | MW | Additions - Tier 1 |  | 0 | 587.97 | 642.97 | 1044.97 | 1501.97 | 1958.97 | 3329.97 | 5923.97 | 6380.97 | 6837.97 | 6837.97
2021 | US | SERC | - | SERC-E | MW | Additions - Tier 2 |  | 0 | 0.47653 | 298.1657 | 302.771 | 310.1682 | 319.8842 | 329.272 | 338.3753 | 347.1472 | 355.6548 | 361.0097
2021 | US | SERC | - | SERC-E | MW | Additions - Tier 3 |  | 37.5 | 101.75 | 233.9921 | 3198.2445 | 5525.148 | 5573.0488 | 6494.5384 | 6505.4103 | 6538.1423 | 6610.1145 | 6638.54
2021 | US | SERC | - | SERC-E | MW | Firm Imports |  | 877 | 877 | 877 | 877 | 877 | 877 | 877 | 877 | 877 | 877 | 877
2021 | US | SERC | - | SERC-E | MW | Firm Exports |  | 315 | 315 | 315 | 315 | 315 | 315 | 315 | 315 | 315 | 315 | 315
2021 | US | SERC | - | SERC-E | MW | Net Firm Capacity Transfers |  | 562 | 562 | 562 | 562 | 562 | 562 | 562 | 562 | 562 | 562 | 562
2021 | US | SERC | - | SERC-E | MW | Expected Imports |  | 0 | 0 | 0 | 0 | 0 | 0 | 0 | 0 | 0 | 0 | 0
2021 | US | SERC | - | SERC-E | MW | Expected Exports |  | 0 | 0 | 0 | 0 | 0 | 0 | 0 | 0 | 0 | 0 | 0
2021 | US | SERC | - | SERC-E | MW | Net Expected Transfers |  | 0 | 0 | 0 | 0 | 0 | 0 | 0 | 0 | 0 | 0 | 0
2021 | US | SERC | - | SERC-E | MW | Existing-Certain & Net Firm Transfers |  | 54494.87 | 54675.37 | 54755.37 | 54824.37 | 53694.37 | 53694.37 | 53468.37 | 52318.37 | 52328.37 | 52328.37 | 51556.37
2021 | US | SERC | - | SERC-E | MW | Anticipated Resources |  | 54494.87 | 55263.34 | 55398.34 | 55869.34 | 55196.34 | 55653.34 | 56798.34 | 58242.34 | 58709.34 | 59166.34 | 58394.34
2021 | US | SERC | - | SERC-E | MW | Prospective Resources |  | 54494.87 | 55263.8165 | 55696.5057 | 56172.111 | 55506.5082 | 55973.2242 | 57127.612 | 58580.7153 | 59056.4872 | 59521.9948 | 58755.3497
2021 | US | SERC | - | SERC-E | MW | Existing-Certain and Net Firm Transfers Excess/Shortfall |  | 4732.07 | 4797.57 | 4582.02 | 4329.02 | 3133.47 | 2739.02 | 2201.37 | 554.57 | 246.02 | -217.43 | -1513.83
2021 | US | SERC | - | SERC-E | MW | Anticipated Excess/Shortfall |  | 4732.07 | 5385.54 | 5224.99 | 5373.99 | 4635.44 | 4697.99 | 5531.34 | 6478.54 | 6626.99 | 6620.54 | 5324.14
2021 | US | SERC | - | SERC-E | MW | Prospective Excess/Shortfall |  | 4732.07 | 5386.0165 | 5523.1557 | 5676.761 | 4945.6082 | 5017.8742 | 5860.612 | 6816.9153 | 6974.1372 | 6976.1948 | 5685.1497
2021 | US | SERC | - | SERC-E | % | Existing-Certain and Net Firm Transfers Reserve Margin |  | 25.94% | 26.06% | 25.5% | 24.86% | 22.13% | 21.18% | 19.94% | 16.23% | 15.54% | 14.52% | 11.72%
2021 | US | SERC | - | SERC-E | % | Anticipated Reserve Margin |  | 25.94% | 27.42% | 26.98% | 27.24% | 25.54% | 25.6% | 27.41% | 29.39% | 29.63% | 29.49% | 26.54%
2021 | US | SERC | - | SERC-E | % | Prospective Reserve Margin |  | 25.94% | 27.42% | 27.66% | 27.93% | 26.25% | 26.32% | 28.15% | 30.14% | 30.4% | 30.27% | 27.32%
2021 | US | SERC | - | SERC-E | Fraction | Reference Margin Level |  | 15% | 15% | 15% | 15% | 15% | 15% | 15% | 15% | 15% | 15% | 15%
2021 | US | SERC | - | SERC-SE | MW | Energy Efficiency and Conservation |  | 0 | 0 | 0 | 0 | 0 | 0 | 0 | 0 | 0 | 0 | 0
2021 | US | SERC | - | SERC-SE | MW | Total Installed Photovoltaic |  | 56 | 68 | 81 | 96 | 113 | 131 | 150 | 171 | 194 | 221 | 244
2021 | US | SERC | - | SERC-SE | MW | Photovoltaic On-Peak |  | 3 | 4 | 4 | 5 | 6 | 7 | 8 | 9 | 11 | 12 | 14
2021 | US | SERC | - | SERC-SE | MW | Total Internal Demand |  | 46232 | 46455 | 46640 | 46755 | 46880 | 47090 | 47293 | 46484 | 46769 | 47054 | 47383
2021 | US | SERC | - | SERC-SE | MW | Controllable and Dispatchable Demand Response - Available |  | 1682 | 1718 | 1719 | 1803 | 1808 | 1805 | 1810 | 1817 | 1824 | 1823 | 1815
2021 | US | SERC | - | SERC-SE | MW | Net Internal Demand |  | 44550 | 44737 | 44921 | 44952 | 45072 | 45285 | 45483 | 44667 | 44945 | 45231 | 45568
2021 | US | SERC | - | SERC-SE | MW | Behind the Meter Generation - Capacity |  | 0 | 0 | 0 | 0 | 0 | 0 | 0 | 0 | 0 | 0 | 0
2021 | US | SERC | - | SERC-SE | MW | Other Capacity Adjustments - Additions |  | 0 | 0 | 0 | 0 | 0 | 0 | 0 | 0 | 0 | 0 | 0
2021 | US | SERC | - | SERC-SE | MW | Other Capacity Adjustments - Reductions |  | 0 | 0 | 0 | 0 | 0 | 0 | 0 | 0 | 0 | 0 | 0
2021 | US | SERC | - | SERC-SE | MW | Confirmed Retirements |  | 2543.3 | 2543.3 | 2543.3 | 2543.3 | 2543.3 | 2558.3 | 2558.3 | 2558.3 | 2558.3 | 2558.3 | 2558.3
2021 | US | SERC | - | SERC-SE | MW | Unconfirmed Retirements |  | 0 | 0 | 0 | 0 | 0 | 0 | 0 | 0 | 0 | 0 | 0
2021 | US | SERC | - | SERC-SE | MW | Scheduled Outages |  | 0 | 0 | 0 | 0 | 0 | 0 | 0 | 0 | 0 | 0 | 0
2021 | US | SERC | - | SERC-SE | MW | Transmission Limitations |  | 0 | 0 | 0 | 0 | 0 | 0 | 0 | 0 | 0 | 0 | 0
2021 | US | SERC | - | SERC-SE | MW | Existing-Certain |  | 61898.5 | 61898.5 | 61898.5 | 61898.5 | 61947.5 | 61947.5 | 61947.5 | 61947.5 | 61947.5 | 61947.5 | 61947.5
2021 | US | SERC | - | SERC-SE | MW | Existing-Other |  | 2515.71 | 2515.71 | 2515.71 | 2515.71 | 2515.71 | 2515.71 | 2515.71 | 2515.71 | 2515.71 | 29.67 | 29.67
2021 | US | SERC | - | SERC-SE | MW | Additions - Tier 1 |  | 1101.5 | 2201.5 | 2201.5 | 2201.5 | 2201.5 | 2201.5 | 2201.5 | 2201.5 | 2201.5 | 2201.5 | 2201.5
2021 | US | SERC | - | SERC-SE | MW | Additions - Tier 2 |  | 0 | 0 | 0 | 0 | 0 | 0 | 0 | 0 | 0 | 0 | 0
2021 | US | SERC | - | SERC-SE | MW | Additions - Tier 3 |  | 0 | 0 | 0 | 0 | 0 | 0 | 0 | 0 | 0 | 0 | 0
2021 | US | SERC | - | SERC-SE | MW | Firm Imports |  | 60 | 81 | 103 | 125 | 148 | 152 | 154 | 155 | 158 | 160 | 162
2021 | US | SERC | - | SERC-SE | MW | Firm Exports |  | 1278 | 682 | 682 | 682 | 582 | 537 | 537 | 537 | 537 | 537 | 537
2021 | US | SERC | - | SERC-SE | MW | Net Firm Capacity Transfers |  | -1218 | -601 | -579 | -557 | -434 | -385 | -383 | -382 | -379 | -377 | -375
2021 | US | SERC | - | SERC-SE | MW | Expected Imports |  | 0 | 0 | 0 | 0 | 0 | 0 | 0 | 0 | 0 | 0 | 0
2021 | US | SERC | - | SERC-SE | MW | Expected Exports |  | 0 | 0 | 0 | 0 | 0 | 0 | 0 | 0 | 0 | 0 | 0
2021 | US | SERC | - | SERC-SE | MW | Net Expected Transfers |  | 0 | 0 | 0 | 0 | 0 | 0 | 0 | 0 | 0 | 0 | 0
2021 | US | SERC | - | SERC-SE | MW | Existing-Certain & Net Firm Transfers |  | 60680.5 | 61297.5 | 61319.5 | 61341.5 | 61513.5 | 61562.5 | 61564.5 | 61565.5 | 61568.5 | 61570.5 | 61572.5
2021 | US | SERC | - | SERC-SE | MW | Anticipated Resources |  | 61782 | 63499 | 63521 | 63543 | 63715 | 63764 | 63766 | 63767 | 63770 | 63772 | 63774
2021 | US | SERC | - | SERC-SE | MW | Prospective Resources |  | 64297.71 | 66014.71 | 66036.71 | 66058.71 | 66230.71 | 66279.71 | 66281.71 | 66282.71 | 66285.71 | 63801.67 | 63803.67
2021 | US | SERC | - | SERC-SE | MW | Existing-Certain and Net Firm Transfers Excess/Shortfall |  | 9448 | 9849.95 | 9660.35 | 9646.7 | 9680.7 | 9484.75 | 9259.05 | 10198.45 | 9881.75 | 9554.85 | 9169.3
2021 | US | SERC | - | SERC-SE | MW | Anticipated Excess/Shortfall |  | 10549.5 | 12051.45 | 11861.85 | 11848.2 | 11882.2 | 11686.25 | 11460.55 | 12399.95 | 12083.25 | 11756.35 | 11370.8
2021 | US | SERC | - | SERC-SE | MW | Prospective Excess/Shortfall |  | 13065.21 | 14567.16 | 14377.56 | 14363.91 | 14397.91 | 14201.96 | 13976.26 | 14915.66 | 14598.96 | 11786.02 | 11400.47
2021 | US | SERC | - | SERC-SE | % | Existing-Certain and Net Firm Transfers Reserve Margin |  | 36.21% | 37.02% | 36.51% | 36.46% | 36.48% | 35.94% | 35.36% | 37.83% | 36.99% | 36.12% | 35.12%
2021 | US | SERC | - | SERC-SE | % | Anticipated Reserve Margin |  | 38.68% | 41.94% | 41.41% | 41.36% | 41.36% | 40.81% | 40.2% | 42.76% | 41.88% | 40.99% | 39.95%
2021 | US | SERC | - | SERC-SE | % | Prospective Reserve Margin |  | 44.33% | 47.56% | 47.01% | 46.95% | 46.94% | 46.36% | 45.73% | 48.39% | 47.48% | 41.06% | 40.02%
2021 | US | SERC | - | SERC-SE | Fraction | Reference Margin Level |  | 15% | 15% | 15% | 15% | 15% | 15% | 15% | 15% | 15% | 15% | 15%
2021 | CA | WECC | - | WECC-AB | MW | Energy Efficiency and Conservation |  | 0 | 0 | 0 | 0 | 0 | 0 | 0 | 0 | 0 | 0 | 0
2021 | CA | WECC | - | WECC-AB | MW | Total Installed Photovoltaic |  | 101 | 115 | 128 | 142 | 155 | 192 | 228 | 264 | 300 | 336 | 396
2021 | CA | WECC | - | WECC-AB | MW | Photovoltaic On-Peak |  | 101 | 115 | 128 | 142 | 155 | 192 | 228 | 264 | 300 | 336 | 396
2021 | CA | WECC | - | WECC-AB | MW | Total Internal Demand |  | 11569.0043 | 11771.3412 | 11900.7055 | 11961.1208 | 12064.838 | 12154.3443 | 12256.8751 | 12373.2441 | 12362.0828 | 12413.3696 | 12547.8723
2021 | CA | WECC | - | WECC-AB | MW | Controllable and Dispatchable Demand Response - Available |  | 0 | 0 | 0 | 0 | 0 | 0 | 0 | 0 | 0 | 0 | 0
2021 | CA | WECC | - | WECC-AB | MW | Net Internal Demand |  | 11569.0043 | 11771.3412 | 11900.7055 | 11961.1208 | 12064.838 | 12154.3443 | 12256.8751 | 12373.2441 | 12362.0828 | 12413.3696 | 12547.8723
2021 | CA | WECC | - | WECC-AB | MW | Behind the Meter Generation - Capacity |  | 0 | 0 | 0 | 0 | 0 | 0 | 0 | 0 | 0 | 0 | 0
2021 | CA | WECC | - | WECC-AB | MW | Other Capacity Adjustments - Additions |  | 0 | 0 | 0 | 0 | 0 | 0 | 0 | 0 | 0 | 0 | 0
2021 | CA | WECC | - | WECC-AB | MW | Other Capacity Adjustments - Reductions |  | 0 | 0 | 0 | 0 | 0 | 0 | 0 | 0 | 0 | 0 | 0
2021 | CA | WECC | - | WECC-AB | MW | Confirmed Retirements |  | 401 | 2060 | 2060 | 2060 | 2060 | 2060 | 2060 | 2060 | 2060 | 2060 | 2060
2021 | CA | WECC | - | WECC-AB | MW | Unconfirmed Retirements |  | 0 | 0 | 0 | 0 | 0 | 0 | 0 | 0 | 0 | 0 | 0
2021 | CA | WECC | - | WECC-AB | MW | Scheduled Outages |  | 0 | 0 | 0 | 0 | 0 | 0 | 0 | 0 | 0 | 0 | 0
2021 | CA | WECC | - | WECC-AB | MW | Transmission Limitations |  | 0 | 0 | 0 | 0 | 0 | 0 | 0 | 0 | 0 | 0 | 0
2021 | CA | WECC | - | WECC-AB | MW | Existing-Certain |  | 12842.1874 | 11449.2782 | 11474.8405 | 11460.9855 | 11460.9855 | 11460.9855 | 11460.9855 | 11460.9855 | 11466.3261 | 11452.4711 | 11452.4711
2021 | CA | WECC | - | WECC-AB | MW | Existing-Other |  | 0 | 0 | 0 | 0 | 0 | 0 | 0 | 0 | 0 | 0 | 0
2021 | CA | WECC | - | WECC-AB | MW | Additions - Tier 1 |  | 2743.1774 | 3780.2157 | 3783.8248 | 3783.8248 | 3783.8248 | 3783.8248 | 3783.8248 | 3783.8248 | 3781.2 | 3781.2 | 3781.2
2021 | CA | WECC | - | WECC-AB | MW | Additions - Tier 2 |  | 0 | 395.8094 | 786.656 | 786.656 | 786.656 | 786.656 | 786.656 | 1567.456 | 2020.6144 | 2020.6144 | 2020.6144
2021 | CA | WECC | - | WECC-AB | MW | Additions - Tier 3 |  | 87.714 | 314.4053 | 446.35 | 534.02 | 848.44 | 1119.28 | 1228.655 | 1228.655 | 1717.383 | 2452.1478 | 3452.0144
2021 | CA | WECC | - | WECC-AB | MW | Firm Imports |  | 0 | 0 | 0 | 0 | 0 | 0 | 0 | 0 | 0 | 0 | 0
2021 | CA | WECC | - | WECC-AB | MW | Firm Exports |  | 0 | 0 | 0 | 0 | 0 | 0 | 0 | 0 | 0 | 0 | 0
2021 | CA | WECC | - | WECC-AB | MW | Net Firm Capacity Transfers |  | 0 | 0 | 0 | 0 | 0 | 0 | 0 | 0 | 0 | 0 | 0
2021 | CA | WECC | - | WECC-AB | MW | Expected Imports |  | 0 | 0 | 0 | 0 | 0 | 0 | 0 | 0 | 0 | 0 | 0
2021 | CA | WECC | - | WECC-AB | MW | Expected Exports |  | 0 | 0 | 0 | 0 | 0 | 0 | 0 | 0 | 0 | 0 | 0
2021 | CA | WECC | - | WECC-AB | MW | Net Expected Transfers |  | 0 | 0 | 0 | 0 | 0 | 0 | 0 | 0 | 0 | 0 | 0
2021 | CA | WECC | - | WECC-AB | MW | Existing-Certain & Net Firm Transfers |  | 12842.1874 | 11449.2782 | 11474.8405 | 11460.9855 | 11460.9855 | 11460.9855 | 11460.9855 | 11460.9855 | 11466.3261 | 11452.4711 | 11452.4711
2021 | CA | WECC | - | WECC-AB | MW | Anticipated Resources |  | 15585.3648 | 15229.4939 | 15258.6653 | 15244.8103 | 15244.8103 | 15244.8103 | 15244.8103 | 15244.8103 | 15247.5261 | 15233.6711 | 15233.6711
2021 | CA | WECC | - | WECC-AB | MW | Prospective Resources |  | 15585.3648 | 15625.3033 | 16045.3213 | 16031.4662 | 16031.4662 | 16031.4662 | 16031.4662 | 16812.2663 | 17268.1404 | 17254.2854 | 17254.2854
2021 | CA | WECC | - | WECC-AB | MW | Existing-Certain and Net Firm Transfers Excess/Shortfall |  | 58.2363 | -1881.2909 | -2108.3456 | -2108.109 | -2212.4272 | -2302.1921 | -2410.1988 | -2537.4522 | -2617.1487 | -2561.4215 | -2697.2803
2021 | CA | WECC | - | WECC-AB | MW | Anticipated Excess/Shortfall |  | 2801.4138 | 1898.9247 | 1675.4792 | 1675.7158 | 1571.3976 | 1481.6326 | 1373.6259 | 1246.3725 | 1164.0512 | 1219.7784 | 1083.9197
2021 | CA | WECC | - | WECC-AB | MW | Prospective Excess/Shortfall |  | 2801.4138 | 2294.7341 | 2462.1352 | 2462.3718 | 2358.0536 | 2268.2886 | 2160.2819 | 2813.8285 | 3184.6656 | 3240.3928 | 3104.5341
2021 | CA | WECC | - | WECC-AB | % | Existing-Certain and Net Firm Transfers Reserve Margin |  | 11.01% | -2.736% | -3.578% | -4.181% | -5.005% | -5.705% | -6.493% | -7.373% | -7.246% | -7.741% | -8.73%
2021 | CA | WECC | - | WECC-AB | % | Anticipated Reserve Margin |  | 34.72% | 29.38% | 28.22% | 27.45% | 26.36% | 25.43% | 24.38% | 23.21% | 23.34% | 22.72% | 21.4%
2021 | CA | WECC | - | WECC-AB | % | Prospective Reserve Margin |  | 34.72% | 32.74% | 34.83% | 34.03% | 32.88% | 31.9% | 30.8% | 35.88% | 39.69% | 39% | 37.51%
2021 | CA | WECC | - | WECC-AB | Fraction | Reference Margin Level |  | 10.5% | 13.25% | 14.14% | 13.44% | 13.33% | 13.24% | 13.17% | 13.13% | 13.92% | 12.89% | 12.77%
2021 | CA | WECC | - | WECC-BC | MW | Energy Efficiency and Conservation |  | 0 | 0 | 0 | 0 | 0 | 0 | 0 | 0 | 0 | 0 | 0
2021 | CA | WECC | - | WECC-BC | MW | Total Installed Photovoltaic |  | 0 | 0 | 0 | 0 | 0 | 0 | 0 | 0 | 0 | 0 | 0
2021 | CA | WECC | - | WECC-BC | MW | Photovoltaic On-Peak |  | 0 | 0 | 0 | 0 | 0 | 0 | 0 | 0 | 0 | 0 | 0
2021 | CA | WECC | - | WECC-BC | MW | Total Internal Demand |  | 11212.7773 | 11420.1306 | 11429.5064 | 11582.02 | 11714.2868 | 11858.6756 | 11997.954 | 12124.7019 | 12234.6211 | 12351.2688 | 12471.9096
2021 | CA | WECC | - | WECC-BC | MW | Controllable and Dispatchable Demand Response - Available |  | 0 | 0 | 0 | 0 | 0 | 0 | 0 | 0 | 0 | 0 | 0
2021 | CA | WECC | - | WECC-BC | MW | Net Internal Demand |  | 11212.7773 | 11420.1306 | 11429.5064 | 11582.02 | 11714.2868 | 11858.6756 | 11997.954 | 12124.7019 | 12234.6211 | 12351.2688 | 12471.9096
2021 | CA | WECC | - | WECC-BC | MW | Behind the Meter Generation - Capacity |  | 0 | 0 | 0 | 0 | 0 | 0 | 0 | 0 | 0 | 0 | 0
2021 | CA | WECC | - | WECC-BC | MW | Other Capacity Adjustments - Additions |  | 0 | 0 | 0 | 0 | 0 | 0 | 0 | 0 | 0 | 0 | 0
2021 | CA | WECC | - | WECC-BC | MW | Other Capacity Adjustments - Reductions |  | 0 | 0 | 0 | 0 | 0 | 0 | 0 | 0 | 0 | 0 | 0
2021 | CA | WECC | - | WECC-BC | MW | Confirmed Retirements |  | 0 | 0 | 0 | 0 | 0 | 0 | 0 | 0 | 0 | 0 | 0
2021 | CA | WECC | - | WECC-BC | MW | Unconfirmed Retirements |  | 0 | 0 | 0 | 0 | 0 | 0 | 0 | 0 | 0 | 0 | 0
2021 | CA | WECC | - | WECC-BC | MW | Scheduled Outages |  | 0 | 0 | 0 | 0 | 0 | 0 | 0 | 0 | 0 | 0 | 0
2021 | CA | WECC | - | WECC-BC | MW | Transmission Limitations |  | 0 | 0 | 0 | 0 | 0 | 0 | 0 | 0 | 0 | 0 | 0
2021 | CA | WECC | - | WECC-BC | MW | Existing-Certain |  | 13076.7469 | 13809.2911 | 13978.1578 | 13804.0365 | 13804.0365 | 13803.7738 | 13803.7738 | 13803.7738 | 13983.4379 | 13809.3203 | 13809.3203
2021 | CA | WECC | - | WECC-BC | MW | Existing-Other |  | 0 | 0 | 0 | 0 | 0 | 0 | 0 | 0 | 0 | 0 | 0
2021 | CA | WECC | - | WECC-BC | MW | Additions - Tier 1 |  | 146.3916 | 157.6287 | 450.3363 | 1017.0184 | 1058.2247 | 1099.4311 | 1140.6375 | 1181.8439 | 1198.5665 | 1181.8439 | 1181.8439
2021 | CA | WECC | - | WECC-BC | MW | Additions - Tier 2 |  | 0 | 19.74 | 20.0204 | 19.74 | 19.74 | 19.74 | 19.74 | 19.74 | 20.0204 | 19.74 | 19.74
2021 | CA | WECC | - | WECC-BC | MW | Additions - Tier 3 |  | 0 | 0 | 0 | 0 | 2.9691 | 40.4977 | 40.4977 | 40.4977 | 41.0413 | 94.5388 | 94.5388
2021 | CA | WECC | - | WECC-BC | MW | Firm Imports |  | 0 | 0 | 0 | 0 | 0 | 0 | 0 | 0 | 0 | 0 | 0
2021 | CA | WECC | - | WECC-BC | MW | Firm Exports |  | 0 | 0 | 0 | 0 | 0 | 0 | 0 | 0 | 0 | 0 | 0
2021 | CA | WECC | - | WECC-BC | MW | Net Firm Capacity Transfers |  | 0 | 0 | 0 | 0 | 0 | 0 | 0 | 0 | 0 | 0 | 0
2021 | CA | WECC | - | WECC-BC | MW | Expected Imports |  | 0 | 0 | 0 | 0 | 0 | 0 | 0 | 0 | 0 | 0 | 0
2021 | CA | WECC | - | WECC-BC | MW | Expected Exports |  | 0 | 0 | 0 | 0 | 0 | 0 | 0 | 0 | 0 | 0 | 0
2021 | CA | WECC | - | WECC-BC | MW | Net Expected Transfers |  | 0 | 0 | 0 | 0 | 0 | 0 | 0 | 0 | 0 | 0 | 0
2021 | CA | WECC | - | WECC-BC | MW | Existing-Certain & Net Firm Transfers |  | 13076.7469 | 13809.2911 | 13978.1578 | 13804.0365 | 13804.0365 | 13803.7738 | 13803.7738 | 13803.7738 | 13983.4379 | 13809.3203 | 13809.3203
2021 | CA | WECC | - | WECC-BC | MW | Anticipated Resources |  | 13223.1385 | 13966.9198 | 14428.4941 | 14821.0548 | 14862.2612 | 14903.2049 | 14944.4113 | 14985.6177 | 15182.0044 | 14991.1642 | 14991.1642
2021 | CA | WECC | - | WECC-BC | MW | Prospective Resources |  | 13223.1385 | 13986.6598 | 14448.5145 | 14840.7949 | 14882.0013 | 14922.945 | 14964.1513 | 15005.3577 | 15202.0248 | 15010.9042 | 15010.9042
2021 | CA | WECC | - | WECC-BC | MW | Existing-Certain and Net Firm Transfers Excess/Shortfall |  | 686.4329 | 876.4538 | 932.7872 | 665.0066 | 527.9131 | 375.4016 | 225.6121 | 86.5236 | 45.1735 | -134.4645 | -254.7708
2021 | CA | WECC | - | WECC-BC | MW | Anticipated Excess/Shortfall |  | 832.8245 | 1034.0825 | 1383.1235 | 1682.0249 | 1586.1378 | 1474.8327 | 1366.2497 | 1268.3675 | 1243.74 | 1047.3794 | 927.0731
2021 | CA | WECC | - | WECC-BC | MW | Prospective Excess/Shortfall |  | 832.8245 | 1053.8225 | 1403.1439 | 1701.765 | 1605.8779 | 1494.5728 | 1385.9897 | 1288.1076 | 1263.7604 | 1067.1194 | 946.8131
2021 | CA | WECC | - | WECC-BC | % | Existing-Certain and Net Firm Transfers Reserve Margin |  | 16.62% | 20.92% | 22.3% | 19.19% | 17.84% | 16.4% | 15.05% | 13.85% | 14.29% | 11.8% | 10.72%
2021 | CA | WECC | - | WECC-BC | % | Anticipated Reserve Margin |  | 17.93% | 22.3% | 26.24% | 27.97% | 26.87% | 25.67% | 24.56% | 23.6% | 24.09% | 21.37% | 20.2%
2021 | CA | WECC | - | WECC-BC | % | Prospective Reserve Margin |  | 17.93% | 22.47% | 26.41% | 28.14% | 27.04% | 25.84% | 24.72% | 23.76% | 24.25% | 21.53% | 20.36%
2021 | CA | WECC | - | WECC-BC | Fraction | Reference Margin Level |  | 10.5% | 13.25% | 14.14% | 13.44% | 13.33% | 13.24% | 13.17% | 13.13% | 13.92% | 12.89% | 12.77%
2021 | US/MX | WECC | - | WECC-CAMX | MW | Energy Efficiency and Conservation |  | 289.5829 | 329.0501 | 370.9561 | 376.4001 | 390.4457 | 398.5346 | 398.268 | 402.2206 | 404.9804 | 417.6738 | 425.3498
2021 | US/MX | WECC | - | WECC-CAMX | MW | Total Installed Photovoltaic |  | 7009.2348 | 8177.259 | 9303.0743 | 10389.3852 | 11386.2246 | 12436.677 | 13523.0522 | 14598.6764 | 15778.1325 | 17021.893 | 18215.938
2021 | US/MX | WECC | - | WECC-CAMX | MW | Photovoltaic On-Peak |  | 521.6061 | 569.0857 | 608.89 | 645.193 | 706.9115 | 741.886 | 776.4071 | 810.9875 | 846.1286 | 880.4134 | 918.4703
2021 | US/MX | WECC | - | WECC-CAMX | MW | Total Internal Demand |  | 39779 | 40330 | 41033 | 41644 | 42173 | 42596 | 42787 | 43103 | 43483 | 43803 | 44185
2021 | US/MX | WECC | - | WECC-CAMX | MW | Controllable and Dispatchable Demand Response - Available |  | 828.7544 | 814.5672 | 814.5672 | 814.5672 | 814.5672 | 814.5672 | 814.5672 | 814.5672 | 814.5672 | 814.5672 | 814.5672
2021 | US/MX | WECC | - | WECC-CAMX | MW | Net Internal Demand |  | 38950.2456 | 39515.4328 | 40218.4328 | 40829.4328 | 41358.4328 | 41781.4328 | 41972.4328 | 42288.4328 | 42668.4328 | 42988.4328 | 43370.4328
2021 | US/MX | WECC | - | WECC-CAMX | MW | Behind the Meter Generation - Capacity |  | 0 | 0 | 0 | 0 | 0 | 0 | 0 | 0 | 0 | 0 | 0
2021 | US/MX | WECC | - | WECC-CAMX | MW | Other Capacity Adjustments - Additions |  | 0 | 0 | 0 | 0 | 0 | 0 | 0 | 0 | 0 | 0 | 0
2021 | US/MX | WECC | - | WECC-CAMX | MW | Other Capacity Adjustments - Reductions |  | 0 | 0 | 0 | 0 | 0 | 0 | 0 | 0 | 0 | 0 | 0
2021 | US/MX | WECC | - | WECC-CAMX | MW | Confirmed Retirements |  | 55 | 967.83 | 1019.1312 | 4346.0212 | 5791.8212 | 8291.8212 | 8356.8212 | 8356.8212 | 8356.8212 | 9087.8212 | 9087.8212
2021 | US/MX | WECC | - | WECC-CAMX | MW | Unconfirmed Retirements |  | 0 | 0 | 0 | 0 | 0 | 0 | 0 | 0 | 0 | 0 | 0
2021 | US/MX | WECC | - | WECC-CAMX | MW | Scheduled Outages |  | 0 | 0 | 0 | 0 | 0 | 0 | 0 | 0 | 0 | 0 | 0
2021 | US/MX | WECC | - | WECC-CAMX | MW | Transmission Limitations |  | 0 | 0 | 0 | 0 | 0 | 0 | 0 | 0 | 0 | 0 | 0
2021 | US/MX | WECC | - | WECC-CAMX | MW | Existing-Certain |  | 51996.1 | 51172.0594 | 51438.9915 | 46793.6791 | 44582.6201 | 44582.6201 | 44515.1726 | 44515.1726 | 44564.1425 | 43717.5847 | 43717.5847
2021 | US/MX | WECC | - | WECC-CAMX | MW | Existing-Other |  | 0 | 0 | 0 | 0 | 0 | 0 | 0 | 0 | 0 | 0 | 0
2021 | US/MX | WECC | - | WECC-CAMX | MW | Additions - Tier 1 |  | 2205.3687 | 2547.8991 | 3448.9373 | 3445.7424 | 4204.7516 | 4398.1011 | 4398.1011 | 4398.1011 | 4905.3414 | 4902.1466 | 4902.1466
2021 | US/MX | WECC | - | WECC-CAMX | MW | Additions - Tier 2 |  | 661.9617 | 1367.6559 | 2251.81 | 2251.81 | 2251.81 | 2251.81 | 2251.81 | 2251.81 | 2239.4946 | 2239.4946 | 2239.4946
2021 | US/MX | WECC | - | WECC-CAMX | MW | Additions - Tier 3 |  | 0 | 0 | 0 | 0 | 0 | 0 | 0 | 0 | 0 | 9758.8046 | 9758.8046
2021 | US/MX | WECC | - | WECC-CAMX | MW | Firm Imports |  | 449 | 268 | 333 | 367 | 852 | 983 | 872 | 897 | 1014 | 1218 | 1297
2021 | US/MX | WECC | - | WECC-CAMX | MW | Firm Exports |  | 0 | 0 | 0 | 0 | 0 | 0 | 0 | 0 | 0 | 0 | 0
2021 | US/MX | WECC | - | WECC-CAMX | MW | Net Firm Capacity Transfers |  | 449 | 268 | 333 | 367 | 852 | 983 | 872 | 897 | 1014 | 1218 | 1297
2021 | US/MX | WECC | - | WECC-CAMX | MW | Expected Imports |  | 0 | 0 | 0 | 0 | 0 | 0 | 0 | 0 | 0 | 0 | 0
2021 | US/MX | WECC | - | WECC-CAMX | MW | Expected Exports |  | 0 | 0 | 0 | 0 | 0 | 0 | 0 | 0 | 0 | 0 | 0
2021 | US/MX | WECC | - | WECC-CAMX | MW | Net Expected Transfers |  | 0 | 0 | 0 | 0 | 0 | 0 | 0 | 0 | 0 | 0 | 0
2021 | US/MX | WECC | - | WECC-CAMX | MW | Existing-Certain & Net Firm Transfers |  | 52445.1 | 51440.0594 | 51771.9915 | 47160.6791 | 45434.6201 | 45565.6201 | 45387.1726 | 45412.1726 | 45578.1425 | 44935.5847 | 45014.5847
2021 | US/MX | WECC | - | WECC-CAMX | MW | Anticipated Resources |  | 54650.4687 | 53987.9585 | 55220.9287 | 50606.4215 | 49639.3717 | 49963.7212 | 49785.2737 | 49810.2737 | 50483.484 | 49837.7313 | 49916.7313
2021 | US/MX | WECC | - | WECC-CAMX | MW | Prospective Resources |  | 55312.4304 | 55355.6144 | 57472.7387 | 52858.2315 | 51891.1817 | 52215.5312 | 52037.0837 | 52062.0837 | 52722.9785 | 52077.2259 | 52156.2259
2021 | US/MX | WECC | - | WECC-CAMX | MW | Existing-Certain and Net Firm Transfers Excess/Shortfall |  | 10253.9216 | 8520.7815 | 7982.939 | 2939.8331 | 740.8346 | 436.4635 | 55.8533 | -232.5287 | -603.1057 | -1430.8324 | -1745.1798
2021 | US/MX | WECC | - | WECC-CAMX | MW | Anticipated Excess/Shortfall |  | 12459.2903 | 11068.6805 | 11431.8763 | 6385.5755 | 4945.5862 | 4834.5647 | 4453.9544 | 4165.5724 | 4302.2357 | 3471.3142 | 3156.9668
2021 | US/MX | WECC | - | WECC-CAMX | MW | Prospective Excess/Shortfall |  | 13121.252 | 12436.3364 | 13683.6863 | 8637.3855 | 7197.3962 | 7086.3747 | 6705.7644 | 6417.3824 | 6541.7303 | 5710.8088 | 5396.4614
2021 | US/MX | WECC | - | WECC-CAMX | % | Existing-Certain and Net Firm Transfers Reserve Margin |  | 34.65% | 30.18% | 28.73% | 15.51% | 9.856% | 9.057% | 8.136% | 7.387% | 6.819% | 4.529% | 3.791%
2021 | US/MX | WECC | - | WECC-CAMX | % | Anticipated Reserve Margin |  | 40.31% | 36.62% | 37.3% | 23.95% | 20.02% | 19.58% | 18.61% | 17.79% | 18.32% | 15.93% | 15.09%
2021 | US/MX | WECC | - | WECC-CAMX | % | Prospective Reserve Margin |  | 42.01% | 40.09% | 42.9% | 29.46% | 25.47% | 24.97% | 23.98% | 23.11% | 23.56% | 21.14% | 20.26%
2021 | US/MX | WECC | - | WECC-CAMX | Fraction | Reference Margin Level |  | 8.321% | 8.614% | 8.878% | 8.306% | 8.065% | 8.012% | 8.003% | 7.937% | 8.233% | 7.858% | 7.815%
2021 | US | WECC | - | WECC-NWPP-US and RMRG | MW | Energy Efficiency and Conservation |  | 538.0885 | 823.7142 | 1101.7574 | 1361.1568 | 1675.5931 | 1905.6553 | 2132.6526 | 2366.8525 | 2587.3619 | 2756.0939 | 2923.327
2021 | US | WECC | - | WECC-NWPP-US and RMRG | MW | Total Installed Photovoltaic |  | 1827.7155 | 2029.761 | 2184.6468 | 2342.9736 | 2500.1751 | 2660.4356 | 2836.6755 | 3015.2763 | 3204.2307 | 3408.0653 | 3652.3806
2021 | US | WECC | - | WECC-NWPP-US and RMRG | MW | Photovoltaic On-Peak |  | 11.6936 | 13.6629 | 14.8311 | 16.3136 | 18.4354 | 20.6057 | 23.041 | 31.2486 | 28.4489 | 38.7024 | 42.5531
2021 | US | WECC | - | WECC-NWPP-US and RMRG | MW | Total Internal Demand |  | 62821.6552 | 63363.8736 | 64537.7566 | 65662.9856 | 65912.4593 | 66173.7817 | 66670.6417 | 67125.7049 | 67590.1314 | 67893.4411 | 68368.6482
2021 | US | WECC | - | WECC-NWPP-US and RMRG | MW | Controllable and Dispatchable Demand Response - Available |  | 550.9144 | 567.3403 | 571.7392 | 575.5684 | 578.4807 | 580.3711 | 581.7304 | 578.9923 | 580.0041 | 581.02 | 581.7961
2021 | US | WECC | - | WECC-NWPP-US and RMRG | MW | Net Internal Demand |  | 62270.7408 | 62796.5333 | 63966.0173 | 65087.4172 | 65333.9786 | 65593.4106 | 66088.9112 | 66546.7126 | 67010.1273 | 67312.4211 | 67786.8522
2021 | US | WECC | - | WECC-NWPP-US and RMRG | MW | Behind the Meter Generation - Capacity |  | 0 | 0 | 0 | 0 | 0 | 0 | 0 | 0 | 0 | 0 | 0
2021 | US | WECC | - | WECC-NWPP-US and RMRG | MW | Other Capacity Adjustments - Additions |  | 0 | 0 | 0 | 0 | 0 | 0 | 0 | 0 | 0 | 0 | 0
2021 | US | WECC | - | WECC-NWPP-US and RMRG | MW | Other Capacity Adjustments - Reductions |  | 0 | 0 | 0 | 0 | 0 | 0 | 0 | 0 | 0 | 0 | 0
2021 | US | WECC | - | WECC-NWPP-US and RMRG | MW | Confirmed Retirements |  | 161.59 | 1180.09 | 1923.1648 | 2447.7648 | 2663.7648 | 3975.7648 | 4179.9648 | 5376.5448 | 6094.5448 | 6674.5448 | 6674.5448
2021 | US | WECC | - | WECC-NWPP-US and RMRG | MW | Unconfirmed Retirements |  | 0 | 0 | 0 | 0 | 0 | 0 | 0 | 0 | 0 | 0 | 0
2021 | US | WECC | - | WECC-NWPP-US and RMRG | MW | Scheduled Outages |  | 0 | 0 | 0 | 0 | 0 | 0 | 0 | 0 | 0 | 0 | 0
2021 | US | WECC | - | WECC-NWPP-US and RMRG | MW | Transmission Limitations |  | 0 | 0 | 0 | 0 | 0 | 0 | 0 | 0 | 0 | 0 | 0
2021 | US | WECC | - | WECC-NWPP-US and RMRG | MW | Existing-Certain |  | 74865.4967 | 74795.6081 | 73815.4038 | 73411.0594 | 72864.5487 | 71835.3 | 71630.3796 | 70438.3546 | 70156.677 | 69675.0393 | 69675.0393
2021 | US | WECC | - | WECC-NWPP-US and RMRG | MW | Existing-Other |  | 0 | 0 | 0 | 0 | 0 | 0 | 0 | 0 | 0 | 0 | 0
2021 | US | WECC | - | WECC-NWPP-US and RMRG | MW | Additions - Tier 1 |  | 423.8573 | 609.9519 | 724.138 | 774.5317 | 775.9425 | 904.8532 | 968.7282 | 968.7282 | 1008.9846 | 970.5514 | 970.5514
2021 | US | WECC | - | WECC-NWPP-US and RMRG | MW | Additions - Tier 2 |  | 38.66 | 263.4573 | 288.4332 | 286.1245 | 286.1245 | 286.1245 | 286.1245 | 286.1245 | 288.6161 | 286.3074 | 286.3074
2021 | US | WECC | - | WECC-NWPP-US and RMRG | MW | Additions - Tier 3 |  | 14.5831 | 44.6656 | 1119.5148 | 1119.5148 | 1283.3916 | 1283.3916 | 1462.2756 | 1895.8115 | 3376.7837 | 3404.0747 | 3553.0785
2021 | US | WECC | - | WECC-NWPP-US and RMRG | MW | Firm Imports |  | 3877 | 3947 | 4171 | 4559 | 5202 | 5400 | 5618 | 6474 | 6626 | 5997 | 5432
2021 | US | WECC | - | WECC-NWPP-US and RMRG | MW | Firm Exports |  | 0 | 0 | 0 | 0 | 0 | 0 | 0 | 0 | 0 | 0 | 0
2021 | US | WECC | - | WECC-NWPP-US and RMRG | MW | Net Firm Capacity Transfers |  | 3877 | 3947 | 4171 | 4559 | 5202 | 5400 | 5618 | 6474 | 6626 | 5997 | 5432
2021 | US | WECC | - | WECC-NWPP-US and RMRG | MW | Expected Imports |  | 0 | 0 | 0 | 0 | 0 | 0 | 0 | 0 | 0 | 0 | 0
2021 | US | WECC | - | WECC-NWPP-US and RMRG | MW | Expected Exports |  | 0 | 0 | 0 | 0 | 0 | 0 | 0 | 0 | 0 | 0 | 0
2021 | US | WECC | - | WECC-NWPP-US and RMRG | MW | Net Expected Transfers |  | 0 | 0 | 0 | 0 | 0 | 0 | 0 | 0 | 0 | 0 | 0
2021 | US | WECC | - | WECC-NWPP-US and RMRG | MW | Existing-Certain & Net Firm Transfers |  | 78742.4967 | 78742.6081 | 77986.4038 | 77970.0594 | 78066.5487 | 77235.3 | 77248.3796 | 76912.3546 | 76782.677 | 75672.0393 | 75107.0393
2021 | US | WECC | - | WECC-NWPP-US and RMRG | MW | Anticipated Resources |  | 79166.354 | 79352.56 | 78710.5418 | 78744.5911 | 78842.4911 | 78140.1532 | 78217.1078 | 77881.0828 | 77791.6616 | 76642.5907 | 76077.5907
2021 | US | WECC | - | WECC-NWPP-US and RMRG | MW | Prospective Resources |  | 79205.014 | 79616.0173 | 78998.975 | 79030.7156 | 79128.6156 | 78426.2777 | 78503.2324 | 78167.2073 | 78080.2776 | 76928.8981 | 76363.8981
2021 | US | WECC | - | WECC-NWPP-US and RMRG | MW | Existing-Certain and Net Firm Transfers Excess/Shortfall |  | 7446.3496 | 6713.7026 | 5120.1212 | 3818.8336 | 3702.2879 | 2639.0569 | 2099.2044 | 1294.5075 | 688.6368 | -784.8895 | -1835.9694
2021 | US | WECC | - | WECC-NWPP-US and RMRG | MW | Anticipated Excess/Shortfall |  | 7870.2069 | 7323.6545 | 5844.2592 | 4593.3653 | 4478.2304 | 3543.9101 | 3067.9326 | 2263.2357 | 1697.6214 | 185.6619 | -865.418
2021 | US | WECC | - | WECC-NWPP-US and RMRG | MW | Prospective Excess/Shortfall |  | 7908.8669 | 7587.1118 | 6132.6924 | 4879.4898 | 4764.3549 | 3830.0346 | 3354.0571 | 2549.3603 | 1986.2375 | 471.9692 | -579.1106
2021 | US | WECC | - | WECC-NWPP-US and RMRG | % | Existing-Certain and Net Firm Transfers Reserve Margin |  | 26.45% | 25.39% | 21.92% | 19.79% | 19.49% | 17.75% | 16.89% | 15.58% | 14.58% | 12.42% | 10.8%
2021 | US | WECC | - | WECC-NWPP-US and RMRG | % | Anticipated Reserve Margin |  | 27.13% | 26.36% | 23.05% | 20.98% | 20.68% | 19.13% | 18.35% | 17.03% | 16.09% | 13.86% | 12.23%
2021 | US | WECC | - | WECC-NWPP-US and RMRG | % | Prospective Reserve Margin |  | 27.19% | 26.78% | 23.5% | 21.42% | 21.11% | 19.56% | 18.78% | 17.46% | 16.52% | 14.29% | 12.65%
2021 | US | WECC | - | WECC-NWPP-US and RMRG | Fraction | Reference Margin Level |  | 14.49% | 14.7% | 13.91% | 13.93% | 13.82% | 13.73% | 13.71% | 13.63% | 13.56% | 13.59% | 13.51%
2021 | US | WECC | - | WECC-SRSG | MW | Energy Efficiency and Conservation |  | 309.1458 | 366.5691 | 423.812 | 477.7099 | 536.8883 | 594.7507 | 650.9868 | 664.2309 | 716.1809 | 775.9476 | 829.869
2021 | US | WECC | - | WECC-SRSG | MW | Total Installed Photovoltaic |  | 1869.629 | 2066.6724 | 2279.4754 | 2565.8884 | 2874.3469 | 3261.4884 | 3676.8547 | 4174.446 | 4704.904 | 5317.2257 | 5958.0065
2021 | US | WECC | - | WECC-SRSG | MW | Photovoltaic On-Peak |  | 107.1516 | 31.5105 | 27.1659 | 25.0148 | 24.4887 | 24.0581 | 24.1913 | 24.3244 | 24.783 | 25.2992 | 25.1981
2021 | US | WECC | - | WECC-SRSG | MW | Total Internal Demand |  | 14910 | 15406 | 15609 | 16007 | 16288 | 16755 | 16727 | 17231 | 17596 | 17954 | 18220
2021 | US | WECC | - | WECC-SRSG | MW | Controllable and Dispatchable Demand Response - Available |  | 240.6887 | 286.6887 | 289.6887 | 271.6887 | 302.6887 | 320.6887 | 322.6887 | 304.6887 | 302.6887 | 320.6887 | 322.6887
2021 | US | WECC | - | WECC-SRSG | MW | Net Internal Demand |  | 14669.3113 | 15119.3113 | 15319.3113 | 15735.3113 | 15985.3113 | 16434.3113 | 16404.3113 | 16926.3113 | 17293.3113 | 17633.3113 | 17897.3113
2021 | US | WECC | - | WECC-SRSG | MW | Behind the Meter Generation - Capacity |  | 0 | 0 | 0 | 0 | 0 | 0 | 0 | 0 | 0 | 0 | 0
2021 | US | WECC | - | WECC-SRSG | MW | Other Capacity Adjustments - Additions |  | 0 | 0 | 0 | 0 | 0 | 0 | 0 | 0 | 0 | 0 | 0
2021 | US | WECC | - | WECC-SRSG | MW | Other Capacity Adjustments - Reductions |  | 0 | 0 | 0 | 0 | 0 | 0 | 0 | 0 | 0 | 0 | 0
2021 | US | WECC | - | WECC-SRSG | MW | Confirmed Retirements |  | 0 | 0 | 820.624 | 820.624 | 820.624 | 820.624 | 1151.624 | 1744.024 | 1744.024 | 1744.024 | 1809.024
2021 | US | WECC | - | WECC-SRSG | MW | Unconfirmed Retirements |  | 0 | 0 | 0 | 0 | 0 | 0 | 0 | 0 | 0 | 0 | 0
2021 | US | WECC | - | WECC-SRSG | MW | Scheduled Outages |  | 0 | 0 | 0 | 0 | 0 | 0 | 0 | 0 | 0 | 0 | 0
2021 | US | WECC | - | WECC-SRSG | MW | Transmission Limitations |  | 0 | 0 | 0 | 0 | 0 | 0 | 0 | 0 | 0 | 0 | 0
2021 | US | WECC | - | WECC-SRSG | MW | Existing-Certain |  | 29445.9403 | 28323.6506 | 28097.5276 | 28097.5276 | 28097.5276 | 27889.2441 | 27216.2192 | 26884.4485 | 26860.7006 | 26860.7006 | 26757.4002
2021 | US | WECC | - | WECC-SRSG | MW | Existing-Other |  | 0 | 0 | 0 | 0 | 0 | 0 | 0 | 0 | 0 | 0 | 0
2021 | US | WECC | - | WECC-SRSG | MW | Additions - Tier 1 |  | 381.2184 | 982.4678 | 1336.0008 | 1336.0008 | 1336.0008 | 1227.1598 | 1083.4939 | 1331.4948 | 1331.4948 | 1331.4948 | 1331.4948
2021 | US | WECC | - | WECC-SRSG | MW | Additions - Tier 2 |  | 8.3685 | 74.856 | 74.856 | 74.856 | 74.856 | 64.424 | 38.349 | 74.751 | 74.751 | 74.751 | 74.751
2021 | US | WECC | - | WECC-SRSG | MW | Additions - Tier 3 |  | 1.74 | 352.312 | 953.2064 | 993.4814 | 1561.2212 | 1853.525 | 1851.5206 | 2397.8434 | 2528.5634 | 2626.6034 | 2955.7434
2021 | US | WECC | - | WECC-SRSG | MW | Firm Imports |  | 0 | 0 | 0 | 0 | 0 | 0 | 0 | 0 | 0 | 0 | 0
2021 | US | WECC | - | WECC-SRSG | MW | Firm Exports |  | 0 | 0 | 0 | 0 | 0 | 0 | 0 | 0 | 0 | 0 | 0
2021 | US | WECC | - | WECC-SRSG | MW | Net Firm Capacity Transfers |  | 0 | 0 | 0 | 0 | 0 | 0 | 0 | 0 | 0 | 0 | 0
2021 | US | WECC | - | WECC-SRSG | MW | Expected Imports |  | 0 | 0 | 0 | 0 | 0 | 0 | 0 | 0 | 0 | 0 | 0
2021 | US | WECC | - | WECC-SRSG | MW | Expected Exports |  | 0 | 0 | 0 | 0 | 0 | 0 | 0 | 0 | 0 | 0 | 0
2021 | US | WECC | - | WECC-SRSG | MW | Net Expected Transfers |  | 0 | 0 | 0 | 0 | 0 | 0 | 0 | 0 | 0 | 0 | 0
2021 | US | WECC | - | WECC-SRSG | MW | Existing-Certain & Net Firm Transfers |  | 29445.9403 | 28323.6506 | 28097.5276 | 28097.5276 | 28097.5276 | 27889.2441 | 27216.2192 | 26884.4485 | 26860.7006 | 26860.7006 | 26757.4002
2021 | US | WECC | - | WECC-SRSG | MW | Anticipated Resources |  | 29827.1588 | 29306.1184 | 29433.5284 | 29433.5284 | 29433.5284 | 29116.4039 | 28299.7131 | 28215.9433 | 28192.1954 | 28192.1954 | 28088.895
2021 | US | WECC | - | WECC-SRSG | MW | Prospective Resources |  | 29835.5273 | 29380.9744 | 29508.3844 | 29508.3844 | 29508.3844 | 29180.8279 | 28338.0621 | 28290.6943 | 28266.9464 | 28266.9464 | 28163.646
2021 | US | WECC | - | WECC-SRSG | MW | Existing-Certain and Net Firm Transfers Excess/Shortfall |  | 12705.559 | 10476.0142 | 9946.7513 | 9507.5565 | 9250.4011 | 8629.0508 | 8352.2747 | 7125.1571 | 6693.6651 | 6340.8437 | 5970.1971
2021 | US | WECC | - | WECC-SRSG | MW | Anticipated Excess/Shortfall |  | 13086.7774 | 11458.482 | 11282.7521 | 10843.5574 | 10586.4019 | 9856.2106 | 9435.7686 | 8456.6519 | 8025.1599 | 7672.3385 | 7301.6919
2021 | US | WECC | - | WECC-SRSG | MW | Prospective Excess/Shortfall |  | 13095.1459 | 11533.338 | 11357.6081 | 10918.4134 | 10661.2579 | 9920.6346 | 9474.1176 | 8531.4029 | 8099.9109 | 7747.0895 | 7376.4429
2021 | US | WECC | - | WECC-SRSG | % | Existing-Certain and Net Firm Transfers Reserve Margin |  | 100.7% | 87.33% | 83.41% | 78.56% | 75.77% | 69.7% | 65.91% | 58.83% | 55.32% | 52.33% | 49.51%
2021 | US | WECC | - | WECC-SRSG | % | Anticipated Reserve Margin |  | 103.3% | 93.83% | 92.13% | 87.05% | 84.13% | 77.17% | 72.51% | 66.7% | 63.02% | 59.88% | 56.94%
2021 | US | WECC | - | WECC-SRSG | % | Prospective Reserve Margin |  | 103.4% | 94.33% | 92.62% | 87.53% | 84.6% | 77.56% | 72.75% | 67.14% | 63.46% | 60.3% | 57.36%
2021 | US | WECC | - | WECC-SRSG | Fraction | Reference Margin Level |  | 14.12% | 18.05% | 18.48% | 18.14% | 17.9% | 17.2% | 14.99% | 16.74% | 16.62% | 16.37% | 16.15%
2021 | US | SERC | - | SERC-FP | MW | Energy Efficiency and Conservation |  | 129 | 178 | 221 | 263 | 306 | 343 | 381 | 421 | 462 | 500 | 466
2021 | US | SERC | - | SERC-FP | MW | Total Installed Photovoltaic |  | 490 | 593 | 694 | 806 | 925 | 1054 | 1186 | 1339 | 1505 | 1705 | 1870
2021 | US | SERC | - | SERC-FP | MW | Photovoltaic On-Peak |  | 14 | 19 | 22 | 26 | 31 | 35 | 40 | 45 | 52 | 57 | 57
2021 | US | SERC | - | SERC-FP | MW | Total Internal Demand |  | 46074 | 46262 | 47079 | 47343 | 47903 | 48316 | 48140 | 48726 | 49186 | 49630 | 47205
2021 | US | SERC | - | SERC-FP | MW | Controllable and Dispatchable Demand Response - Available |  | 1571 | 1581 | 1583 | 1588 | 1594 | 1599 | 1605 | 1611 | 1536 | 1505 | 1410
2021 | US | SERC | - | SERC-FP | MW | Net Internal Demand |  | 44503 | 44681 | 45496 | 45755 | 46309 | 46717 | 46535 | 47115 | 47650 | 48125 | 45795
2021 | US | SERC | - | SERC-FP | MW | Behind the Meter Generation - Capacity |  | 0 | 0 | 0 | 0 | 0 | 0 | 0 | 0 | 0 | 0 | 0
2021 | US | SERC | - | SERC-FP | MW | Other Capacity Adjustments - Additions |  | 0 | 0 | 0 | 0 | 0 | 0 | 0 | 0 | 0 | 0 | 0
2021 | US | SERC | - | SERC-FP | MW | Other Capacity Adjustments - Reductions |  | 0 | 0 | 0 | 0 | 0 | 0 | 0 | 0 | 0 | 0 | 0
2021 | US | SERC | - | SERC-FP | MW | Confirmed Retirements |  | 156 | 2926 | 3002 | 3520.7 | 4157.79 | 4525.79 | 4604.79 | 5678.45 | 5678.45 | 5678.45 | 5678.45
2021 | US | SERC | - | SERC-FP | MW | Unconfirmed Retirements |  | 0 | 0 | 0 | 0 | 0 | 0 | 0 | 0 | 0 | 0 | 0
2021 | US | SERC | - | SERC-FP | MW | Scheduled Outages |  | 0 | 0 | 0 | 0 | 0 | 0 | 0 | 0 | 0 | 0 | 0
2021 | US | SERC | - | SERC-FP | MW | Transmission Limitations |  | 0 | 0 | 0 | 0 | 0 | 0 | 0 | 0 | 0 | 0 | 0
2021 | US | SERC | - | SERC-FP | MW | Existing-Certain |  | 57693.76 | 54951.76 | 54540.76 | 54334.87 | 54181.87 | 53844.87 | 52714.48 | 52714.48 | 52714.48 | 52714.48 | 52714.48
2021 | US | SERC | - | SERC-FP | MW | Existing-Other |  | 1146.87 | 1146.87 | 1146.87 | 1146.87 | 1146.87 | 1146.87 | 1146.6 | 1146.6 | 1146.6 | 168.4 | 168.4
2021 | US | SERC | - | SERC-FP | MW | Additions - Tier 1 |  | 1169 | 3811 | 3811 | 3948 | 3998 | 5936 | 5986 | 6036 | 6086 | 6136 | 6136
2021 | US | SERC | - | SERC-FP | MW | Additions - Tier 2 |  | 0 | 299.2 | 673.7 | 973.3 | 973.3 | 1123.1 | 1272.9 | 1580.5 | 1655.4 | 2262.6 | 2337.5
2021 | US | SERC | - | SERC-FP | MW | Additions - Tier 3 |  | 0 | 0 | 0 | 0 | 0 | 0 | 0 | 0 | 0 | 0 | 0
2021 | US | SERC | - | SERC-FP | MW | Firm Imports |  | 1414 | 1464 | 579 | 579 | 579 | 479 | 479 | 479 | 479 | 479 | 479
2021 | US | SERC | - | SERC-FP | MW | Firm Exports |  | 0 | 0 | 0 | 0 | 0 | 0 | 0 | 0 | 0 | 0 | 0
2021 | US | SERC | - | SERC-FP | MW | Net Firm Capacity Transfers |  | 1414 | 1464 | 579 | 579 | 579 | 479 | 479 | 479 | 479 | 479 | 479
2021 | US | SERC | - | SERC-FP | MW | Expected Imports |  | 0 | 0 | 0 | 0 | 0 | 0 | 0 | 0 | 0 | 0 | 0
2021 | US | SERC | - | SERC-FP | MW | Expected Exports |  | 0 | 0 | 0 | 0 | 0 | 0 | 0 | 0 | 0 | 0 | 0
2021 | US | SERC | - | SERC-FP | MW | Net Expected Transfers |  | 0 | 0 | 0 | 0 | 0 | 0 | 0 | 0 | 0 | 0 | 0
2021 | US | SERC | - | SERC-FP | MW | Existing-Certain & Net Firm Transfers |  | 59107.76 | 56415.76 | 55119.76 | 54913.87 | 54760.87 | 54323.87 | 53193.48 | 53193.48 | 53193.48 | 53193.48 | 53193.48
2021 | US | SERC | - | SERC-FP | MW | Anticipated Resources |  | 60276.76 | 60226.76 | 58930.76 | 58861.87 | 58758.87 | 60259.87 | 59179.48 | 59229.48 | 59279.48 | 59329.48 | 59329.48
2021 | US | SERC | - | SERC-FP | MW | Prospective Resources |  | 61423.63 | 61672.83 | 60751.33 | 60982.04 | 60879.04 | 62529.84 | 61598.98 | 61956.58 | 62081.48 | 61760.48 | 61835.38
2021 | US | SERC | - | SERC-FP | MW | Existing-Certain and Net Firm Transfers Excess/Shortfall |  | 7929.31 | 5032.61 | 2799.36 | 2295.62 | 1505.52 | 599.32 | -321.77 | -988.77 | -1604.02 | -2150.27 | 529.23
2021 | US | SERC | - | SERC-FP | MW | Anticipated Excess/Shortfall |  | 9098.31 | 8843.61 | 6610.36 | 6243.62 | 5503.52 | 6535.32 | 5664.23 | 5047.23 | 4481.98 | 3985.73 | 6665.23
2021 | US | SERC | - | SERC-FP | MW | Prospective Excess/Shortfall |  | 10245.18 | 10289.68 | 8430.93 | 8363.79 | 7623.69 | 8805.29 | 8083.73 | 7774.33 | 7283.98 | 6416.73 | 9171.13
2021 | US | SERC | - | SERC-FP | % | Existing-Certain and Net Firm Transfers Reserve Margin |  | 32.82% | 26.26% | 21.15% | 20.02% | 18.25% | 16.28% | 14.31% | 12.9% | 11.63% | 10.53% | 16.16%
2021 | US | SERC | - | SERC-FP | % | Anticipated Reserve Margin |  | 35.44% | 34.79% | 29.53% | 28.65% | 26.88% | 28.99% | 27.17% | 25.71% | 24.41% | 23.28% | 29.55%
2021 | US | SERC | - | SERC-FP | % | Prospective Reserve Margin |  | 38.02% | 38.03% | 33.53% | 33.28% | 31.46% | 33.85% | 32.37% | 31.5% | 30.29% | 28.33% | 35.03%
2021 | US | SERC | - | SERC-FP | Fraction | Reference Margin Level |  | 15% | 15% | 15% | 15% | 15% | 15% | 15% | 15% | 15% | 15% | 15%
2022 | US | MRO | - | SPP | MW | Energy Efficiency and Conservation |  | 30.442 | 36.528 | 40.706 | 48.385 | 55.367 | 65.45 | 70.536 | 77.224 | 82.515 | 87.819 | 94.127
2022 | US | MRO | - | SPP | MW | Total Installed Photovoltaic |  | 62.5 | 62.5 | 62.5 | 62.5 | 62.5 | 62.5 | 62.5 | 62.5 | 62.5 | 62.5 | 62.5
2022 | US | MRO | - | SPP | MW | Photovoltaic On-Peak |  | 21.44 | 21.46 | 21.48 | 21.5 | 21.52 | 21.54 | 21.56 | 21.58 | 21.6 | 21.62 | 21.62
2022 | US | MRO | - | SPP | MW | Total Internal Demand |  | 41650.02 | 42174.29 | 42569.09 | 43200.35 | 43557.03 | 43640.48 | 43945.69 | 44938.51 | 45204.69 | 45475.11 | 45746.11
2022 | US | MRO | - | SPP | MW | Controllable and Dispatchable Demand Response - Available |  | 13.2 | 209.4 | 197.4 | 197.4 | 197.4 | 195 | 195 | 195 | 195 | 195 | 195
2022 | US | MRO | - | SPP | MW | Net Internal Demand |  | 41636.82 | 41964.89 | 42371.69 | 43002.95 | 43359.63 | 43445.48 | 43750.69 | 44743.51 | 45009.69 | 45280.11 | 45551.11
2022 | US | MRO | - | SPP | MW | Behind the Meter Generation - Capacity |  | 0 | 0 | 0 | 0 | 0 | 0 | 0 | 0 | 0 | 0 | 0
2022 | US | MRO | - | SPP | MW | Other Capacity Adjustments - Additions |  | 6.6 | 14.2 | 29.7 | 69.2 | 105.5 | 114.5 | 116.5 | 121 | 118.4 | 115.3 | 112.7
2022 | US | MRO | - | SPP | MW | Other Capacity Adjustments - Reductions |  | 172.647 | 172.647 | 172.647 | 172.647 | 172.647 | 172.647 | 172.647 | 172.647 | 172.647 | 172.647 | 172.647
2022 | US | MRO | - | SPP | MW | Confirmed Retirements |  | 13 | 164 | 164 | 164 | 164 | 164 | 164 | 164 | 164.801 | 212.601 | 212.601
2022 | US | MRO | - | SPP | MW | Unconfirmed Retirements |  | 0 | 1759.488 | 1759.488 | 2208.488 | 2848.488 | 3037.488 | 3037.488 | 3037.488 | 3037.488 | 3037.488 | 3795.288
2022 | US | MRO | - | SPP | MW | Scheduled Outages |  | 72.3 | 72.3 | 43 | 492.5 | 43 | 43 | 492.5 | 503 | 43 | 43 | 43
2022 | US | MRO | - | SPP | MW | Transmission Limitations |  | 0 | 0 | 0 | 0 | 0 | 0 | 0 | 0 | 0 | 0 | 0
2022 | US | MRO | - | SPP | MW | Existing-Certain |  | 71131.4962 | 71149.0962 | 71206.3962 | 70795.5962 | 71263.1962 | 71266.8962 | 70814.0962 | 70805.7962 | 71258.8962 | 71249.4962 | 71244.5962
2022 | US | MRO | - | SPP | MW | Existing-Other |  | 0 | 0 | 0 | 0 | 0 | 0 | 0 | 0 | 0 | 0 | 0
2022 | US | MRO | - | SPP | MW | Additions - Tier 1 |  | 2850 | 4902 | 7630 | 10880 | 10880 | 10880 | 10880 | 10880 | 10880 | 10880 | 10880
2022 | US | MRO | - | SPP | MW | Additions - Tier 2 |  | 200 | 575 | 1175 | 1175 | 1175 | 1175 | 1175 | 1175 | 1175 | 1175 | 1175
2022 | US | MRO | - | SPP | MW | Additions - Tier 3 |  | 2937 | 17985 | 25658 | 44484 | 48088 | 50588 | 50588 | 50588 | 50588 | 50588 | 50588
2022 | US | MRO | - | SPP | MW | Firm Imports |  | 1250.4045 | 1340.1045 | 1340.0045 | 1359.8045 | 1379.7045 | 1323.6045 | 1328.5045 | 1328.3045 | 1328.2045 | 1328.1045 | 1328.0045
2022 | US | MRO | - | SPP | MW | Firm Exports |  | 1609.816 | 1609.816 | 1584.816 | 1584.816 | 1584.816 | 1586.608 | 1516.608 | 1516.608 | 1516.608 | 1516.608 | 1516.608
2022 | US | MRO | - | SPP | MW | Net Firm Capacity Transfers |  | -359.4115 | -269.7115 | -244.8115 | -225.0115 | -205.1115 | -263.0035 | -188.1035 | -188.3035 | -188.4035 | -188.5035 | -188.6035
2022 | US | MRO | - | SPP | MW | Expected Imports |  | 0 | 0 | 0 | 0 | 0 | 0 | 0 | 0 | 0 | 0 | 0
2022 | US | MRO | - | SPP | MW | Expected Exports |  | 46 | 46 | 46 | 46 | 46 | 46 | 46 | 46 | 46 | 46 | 46
2022 | US | MRO | - | SPP | MW | Net Expected Transfers |  | -46 | -46 | -46 | -46 | -46 | -46 | -46 | -46 | -46 | -46 | -46
2022 | US | MRO | - | SPP | MW | Existing-Certain & Net Firm Transfers |  | 70772.0847 | 70879.3847 | 70961.5847 | 70570.5847 | 71058.0847 | 71003.8927 | 70625.9927 | 70617.4927 | 71070.4927 | 71060.9927 | 71055.9927
2022 | US | MRO | - | SPP | MW | Anticipated Resources |  | 73622.0847 | 75781.3847 | 78591.5847 | 81450.5847 | 81938.0847 | 81883.8927 | 81505.9927 | 81497.4927 | 81950.4927 | 81940.9927 | 81935.9927
2022 | US | MRO | - | SPP | MW | Prospective Resources |  | 73776.0847 | 74550.8967 | 77961.0967 | 80371.0967 | 80218.5967 | 79975.4047 | 79597.5047 | 79589.0047 | 80042.0047 | 80032.5047 | 79269.7047
2022 | US | MRO | - | SPP | MW | Existing-Certain and Net Firm Transfers Excess/Shortfall |  | 22473.3735 | 22200.1123 | 21810.4243 | 20687.1627 | 20760.9139 | 20607.1359 | 19875.1923 | 18715.0211 | 18859.2523 | 18536.0651 | 18216.7051
2022 | US | MRO | - | SPP | MW | Anticipated Excess/Shortfall |  | 25323.3735 | 27102.1123 | 29440.4243 | 31567.1627 | 31640.9139 | 31487.1359 | 30755.1923 | 29595.0211 | 29739.2523 | 29416.0651 | 29096.7051
2022 | US | MRO | - | SPP | MW | Prospective Excess/Shortfall |  | 25477.3735 | 25871.6243 | 28809.9363 | 30487.6747 | 29921.4259 | 29578.6479 | 28846.7043 | 27686.5331 | 27830.7643 | 27507.5771 | 26430.4171
2022 | US | MRO | - | SPP | % | Existing-Certain and Net Firm Transfers Reserve Margin |  | 69.97% | 68.9% | 67.47% | 64.11% | 63.88% | 63.43% | 61.43% | 57.83% | 57.9% | 56.94% | 55.99%
2022 | US | MRO | - | SPP | % | Anticipated Reserve Margin |  | 76.82% | 80.58% | 85.48% | 89.41% | 88.97% | 88.48% | 86.3% | 82.14% | 82.07% | 80.96% | 79.88%
2022 | US | MRO | - | SPP | % | Prospective Reserve Margin |  | 77.19% | 77.65% | 83.99% | 86.9% | 85.01% | 84.08% | 81.93% | 77.88% | 77.83% | 76.75% | 74.02%
2022 | US | MRO | - | SPP | Fraction | Reference Margin Level |  | 16% | 16% | 16% | 16% | 16% | 16% | 16% | 16% | 16% | 16% | 16%
2022 | US | TRE-ERCOT | - | TRE-ERCOT | MW | Energy Efficiency and Conservation |  | 2800.7 | 3262.3502 | 3681.1416 | 4098.8616 | 4516.5817 | 4934.3017 | 5352.0218 | 5769.7419 | 6187.4619 | 6605.182 | 7022.902
2022 | US | TRE-ERCOT | - | TRE-ERCOT | MW | Total Installed Photovoltaic |  | 2031.2369 | 2531.2369 | 3031.2369 | 3531.2369 | 4031.2369 | 4531.2369 | 5031.2369 | 5531.2369 | 6031.2369 | 6531.2369 | 7031.2369
2022 | US | TRE-ERCOT | - | TRE-ERCOT | MW | Photovoltaic On-Peak |  | 0 | 0 | 0 | 0 | 0 | 0 | 0 | 0 | 0 | 0 | 0
2022 | US | TRE-ERCOT | - | TRE-ERCOT | MW | Total Internal Demand |  | 64960.8128 | 66454.2891 | 67699.4281 | 68858.0128 | 69793.0825 | 70697.4498 | 71558.417 | 72391.6114 | 73178.3107 | 73931.1852 | 74660.4042
2022 | US | TRE-ERCOT | - | TRE-ERCOT | MW | Controllable and Dispatchable Demand Response - Available |  | 2686.3393 | 2686.3393 | 2686.3393 | 2686.3393 | 2686.3393 | 2686.3393 | 2686.3393 | 2686.3393 | 2686.3393 | 2686.3393 | 2686.3393
2022 | US | TRE-ERCOT | - | TRE-ERCOT | MW | Net Internal Demand |  | 62274.4735 | 63767.9498 | 65013.0888 | 66171.6735 | 67106.7432 | 68011.1105 | 68872.0777 | 69705.272 | 70491.9714 | 71244.8459 | 71974.0649
2022 | US | TRE-ERCOT | - | TRE-ERCOT | MW | Behind the Meter Generation - Capacity |  | 4599 | 4599 | 4599 | 4599 | 4599 | 4594 | 4594 | 4594 | 4594 | 4594 | 4594
2022 | US | TRE-ERCOT | - | TRE-ERCOT | MW | Other Capacity Adjustments - Additions |  | 0 | 0 | 0 | 0 | 0 | 0 | 0 | 0 | 0 | 0 | 0
2022 | US | TRE-ERCOT | - | TRE-ERCOT | MW | Other Capacity Adjustments - Reductions |  | 0 | 0 | 0 | 0 | 0 | 0 | 0 | 0 | 0 | 0 | 0
2022 | US | TRE-ERCOT | - | TRE-ERCOT | MW | Confirmed Retirements |  | 18004.52 | 18017.12 | 18445.12 | 18445.12 | 18445.12 | 18445.12 | 18445.12 | 18445.12 | 18445.12 | 18445.12 | 18445.12
2022 | US | TRE-ERCOT | - | TRE-ERCOT | MW | Unconfirmed Retirements |  | 0 | 0 | 859 | 859 | 2427 | 3082 | 3082 | 3082 | 3082 | 3082 | 3082
2022 | US | TRE-ERCOT | - | TRE-ERCOT | MW | Scheduled Outages |  | 0 | 0 | 0 | 0 | 0 | 0 | 0 | 0 | 0 | 0 | 0
2022 | US | TRE-ERCOT | - | TRE-ERCOT | MW | Transmission Limitations |  | 0 | 0 | 0 | 0 | 0 | 0 | 0 | 0 | 0 | 0 | 0
2022 | US | TRE-ERCOT | - | TRE-ERCOT | MW | Existing-Certain |  | 85834.7713 | 86519.7713 | 86519.7713 | 86519.7713 | 86519.7713 | 86514.7713 | 86514.7713 | 86514.7713 | 86514.7713 | 86514.7713 | 86514.7713
2022 | US | TRE-ERCOT | - | TRE-ERCOT | MW | Existing-Other |  | 0 | 0 | 0 | 0 | 0 | 0 | 0 | 0 | 0 | 0 | 0
2022 | US | TRE-ERCOT | - | TRE-ERCOT | MW | Additions - Tier 1 |  | 859.046 | 3290.9789 | 4801.6218 | 4999.0608 | 4999.0608 | 4999.0608 | 4999.0608 | 4999.0608 | 4999.0608 | 4999.0608 | 4999.0608
2022 | US | TRE-ERCOT | - | TRE-ERCOT | MW | Additions - Tier 2 |  | 0 | 3561.7169 | 8771.3247 | 10834.2641 | 12521.5981 | 12521.5981 | 12521.5981 | 12521.5981 | 12521.5981 | 12521.5981 | 12521.5981
2022 | US | TRE-ERCOT | - | TRE-ERCOT | MW | Additions - Tier 3 |  | 0 | 5672.9357 | 7286.8937 | 8569.7336 | 8696.6131 | 8787.8218 | 9500.2805 | 9500.2805 | 9500.2805 | 9500.2805 | 9500.2805
2022 | US | TRE-ERCOT | - | TRE-ERCOT | MW | Firm Imports |  | 50 | 50 | 50 | 50 | 50 | 50 | 50 | 50 | 50 | 50 | 50
2022 | US | TRE-ERCOT | - | TRE-ERCOT | MW | Firm Exports |  | 30 | 30 | 30 | 30 | 30 | 30 | 30 | 30 | 30 | 30 | 30
2022 | US | TRE-ERCOT | - | TRE-ERCOT | MW | Net Firm Capacity Transfers |  | 20 | 20 | 20 | 20 | 20 | 20 | 20 | 20 | 20 | 20 | 20
2022 | US | TRE-ERCOT | - | TRE-ERCOT | MW | Expected Imports |  | 568 | 568 | 568 | 568 | 568 | 568 | 568 | 568 | 568 | 568 | 568
2022 | US | TRE-ERCOT | - | TRE-ERCOT | MW | Expected Exports |  | 0 | 0 | 0 | 0 | 0 | 0 | 0 | 0 | 0 | 0 | 0
2022 | US | TRE-ERCOT | - | TRE-ERCOT | MW | Net Expected Transfers |  | 568 | 568 | 568 | 568 | 568 | 568 | 568 | 568 | 568 | 568 | 568
2022 | US | TRE-ERCOT | - | TRE-ERCOT | MW | Existing-Certain & Net Firm Transfers |  | 85854.7713 | 86539.7713 | 86539.7713 | 86539.7713 | 86539.7713 | 86534.7713 | 86534.7713 | 86534.7713 | 86534.7713 | 86534.7713 | 86534.7713
2022 | US | TRE-ERCOT | - | TRE-ERCOT | MW | Anticipated Resources |  | 86713.8173 | 89830.7502 | 91341.3931 | 91538.8321 | 91538.8321 | 91533.8321 | 91533.8321 | 91533.8321 | 91533.8321 | 91533.8321 | 91533.8321
2022 | US | TRE-ERCOT | - | TRE-ERCOT | MW | Prospective Resources |  | 87281.8173 | 93960.4671 | 99821.7178 | 102082.0962 | 102201.4302 | 101541.4302 | 101541.4302 | 101541.4302 | 101541.4302 | 101541.4302 | 101541.4302
2022 | US | TRE-ERCOT | - | TRE-ERCOT | MW | Existing-Certain and Net Firm Transfers Excess/Shortfall |  | 15017.5576 | 14003.7284 | 12587.3828 | 11269.4927 | 10205.8508 | 9172.1331 | 8192.7829 | 7245.0243 | 6350.1538 | 5493.759 | 4664.2725
2022 | US | TRE-ERCOT | - | TRE-ERCOT | MW | Anticipated Excess/Shortfall |  | 15876.6036 | 17294.7073 | 17389.0046 | 16268.5535 | 15204.9116 | 14171.1939 | 13191.8437 | 12244.0851 | 11349.2146 | 10492.8198 | 9663.3333
2022 | US | TRE-ERCOT | - | TRE-ERCOT | MW | Prospective Excess/Shortfall |  | 16444.6036 | 21424.4242 | 25869.3293 | 26811.8176 | 25867.5097 | 24178.792 | 23199.4418 | 22251.6832 | 21356.8127 | 20500.4179 | 19670.9314
2022 | US | TRE-ERCOT | - | TRE-ERCOT | % | Existing-Certain and Net Firm Transfers Reserve Margin |  | 37.87% | 35.71% | 33.11% | 30.78% | 28.96% | 27.24% | 25.65% | 24.14% | 22.76% | 21.46% | 20.23%
2022 | US | TRE-ERCOT | - | TRE-ERCOT | % | Anticipated Reserve Margin |  | 39.24% | 40.87% | 40.5% | 38.34% | 36.41% | 34.59% | 32.9% | 31.32% | 29.85% | 28.48% | 27.18%
2022 | US | TRE-ERCOT | - | TRE-ERCOT | % | Prospective Reserve Margin |  | 40.16% | 47.35% | 53.54% | 54.27% | 52.3% | 49.3% | 47.43% | 45.67% | 44.05% | 42.52% | 41.08%
2022 | US | TRE-ERCOT | - | TRE-ERCOT | Fraction | Reference Margin Level |  | 13.75% | 13.75% | 13.75% | 13.75% | 13.75% | 13.75% | 13.75% | 13.75% | 13.75% | 13.75% | 13.75%
2022 | CA | MRO | - | MRO-Manitoba Hydro | MW | Energy Efficiency and Conservation |  | 266.5794 | 302.1073 | 348.8147 | 391.204 | 439.4656 | 328.884 | 377.7106 | 431.2519 | 485.0715 | 535.9713 | 599.3746
2022 | CA | MRO | - | MRO-Manitoba Hydro | MW | Total Installed Photovoltaic |  | 37.6 | 39.8 | 42 | 44.2878 | 47.048 | 50.3762 | 54.3871 | 59.2172 | 65.0288 | 72.0141 | 80.4
2022 | CA | MRO | - | MRO-Manitoba Hydro | MW | Photovoltaic On-Peak |  | 0 | 0 | 0 | 0 | 0 | 0 | 0 | 0 | 0 | 0 | 0
2022 | CA | MRO | - | MRO-Manitoba Hydro | MW | Total Internal Demand |  | 4588 | 4622 | 4628.194 | 4638.3254 | 4650.0578 | 4843.613 | 4861.7846 | 4894.1996 | 4945.1265 | 5008.1638 | 5080.4192
2022 | CA | MRO | - | MRO-Manitoba Hydro | MW | Controllable and Dispatchable Demand Response - Available |  | 0 | 0 | 0 | 0 | 0 | 0 | 0 | 0 | 0 | 0 | 0
2022 | CA | MRO | - | MRO-Manitoba Hydro | MW | Net Internal Demand |  | 4588 | 4622 | 4628.194 | 4638.3254 | 4650.0578 | 4843.613 | 4861.7846 | 4894.1996 | 4945.1265 | 5008.1638 | 5080.4192
2022 | CA | MRO | - | MRO-Manitoba Hydro | MW | Behind the Meter Generation - Capacity |  | 0 | 0 | 0 | 0 | 0 | 0 | 0 | 0 | 0 | 0 | 0
2022 | CA | MRO | - | MRO-Manitoba Hydro | MW | Other Capacity Adjustments - Additions |  | 0 | 0 | 0 | 0 | 0 | 0 | 0 | 0 | 0 | 0 | 0
2022 | CA | MRO | - | MRO-Manitoba Hydro | MW | Other Capacity Adjustments - Reductions |  | 0 | 0 | 0 | 0 | 0 | 0 | 0 | 0 | 0 | 0 | 0
2022 | CA | MRO | - | MRO-Manitoba Hydro | MW | Confirmed Retirements |  | 0 | 0 | 0 | 0 | 0 | 0 | 0 | 0 | 0 | 0 | 0
2022 | CA | MRO | - | MRO-Manitoba Hydro | MW | Unconfirmed Retirements |  | 0 | 0 | 0 | 0 | 0 | 0 | 0 | 0 | 0 | 0 | 0
2022 | CA | MRO | - | MRO-Manitoba Hydro | MW | Scheduled Outages |  | 135 | 135 | 135 | 150 | 150 | 150 | 150 | 150 | 150 | 150 | 150
2022 | CA | MRO | - | MRO-Manitoba Hydro | MW | Transmission Limitations |  | 0 | 0 | 0 | 0 | 0 | 0 | 0 | 0 | 0 | 0 | 0
2022 | CA | MRO | - | MRO-Manitoba Hydro | MW | Existing-Certain |  | 5704.9345 | 5704.9345 | 5704.9345 | 5689.9345 | 5669.1345 | 5669.1345 | 5669.1345 | 5650.7401 | 5650.7401 | 5650.7401 | 5650.7401
2022 | CA | MRO | - | MRO-Manitoba Hydro | MW | Existing-Other |  | 32.6855 | 32.6855 | 32.6855 | 32.6855 | 32.6855 | 32.6855 | 32.6855 | 32.6855 | 32.6855 | 32.6855 | 32.6855
2022 | CA | MRO | - | MRO-Manitoba Hydro | MW | Additions - Tier 1 |  | 279.1522 | 279.1522 | 279.1522 | 279.1522 | 331.1522 | 340.1522 | 340.1522 | 336.5536 | 336.5536 | 336.5536 | 336.5536
2022 | CA | MRO | - | MRO-Manitoba Hydro | MW | Additions - Tier 2 |  | 0 | 0 | 0 | 0 | 0 | 0 | 0 | 0 | 0 | 0 | 0
2022 | CA | MRO | - | MRO-Manitoba Hydro | MW | Additions - Tier 3 |  | 0 | 0 | 0 | 0 | 0 | 0 | 0 | 0 | 0 | 0 | 0
2022 | CA | MRO | - | MRO-Manitoba Hydro | MW | Firm Imports |  | 600 | 600 | 600 | 250 | 250 | 200 | 200 | 200 | 0 | 0 | 0
2022 | CA | MRO | - | MRO-Manitoba Hydro | MW | Firm Exports |  | 1166.0626 | 1221.8418 | 1226.9127 | 837.4085 | 837.4085 | 742.4794 | 666.4168 | 671.4876 | 565 | 565 | 565
2022 | CA | MRO | - | MRO-Manitoba Hydro | MW | Net Firm Capacity Transfers |  | -566.0626 | -621.8418 | -626.9127 | -587.4085 | -587.4085 | -542.4794 | -466.4168 | -471.4876 | -565 | -565 | -565
2022 | CA | MRO | - | MRO-Manitoba Hydro | MW | Expected Imports |  | 0 | 0 | 0 | 0 | 0 | 0 | 0 | 0 | 0 | 0 | 0
2022 | CA | MRO | - | MRO-Manitoba Hydro | MW | Expected Exports |  | 0 | 0 | 0 | 0 | 0 | 0 | 0 | 0 | 0 | 0 | 0
2022 | CA | MRO | - | MRO-Manitoba Hydro | MW | Net Expected Transfers |  | 0 | 0 | 0 | 0 | 0 | 0 | 0 | 0 | 0 | 0 | 0
2022 | CA | MRO | - | MRO-Manitoba Hydro | MW | Existing-Certain & Net Firm Transfers |  | 5138.8719 | 5083.0927 | 5078.0219 | 5102.526 | 5081.726 | 5126.6551 | 5202.7177 | 5179.2525 | 5085.7401 | 5085.7401 | 5085.7401
2022 | CA | MRO | - | MRO-Manitoba Hydro | MW | Anticipated Resources |  | 5418.0242 | 5362.245 | 5357.1741 | 5381.6782 | 5412.8782 | 5466.8074 | 5542.87 | 5515.8061 | 5422.2938 | 5422.2938 | 5422.2938
2022 | CA | MRO | - | MRO-Manitoba Hydro | MW | Prospective Resources |  | 5450.7097 | 5394.9304 | 5389.8596 | 5414.3637 | 5445.5637 | 5499.4929 | 5575.5555 | 5548.4916 | 5454.9792 | 5454.9792 | 5454.9792
2022 | CA | MRO | - | MRO-Manitoba Hydro | MW | Existing-Certain and Net Firm Transfers Excess/Shortfall |  | 0.31194 | -93.5473 | -105.5554 | -92.3985 | -126.3387 | -298.1915 | -242.481 | -302.251 | -452.8015 | -523.4033 | -604.3294
2022 | CA | MRO | - | MRO-Manitoba Hydro | MW | Anticipated Excess/Shortfall |  | 279.4642 | 185.605 | 173.5968 | 186.7538 | 204.8135 | 41.9608 | 97.6712 | 34.3026 | -116.2478 | -186.8497 | -267.7758
2022 | CA | MRO | - | MRO-Manitoba Hydro | MW | Prospective Excess/Shortfall |  | 312.1497 | 218.2904 | 206.2823 | 219.4393 | 237.499 | 74.6463 | 130.3567 | 66.9881 | -83.5624 | -154.1642 | -235.0903
2022 | CA | MRO | - | MRO-Manitoba Hydro | % | Existing-Certain and Net Firm Transfers Reserve Margin |  | 12.01% | 9.976% | 9.719% | 10.01% | 9.283% | 5.844% | 7.013% | 5.824% | 2.843% | 1.549% | 0.1047%
2022 | CA | MRO | - | MRO-Manitoba Hydro | % | Anticipated Reserve Margin |  | 18.09% | 16.02% | 15.75% | 16.03% | 16.4% | 12.87% | 14.01% | 12.7% | 9.649% | 8.269% | 6.729%
2022 | CA | MRO | - | MRO-Manitoba Hydro | % | Prospective Reserve Margin |  | 18.8% | 16.72% | 16.46% | 16.73% | 17.11% | 13.54% | 14.68% | 13.37% | 10.31% | 8.922% | 7.373%
2022 | CA | MRO | - | MRO-Manitoba Hydro | Fraction | Reference Margin Level |  | 12% | 12% | 12% | 12% | 12% | 12% | 12% | 12% | 12% | 12% | 12%
2022 | CA | NPCC | - | NPCC-Maritimes | MW | Energy Efficiency and Conservation |  | 92.7 | 135.3 | 187.7 | 238.7223 | 288.946 | 339.541 | 386.0903 | 432.2602 | 478.6422 | 525.4126 | 550.0403
2022 | CA | NPCC | - | NPCC-Maritimes | MW | Total Installed Photovoltaic |  | 87.6725 | 108.1648 | 125.1034 | 145.834 | 168.9836 | 197.1331 | 230.0043 | 267.8934 | 301.9176 | 325.9927 | 348.8278
2022 | CA | NPCC | - | NPCC-Maritimes | MW | Photovoltaic On-Peak |  | 0 | 0 | 0 | 0 | 0 | 0 | 0 | 0 | 0 | 0 | 0
2022 | CA | NPCC | - | NPCC-Maritimes | MW | Total Internal Demand |  | 5636.2433 | 5636.2433 | 5726.8417 | 5750.2079 | 5771.9154 | 5805.1693 | 5839.513 | 5862.4177 | 5905.1836 | 5944.8999 | 5993.7884
2022 | CA | NPCC | - | NPCC-Maritimes | MW | Controllable and Dispatchable Demand Response - Available |  | 293.9542 | 302.2268 | 320.4681 | 333.2196 | 336.5076 | 335.8324 | 335.2707 | 334.625 | 333.9955 | 333.4215 | 332.8741
2022 | CA | NPCC | - | NPCC-Maritimes | MW | Net Internal Demand |  | 5342.2891 | 5334.0165 | 5406.3736 | 5416.9883 | 5435.4078 | 5469.3369 | 5504.2423 | 5527.7927 | 5571.1882 | 5611.4784 | 5660.9143
2022 | CA | NPCC | - | NPCC-Maritimes | MW | Behind the Meter Generation - Capacity |  | 0 | 0 | 0 | 0 | 0 | 0 | 0 | 0 | 0 | 0 | 0
2022 | CA | NPCC | - | NPCC-Maritimes | MW | Other Capacity Adjustments - Additions |  | 0 | 0 | 0 | 0 | 0 | 0 | 0 | 0 | 0 | 0 | 0
2022 | CA | NPCC | - | NPCC-Maritimes | MW | Other Capacity Adjustments - Reductions |  | 0 | 0 | 0 | 0 | 0 | 0 | 0 | 0 | 0 | 0 | 0
2022 | CA | NPCC | - | NPCC-Maritimes | MW | Confirmed Retirements |  | 84.3 | 122.3 | 122.3 | 125.636 | 125.636 | 125.636 | 125.636 | 125.636 | 125.636 | 125.636 | 125.636
2022 | CA | NPCC | - | NPCC-Maritimes | MW | Unconfirmed Retirements |  | 4 | 152 | 550 | 550 | 550 | 550 | 550 | 550 | 550 | 550 | 550
2022 | CA | NPCC | - | NPCC-Maritimes | MW | Scheduled Outages |  | 100 | 100 | 100 | 100 | 100 | 100 | 100 | 100 | 100 | 100 | 100
2022 | CA | NPCC | - | NPCC-Maritimes | MW | Transmission Limitations |  | 0 | 0 | 0 | 0 | 0 | 0 | 0 | 0 | 0 | 0 | 0
2022 | CA | NPCC | - | NPCC-Maritimes | MW | Existing-Certain |  | 6613.49 | 6628.154 | 6628.154 | 6628.154 | 6636.154 | 6526.154 | 6526.154 | 6526.154 | 6526.154 | 6526.154 | 6529.254
2022 | CA | NPCC | - | NPCC-Maritimes | MW | Existing-Other |  | 0 | 0 | 0 | 0 | 0 | 0 | 0 | 0 | 0 | 0 | 0
2022 | CA | NPCC | - | NPCC-Maritimes | MW | Additions - Tier 1 |  | 0 | 14.4 | 39.4 | 39.4 | 39.4 | 39.4 | 39.4 | 39.4 | 39.4 | 39.4 | 39.4
2022 | CA | NPCC | - | NPCC-Maritimes | MW | Additions - Tier 2 |  | 0 | 0 | 254 | 254 | 254 | 254 | 254 | 254 | 254 | 254 | 254
2022 | CA | NPCC | - | NPCC-Maritimes | MW | Additions - Tier 3 |  | 0 | 4.5 | 20.5 | 176.5 | 236.5 | 486.5 | 554 | 754 | 804 | 804 | 804
2022 | CA | NPCC | - | NPCC-Maritimes | MW | Firm Imports |  | 153 | 153 | 153 | 153 | 153 | 153 | 153 | 153 | 153 | 153 | 153
2022 | CA | NPCC | - | NPCC-Maritimes | MW | Firm Exports |  | 149 | 72 | 90 | 122 | 0 | 0 | 0 | 0 | 0 | 0 | 0
2022 | CA | NPCC | - | NPCC-Maritimes | MW | Net Firm Capacity Transfers |  | 4 | 81 | 63 | 31 | 153 | 153 | 153 | 153 | 153 | 153 | 153
2022 | CA | NPCC | - | NPCC-Maritimes | MW | Expected Imports |  | 0 | 85 | 85 | 85 | 85 | 85 | 85 | 85 | 85 | 85 | 85
2022 | CA | NPCC | - | NPCC-Maritimes | MW | Expected Exports |  | 0 | 0 | 0 | 0 | 0 | 0 | 0 | 0 | 0 | 0 | 0
2022 | CA | NPCC | - | NPCC-Maritimes | MW | Net Expected Transfers |  | 0 | 85 | 85 | 85 | 85 | 85 | 85 | 85 | 85 | 85 | 85
2022 | CA | NPCC | - | NPCC-Maritimes | MW | Existing-Certain & Net Firm Transfers |  | 6617.49 | 6709.154 | 6691.154 | 6659.154 | 6789.154 | 6679.154 | 6679.154 | 6679.154 | 6679.154 | 6679.154 | 6682.254
2022 | CA | NPCC | - | NPCC-Maritimes | MW | Anticipated Resources |  | 6617.49 | 6723.554 | 6730.554 | 6698.554 | 6828.554 | 6718.554 | 6718.554 | 6718.554 | 6718.554 | 6718.554 | 6721.654
2022 | CA | NPCC | - | NPCC-Maritimes | MW | Prospective Resources |  | 6613.49 | 6656.554 | 6519.554 | 6487.554 | 6617.554 | 6507.554 | 6507.554 | 6507.554 | 6507.554 | 6507.554 | 6510.654
2022 | CA | NPCC | - | NPCC-Maritimes | MW | Existing-Certain and Net Firm Transfers Excess/Shortfall |  | 206.7431 | 308.3342 | 203.5057 | 158.768 | 266.6647 | 115.9497 | 74.0632 | 45.8028 | -6.2718 | -54.6201 | -110.8431
2022 | CA | NPCC | - | NPCC-Maritimes | MW | Anticipated Excess/Shortfall |  | 206.7431 | 322.7342 | 242.9057 | 198.168 | 306.0647 | 155.3497 | 113.4632 | 85.2028 | 33.1282 | -15.2201 | -71.4431
2022 | CA | NPCC | - | NPCC-Maritimes | MW | Prospective Excess/Shortfall |  | 202.7431 | 255.7342 | 31.9057 | -12.832 | 95.0647 | -55.6503 | -97.5368 | -125.7972 | -177.8718 | -226.2201 | -282.4431
2022 | CA | NPCC | - | NPCC-Maritimes | % | Existing-Certain and Net Firm Transfers Reserve Margin |  | 23.87% | 25.78% | 23.76% | 22.93% | 24.91% | 22.12% | 21.35% | 20.83% | 19.89% | 19.03% | 18.04%
2022 | CA | NPCC | - | NPCC-Maritimes | % | Anticipated Reserve Margin |  | 23.87% | 26.05% | 24.49% | 23.66% | 25.63% | 22.84% | 22.06% | 21.54% | 20.59% | 19.73% | 18.74%
2022 | CA | NPCC | - | NPCC-Maritimes | % | Prospective Reserve Margin |  | 23.8% | 24.79% | 20.59% | 19.76% | 21.75% | 18.98% | 18.23% | 17.72% | 16.81% | 15.97% | 15.01%
2022 | CA | NPCC | - | NPCC-Maritimes | Fraction | Reference Margin Level |  | 20% | 20% | 20% | 20% | 20% | 20% | 20% | 20% | 20% | 20% | 20%
2022 | US | MRO | - | MRO-MISO | MW | Energy Efficiency and Conservation |  | 0 | 0 | 0 | 0 | 0 | 0 | 0 | 0 | 0 | 0 | 0
2022 | US | MRO | - | MRO-MISO | MW | Total Installed Photovoltaic |  | 861 | 861 | 861 | 861 | 861 | 861 | 861 | 861 | 861 | 861 | 861
2022 | US | MRO | - | MRO-MISO | MW | Photovoltaic On-Peak |  | 430.5 | 430.5 | 430.5 | 430.5 | 430.5 | 430.5 | 430.5 | 430.5 | 430.5 | 430.5 | 430.5
2022 | US | MRO | - | MRO-MISO | MW | Total Internal Demand |  | 102379.9308 | 102502.6956 | 105147.9057 | 105123.3431 | 105281.1491 | 105707.6533 | 105994.7132 | 106410.1618 | 106878.1483 | 107211.4012 | 107409.9841
2022 | US | MRO | - | MRO-MISO | MW | Controllable and Dispatchable Demand Response - Available |  | 5720.8 | 5767.8 | 6860.8 | 6832.4 | 6839.5 | 6839.4 | 6839.7 | 6839.9 | 6840.2 | 6840.8 | 6840.8
2022 | US | MRO | - | MRO-MISO | MW | Net Internal Demand |  | 96659.1308 | 96734.8956 | 98287.1057 | 98290.9431 | 98441.6491 | 98868.2533 | 99155.0132 | 99570.2618 | 100037.9483 | 100370.6012 | 100569.1841
2022 | US | MRO | - | MRO-MISO | MW | Behind the Meter Generation - Capacity |  | 4266 | 4446.6 | 4609.6 | 4806.7 | 4808 | 4793.9 | 4793.1 | 4793.1 | 4793.1 | 4793.1 | 4895.3333
2022 | US | MRO | - | MRO-MISO | MW | Other Capacity Adjustments - Additions |  | 0 | 0 | 0 | 0 | 0 | 0 | 0 | 0 | 0 | 0 | 0
2022 | US | MRO | - | MRO-MISO | MW | Other Capacity Adjustments - Reductions |  | 0 | 0 | 0 | 0 | 0 | 0 | 0 | 0 | 0 | 0 | 0
2022 | US | MRO | - | MRO-MISO | MW | Confirmed Retirements |  | 0 | 0 | 0 | 2522.4 | 5841.7 | 9184.4 | 12949.5 | 15525.1 | 18995.3 | 21616.6 | 23043.4
2022 | US | MRO | - | MRO-MISO | MW | Unconfirmed Retirements |  | 0 | 1372.1 | 1423.6 | 4352.7 | 4352.7 | 4960 | 4960 | 4960 | 4960 | 4960 | 4960
2022 | US | MRO | - | MRO-MISO | MW | Scheduled Outages |  | 0 | 0 | 0 | 0 | 0 | 0 | 0 | 0 | 0 | 0 | 0
2022 | US | MRO | - | MRO-MISO | MW | Transmission Limitations |  | 2577.1935 | 3701.9274 | 4672.3665 | 3836.4614 | 2999.8709 | 1704.0582 | 0 | 0 | 0 | 0 | 0
2022 | US | MRO | - | MRO-MISO | MW | Existing-Certain |  | 130833.3973 | 129889.2634 | 129081.8243 | 130114.8294 | 130952.7199 | 132234.4326 | 133937.6908 | 133937.6908 | 133937.6908 | 133937.6908 | 134039.9241
2022 | US | MRO | - | MRO-MISO | MW | Existing-Other |  | 0 | 0 | 0 | 0 | 0 | 0 | 0 | 0 | 0 | 0 | 0
2022 | US | MRO | - | MRO-MISO | MW | Additions - Tier 1 |  | 0 | 5476.8282 | 7124.9773 | 7660.3093 | 7660.3093 | 7660.3093 | 7660.3093 | 7660.3093 | 7660.3093 | 7660.3093 | 7660.3093
2022 | US | MRO | - | MRO-MISO | MW | Additions - Tier 2 |  | 0 | 2322.0597 | 30795.8059 | 35517.0559 | 76576.1249 | 78070.5749 | 78095.5749 | 78095.5749 | 78095.5749 | 78095.5749 | 78095.5749
2022 | US | MRO | - | MRO-MISO | MW | Additions - Tier 3 |  | 60 | 2253.4 | 3563.608 | 5083.808 | 5637.808 | 8164.108 | 8913.708 | 10120.908 | 11203.508 | 11808.608 | 11991.808
2022 | US | MRO | - | MRO-MISO | MW | Firm Imports |  | 3625 | 3690.8 | 3695.8 | 2864.8 | 2864.8 | 2761.1 | 2690.6 | 2695.6 | 2590.6 | 2590.6 | 2252.55
2022 | US | MRO | - | MRO-MISO | MW | Firm Exports |  | 2097.9 | 2097.9 | 2097.9 | 2097.9 | 2097.9 | 2097.9 | 2097.9 | 2097.9 | 2097.9 | 2097.9 | 2097.9
2022 | US | MRO | - | MRO-MISO | MW | Net Firm Capacity Transfers |  | 1527.1 | 1592.9 | 1597.9 | 766.9 | 766.9 | 663.2 | 592.7 | 597.7 | 492.7 | 492.7 | 154.65
2022 | US | MRO | - | MRO-MISO | MW | Expected Imports |  | 0 | 0 | 0 | 0 | 0 | 0 | 0 | 0 | 0 | 0 | 0
2022 | US | MRO | - | MRO-MISO | MW | Expected Exports |  | 0 | 0 | 0 | 0 | 0 | 0 | 0 | 0 | 0 | 0 | 0
2022 | US | MRO | - | MRO-MISO | MW | Net Expected Transfers |  | 0 | 0 | 0 | 0 | 0 | 0 | 0 | 0 | 0 | 0 | 0
2022 | US | MRO | - | MRO-MISO | MW | Existing-Certain & Net Firm Transfers |  | 132360.4973 | 131482.1634 | 130679.7243 | 130881.7294 | 131719.6199 | 132897.6326 | 134530.3908 | 134535.3908 | 134430.3908 | 134430.3908 | 134194.5741
2022 | US | MRO | - | MRO-MISO | MW | Anticipated Resources |  | 132360.4973 | 136958.9916 | 137804.7016 | 138542.0387 | 139379.9292 | 140557.9419 | 142190.7001 | 142195.7001 | 142090.7001 | 142090.7001 | 141854.8834
2022 | US | MRO | - | MRO-MISO | MW | Prospective Resources |  | 132360.4973 | 137908.9513 | 167176.9075 | 169706.3946 | 211603.3542 | 213668.5169 | 215326.2751 | 215331.2751 | 215226.2751 | 215226.2751 | 214990.4584
2022 | US | MRO | - | MRO-MISO | MW | Existing-Certain and Net Firm Transfers Excess/Shortfall |  | 18399.382 | 17915.396 | 15683.8107 | 16372.7807 | 16739.7737 | 17221.7763 | 19014.8004 | 18735.1764 | 18286.3328 | 18100.864 | 16629.198
2022 | US | MRO | - | MRO-MISO | MW | Anticipated Excess/Shortfall |  | 18399.382 | 23392.2241 | 22808.788 | 24033.09 | 24400.083 | 24882.0856 | 26675.1097 | 26395.4857 | 25946.6421 | 25761.1733 | 24289.5073
2022 | US | MRO | - | MRO-MISO | MW | Prospective Excess/Shortfall |  | 18399.382 | 24342.1839 | 52180.9939 | 55197.4458 | 96623.508 | 97992.6605 | 99810.6847 | 99531.0606 | 99082.2171 | 98896.7483 | 97425.0822
2022 | US | MRO | - | MRO-MISO | % | Existing-Certain and Net Firm Transfers Reserve Margin |  | 36.94% | 35.92% | 32.96% | 33.16% | 33.8% | 34.42% | 35.68% | 35.12% | 34.38% | 33.93% | 33.44%
2022 | US | MRO | - | MRO-MISO | % | Anticipated Reserve Margin |  | 36.94% | 41.58% | 40.21% | 40.95% | 41.59% | 42.17% | 43.4% | 42.81% | 42.04% | 41.57% | 41.05%
2022 | US | MRO | - | MRO-MISO | % | Prospective Reserve Margin |  | 36.94% | 42.56% | 70.09% | 72.66% | 115% | 116.1% | 117.2% | 116.3% | 115.1% | 114.4% | 113.8%
2022 | US | MRO | - | MRO-MISO | Fraction | Reference Margin Level |  | 17.9% | 17.4% | 17% | 16.5% | 16.8% | 17% | 16.5% | 16.3% | 16.1% | 15.9% | 16.9%
2022 | CA | MRO | - | MRO-SaskPower | MW | Energy Efficiency and Conservation |  | 0 | 0 | 0 | 0 | 0 | 0 | 0 | 0 | 0 | 0 | 0
2022 | CA | MRO | - | MRO-SaskPower | MW | Total Installed Photovoltaic |  | 36 | 39 | 42 | 45 | 48 | 51 | 51 | 51 | 51 | 51 | 51
2022 | CA | MRO | - | MRO-SaskPower | MW | Photovoltaic On-Peak |  | 0 | 0 | 0 | 0 | 0 | 0 | 0 | 0 | 0 | 0 | 0
2022 | CA | MRO | - | MRO-SaskPower | MW | Total Internal Demand |  | 3781 | 3804 | 3827 | 3916 | 3940 | 3999 | 4056 | 4101 | 4128 | 4156 | 4178
2022 | CA | MRO | - | MRO-SaskPower | MW | Controllable and Dispatchable Demand Response - Available |  | 67 | 67 | 67 | 67 | 67 | 67 | 67 | 67 | 67 | 67 | 67
2022 | CA | MRO | - | MRO-SaskPower | MW | Net Internal Demand |  | 3714 | 3737 | 3760 | 3849 | 3873 | 3932 | 3989 | 4034 | 4061 | 4089 | 4111
2022 | CA | MRO | - | MRO-SaskPower | MW | Behind the Meter Generation - Capacity |  | 0 | 0 | 0 | 0 | 0 | 0 | 0 | 0 | 0 | 0 | 0
2022 | CA | MRO | - | MRO-SaskPower | MW | Other Capacity Adjustments - Additions |  | 0 | 0 | 0 | 0 | 0 | 0 | 0 | 0 | 0 | 0 | 0
2022 | CA | MRO | - | MRO-SaskPower | MW | Other Capacity Adjustments - Reductions |  | 0 | 0 | 0 | 0 | 0 | 0 | 0 | 0 | 0 | 0 | 0
2022 | CA | MRO | - | MRO-SaskPower | MW | Confirmed Retirements |  | 0 | 0 | 2.24 | 97.24 | 276.54 | 276.54 | 281.74 | 283.86 | 299.46 | 299.46 | 299.46
2022 | CA | MRO | - | MRO-SaskPower | MW | Unconfirmed Retirements |  | 0 | 0 | 0 | 0 | 0 | 0 | 300 | 358 | 1258 | 1258 | 1287.88
2022 | CA | MRO | - | MRO-SaskPower | MW | Scheduled Outages |  | 57.5 | 41.4561 | 42.6561 | 124.4 | 0 | 62 | 62 | 62 | 14.8 | 13.8 | 13.8
2022 | CA | MRO | - | MRO-SaskPower | MW | Transmission Limitations |  | 0 | 0 | 0 | 0 | 0 | 0 | 0 | 0 | 0 | 0 | 0
2022 | CA | MRO | - | MRO-SaskPower | MW | Existing-Certain |  | 4488.48 | 4410.5239 | 4409.3239 | 4148.28 | 4272.68 | 4205.48 | 4187.76 | 4187.76 | 4234.96 | 4235.96 | 4235.96
2022 | CA | MRO | - | MRO-SaskPower | MW | Existing-Other |  | 0 | 0 | 0 | 0 | 0 | 0 | 0 | 0 | 0 | 0 | 0
2022 | CA | MRO | - | MRO-SaskPower | MW | Additions - Tier 1 |  | 0 | 40 | 460.8 | 505.6 | 505.6 | 505.6 | 505.6 | 505.6 | 505.6 | 505.6 | 505.6
2022 | CA | MRO | - | MRO-SaskPower | MW | Additions - Tier 2 |  | 0 | 0 | 0 | 0 | 0 | 302.8 | 302.8 | 560.8 | 1452.8 | 1452.8 | 1452.8
2022 | CA | MRO | - | MRO-SaskPower | MW | Additions - Tier 3 |  | 0 | 0 | 0 | 0 | 0 | 0 | 0 | 0 | 0 | 0 | 0
2022 | CA | MRO | - | MRO-SaskPower | MW | Firm Imports |  | 290 | 290 | 290 | 290 | 290 | 290 | 290 | 290 | 290 | 290 | 290
2022 | CA | MRO | - | MRO-SaskPower | MW | Firm Exports |  | 0 | 0 | 0 | 0 | 0 | 0 | 0 | 0 | 0 | 0 | 0
2022 | CA | MRO | - | MRO-SaskPower | MW | Net Firm Capacity Transfers |  | 290 | 290 | 290 | 290 | 290 | 290 | 290 | 290 | 290 | 290 | 290
2022 | CA | MRO | - | MRO-SaskPower | MW | Expected Imports |  | 0 | 0 | 0 | 0 | 0 | 0 | 0 | 0 | 0 | 0 | 0
2022 | CA | MRO | - | MRO-SaskPower | MW | Expected Exports |  | 0 | 0 | 0 | 0 | 0 | 0 | 0 | 0 | 0 | 0 | 0
2022 | CA | MRO | - | MRO-SaskPower | MW | Net Expected Transfers |  | 0 | 0 | 0 | 0 | 0 | 0 | 0 | 0 | 0 | 0 | 0
2022 | CA | MRO | - | MRO-SaskPower | MW | Existing-Certain & Net Firm Transfers |  | 4778.48 | 4700.5239 | 4699.3239 | 4438.28 | 4562.68 | 4495.48 | 4477.76 | 4477.76 | 4524.96 | 4525.96 | 4525.96
2022 | CA | MRO | - | MRO-SaskPower | MW | Anticipated Resources |  | 4778.48 | 4740.5239 | 5160.1239 | 4943.88 | 5068.28 | 5001.08 | 4983.36 | 4983.36 | 5030.56 | 5031.56 | 5031.56
2022 | CA | MRO | - | MRO-SaskPower | MW | Prospective Resources |  | 4778.48 | 4740.5239 | 5160.1239 | 4943.88 | 5068.28 | 5303.88 | 4986.16 | 5186.16 | 5225.36 | 5226.36 | 5196.48
2022 | CA | MRO | - | MRO-SaskPower | MW | Existing-Certain and Net Firm Transfers Excess/Shortfall |  | 507.38 | 402.9739 | 375.3239 | 11.93 | 108.73 | -26.32 | -109.59 | -161.34 | -145.19 | -176.39 | -201.69
2022 | CA | MRO | - | MRO-SaskPower | MW | Anticipated Excess/Shortfall |  | 507.38 | 442.9739 | 836.1239 | 517.53 | 614.33 | 479.28 | 396.01 | 344.26 | 360.41 | 329.21 | 303.91
2022 | CA | MRO | - | MRO-SaskPower | MW | Prospective Excess/Shortfall |  | 507.38 | 442.9739 | 836.1239 | 517.53 | 614.33 | 782.08 | 398.81 | 547.06 | 555.21 | 524.01 | 468.83
2022 | CA | MRO | - | MRO-SaskPower | % | Existing-Certain and Net Firm Transfers Reserve Margin |  | 28.66% | 25.78% | 24.98% | 15.31% | 17.81% | 14.33% | 12.25% | 11% | 11.42% | 10.69% | 10.09%
2022 | CA | MRO | - | MRO-SaskPower | % | Anticipated Reserve Margin |  | 28.66% | 26.85% | 37.24% | 28.45% | 30.86% | 27.19% | 24.93% | 23.53% | 23.87% | 23.05% | 22.39%
2022 | CA | MRO | - | MRO-SaskPower | % | Prospective Reserve Margin |  | 28.66% | 26.85% | 37.24% | 28.45% | 30.86% | 34.89% | 25% | 28.56% | 28.67% | 27.82% | 26.4%
2022 | CA | MRO | - | MRO-SaskPower | Fraction | Reference Margin Level |  | 15% | 15% | 15% | 15% | 15% | 15% | 15% | 15% | 15% | 15% | 15%
2022 | US | NPCC | - | NPCC-New England | MW | Energy Efficiency and Conservation |  | 2022 | 2148 | 2274 | 2401 | 2557 | 2693 | 2809 | 2903 | 2976 | 3029 | 3082.9439
2022 | US | NPCC | - | NPCC-New England | MW | Total Installed Photovoltaic |  | 0 | 0 | 0 | 0 | 0 | 0 | 0 | 0 | 0 | 0 | 0
2022 | US | NPCC | - | NPCC-New England | MW | Photovoltaic On-Peak |  | 0 | 0 | 0 | 0 | 0 | 0 | 0 | 0 | 0 | 0 | 0
2022 | US | NPCC | - | NPCC-New England | MW | Total Internal Demand |  | 20009 | 20090 | 20223 | 20405 | 20607 | 20881 | 21236 | 21678 | 22226 | 22852 | 23496
2022 | US | NPCC | - | NPCC-New England | MW | Controllable and Dispatchable Demand Response - Available |  | 610.466 | 592.043 | 678.865 | 765.35 | 765.35 | 765.35 | 765.35 | 765.35 | 765.35 | 765.35 | 765.35
2022 | US | NPCC | - | NPCC-New England | MW | Net Internal Demand |  | 19398.534 | 19497.957 | 19544.135 | 19639.65 | 19841.65 | 20115.65 | 20470.65 | 20912.65 | 21460.65 | 22086.65 | 22730.65
2022 | US | NPCC | - | NPCC-New England | MW | Behind the Meter Generation - Capacity |  | 0 | 0 | 0 | 0 | 0 | 0 | 0 | 0 | 0 | 0 | 0
2022 | US | NPCC | - | NPCC-New England | MW | Other Capacity Adjustments - Additions |  | 0 | 0 | 0 | 0 | 0 | 0 | 0 | 0 | 0 | 0 | 0
2022 | US | NPCC | - | NPCC-New England | MW | Other Capacity Adjustments - Reductions |  | 0 | 0 | 0 | 0 | 0 | 0 | 0 | 0 | 0 | 0 | 0
2022 | US | NPCC | - | NPCC-New England | MW | Confirmed Retirements |  | 0 | 0 | 0 | 202.668 | 1889.824 | 2112.263 | 2112.263 | 2112.263 | 2112.263 | 2112.263 | 2112.263
2022 | US | NPCC | - | NPCC-New England | MW | Unconfirmed Retirements |  | 0 | 0 | 0 | 0 | 0 | 0 | 0 | 0 | 0 | 0 | 0
2022 | US | NPCC | - | NPCC-New England | MW | Scheduled Outages |  | 0 | 0 | 0 | 0 | 0 | 0 | 0 | 0 | 0 | 0 | 0
2022 | US | NPCC | - | NPCC-New England | MW | Transmission Limitations |  | 0 | 0 | 0 | 0 | 0 | 0 | 0 | 0 | 0 | 0 | 0
2022 | US | NPCC | - | NPCC-New England | MW | Existing-Certain |  | 32129.161 | 31926.845 | 30240.659 | 30018.22 | 30018.22 | 30018.22 | 30018.22 | 30018.22 | 30018.22 | 30018.22 | 30018.22
2022 | US | NPCC | - | NPCC-New England | MW | Existing-Other |  | 141.658 | 141.306 | 140.336 | 140.336 | 140.336 | 140.336 | 140.336 | 140.336 | 140.336 | 140.336 | 140.336
2022 | US | NPCC | - | NPCC-New England | MW | Additions - Tier 1 |  | 161.986 | 635.289 | 1837.449 | 1837.449 | 2277.449 | 2277.449 | 2277.449 | 2277.449 | 2277.449 | 2277.449 | 2277.449
2022 | US | NPCC | - | NPCC-New England | MW | Additions - Tier 2 |  | 265.536 | 2226.246 | 2445.828 | 5820.728 | 7537.648 | 9034.368 | 9034.368 | 9034.368 | 9034.368 | 9034.368 | 9034.368
2022 | US | NPCC | - | NPCC-New England | MW | Additions - Tier 3 |  | 13.4692 | 786.1062 | 2559.0202 | 3173.8274 | 4402.9634 | 5292.7634 | 5292.7634 | 5940.7634 | 5940.7634 | 5940.7634 | 5940.7634
2022 | US | NPCC | - | NPCC-New England | MW | Firm Imports |  | 1070.22 | 1058.72 | 1454.059 | 1504 | 0 | 0 | 0 | 0 | 0 | 0 | 0
2022 | US | NPCC | - | NPCC-New England | MW | Firm Exports |  | 0 | 0 | 0 | 0 | 0 | 0 | 0 | 0 | 0 | 0 | 0
2022 | US | NPCC | - | NPCC-New England | MW | Net Firm Capacity Transfers |  | 1070.22 | 1058.72 | 1454.059 | 1504 | 0 | 0 | 0 | 0 | 0 | 0 | 0
2022 | US | NPCC | - | NPCC-New England | MW | Expected Imports |  | 0 | 0 | 0 | 0 | 0 | 0 | 0 | 0 | 0 | 0 | 0
2022 | US | NPCC | - | NPCC-New England | MW | Expected Exports |  | 0 | 0 | 0 | 0 | 0 | 0 | 0 | 0 | 0 | 0 | 0
2022 | US | NPCC | - | NPCC-New England | MW | Net Expected Transfers |  | 0 | 0 | 0 | 0 | 0 | 0 | 0 | 0 | 0 | 0 | 0
2022 | US | NPCC | - | NPCC-New England | MW | Existing-Certain & Net Firm Transfers |  | 33199.381 | 32985.565 | 31694.718 | 31522.22 | 30018.22 | 30018.22 | 30018.22 | 30018.22 | 30018.22 | 30018.22 | 30018.22
2022 | US | NPCC | - | NPCC-New England | MW | Anticipated Resources |  | 33361.367 | 33620.854 | 33532.167 | 33359.669 | 32295.669 | 32295.669 | 32295.669 | 32295.669 | 32295.669 | 32295.669 | 32295.669
2022 | US | NPCC | - | NPCC-New England | MW | Prospective Resources |  | 33768.561 | 35988.406 | 36118.331 | 39320.733 | 39973.653 | 41470.373 | 41470.373 | 41470.373 | 41470.373 | 41470.373 | 41470.373
2022 | US | NPCC | - | NPCC-New England | MW | Existing-Certain and Net Firm Transfers Excess/Shortfall |  | 11032.6762 | 10865.1328 | 9424.1762 | 9345.1272 | 7696.3637 | 7589.2702 | 7254.8572 | 6805.1785 | 6196.8985 | 5457.8652 | 4741.7372
2022 | US | NPCC | - | NPCC-New England | MW | Anticipated Excess/Shortfall |  | 11194.6622 | 11500.4218 | 11261.6252 | 11182.5762 | 9973.8127 | 9866.7192 | 9532.3062 | 9082.6275 | 8474.3475 | 7735.3142 | 7019.1862
2022 | US | NPCC | - | NPCC-New England | MW | Prospective Excess/Shortfall |  | 11601.8562 | 13867.9738 | 13847.7892 | 17143.6402 | 17651.7967 | 19041.4232 | 18707.0102 | 18257.3315 | 17649.0515 | 16910.0182 | 16193.8902
2022 | US | NPCC | - | NPCC-New England | % | Existing-Certain and Net Firm Transfers Reserve Margin |  | 71.14% | 69.17% | 62.17% | 60.5% | 51.29% | 49.23% | 46.64% | 43.54% | 39.88% | 35.91% | 32.06%
2022 | US | NPCC | - | NPCC-New England | % | Anticipated Reserve Margin |  | 71.98% | 72.43% | 71.57% | 69.86% | 62.77% | 60.55% | 57.77% | 54.43% | 50.49% | 46.22% | 42.08%
2022 | US | NPCC | - | NPCC-New England | % | Prospective Reserve Margin |  | 74.08% | 84.58% | 84.8% | 100.2% | 101.5% | 106.2% | 102.6% | 98.3% | 93.24% | 87.76% | 82.44%
2022 | US | NPCC | - | NPCC-New England | Fraction | Reference Margin Level |  | 14.27% | 13.45% | 13.95% | 12.92% | 12.5% | 11.5% | 11.2% | 11% | 11% | 11.2% | 11.2%
2022 | US | NPCC | - | NPCC-New York | MW | Energy Efficiency and Conservation |  | 227 | 483 | 763 | 1074 | 1393 | 1715 | 2031 | 2338 | 2645 | 2947 | 3212
2022 | US | NPCC | - | NPCC-New York | MW | Total Installed Photovoltaic |  | 4269 | 5152 | 6071 | 6926 | 7740 | 8500 | 9162 | 9705 | 10068 | 10302 | 10484
2022 | US | NPCC | - | NPCC-New York | MW | Photovoltaic On-Peak |  | 0 | 0 | 0 | 0 | 0 | 0 | 0 | 0 | 0 | 0 | 0
2022 | US | NPCC | - | NPCC-New York | MW | Total Internal Demand |  | 23893 | 24287 | 24481 | 24735 | 25098 | 25575 | 26171 | 26884 | 27719 | 28756 | 29954
2022 | US | NPCC | - | NPCC-New York | MW | Controllable and Dispatchable Demand Response - Available |  | 484.7 | 484.7 | 484.7 | 484.7 | 484.7 | 484.7 | 484.7 | 484.7 | 484.7 | 484.7 | 484.7
2022 | US | NPCC | - | NPCC-New York | MW | Net Internal Demand |  | 23408.3 | 23802.3 | 23996.3 | 24250.3 | 24613.3 | 25090.3 | 25686.3 | 26399.3 | 27234.3 | 28271.3 | 29469.3
2022 | US | NPCC | - | NPCC-New York | MW | Behind the Meter Generation - Capacity |  | 0 | 0 | 0 | 0 | 0 | 0 | 0 | 0 | 0 | 0 | 0
2022 | US | NPCC | - | NPCC-New York | MW | Other Capacity Adjustments - Additions |  | 0 | 0 | 0 | 0 | 0 | 0 | 0 | 0 | 0 | 0 | 0
2022 | US | NPCC | - | NPCC-New York | MW | Other Capacity Adjustments - Reductions |  | 0 | 0 | 0 | 0 | 0 | 0 | 0 | 0 | 0 | 0 | 0
2022 | US | NPCC | - | NPCC-New York | MW | Confirmed Retirements |  | 0 | 0 | 395.6 | 1327.7 | 1327.7 | 1361.6 | 1361.6 | 1361.6 | 1361.6 | 1361.6 | 1361.6
2022 | US | NPCC | - | NPCC-New York | MW | Unconfirmed Retirements |  | 0 | 134.6 | 134.6 | 134.6 | 134.6 | 134.6 | 134.6 | 134.6 | 134.6 | 134.6 | 134.6
2022 | US | NPCC | - | NPCC-New York | MW | Scheduled Outages |  | 0 | 0 | 0 | 0 | 0 | 0 | 0 | 0 | 0 | 0 | 0
2022 | US | NPCC | - | NPCC-New York | MW | Transmission Limitations |  | 0 | 0 | 0 | 0 | 0 | 0 | 0 | 0 | 0 | 0 | 0
2022 | US | NPCC | - | NPCC-New York | MW | Existing-Certain |  | 38333.51 | 37056.81 | 37056.81 | 37022.91 | 37022.91 | 37022.91 | 37022.91 | 37022.91 | 37022.91 | 37022.91 | 37022.91
2022 | US | NPCC | - | NPCC-New York | MW | Existing-Other |  | 0 | 0 | 0 | 0 | 0 | 0 | 0 | 0 | 0 | 0 | 0
2022 | US | NPCC | - | NPCC-New York | MW | Additions - Tier 1 |  | 55.5 | 253.4 | 254.1 | 254.1 | 254.1 | 254.1 | 254.1 | 254.1 | 254.1 | 254.1 | 254.1
2022 | US | NPCC | - | NPCC-New York | MW | Additions - Tier 2 |  | 745.6 | 3893.6 | 3993.5 | 5043.5 | 5751.7 | 5964.8 | 5964.8 | 5964.8 | 5964.8 | 5964.8 | 5964.8
2022 | US | NPCC | - | NPCC-New York | MW | Additions - Tier 3 |  | 1146.6 | 2995.9 | 3039.7 | 3803.4 | 4495.3 | 4808.6 | 4808.6 | 4808.6 | 4808.6 | 4808.6 | 4808.6
2022 | US | NPCC | - | NPCC-New York | MW | Firm Imports |  | 2097.1 | 1198.18 | 1023.8 | 906.5 | 1359.9 | 1359.9 | 1359.9 | 1359.9 | 1359.9 | 1359.9 | 1359.9
2022 | US | NPCC | - | NPCC-New York | MW | Firm Exports |  | 0 | 0 | 0 | 0 | 0 | 0 | 0 | 0 | 0 | 0 | 0
2022 | US | NPCC | - | NPCC-New York | MW | Net Firm Capacity Transfers |  | 2097.1 | 1198.18 | 1023.8 | 906.5 | 1359.9 | 1359.9 | 1359.9 | 1359.9 | 1359.9 | 1359.9 | 1359.9
2022 | US | NPCC | - | NPCC-New York | MW | Expected Imports |  | 0 | 0 | 0 | 0 | 0 | 0 | 0 | 0 | 0 | 0 | 0
2022 | US | NPCC | - | NPCC-New York | MW | Expected Exports |  | 0 | 0 | 0 | 0 | 0 | 0 | 0 | 0 | 0 | 0 | 0
2022 | US | NPCC | - | NPCC-New York | MW | Net Expected Transfers |  | 0 | 0 | 0 | 0 | 0 | 0 | 0 | 0 | 0 | 0 | 0
2022 | US | NPCC | - | NPCC-New York | MW | Existing-Certain & Net Firm Transfers |  | 40430.61 | 38254.99 | 38080.61 | 37929.41 | 38382.81 | 38382.81 | 38382.81 | 38382.81 | 38382.81 | 38382.81 | 38382.81
2022 | US | NPCC | - | NPCC-New York | MW | Anticipated Resources |  | 40486.11 | 38508.39 | 38334.71 | 38183.51 | 38636.91 | 38636.91 | 38636.91 | 38636.91 | 38636.91 | 38636.91 | 38636.91
2022 | US | NPCC | - | NPCC-New York | MW | Prospective Resources |  | 41231.71 | 42267.39 | 42193.61 | 43092.41 | 44254.01 | 44467.11 | 44467.11 | 44467.11 | 44467.11 | 44467.11 | 44467.11
2022 | US | NPCC | - | NPCC-New York | MW | Existing-Certain and Net Firm Transfers Excess/Shortfall |  | 13511.065 | 10882.345 | 10484.865 | 10041.565 | 10077.515 | 9528.965 | 8843.565 | 8023.615 | 7063.365 | 5870.815 | 4493.115
2022 | US | NPCC | - | NPCC-New York | MW | Anticipated Excess/Shortfall |  | 13566.565 | 11135.745 | 10738.965 | 10295.665 | 10331.615 | 9783.065 | 9097.665 | 8277.715 | 7317.465 | 6124.915 | 4747.215
2022 | US | NPCC | - | NPCC-New York | MW | Prospective Excess/Shortfall |  | 14312.165 | 14894.745 | 14597.865 | 15204.565 | 15948.715 | 15613.265 | 14927.865 | 14107.915 | 13147.665 | 11955.115 | 10577.415
2022 | US | NPCC | - | NPCC-New York | % | Existing-Certain and Net Firm Transfers Reserve Margin |  | 72.72% | 60.72% | 58.69% | 56.41% | 55.94% | 52.98% | 49.43% | 45.39% | 40.94% | 35.77% | 30.25%
2022 | US | NPCC | - | NPCC-New York | % | Anticipated Reserve Margin |  | 72.96% | 61.78% | 59.75% | 57.46% | 56.98% | 53.99% | 50.42% | 46.36% | 41.87% | 36.66% | 31.11%
2022 | US | NPCC | - | NPCC-New York | % | Prospective Reserve Margin |  | 76.14% | 77.58% | 75.83% | 77.7% | 79.8% | 77.23% | 73.12% | 68.44% | 63.28% | 57.29% | 50.89%
2022 | US | NPCC | - | NPCC-New York | Fraction | Reference Margin Level |  | 15% | 15% | 15% | 15% | 15% | 15% | 15% | 15% | 15% | 15% | 15%
2022 | CA | NPCC | - | NPCC-Ontario | MW | Energy Efficiency and Conservation |  | 3411.3018 | 3521.7844 | 3536.4632 | 3563.7067 | 3469.8168 | 3550.486 | 3555.8313 | 3418.6388 | 3237.1208 | 3273.9366 | 3395.2248
2022 | CA | NPCC | - | NPCC-Ontario | MW | Total Installed Photovoltaic |  | 2189.6217 | 2189.6217 | 2189.6217 | 2189.6217 | 2189.6217 | 2189.6217 | 2189.6217 | 2189.6217 | 2189.6217 | 2189.6217 | 2189.6217
2022 | CA | NPCC | - | NPCC-Ontario | MW | Photovoltaic On-Peak |  | 0 | 0 | 0 | 0 | 0 | 0 | 0 | 0 | 36.0135 | 44.5722 | 0
2022 | CA | NPCC | - | NPCC-Ontario | MW | Total Internal Demand |  | 21404.5216 | 22041.9616 | 22277.2404 | 22819.6055 | 22915.6455 | 23279.6862 | 23933.0826 | 24056.1322 | 24315.9589 | 24542.3979 | 24793.7842
2022 | CA | NPCC | - | NPCC-Ontario | MW | Controllable and Dispatchable Demand Response - Available |  | 613.7714 | 719.9294 | 797.9294 | 524.9294 | 524.9294 | 524.9294 | 524.9294 | 524.9294 | 524.9294 | 524.9294 | 524.9294
2022 | CA | NPCC | - | NPCC-Ontario | MW | Net Internal Demand |  | 20790.7502 | 21322.0322 | 21479.311 | 22294.6761 | 22390.7161 | 22754.7568 | 23408.1532 | 23531.2028 | 23791.0295 | 24017.4685 | 24268.8548
2022 | CA | NPCC | - | NPCC-Ontario | MW | Behind the Meter Generation - Capacity |  | 0 | 0 | 0 | 0 | 0 | 0 | 0 | 0 | 0 | 0 | 0
2022 | CA | NPCC | - | NPCC-Ontario | MW | Other Capacity Adjustments - Additions |  | 0 | 0 | 0 | 0 | 0 | 0 | 0 | 0 | 0 | 0 | 0
2022 | CA | NPCC | - | NPCC-Ontario | MW | Other Capacity Adjustments - Reductions |  | 0 | 0 | 0 | 0 | 0 | 0 | 0 | 0 | 0 | 0 | 0
2022 | CA | NPCC | - | NPCC-Ontario | MW | Confirmed Retirements |  | 0 | 0 | 0 | 0 | 0 | 0 | 0 | 0 | 0 | 0 | 0
2022 | CA | NPCC | - | NPCC-Ontario | MW | Unconfirmed Retirements |  | 0 | 0 | 0 | 2064 | 0 | 0 | 0 | 0 | 0 | 0 | 0
2022 | CA | NPCC | - | NPCC-Ontario | MW | Scheduled Outages |  | 0 | 0 | 0 | 0 | 0 | 0 | 0 | 0 | 0 | 0 | 0
2022 | CA | NPCC | - | NPCC-Ontario | MW | Transmission Limitations |  | 0 | 0 | 0 | 0 | 0 | 0 | 0 | 0 | 0 | 0 | 0
2022 | CA | NPCC | - | NPCC-Ontario | MW | Existing-Certain |  | 28995.9381 | 29024.9524 | 27208.9524 | 28086.9524 | 26861.9524 | 27647.9524 | 26834.9524 | 27651.9524 | 26832.9524 | 27645.9524 | 27645.9524
2022 | CA | NPCC | - | NPCC-Ontario | MW | Existing-Other |  | 0 | 0 | 0 | 0 | 0 | 0 | 0 | 0 | 0 | 0 | 0
2022 | CA | NPCC | - | NPCC-Ontario | MW | Additions - Tier 1 |  | 144.5697 | 144.5697 | 144.5697 | 144.5697 | 144.5697 | 144.5697 | 144.5697 | 144.5697 | 144.5697 | 144.5697 | 144.5697
2022 | CA | NPCC | - | NPCC-Ontario | MW | Additions - Tier 2 |  | 0 | 0 | 0 | 223.25 | 223.25 | 223.25 | 223.25 | 508.25 | 508.25 | 508.25 | 508.25
2022 | CA | NPCC | - | NPCC-Ontario | MW | Additions - Tier 3 |  | 0 | 0 | 0 | 0 | 0 | 0 | 0 | 0 | 0 | 0 | 0
2022 | CA | NPCC | - | NPCC-Ontario | MW | Firm Imports |  | 0 | 0 | 0 | 0 | 0 | 0 | 0 | 0 | 0 | 0 | 0
2022 | CA | NPCC | - | NPCC-Ontario | MW | Firm Exports |  | 500 | 0 | 0 | 0 | 0 | 0 | 0 | 0 | 0 | 0 | 0
2022 | CA | NPCC | - | NPCC-Ontario | MW | Net Firm Capacity Transfers |  | -500 | 0 | 0 | 0 | 0 | 0 | 0 | 0 | 0 | 0 | 0
2022 | CA | NPCC | - | NPCC-Ontario | MW | Expected Imports |  | 240 | 240 | 240 | 240 | 240 | 240 | 240 | 240 | 240 | 240 | 240
2022 | CA | NPCC | - | NPCC-Ontario | MW | Expected Exports |  | 0 | 0 | 0 | 0 | 0 | 0 | 0 | 0 | 0 | 0 | 0
2022 | CA | NPCC | - | NPCC-Ontario | MW | Net Expected Transfers |  | 240 | 240 | 240 | 240 | 240 | 240 | 240 | 240 | 240 | 240 | 240
2022 | CA | NPCC | - | NPCC-Ontario | MW | Existing-Certain & Net Firm Transfers |  | 28495.9381 | 29024.9524 | 27208.9524 | 28086.9524 | 26861.9524 | 27647.9524 | 26834.9524 | 27651.9524 | 26832.9524 | 27645.9524 | 27645.9524
2022 | CA | NPCC | - | NPCC-Ontario | MW | Anticipated Resources |  | 28640.5078 | 29169.5221 | 27353.5221 | 28231.5221 | 27006.5221 | 27792.5221 | 26979.5221 | 27796.5221 | 26977.5221 | 27790.5221 | 27790.5221
2022 | CA | NPCC | - | NPCC-Ontario | MW | Prospective Resources |  | 28880.5078 | 29409.5221 | 27593.5221 | 26630.7721 | 27469.7721 | 28255.7721 | 27442.7721 | 28544.7721 | 27725.7721 | 28538.7721 | 28538.7721
2022 | CA | NPCC | - | NPCC-Ontario | MW | Existing-Certain and Net Firm Transfers Excess/Shortfall |  | 5245.6422 | 1030.3366 | 870.2723 | 252.0493 | -1763.0405 | -623.5968 | -1222.0543 | -472.7917 | -1614.6557 | -1315.6249 | -734.5533
2022 | CA | NPCC | - | NPCC-Ontario | MW | Anticipated Excess/Shortfall |  | 5390.2119 | 1174.9063 | 1014.842 | 396.619 | -1618.4708 | -479.0272 | -1077.4846 | -328.222 | -1470.0861 | -1171.0552 | -589.9836
2022 | CA | NPCC | - | NPCC-Ontario | MW | Prospective Excess/Shortfall |  | 5630.2119 | 1414.9063 | 1254.842 | -1204.131 | -1155.2208 | -15.7772 | -614.2346 | 420.028 | -721.8361 | -422.8052 | 158.2664
2022 | CA | NPCC | - | NPCC-Ontario | % | Existing-Certain and Net Firm Transfers Reserve Margin |  | 37.06% | 36.13% | 26.68% | 25.98% | 19.97% | 21.5% | 14.64% | 17.51% | 12.79% | 15.11% | 13.92%
2022 | CA | NPCC | - | NPCC-Ontario | % | Anticipated Reserve Margin |  | 37.76% | 36.8% | 27.35% | 26.63% | 20.61% | 22.14% | 15.26% | 18.13% | 13.39% | 15.71% | 14.51%
2022 | CA | NPCC | - | NPCC-Ontario | % | Prospective Reserve Margin |  | 38.91% | 37.93% | 28.47% | 19.45% | 22.68% | 24.18% | 17.24% | 21.31% | 16.54% | 18.83% | 17.59%
2022 | CA | NPCC | - | NPCC-Ontario | Fraction | Reference Margin Level |  | 11.83% | 31.29% | 22.62% | 24.85% | 27.84% | 24.24% | 19.86% | 19.52% | 19.57% | 20.59% | 16.94%
2022 | CA | NPCC | - | NPCC-Quebec | MW | Energy Efficiency and Conservation |  | 152 | 167 | 167 | 167 | 172 | 172 | 177 | 177 | 177 | 177 | 177
2022 | CA | NPCC | - | NPCC-Quebec | MW | Total Installed Photovoltaic |  | 27 | 56 | 96 | 147 | 206 | 272 | 341 | 420 | 513 | 622 | 622
2022 | CA | NPCC | - | NPCC-Quebec | MW | Photovoltaic On-Peak |  | 1 | 1 | 2 | 3 | 4 | 5 | 7 | 8 | 10 | 12 | 12
2022 | CA | NPCC | - | NPCC-Quebec | MW | Total Internal Demand |  | 39975.8798 | 40389.8442 | 40554.0588 | 40768.6364 | 41102.1614 | 41444.6294 | 41822.4003 | 42089.9357 | 42332.7062 | 42546.8458 | 42863.8716
2022 | CA | NPCC | - | NPCC-Quebec | MW | Controllable and Dispatchable Demand Response - Available |  | 2758.5424 | 3348.1701 | 3650.3771 | 3883.0131 | 3989.2156 | 4181.1223 | 4208.8997 | 4240.6697 | 4240.6697 | 4240.6697 | 4240.6697
2022 | CA | NPCC | - | NPCC-Quebec | MW | Net Internal Demand |  | 37217.3374 | 37041.6742 | 36903.6817 | 36885.6232 | 37112.9458 | 37263.5072 | 37613.5006 | 37849.266 | 38092.0365 | 38306.176 | 38623.2019
2022 | CA | NPCC | - | NPCC-Quebec | MW | Behind the Meter Generation - Capacity |  | 0 | 0 | 0 | 0 | 0 | 0 | 0 | 0 | 0 | 0 | 0
2022 | CA | NPCC | - | NPCC-Quebec | MW | Other Capacity Adjustments - Additions |  | 0 | 0 | 0 | 0 | 0 | 0 | 0 | 0 | 0 | 0 | 0
2022 | CA | NPCC | - | NPCC-Quebec | MW | Other Capacity Adjustments - Reductions |  | 0 | 0 | 0 | 0 | 0 | 0 | 0 | 0 | 0 | 0 | 0
2022 | CA | NPCC | - | NPCC-Quebec | MW | Confirmed Retirements |  | 0 | 0 | 0 | 0 | 0 | 0 | 0 | 0 | 0 | 0 | 0
2022 | CA | NPCC | - | NPCC-Quebec | MW | Unconfirmed Retirements |  | 0 | 0 | 0 | 0 | 0 | 0 | 0 | 0 | 0 | 0 | 0
2022 | CA | NPCC | - | NPCC-Quebec | MW | Scheduled Outages |  | 0 | 0 | 0 | 0 | 0 | 0 | 0 | 0 | 0 | 0 | 0
2022 | CA | NPCC | - | NPCC-Quebec | MW | Transmission Limitations |  | 0 | 0 | 0 | 0 | 0 | 0 | 0 | 0 | 0 | 0 | 0
2022 | CA | NPCC | - | NPCC-Quebec | MW | Existing-Certain |  | 42113.0475 | 42113.5904 | 42119.2332 | 42106.0841 | 42053.5149 | 41910.1778 | 41871.8506 | 41826.5055 | 41819.2484 | 41751.3332 | 41476.1081
2022 | CA | NPCC | - | NPCC-Quebec | MW | Existing-Other |  | 0 | 0 | 0 | 0 | 0 | 0 | 0 | 0 | 0 | 0 | 0
2022 | CA | NPCC | - | NPCC-Quebec | MW | Additions - Tier 1 |  | 254.5 | 254.5 | 368.64 | 368.64 | 368.64 | 368.64 | 368.64 | 368.64 | 368.64 | 368.64 | 368.64
2022 | CA | NPCC | - | NPCC-Quebec | MW | Additions - Tier 2 |  | 0 | 0 | 0 | 0 | 0 | 0 | 0 | 0 | 0 | 0 | 0
2022 | CA | NPCC | - | NPCC-Quebec | MW | Additions - Tier 3 |  | 0 | 0 | 0 | 0 | 0 | 0 | 0 | 0 | 0 | 0 | 0
2022 | CA | NPCC | - | NPCC-Quebec | MW | Firm Imports |  | 500 | 0 | 0 | 0 | 0 | 0 | 0 | 0 | 0 | 0 | 0
2022 | CA | NPCC | - | NPCC-Quebec | MW | Firm Exports |  | 917 | 888 | 1079 | 989.8 | 145 | 145 | 145 | 145 | 145 | 145 | 145
2022 | CA | NPCC | - | NPCC-Quebec | MW | Net Firm Capacity Transfers |  | -417 | -888 | -1079 | -989.8 | -145 | -145 | -145 | -145 | -145 | -145 | -145
2022 | CA | NPCC | - | NPCC-Quebec | MW | Expected Imports |  | 1100 | 1100 | 1100 | 1100 | 1100 | 1100 | 1100 | 1100 | 1100 | 1100 | 1100
2022 | CA | NPCC | - | NPCC-Quebec | MW | Expected Exports |  | 0 | 0 | 0 | 0 | 0 | 0 | 0 | 0 | 0 | 0 | 0
2022 | CA | NPCC | - | NPCC-Quebec | MW | Net Expected Transfers |  | 1100 | 1100 | 1100 | 1100 | 1100 | 1100 | 1100 | 1100 | 1100 | 1100 | 1100
2022 | CA | NPCC | - | NPCC-Quebec | MW | Existing-Certain & Net Firm Transfers |  | 41696.0475 | 41225.5904 | 41040.2332 | 41116.2841 | 41908.5149 | 41765.1778 | 41726.8506 | 41681.5055 | 41674.2484 | 41606.3332 | 41331.1081
2022 | CA | NPCC | - | NPCC-Quebec | MW | Anticipated Resources |  | 41950.5475 | 41480.0904 | 41408.8732 | 41484.9241 | 42277.1549 | 42133.8178 | 42095.4906 | 42050.1455 | 42042.8884 | 41974.9732 | 41699.7481
2022 | CA | NPCC | - | NPCC-Quebec | MW | Prospective Resources |  | 43050.5475 | 42580.0904 | 42508.8732 | 42584.9241 | 43377.1549 | 43233.8178 | 43195.4906 | 43150.1455 | 43142.8884 | 43074.9732 | 42799.7481
2022 | CA | NPCC | - | NPCC-Quebec | MW | Existing-Certain and Net Firm Transfers Excess/Shortfall |  | 273.1509 | -1.793 | -33.5645 | 62.5854 | 601.8063 | 290.8943 | -136.9755 | -444.7276 | -722.1883 | -1028.4407 | -1656.5156
2022 | CA | NPCC | - | NPCC-Quebec | MW | Anticipated Excess/Shortfall |  | 527.6509 | 252.707 | 335.0755 | 431.2254 | 970.4463 | 659.5343 | 231.6645 | -76.0876 | -353.5483 | -659.8007 | -1287.8756
2022 | CA | NPCC | - | NPCC-Quebec | MW | Prospective Excess/Shortfall |  | 1627.6509 | 1352.707 | 1435.0755 | 1531.2254 | 2070.4463 | 1759.5343 | 1331.6645 | 1023.9124 | 746.4517 | 440.1993 | -187.8756
2022 | CA | NPCC | - | NPCC-Quebec | % | Existing-Certain and Net Firm Transfers Reserve Margin |  | 12.03% | 11.3% | 11.21% | 11.47% | 12.92% | 12.08% | 10.94% | 10.13% | 9.404% | 8.615% | 7.011%
2022 | CA | NPCC | - | NPCC-Quebec | % | Anticipated Reserve Margin |  | 12.72% | 11.98% | 12.21% | 12.47% | 13.91% | 13.07% | 11.92% | 11.1% | 10.37% | 9.578% | 7.966%
2022 | CA | NPCC | - | NPCC-Quebec | % | Prospective Reserve Margin |  | 15.67% | 14.95% | 15.19% | 15.45% | 16.88% | 16.02% | 14.84% | 14.01% | 13.26% | 12.45% | 10.81%
2022 | CA | NPCC | - | NPCC-Quebec | Fraction | Reference Margin Level |  | 11.3% | 11.3% | 11.3% | 11.3% | 11.3% | 11.3% | 11.3% | 11.3% | 11.3% | 11.3% | 11.3%
2022 | US | RF | - | PJM | MW | Energy Efficiency and Conservation |  | 0 | 0 | 0 | 0 | 0 | 0 | 0 | 0 | 0 | 0 | 0
2022 | US | RF | - | PJM | MW | Total Installed Photovoltaic |  | 8289.4737 | 9205.2632 | 10055.2632 | 10615.7895 | 11115.7895 | 12228.9474 | 12802.6316 | 13547.3684 | 14847.3684 | 15721.0526 | 17639.4737
2022 | US | RF | - | PJM | MW | Photovoltaic On-Peak |  | 0 | 0 | 0 | 0 | 0 | 0 | 0 | 0 | 0 | 0 | 0
2022 | US | RF | - | PJM | MW | Total Internal Demand |  | 132980 | 134360 | 135521 | 136923 | 137943 | 138809 | 139318 | 140109 | 140682 | 141516 | 142314
2022 | US | RF | - | PJM | MW | Controllable and Dispatchable Demand Response - Available |  | 6583 | 6730 | 6766 | 6795 | 6824 | 6832 | 6841 | 6864 | 6884 | 6899 | 6907
2022 | US | RF | - | PJM | MW | Net Internal Demand |  | 126397 | 127630 | 128755 | 130128 | 131119 | 131977 | 132477 | 133245 | 133798 | 134617 | 135407
2022 | US | RF | - | PJM | MW | Behind the Meter Generation - Capacity |  | 0 | 0 | 0 | 0 | 0 | 0 | 0 | 0 | 0 | 0 | 0
2022 | US | RF | - | PJM | MW | Other Capacity Adjustments - Additions |  | 0 | 0 | 0 | 0 | 0 | 0 | 0 | 0 | 0 | 0 | 0
2022 | US | RF | - | PJM | MW | Other Capacity Adjustments - Reductions |  | 0 | 0 | 0 | 0 | 0 | 0 | 0 | 0 | 0 | 0 | 0
2022 | US | RF | - | PJM | MW | Confirmed Retirements |  | 25309.1 | 26389.3 | 29812.5 | 33798.6 | 33798.6 | 33798.6 | 34240.6 | 34240.6 | 34240.6 | 34240.6 | 34240.6
2022 | US | RF | - | PJM | MW | Unconfirmed Retirements |  | 0 | 4175.1 | 4175.1 | 6971.2 | 6971.2 | 8728 | 8728 | 8728 | 8728 | 8728 | 8728
2022 | US | RF | - | PJM | MW | Scheduled Outages |  | 0 | 0 | 0 | 0 | 0 | 0 | 0 | 0 | 0 | 0 | 0
2022 | US | RF | - | PJM | MW | Transmission Limitations |  | 0 | 0 | 0 | 0 | 0 | 0 | 0 | 0 | 0 | 0 | 0
2022 | US | RF | - | PJM | MW | Existing-Certain |  | 183612 | 180135.1 | 178519.8 | 178519.8 | 178107.9 | 178107.9 | 178107.9 | 178107.9 | 178107.9 | 178107.9 | 178107.9
2022 | US | RF | - | PJM | MW | Existing-Other |  | 0 | 0 | 0 | 0 | 0 | 0 | 0 | 0 | 0 | 0 | 0
2022 | US | RF | - | PJM | MW | Additions - Tier 1 |  | 0 | 6832.36 | 9963.61 | 10834.07 | 11651.57 | 11919.07 | 11919.07 | 11919.07 | 11919.07 | 11919.07 | 11919.07
2022 | US | RF | - | PJM | MW | Additions - Tier 2 |  | 0 | 22583.732 | 41031.9607 | 50666.1507 | 56249.6107 | 58319.2307 | 58912.2307 | 59559.3307 | 59707.8307 | 59707.8307 | 59667.8307
2022 | US | RF | - | PJM | MW | Additions - Tier 3 |  | 0 | 0 | 0 | 0 | 0 | 0 | 0 | 0 | 0 | 0 | 0
2022 | US | RF | - | PJM | MW | Firm Imports |  | 1671.1 | 1623.2 | 1623.2 | 0 | 0 | 0 | 0 | 0 | 0 | 0 | 0
2022 | US | RF | - | PJM | MW | Firm Exports |  | 2396.9 | 1540.9 | 321 | 321 | 95 | 299.3 | 299.3 | 299.3 | 299.3 | 299.3 | 299.3
2022 | US | RF | - | PJM | MW | Net Firm Capacity Transfers |  | -725.8 | 82.3 | 1302.2 | -321 | -95 | -299.3 | -299.3 | -299.3 | -299.3 | -299.3 | -299.3
2022 | US | RF | - | PJM | MW | Expected Imports |  | 0 | 0 | 0 | 1623.2 | 1623.2 | 1623.2 | 1623.2 | 1623.2 | 1623.2 | 1623.2 | 1623.2
2022 | US | RF | - | PJM | MW | Expected Exports |  | 0 | 0 | 1219 | 1219 | 1219 | 1219 | 1219 | 1219 | 1219 | 1219 | 1219
2022 | US | RF | - | PJM | MW | Net Expected Transfers |  | 0 | 0 | -1219 | 404.2 | 404.2 | 404.2 | 404.2 | 404.2 | 404.2 | 404.2 | 404.2
2022 | US | RF | - | PJM | MW | Existing-Certain & Net Firm Transfers |  | 182886.2 | 180217.4 | 179822 | 178198.8 | 178012.9 | 177808.6 | 177808.6 | 177808.6 | 177808.6 | 177808.6 | 177808.6
2022 | US | RF | - | PJM | MW | Anticipated Resources |  | 182886.2 | 187049.76 | 189785.61 | 189032.87 | 189664.47 | 189727.67 | 189727.67 | 189727.67 | 189727.67 | 189727.67 | 189727.67
2022 | US | RF | - | PJM | MW | Prospective Resources |  | 182886.2 | 205458.392 | 225423.4707 | 233132.0207 | 239347.0807 | 239723.1007 | 240316.1007 | 240963.2007 | 241111.7007 | 241111.7007 | 241071.7007
2022 | US | RF | - | PJM | MW | Existing-Certain and Net Firm Transfers Excess/Shortfall |  | 37656.047 | 33698.16 | 32140.015 | 28941.984 | 27619.407 | 26430.981 | 25857.481 | 24976.585 | 24342.294 | 23402.901 | 22496.771
2022 | US | RF | - | PJM | MW | Anticipated Excess/Shortfall |  | 37656.047 | 40530.52 | 42103.625 | 39776.054 | 39270.977 | 38350.051 | 37776.551 | 36895.655 | 36261.364 | 35321.971 | 34415.841
2022 | US | RF | - | PJM | MW | Prospective Excess/Shortfall |  | 37656.047 | 58939.152 | 77741.4857 | 83875.2047 | 88953.5877 | 88345.4817 | 88364.9817 | 88131.1857 | 87645.3947 | 86706.0017 | 85759.8717
2022 | US | RF | - | PJM | % | Existing-Certain and Net Firm Transfers Reserve Margin |  | 44.69% | 41.2% | 39.66% | 36.94% | 35.76% | 34.73% | 34.22% | 33.44% | 32.89% | 32.08% | 31.31%
2022 | US | RF | - | PJM | % | Anticipated Reserve Margin |  | 44.69% | 46.56% | 47.4% | 45.27% | 44.65% | 43.76% | 43.22% | 42.39% | 41.8% | 40.94% | 40.12%
2022 | US | RF | - | PJM | % | Prospective Reserve Margin |  | 44.69% | 60.98% | 75.08% | 79.16% | 82.54% | 81.64% | 81.4% | 80.84% | 80.21% | 79.11% | 78.03%
2022 | US | RF | - | PJM | Fraction | Reference Margin Level |  | 14.9% | 14.8% | 14.7% | 14.7% | 14.7% | 14.7% | 14.7% | 14.7% | 14.7% | 14.7% | 14.7%
2022 | US | SERC | - | SERC-C | MW | Energy Efficiency and Conservation |  | 381 | 388 | 395 | 396 | 398 | 399 | 400 | 402 | 403 | 404 | 406
2022 | US | SERC | - | SERC-C | MW | Total Installed Photovoltaic |  | 49 | 49 | 49 | 49 | 49 | 49 | 49 | 49 | 49 | 49 | 49
2022 | US | SERC | - | SERC-C | MW | Photovoltaic On-Peak |  | 0 | 0 | 0 | 0 | 0 | 0 | 0 | 0 | 0 | 0 | 0
2022 | US | SERC | - | SERC-C | MW | Total Internal Demand |  | 41745 | 42119 | 42080 | 42128 | 42190 | 42328 | 42403 | 42509 | 42606 | 42793 | 42848
2022 | US | SERC | - | SERC-C | MW | Controllable and Dispatchable Demand Response - Available |  | 1671 | 1638 | 1643 | 1648 | 1654 | 1654 | 1654 | 1654 | 1654 | 1654 | 1654
2022 | US | SERC | - | SERC-C | MW | Net Internal Demand |  | 40074 | 40481 | 40437 | 40480 | 40536 | 40674 | 40749 | 40855 | 40952 | 41139 | 41194
2022 | US | SERC | - | SERC-C | MW | Behind the Meter Generation - Capacity |  | 0 | 0 | 0 | 0 | 0 | 0 | 0 | 0 | 0 | 0 | 0
2022 | US | SERC | - | SERC-C | MW | Other Capacity Adjustments - Additions |  | 0 | 0 | 0 | 0 | 0 | 0 | 0 | 0 | 0 | 0 | 0
2022 | US | SERC | - | SERC-C | MW | Other Capacity Adjustments - Reductions |  | 0 | 0 | 0 | 0 | 0 | 0 | 0 | 0 | 0 | 0 | 0
2022 | US | SERC | - | SERC-C | MW | Confirmed Retirements |  | 1281.93 | 1324.93 | 1324.93 | 2196.93 | 3300.93 | 3300.93 | 5104.93 | 6020.93 | 7285.93 | 7883.93 | 7883.93
2022 | US | SERC | - | SERC-C | MW | Unconfirmed Retirements |  | 0 | 0 | 0 | 300 | 300 | 300 | 300 | 300 | 300 | 300 | 300
2022 | US | SERC | - | SERC-C | MW | Scheduled Outages |  | 0 | 0 | 0 | 0 | 0 | 0 | 0 | 0 | 0 | 0 | 0
2022 | US | SERC | - | SERC-C | MW | Transmission Limitations |  | 0 | 0 | 0 | 0 | 0 | 0 | 0 | 0 | 0 | 0 | 0
2022 | US | SERC | - | SERC-C | MW | Existing-Certain |  | 51007.78 | 51071.78 | 50331.78 | 49323.78 | 49323.78 | 47737.78 | 46997.78 | 45867.78 | 45827.78 | 45827.78 | 44855.78
2022 | US | SERC | - | SERC-C | MW | Existing-Other |  | 3601.37 | 3489.37 | 3393.37 | 3393.37 | 3175.37 | 2999.37 | 2864.37 | 2864.37 | 2490.37 | 2490.37 | 2490.37
2022 | US | SERC | - | SERC-C | MW | Additions - Tier 1 |  | 0 | 1574 | 2243 | 2243 | 3772 | 5301 | 6507 | 6507 | 6507 | 8968 | 10826
2022 | US | SERC | - | SERC-C | MW | Additions - Tier 2 |  | 0 | 20 | 20 | 1086 | 1086 | 1086 | 1086 | 1086 | 1086 | 1086 | 1086
2022 | US | SERC | - | SERC-C | MW | Additions - Tier 3 |  | 0 | 0 | 100 | 200 | 505 | 655 | 805 | 855 | 855 | 855 | 855
2022 | US | SERC | - | SERC-C | MW | Firm Imports |  | 296 | 375 | 375 | 175 | 175 | 0 | 0 | 0 | 0 | 0 | 0
2022 | US | SERC | - | SERC-C | MW | Firm Exports |  | 1164 | 939 | 939 | 939 | 939 | 939 | 939 | 939 | 939 | 939 | 939
2022 | US | SERC | - | SERC-C | MW | Net Firm Capacity Transfers |  | -868 | -564 | -564 | -764 | -764 | -939 | -939 | -939 | -939 | -939 | -939
2022 | US | SERC | - | SERC-C | MW | Expected Imports |  | 0 | 0 | 0 | 0 | 0 | 0 | 0 | 0 | 0 | 0 | 0
2022 | US | SERC | - | SERC-C | MW | Expected Exports |  | 0 | 0 | 0 | 0 | 0 | 0 | 0 | 0 | 0 | 0 | 0
2022 | US | SERC | - | SERC-C | MW | Net Expected Transfers |  | 0 | 0 | 0 | 0 | 0 | 0 | 0 | 0 | 0 | 0 | 0
2022 | US | SERC | - | SERC-C | MW | Existing-Certain & Net Firm Transfers |  | 50139.78 | 50507.78 | 49767.78 | 48559.78 | 48559.78 | 46798.78 | 46058.78 | 44928.78 | 44888.78 | 44888.78 | 43916.78
2022 | US | SERC | - | SERC-C | MW | Anticipated Resources |  | 50139.78 | 52081.78 | 52010.78 | 50802.78 | 52331.78 | 52099.78 | 52565.78 | 51435.78 | 51395.78 | 53856.78 | 54742.78
2022 | US | SERC | - | SERC-C | MW | Prospective Resources |  | 53741.15 | 55591.15 | 55424.15 | 54982.15 | 56293.15 | 55885.15 | 56216.15 | 55086.15 | 54672.15 | 57133.15 | 58019.15
2022 | US | SERC | - | SERC-C | MW | Existing-Certain and Net Firm Transfers Excess/Shortfall |  | 4054.68 | 3954.63 | 3265.23 | 2007.78 | 1943.38 | 23.68 | -802.57 | -2054.47 | -2206.02 | -2421.07 | -3456.32
2022 | US | SERC | - | SERC-C | MW | Anticipated Excess/Shortfall |  | 4054.68 | 5528.63 | 5508.23 | 4250.78 | 5715.38 | 5324.68 | 5704.43 | 4452.53 | 4300.98 | 6546.93 | 7369.68
2022 | US | SERC | - | SERC-C | MW | Prospective Excess/Shortfall |  | 7656.05 | 9038 | 8921.6 | 8430.15 | 9676.75 | 9110.05 | 9354.8 | 8102.9 | 7577.35 | 9823.3 | 10646.05
2022 | US | SERC | - | SERC-C | % | Existing-Certain and Net Firm Transfers Reserve Margin |  | 25.12% | 24.77% | 23.07% | 19.96% | 19.79% | 15.06% | 13.03% | 9.971% | 9.613% | 9.115% | 6.61%
2022 | US | SERC | - | SERC-C | % | Anticipated Reserve Margin |  | 25.12% | 28.66% | 28.62% | 25.5% | 29.1% | 28.09% | 29% | 25.9% | 25.5% | 30.91% | 32.89%
2022 | US | SERC | - | SERC-C | % | Prospective Reserve Margin |  | 34.1% | 37.33% | 37.06% | 35.83% | 38.87% | 37.4% | 37.96% | 34.83% | 33.5% | 38.88% | 40.84%
2022 | US | SERC | - | SERC-C | Fraction | Reference Margin Level |  | 15% | 15% | 15% | 15% | 15% | 15% | 15% | 15% | 15% | 15% | 15%
2022 | US | SERC | - | SERC-E | MW | Energy Efficiency and Conservation |  | 329 | 419 | 526 | 674 | 763 | 834 | 892 | 923 | 923 | 909 | 889
2022 | US | SERC | - | SERC-E | MW | Total Installed Photovoltaic |  | 587 | 668 | 737 | 803 | 870 | 938 | 1007 | 1076 | 1147 | 1219 | 1290
2022 | US | SERC | - | SERC-E | MW | Photovoltaic On-Peak |  | 6 | 6 | 7 | 8 | 8 | 9 | 10 | 11 | 12 | 12 | 13
2022 | US | SERC | - | SERC-E | MW | Total Internal Demand |  | 44648 | 44878 | 44996 | 45091 | 45320 | 45490 | 45953 | 46135 | 46706 | 47164 | 47636
2022 | US | SERC | - | SERC-E | MW | Controllable and Dispatchable Demand Response - Available |  | 1180 | 1130 | 1131 | 1136 | 1141 | 1142 | 1143 | 1144 | 1145 | 1146 | 1147
2022 | US | SERC | - | SERC-E | MW | Net Internal Demand |  | 43468 | 43748 | 43865 | 43955 | 44179 | 44348 | 44810 | 44991 | 45561 | 46018 | 46489
2022 | US | SERC | - | SERC-E | MW | Behind the Meter Generation - Capacity |  | 0 | 0 | 0 | 0 | 0 | 0 | 0 | 0 | 0 | 0 | 0
2022 | US | SERC | - | SERC-E | MW | Other Capacity Adjustments - Additions |  | 0 | 0 | 0 | 0 | 0 | 0 | 0 | 0 | 0 | 0 | 0
2022 | US | SERC | - | SERC-E | MW | Other Capacity Adjustments - Reductions |  | 0 | 0 | 0 | 0 | 0 | 0 | 0 | 0 | 0 | 0 | 0
2022 | US | SERC | - | SERC-E | MW | Confirmed Retirements |  | 898 | 1732 | 1732 | 1991 | 2158 | 2158 | 2158 | 3540 | 3540 | 3540 | 4332
2022 | US | SERC | - | SERC-E | MW | Unconfirmed Retirements |  | 0 | 0 | 0 | 0 | 544 | 544 | 544 | 544 | 544 | 544 | 544
2022 | US | SERC | - | SERC-E | MW | Scheduled Outages |  | 0 | 0 | 0 | 0 | 0 | 0 | 0 | 0 | 0 | 0 | 0
2022 | US | SERC | - | SERC-E | MW | Transmission Limitations |  | 0 | 0 | 0 | 0 | 0 | 0 | 0 | 0 | 0 | 0 | 0
2022 | US | SERC | - | SERC-E | MW | Existing-Certain |  | 53286.64 | 53482.14 | 53238.14 | 53071.14 | 53071.14 | 52839.14 | 51689.14 | 51689.14 | 51689.14 | 50917.14 | 49864.14
2022 | US | SERC | - | SERC-E | MW | Existing-Other |  | 2.5 | 2.5 | 2.5 | 2.5 | 2.5 | 2.5 | 2.5 | 2.5 | 2.5 | 2.5 | 2.5
2022 | US | SERC | - | SERC-E | MW | Additions - Tier 1 |  | 587.97 | 642.97 | 1044.97 | 1501.97 | 1958.97 | 3329.97 | 5923.97 | 6380.97 | 6837.97 | 6837.97 | 7751.97
2022 | US | SERC | - | SERC-E | MW | Additions - Tier 2 |  | 0 | 0.47653 | 298.1657 | 302.771 | 310.1682 | 319.8842 | 329.272 | 338.3753 | 347.1472 | 355.6548 | 361.0097
2022 | US | SERC | - | SERC-E | MW | Additions - Tier 3 |  | 37.5 | 101.75 | 233.9921 | 3198.2445 | 5525.148 | 5573.0488 | 6494.5384 | 6505.4103 | 6538.1423 | 6610.1145 | 6638.54
2022 | US | SERC | - | SERC-E | MW | Firm Imports |  | 778 | 778 | 778 | 778 | 778 | 778 | 778 | 778 | 778 | 778 | 778
2022 | US | SERC | - | SERC-E | MW | Firm Exports |  | 265 | 265 | 265 | 265 | 265 | 265 | 265 | 265 | 265 | 265 | 265
2022 | US | SERC | - | SERC-E | MW | Net Firm Capacity Transfers |  | 513 | 513 | 513 | 513 | 513 | 513 | 513 | 513 | 513 | 513 | 513
2022 | US | SERC | - | SERC-E | MW | Expected Imports |  | 0 | 0 | 0 | 0 | 0 | 0 | 0 | 0 | 0 | 0 | 0
2022 | US | SERC | - | SERC-E | MW | Expected Exports |  | 0 | 0 | 0 | 0 | 0 | 0 | 0 | 0 | 0 | 0 | 0
2022 | US | SERC | - | SERC-E | MW | Net Expected Transfers |  | 0 | 0 | 0 | 0 | 0 | 0 | 0 | 0 | 0 | 0 | 0
2022 | US | SERC | - | SERC-E | MW | Existing-Certain & Net Firm Transfers |  | 53799.64 | 53995.14 | 53751.14 | 53584.14 | 53584.14 | 53352.14 | 52202.14 | 52202.14 | 52202.14 | 51430.14 | 50377.14
2022 | US | SERC | - | SERC-E | MW | Anticipated Resources |  | 54387.61 | 54638.11 | 54796.11 | 55086.11 | 55543.11 | 56682.11 | 58126.11 | 58583.11 | 59040.11 | 58268.11 | 58129.11
2022 | US | SERC | - | SERC-E | MW | Prospective Resources |  | 54390.11 | 54641.0865 | 55096.7757 | 55391.381 | 55311.7782 | 56460.4942 | 57913.882 | 58379.9853 | 58845.7572 | 58082.2648 | 57948.6197
2022 | US | SERC | - | SERC-E | MW | Existing-Certain and Net Firm Transfers Excess/Shortfall |  | 3811.44 | 3684.94 | 3306.39 | 3035.89 | 2778.29 | 2351.94 | 670.64 | 462.49 | -193.01 | -1490.56 | -3085.21
2022 | US | SERC | - | SERC-E | MW | Anticipated Excess/Shortfall |  | 4399.41 | 4327.91 | 4351.36 | 4537.86 | 4737.26 | 5681.91 | 6594.61 | 6843.46 | 6644.96 | 5347.41 | 4666.76
2022 | US | SERC | - | SERC-E | MW | Prospective Excess/Shortfall |  | 4401.91 | 4330.8865 | 4652.0257 | 4843.131 | 4505.9282 | 5460.2942 | 6382.382 | 6640.3353 | 6450.6072 | 5161.5648 | 4486.2697
2022 | US | SERC | - | SERC-E | % | Existing-Certain and Net Firm Transfers Reserve Margin |  | 23.77% | 23.42% | 22.54% | 21.91% | 21.29% | 20.3% | 16.5% | 16.03% | 14.58% | 11.76% | 8.364%
2022 | US | SERC | - | SERC-E | % | Anticipated Reserve Margin |  | 25.12% | 24.89% | 24.92% | 25.32% | 25.72% | 27.81% | 29.72% | 30.21% | 29.58% | 26.62% | 25.04%
2022 | US | SERC | - | SERC-E | % | Prospective Reserve Margin |  | 25.13% | 24.9% | 25.61% | 26.02% | 25.2% | 27.31% | 29.24% | 29.76% | 29.16% | 26.22% | 24.65%
2022 | US | SERC | - | SERC-E | Fraction | Reference Margin Level |  | 15% | 15% | 15% | 15% | 15% | 15% | 15% | 15% | 15% | 15% | 15%
2022 | US | SERC | - | SERC-SE | MW | Energy Efficiency and Conservation |  | 0 | 0 | 0 | 0 | 0 | 0 | 0 | 0 | 0 | 0 | 0
2022 | US | SERC | - | SERC-SE | MW | Total Installed Photovoltaic |  | 0 | 0 | 0 | 0 | 0 | 0 | 0 | 0 | 0 | 0 | 0
2022 | US | SERC | - | SERC-SE | MW | Photovoltaic On-Peak |  | 0 | 0 | 0 | 0 | 0 | 0 | 0 | 0 | 0 | 0 | 0
2022 | US | SERC | - | SERC-SE | MW | Total Internal Demand |  | 46513 | 46451 | 45288 | 45474 | 45733 | 44877 | 45161 | 45376 | 45719 | 46034 | 46411
2022 | US | SERC | - | SERC-SE | MW | Controllable and Dispatchable Demand Response - Available |  | 1954 | 1206 | 2127 | 2138 | 2233 | 2231 | 2231 | 2222 | 2100 | 2101 | 2101
2022 | US | SERC | - | SERC-SE | MW | Net Internal Demand |  | 44559 | 45245 | 43161 | 43336 | 43500 | 42646 | 42930 | 43154 | 43619 | 43933 | 44310
2022 | US | SERC | - | SERC-SE | MW | Behind the Meter Generation - Capacity |  | 0 | 0 | 0 | 0 | 0 | 0 | 0 | 0 | 0 | 0 | 0
2022 | US | SERC | - | SERC-SE | MW | Other Capacity Adjustments - Additions |  | 0 | 0 | 0 | 0 | 0 | 0 | 0 | 0 | 0 | 0 | 0
2022 | US | SERC | - | SERC-SE | MW | Other Capacity Adjustments - Reductions |  | 0 | 0 | 0 | 0 | 0 | 0 | 0 | 0 | 0 | 0 | 0
2022 | US | SERC | - | SERC-SE | MW | Confirmed Retirements |  | 525 | 1369 | 1369 | 1369 | 1369 | 1369 | 1369 | 1369 | 1369 | 1369 | 1369
2022 | US | SERC | - | SERC-SE | MW | Unconfirmed Retirements |  | 0 | 0 | 0 | 0 | 0 | 0 | 0 | 0 | 0 | 0 | 0
2022 | US | SERC | - | SERC-SE | MW | Scheduled Outages |  | 0 | 0 | 0 | 0 | 0 | 0 | 0 | 0 | 0 | 0 | 0
2022 | US | SERC | - | SERC-SE | MW | Transmission Limitations |  | 0 | 0 | 0 | 0 | 0 | 0 | 0 | 0 | 0 | 0 | 0
2022 | US | SERC | - | SERC-SE | MW | Existing-Certain |  | 60096.9 | 60179.9 | 60959.9 | 61023.9 | 61023.9 | 61023.9 | 61023.9 | 61023.9 | 61023.9 | 61023.9 | 61023.9
2022 | US | SERC | - | SERC-SE | MW | Existing-Other |  | 2894.99 | 2894.99 | 2894.99 | 2894.99 | 2894.99 | 2894.99 | 2894.99 | 2894.99 | 2894.99 | 2894.99 | 2894.99
2022 | US | SERC | - | SERC-SE | MW | Additions - Tier 1 |  | 1101.5 | 2201.5 | 2201.5 | 2201.5 | 2201.5 | 2201.5 | 2201.5 | 2201.5 | 2201.5 | 2201.5 | 2201.5
2022 | US | SERC | - | SERC-SE | MW | Additions - Tier 2 |  | 0 | 0 | 0 | 0 | 0 | 0 | 0 | 0 | 0 | 0 | 0
2022 | US | SERC | - | SERC-SE | MW | Additions - Tier 3 |  | 0 | 0 | 0 | 0 | 0 | 0 | 0 | 0 | 0 | 0 | 0
2022 | US | SERC | - | SERC-SE | MW | Firm Imports |  | 321 | 341 | 312 | 335 | 333 | 335 | 336 | 339 | 342 | 340 | 342
2022 | US | SERC | - | SERC-SE | MW | Firm Exports |  | 2845 | 1752 | 1204 | 1206 | 1154 | 1156 | 1157 | 1159 | 1204 | 1206 | 1208
2022 | US | SERC | - | SERC-SE | MW | Net Firm Capacity Transfers |  | -2524 | -1411 | -892 | -871 | -821 | -821 | -821 | -820 | -862 | -866 | -866
2022 | US | SERC | - | SERC-SE | MW | Expected Imports |  | 0 | 0 | 0 | 0 | 0 | 0 | 0 | 0 | 0 | 0 | 0
2022 | US | SERC | - | SERC-SE | MW | Expected Exports |  | 0 | 0 | 0 | 0 | 0 | 0 | 0 | 0 | 0 | 0 | 0
2022 | US | SERC | - | SERC-SE | MW | Net Expected Transfers |  | 0 | 0 | 0 | 0 | 0 | 0 | 0 | 0 | 0 | 0 | 0
2022 | US | SERC | - | SERC-SE | MW | Existing-Certain & Net Firm Transfers |  | 57572.9 | 58768.9 | 60067.9 | 60152.9 | 60202.9 | 60202.9 | 60202.9 | 60203.9 | 60161.9 | 60157.9 | 60157.9
2022 | US | SERC | - | SERC-SE | MW | Anticipated Resources |  | 58674.4 | 60970.4 | 62269.4 | 62354.4 | 62404.4 | 62404.4 | 62404.4 | 62405.4 | 62363.4 | 62359.4 | 62359.4
2022 | US | SERC | - | SERC-SE | MW | Prospective Resources |  | 61569.39 | 63865.39 | 65164.39 | 65249.39 | 65299.39 | 65299.39 | 65299.39 | 65300.39 | 65258.39 | 65254.39 | 65254.39
2022 | US | SERC | - | SERC-SE | MW | Existing-Certain and Net Firm Transfers Excess/Shortfall |  | 6330.05 | 6737.15 | 10432.75 | 10316.5 | 10177.9 | 11160 | 10833.4 | 10576.8 | 10000.05 | 9634.95 | 9201.4
2022 | US | SERC | - | SERC-SE | MW | Anticipated Excess/Shortfall |  | 7431.55 | 8938.65 | 12634.25 | 12518 | 12379.4 | 13361.5 | 13034.9 | 12778.3 | 12201.55 | 11836.45 | 11402.9
2022 | US | SERC | - | SERC-SE | MW | Prospective Excess/Shortfall |  | 10326.54 | 11833.64 | 15529.24 | 15412.99 | 15274.39 | 16256.49 | 15929.89 | 15673.29 | 15096.54 | 14731.44 | 14297.89
2022 | US | SERC | - | SERC-SE | % | Existing-Certain and Net Firm Transfers Reserve Margin |  | 29.21% | 29.89% | 39.17% | 38.81% | 38.4% | 41.17% | 40.24% | 39.51% | 37.93% | 36.93% | 35.77%
2022 | US | SERC | - | SERC-SE | % | Anticipated Reserve Margin |  | 31.68% | 34.76% | 44.27% | 43.89% | 43.46% | 46.33% | 45.36% | 44.61% | 42.97% | 41.94% | 40.73%
2022 | US | SERC | - | SERC-SE | % | Prospective Reserve Margin |  | 38.17% | 41.15% | 50.98% | 50.57% | 50.11% | 53.12% | 52.11% | 51.32% | 49.61% | 48.53% | 47.27%
2022 | US | SERC | - | SERC-SE | Fraction | Reference Margin Level |  | 15% | 15% | 15% | 15% | 15% | 15% | 15% | 15% | 15% | 15% | 15%
2022 | CA | WECC | - | WECC-AB | MW | Energy Efficiency and Conservation |  | 0 | 0 | 0 | 0 | 0 | 0 | 0 | 0 | 0 | 0 | 0
2022 | CA | WECC | - | WECC-AB | MW | Total Installed Photovoltaic |  | 115 | 128 | 142 | 155 | 192 | 228 | 264 | 300 | 336 | 396 | 456
2022 | CA | WECC | - | WECC-AB | MW | Photovoltaic On-Peak |  | 115 | 128 | 142 | 155 | 192 | 228 | 264 | 300 | 336 | 396 | 456
2022 | CA | WECC | - | WECC-AB | MW | Total Internal Demand |  | 11900.7055 | 11961.1208 | 11961.1208 | 12064.8379 | 12154.3441 | 12256.875 | 12373.2441 | 12362.0829 | 12413.3697 | 12547.8723 | 12621.9433
2022 | CA | WECC | - | WECC-AB | MW | Controllable and Dispatchable Demand Response - Available |  | 0 | 0 | 0 | 0 | 0 | 0 | 0 | 0 | 0 | 0 | 0
2022 | CA | WECC | - | WECC-AB | MW | Net Internal Demand |  | 11900.7055 | 11961.1208 | 11961.1208 | 12064.8379 | 12154.3441 | 12256.875 | 12373.2441 | 12362.0829 | 12413.3697 | 12547.8723 | 12621.9433
2022 | CA | WECC | - | WECC-AB | MW | Behind the Meter Generation - Capacity |  | 0 | 0 | 0 | 0 | 0 | 0 | 0 | 0 | 0 | 0 | 0
2022 | CA | WECC | - | WECC-AB | MW | Other Capacity Adjustments - Additions |  | 0 | 0 | 0 | 0 | 0 | 0 | 0 | 0 | 0 | 0 | 0
2022 | CA | WECC | - | WECC-AB | MW | Other Capacity Adjustments - Reductions |  | 0 | 0 | 0 | 0 | 0 | 0 | 0 | 0 | 0 | 0 | 0
2022 | CA | WECC | - | WECC-AB | MW | Confirmed Retirements |  | 0 | 0 | 262.8 | 262.8 | 262.8 | 262.8 | 262.8 | 262.8 | 262.8 | 262.8 | 262.8
2022 | CA | WECC | - | WECC-AB | MW | Unconfirmed Retirements |  | 0 | 0 | 0 | 0 | 0 | 0 | 0 | 0 | 0 | 0 | 0
2022 | CA | WECC | - | WECC-AB | MW | Scheduled Outages |  | 0 | 0 | 0 | 0 | 0 | 0 | 0 | 0 | 0 | 0 | 0
2022 | CA | WECC | - | WECC-AB | MW | Transmission Limitations |  | 0 | 0 | 0 | 0 | 0 | 0 | 0 | 0 | 0 | 0 | 0
2022 | CA | WECC | - | WECC-AB | MW | Existing-Certain |  | 13143.9554 | 12924.886 | 12924.886 | 12947.6537 | 12947.6537 | 12947.6537 | 13147.5251 | 12948.8437 | 12948.8437 | 12948.8437 | 12948.8437
2022 | CA | WECC | - | WECC-AB | MW | Existing-Other |  | 0 | 0 | 0 | 0 | 0 | 0 | 0 | 0 | 0 | 0 | 0
2022 | CA | WECC | - | WECC-AB | MW | Additions - Tier 1 |  | 1233.6206 | 2043.7351 | 2830.1493 | 2851.6899 | 2851.6899 | 2851.6899 | 2962.0796 | 2851.9166 | 2851.9166 | 2851.9166 | 2851.9166
2022 | CA | WECC | - | WECC-AB | MW | Additions - Tier 2 |  | 0 | 0 | 0 | 0 | 0 | 0 | 0 | 0 | 0 | 0 | 0
2022 | CA | WECC | - | WECC-AB | MW | Additions - Tier 3 |  | 0 | 967.6644 | 1846.0521 | 2215.5517 | 2531.8405 | 2648.4155 | 2700.8055 | 3240.8284 | 4033.1426 | 4103.0876 | 4103.0876
2022 | CA | WECC | - | WECC-AB | MW | Firm Imports |  | 0 | 0 | 0 | 0 | 0 | 0 | 0 | 0 | 0 | 0 | 0
2022 | CA | WECC | - | WECC-AB | MW | Firm Exports |  | 0 | 0 | 0 | 0 | 0 | 0 | 0 | 0 | 0 | 0 | 0
2022 | CA | WECC | - | WECC-AB | MW | Net Firm Capacity Transfers |  | 0 | 0 | 0 | 0 | 0 | 0 | 0 | 0 | 0 | 0 | 0
2022 | CA | WECC | - | WECC-AB | MW | Expected Imports |  | 0 | 0 | 0 | 0 | 0 | 0 | 0 | 0 | 0 | 0 | 0
2022 | CA | WECC | - | WECC-AB | MW | Expected Exports |  | 0 | 0 | 0 | 0 | 0 | 0 | 0 | 0 | 0 | 0 | 0
2022 | CA | WECC | - | WECC-AB | MW | Net Expected Transfers |  | 0 | 0 | 0 | 0 | 0 | 0 | 0 | 0 | 0 | 0 | 0
2022 | CA | WECC | - | WECC-AB | MW | Existing-Certain & Net Firm Transfers |  | 13143.9554 | 12924.886 | 12924.886 | 12947.6537 | 12947.6537 | 12947.6537 | 13147.5251 | 12948.8437 | 12948.8437 | 12948.8437 | 12948.8437
2022 | CA | WECC | - | WECC-AB | MW | Anticipated Resources |  | 14377.576 | 14968.6212 | 15755.0354 | 15799.3436 | 15799.3436 | 15799.3436 | 16109.6048 | 15800.7602 | 15800.7602 | 15800.7602 | 15800.7602
2022 | CA | WECC | - | WECC-AB | MW | Prospective Resources |  | 14377.576 | 14968.6212 | 15755.0354 | 15799.3436 | 15799.3436 | 15799.3436 | 16109.6048 | 15800.7602 | 15800.7602 | 15800.7602 | 15800.7602
2022 | CA | WECC | - | WECC-AB | MW | Existing-Certain and Net Firm Transfers Excess/Shortfall |  | -77.3175 | -859.4465 | -393.8794 | -504.2449 | -593.0255 | -698.0018 | -606.0713 | -584.5965 | -778.1766 | -983.1838 | -1053.359
2022 | CA | WECC | - | WECC-AB | MW | Anticipated Excess/Shortfall |  | 1156.3032 | 1184.2887 | 2436.2699 | 2347.445 | 2258.6644 | 2153.6881 | 2356.0083 | 2267.3201 | 2073.74 | 1868.7328 | 1798.5576
2022 | CA | WECC | - | WECC-AB | MW | Prospective Excess/Shortfall |  | 1156.3032 | 1184.2887 | 2436.2699 | 2347.445 | 2258.6644 | 2153.6881 | 2356.0083 | 2267.3201 | 2073.74 | 1868.7328 | 1798.5576
2022 | CA | WECC | - | WECC-AB | % | Existing-Certain and Net Firm Transfers Reserve Margin |  | 10.45% | 8.057% | 8.057% | 7.317% | 6.527% | 5.636% | 6.258% | 4.746% | 4.314% | 3.196% | 2.59%
2022 | CA | WECC | - | WECC-AB | % | Anticipated Reserve Margin |  | 20.81% | 25.14% | 31.72% | 30.95% | 29.99% | 28.9% | 30.2% | 27.82% | 27.29% | 25.92% | 25.18%
2022 | CA | WECC | - | WECC-AB | % | Prospective Reserve Margin |  | 20.81% | 25.14% | 31.72% | 30.95% | 29.99% | 28.9% | 30.2% | 27.82% | 27.29% | 25.92% | 25.18%
2022 | CA | WECC | - | WECC-AB | Fraction | Reference Margin Level |  | 11.1% | 15.24% | 11.35% | 11.5% | 11.41% | 11.33% | 11.16% | 9.475% | 10.58% | 11.03% | 10.94%
2022 | CA | WECC | - | WECC-BC | MW | Energy Efficiency and Conservation |  | 0 | 0 | 0 | 0 | 0 | 0 | 0 | 0 | 0 | 0 | 0
2022 | CA | WECC | - | WECC-BC | MW | Total Installed Photovoltaic |  | 0 | 0 | 0 | 0 | 0 | 0 | 0 | 0 | 0 | 0 | 0
2022 | CA | WECC | - | WECC-BC | MW | Photovoltaic On-Peak |  | 0 | 0 | 0 | 0 | 0 | 0 | 0 | 0 | 0 | 0 | 0
2022 | CA | WECC | - | WECC-BC | MW | Total Internal Demand |  | 11395.4835 | 11551.5132 | 11571.8286 | 11711.3583 | 11849.7916 | 11991.534 | 12121.649 | 12235.6205 | 12357.0146 | 12483.1089 | 12634.5411
2022 | CA | WECC | - | WECC-BC | MW | Controllable and Dispatchable Demand Response - Available |  | 0 | 0 | 0 | 0 | 0 | 0 | 0 | 0 | 0 | 0 | 0
2022 | CA | WECC | - | WECC-BC | MW | Net Internal Demand |  | 11395.4835 | 11551.5132 | 11571.8286 | 11711.3583 | 11849.7916 | 11991.534 | 12121.649 | 12235.6205 | 12357.0146 | 12483.1089 | 12634.5411
2022 | CA | WECC | - | WECC-BC | MW | Behind the Meter Generation - Capacity |  | 0 | 0 | 0 | 0 | 0 | 0 | 0 | 0 | 0 | 0 | 0
2022 | CA | WECC | - | WECC-BC | MW | Other Capacity Adjustments - Additions |  | 0 | 0 | 0 | 0 | 0 | 0 | 0 | 0 | 0 | 0 | 0
2022 | CA | WECC | - | WECC-BC | MW | Other Capacity Adjustments - Reductions |  | 0 | 0 | 0 | 0 | 0 | 0 | 0 | 0 | 0 | 0 | 0
2022 | CA | WECC | - | WECC-BC | MW | Confirmed Retirements |  | 0 | 0 | 0 | 0 | 0 | 0 | 0 | 275 | 275 | 380 | 380
2022 | CA | WECC | - | WECC-BC | MW | Unconfirmed Retirements |  | 0 | 0 | 0 | 0 | 0 | 0 | 0 | 0 | 0 | 0 | 0
2022 | CA | WECC | - | WECC-BC | MW | Scheduled Outages |  | 0 | 0 | 0 | 0 | 0 | 0 | 0 | 0 | 0 | 0 | 0
2022 | CA | WECC | - | WECC-BC | MW | Transmission Limitations |  | 0 | 0 | 0 | 0 | 0 | 0 | 0 | 0 | 0 | 0 | 0
2022 | CA | WECC | - | WECC-BC | MW | Existing-Certain |  | 13222.9931 | 13056.1647 | 13056.1647 | 13517.9105 | 13517.6542 | 13231.0182 | 12934.3556 | 13119.2213 | 13119.2213 | 13119.2213 | 13119.2213
2022 | CA | WECC | - | WECC-BC | MW | Existing-Other |  | 0 | 0 | 0 | 0 | 0 | 0 | 0 | 0 | 0 | 0 | 0
2022 | CA | WECC | - | WECC-BC | MW | Additions - Tier 1 |  | 19.9241 | 288.8555 | 827.2117 | 899.213 | 939.4211 | 979.6293 | 994.4051 | 1019.8375 | 1019.8375 | 1019.8375 | 1019.8375
2022 | CA | WECC | - | WECC-BC | MW | Additions - Tier 2 |  | 0 | 0 | 0 | 3.8817 | 3.8817 | 3.8817 | 3.7849 | 3.8817 | 3.8817 | 3.8817 | 3.8817
2022 | CA | WECC | - | WECC-BC | MW | Additions - Tier 3 |  | 0 | 0 | 0 | 0 | 39.1084 | 39.1084 | 38.2264 | 39.1084 | 91.8404 | 91.8404 | 91.8404
2022 | CA | WECC | - | WECC-BC | MW | Firm Imports |  | 0 | 0 | 0 | 0 | 0 | 0 | 0 | 0 | 0 | 0 | 0
2022 | CA | WECC | - | WECC-BC | MW | Firm Exports |  | 0 | 0 | 0 | 0 | 0 | 0 | 0 | 0 | 0 | 0 | 0
2022 | CA | WECC | - | WECC-BC | MW | Net Firm Capacity Transfers |  | 0 | 0 | 0 | 0 | 0 | 0 | 0 | 0 | 0 | 0 | 0
2022 | CA | WECC | - | WECC-BC | MW | Expected Imports |  | 0 | 0 | 0 | 0 | 0 | 0 | 0 | 0 | 0 | 0 | 0
2022 | CA | WECC | - | WECC-BC | MW | Expected Exports |  | 0 | 0 | 0 | 0 | 0 | 0 | 0 | 0 | 0 | 0 | 0
2022 | CA | WECC | - | WECC-BC | MW | Net Expected Transfers |  | 0 | 0 | 0 | 0 | 0 | 0 | 0 | 0 | 0 | 0 | 0
2022 | CA | WECC | - | WECC-BC | MW | Existing-Certain & Net Firm Transfers |  | 13222.9931 | 13056.1647 | 13056.1647 | 13517.9105 | 13517.6542 | 13231.0182 | 12934.3556 | 13119.2213 | 13119.2213 | 13119.2213 | 13119.2213
2022 | CA | WECC | - | WECC-BC | MW | Anticipated Resources |  | 13242.9172 | 13345.0202 | 13883.3764 | 14417.1235 | 14457.0753 | 14210.6475 | 13928.7607 | 14139.0588 | 14139.0588 | 14139.0588 | 14139.0588
2022 | CA | WECC | - | WECC-BC | MW | Prospective Resources |  | 13242.9172 | 13345.0202 | 13883.3764 | 14421.0051 | 14460.957 | 14214.5291 | 13932.5456 | 14142.9404 | 14142.9404 | 14142.9404 | 14142.9404
2022 | CA | WECC | - | WECC-BC | MW | Existing-Certain and Net Firm Transfers Excess/Shortfall |  | 563.0045 | -256.1245 | 170.878 | 460.1301 | 316.2649 | -119.2316 | -539.5779 | -275.7737 | -545.4801 | -740.8987 | -896.9568
2022 | CA | WECC | - | WECC-BC | MW | Anticipated Excess/Shortfall |  | 582.9286 | 32.731 | 998.0896 | 1359.3431 | 1255.6861 | 860.3977 | 454.8272 | 744.0637 | 474.3574 | 278.9388 | 122.8806
2022 | CA | WECC | - | WECC-BC | MW | Prospective Excess/Shortfall |  | 582.9286 | 32.731 | 998.0896 | 1363.2247 | 1259.5677 | 864.2794 | 458.6121 | 747.9454 | 478.2391 | 282.8205 | 126.7623
2022 | CA | WECC | - | WECC-BC | % | Existing-Certain and Net Firm Transfers Reserve Margin |  | 16.04% | 13.03% | 12.83% | 15.43% | 14.08% | 10.34% | 6.705% | 7.222% | 6.168% | 5.096% | 3.836%
2022 | CA | WECC | - | WECC-BC | % | Anticipated Reserve Margin |  | 16.21% | 15.53% | 19.98% | 23.1% | 22% | 18.51% | 14.91% | 15.56% | 14.42% | 13.27% | 11.91%
2022 | CA | WECC | - | WECC-BC | % | Prospective Reserve Margin |  | 16.21% | 15.53% | 19.98% | 23.14% | 22.04% | 18.54% | 14.94% | 15.59% | 14.45% | 13.3% | 11.94%
2022 | CA | WECC | - | WECC-BC | Fraction | Reference Margin Level |  | 11.1% | 15.24% | 11.35% | 11.5% | 11.41% | 11.33% | 11.16% | 9.475% | 10.58% | 11.03% | 10.94%
2022 | US/MX | WECC | - | WECC-CAMX | MW | Energy Efficiency and Conservation |  | 518.8458 | 935.9481 | 1286.8641 | 1476.0946 | 1871.2072 | 2036.6827 | 2188.7923 | 2443.2756 | 2430.0324 | 2524.6244 | 2846.5249
2022 | US/MX | WECC | - | WECC-CAMX | MW | Total Installed Photovoltaic |  | 8173.729 | 9298.1143 | 10382.8452 | 11379.6546 | 12429.377 | 13514.9822 | 14589.8064 | 15768.4425 | 17011.303 | 18204.418 | 19347.583
2022 | US/MX | WECC | - | WECC-CAMX | MW | Photovoltaic On-Peak |  | 0 | 304.69 | 284.72 | 352.95 | 342.99 | 358.97 | 386.12 | 408.04 | 444.65 | 460.41 | 448.42
2022 | US/MX | WECC | - | WECC-CAMX | MW | Total Internal Demand |  | 38978.209 | 39585.1007 | 39585.1007 | 40153.3768 | 40655.2233 | 41207.2925 | 41795.5893 | 42229.2661 | 42933.9317 | 43406.8412 | 44017.0425
2022 | US/MX | WECC | - | WECC-CAMX | MW | Controllable and Dispatchable Demand Response - Available |  | 748.532 | 768.628 | 783.2118 | 796.5234 | 809.1634 | 821.3658 | 833.4027 | 845.3613 | 857.2865 | 869.2273 | 869.2273
2022 | US/MX | WECC | - | WECC-CAMX | MW | Net Internal Demand |  | 38229.677 | 38816.4727 | 38801.8889 | 39356.8534 | 39846.0599 | 40385.9267 | 40962.1867 | 41383.9048 | 42076.6452 | 42537.614 | 43147.8152
2022 | US/MX | WECC | - | WECC-CAMX | MW | Behind the Meter Generation - Capacity |  | 0 | 0 | 0 | 0 | 0 | 0 | 0 | 0 | 0 | 0 | 0
2022 | US/MX | WECC | - | WECC-CAMX | MW | Other Capacity Adjustments - Additions |  | 0 | 0 | 0 | 0 | 0 | 0 | 0 | 0 | 0 | 0 | 0
2022 | US/MX | WECC | - | WECC-CAMX | MW | Other Capacity Adjustments - Reductions |  | 0 | 0 | 0 | 0 | 0 | 0 | 0 | 0 | 0 | 0 | 0
2022 | US/MX | WECC | - | WECC-CAMX | MW | Confirmed Retirements |  | 0 | 0 | 901.0712 | 3783.9612 | 4933.9612 | 7433.9612 | 7433.9612 | 7433.9612 | 7433.9612 | 7433.9612 | 7433.9612
2022 | US/MX | WECC | - | WECC-CAMX | MW | Unconfirmed Retirements |  | 0 | 0 | 293.5 | 293.5 | 293.5 | 757.3 | 757.3 | 755.9 | 755.9 | 755.9 | 755.9
2022 | US/MX | WECC | - | WECC-CAMX | MW | Scheduled Outages |  | 0 | 0 | 0 | 0 | 0 | 0 | 0 | 0 | 0 | 0 | 0
2022 | US/MX | WECC | - | WECC-CAMX | MW | Transmission Limitations |  | 0 | 0 | 0 | 0 | 0 | 0 | 0 | 0 | 0 | 0 | 0
2022 | US/MX | WECC | - | WECC-CAMX | MW | Existing-Certain |  | 55287.4112 | 54993.2716 | 51185.0656 | 48974.0066 | 48974.0066 | 48974.0066 | 48635.3507 | 48872.4155 | 48872.4155 | 48872.4155 | 48872.4155
2022 | US/MX | WECC | - | WECC-CAMX | MW | Existing-Other |  | 0 | 0 | 0 | 0 | 0 | 0 | 0 | 0 | 0 | 0 | 0
2022 | US/MX | WECC | - | WECC-CAMX | MW | Additions - Tier 1 |  | 1943.1671 | 3085.313 | 3624.893 | 4650.1879 | 4843.5374 | 4843.5374 | 4835.7082 | 5098.8407 | 5098.8407 | 5098.8407 | 5098.8407
2022 | US/MX | WECC | - | WECC-CAMX | MW | Additions - Tier 2 |  | 95.7969 | 519.8258 | 519.8258 | 571.3993 | 571.3993 | 571.3993 | 560.1877 | 570.5041 | 570.5041 | 570.5041 | 570.5041
2022 | US/MX | WECC | - | WECC-CAMX | MW | Additions - Tier 3 |  | 802.3 | 1609.986 | 1609.986 | 1609.986 | 1609.986 | 1609.986 | 1609.986 | 1900.3238 | 11719.3781 | 11719.3781 | 11719.3781
2022 | US/MX | WECC | - | WECC-CAMX | MW | Firm Imports |  | 0 | 0 | 0 | 0 | 0 | 0 | 65 | 181 | 395 | 533 | 668
2022 | US/MX | WECC | - | WECC-CAMX | MW | Firm Exports |  | 0 | 0 | 0 | 0 | 0 | 0 | 0 | 0 | 0 | 0 | 0
2022 | US/MX | WECC | - | WECC-CAMX | MW | Net Firm Capacity Transfers |  | 0 | 0 | 0 | 0 | 0 | 0 | 65 | 181 | 395 | 533 | 668
2022 | US/MX | WECC | - | WECC-CAMX | MW | Expected Imports |  | 0 | 0 | 0 | 0 | 0 | 0 | 0 | 0 | 0 | 0 | 0
2022 | US/MX | WECC | - | WECC-CAMX | MW | Expected Exports |  | 0 | 0 | 0 | 0 | 0 | 0 | 0 | 0 | 0 | 0 | 0
2022 | US/MX | WECC | - | WECC-CAMX | MW | Net Expected Transfers |  | 0 | 0 | 0 | 0 | 0 | 0 | 0 | 0 | 0 | 0 | 0
2022 | US/MX | WECC | - | WECC-CAMX | MW | Existing-Certain & Net Firm Transfers |  | 55287.4112 | 54993.2716 | 51185.0656 | 48974.0066 | 48974.0066 | 48974.0066 | 48700.3507 | 49053.4155 | 49267.4155 | 49405.4155 | 49540.4155
2022 | US/MX | WECC | - | WECC-CAMX | MW | Anticipated Resources |  | 57230.5782 | 58078.5846 | 54809.9586 | 53624.1945 | 53817.544 | 53817.544 | 53536.0589 | 54152.2562 | 54366.2562 | 54504.2562 | 54639.2562
2022 | US/MX | WECC | - | WECC-CAMX | MW | Prospective Resources |  | 57326.3751 | 58598.4104 | 55036.2844 | 53902.0938 | 54095.4433 | 53631.6433 | 53338.9466 | 53966.8603 | 54180.8603 | 54318.8603 | 54453.8603
2022 | US/MX | WECC | - | WECC-CAMX | MW | Existing-Certain and Net Firm Transfers Excess/Shortfall |  | 13839.3073 | 12784.7965 | 9057.7678 | 6426.2875 | 5956.4584 | 5395.94 | 4567.9941 | 4328.6289 | 3791.8637 | 3623.353 | 3130.0447
2022 | US/MX | WECC | - | WECC-CAMX | MW | Anticipated Excess/Shortfall |  | 15782.4743 | 15870.1095 | 12682.6608 | 11076.4754 | 10799.9958 | 10239.4775 | 9403.7023 | 9427.4696 | 8890.7044 | 8722.1937 | 8228.8854
2022 | US/MX | WECC | - | WECC-CAMX | MW | Prospective Excess/Shortfall |  | 15878.2712 | 16389.9353 | 12908.9866 | 11354.3747 | 11077.8951 | 10053.5767 | 9206.59 | 9242.0737 | 8705.3085 | 8536.7978 | 8043.4895
2022 | US/MX | WECC | - | WECC-CAMX | % | Existing-Certain and Net Firm Transfers Reserve Margin |  | 44.62% | 41.68% | 31.91% | 24.44% | 22.91% | 21.27% | 18.89% | 18.53% | 17.09% | 16.15% | 14.82%
2022 | US/MX | WECC | - | WECC-CAMX | % | Anticipated Reserve Margin |  | 49.7% | 49.62% | 41.26% | 36.25% | 35.06% | 33.26% | 30.7% | 30.85% | 29.21% | 28.13% | 26.63%
2022 | US/MX | WECC | - | WECC-CAMX | % | Prospective Reserve Margin |  | 49.95% | 50.96% | 41.84% | 36.96% | 35.76% | 32.8% | 30.22% | 30.41% | 28.77% | 27.7% | 26.2%
2022 | US/MX | WECC | - | WECC-CAMX | Fraction | Reference Margin Level |  | 8.419% | 8.739% | 8.57% | 8.108% | 7.959% | 7.904% | 7.739% | 8.073% | 8.078% | 7.627% | 7.561%
2022 | US | WECC | - | WECC-WPP | MW | Energy Efficiency and Conservation |  | 655.0019 | 887.7026 | 1173.1447 | 1389.1203 | 1603.947 | 1810.9874 | 2026.8287 | 2241.581 | 2441.8324 | 2634.2189 | 2729.213
2022 | US | WECC | - | WECC-WPP | MW | Total Installed Photovoltaic |  | 2862.1905 | 3138.6873 | 3363.2745 | 3592.3472 | 3829.3959 | 4083.9152 | 4360.4094 | 4665.6677 | 4989.4021 | 5290.8371 | 4052.9853
2022 | US | WECC | - | WECC-WPP | MW | Photovoltaic On-Peak |  | 27.7102 | 32.9696 | 37.1597 | 40.0992 | 46.5354 | 53.1451 | 76.887 | 85.9093 | 71.0934 | 80.2062 | 67.7839
2022 | US | WECC | - | WECC-WPP | MW | Total Internal Demand |  | 58605.1248 | 59505.6084 | 60540.8405 | 61290.5569 | 61474.8794 | 62075.5621 | 62568.6069 | 63159.3945 | 63639.8923 | 64251.9623 | 64944.3623
2022 | US | WECC | - | WECC-WPP | MW | Controllable and Dispatchable Demand Response - Available |  | 707.2549 | 720.5834 | 727.3998 | 733.1527 | 735.1849 | 737.0849 | 738.5743 | 741.823 | 742.9378 | 743.8103 | 744.8527
2022 | US | WECC | - | WECC-WPP | MW | Net Internal Demand |  | 57897.8699 | 58785.025 | 59813.4407 | 60557.4041 | 60739.6945 | 61338.4773 | 61830.0326 | 62417.5716 | 62896.9545 | 63508.1519 | 64199.5096
2022 | US | WECC | - | WECC-WPP | MW | Behind the Meter Generation - Capacity |  | 0 | 0 | 0 | 0 | 0 | 0 | 0 | 0 | 0 | 0 | 0
2022 | US | WECC | - | WECC-WPP | MW | Other Capacity Adjustments - Additions |  | 0 | 0 | 0 | 0 | 0 | 0 | 0 | 0 | 0 | 0 | 0
2022 | US | WECC | - | WECC-WPP | MW | Other Capacity Adjustments - Reductions |  | 0 | 0 | 0 | 0 | 0 | 0 | 0 | 0 | 0 | 0 | 0
2022 | US | WECC | - | WECC-WPP | MW | Confirmed Retirements |  | 0 | 353 | 1837.5448 | 3327.7248 | 4169.5248 | 6890.8948 | 7389.4148 | 9683.6448 | 10767.8183 | 11856.3183 | 12140.6483
2022 | US | WECC | - | WECC-WPP | MW | Unconfirmed Retirements |  | 0 | 0 | 0 | 339.1 | 336.8 | 336.8 | 339.1 | 337.5 | 0 | 0 | 0
2022 | US | WECC | - | WECC-WPP | MW | Scheduled Outages |  | 0 | 0 | 0 | 0 | 0 | 0 | 0 | 0 | 0 | 0 | 0
2022 | US | WECC | - | WECC-WPP | MW | Transmission Limitations |  | 0 | 0 | 0 | 0 | 0 | 0 | 0 | 0 | 0 | 0 | 0
2022 | US | WECC | - | WECC-WPP | MW | Existing-Certain |  | 76477.1821 | 76999.4736 | 76137.1187 | 75124.3876 | 72131.554 | 71479.1814 | 70423.9858 | 68625.5736 | 67636.9302 | 67386.1696 | 65727.0796
2022 | US | WECC | - | WECC-WPP | MW | Existing-Other |  | 0 | 0 | 0 | 0 | 0 | 0 | 0 | 0 | 0 | 0 | 0
2022 | US | WECC | - | WECC-WPP | MW | Additions - Tier 1 |  | 987.9089 | 1857.0786 | 3109.7585 | 3114.7585 | 3090.1203 | 3563.7269 | 3685.8564 | 3532.5174 | 3532.5174 | 3532.5174 | 3532.5174
2022 | US | WECC | - | WECC-WPP | MW | Additions - Tier 2 |  | 265.0034 | 300.1232 | 303.6597 | 306.6697 | 450.6863 | 412.4363 | 462.1077 | 404.4678 | 404.4678 | 404.4678 | 404.4678
2022 | US | WECC | - | WECC-WPP | MW | Additions - Tier 3 |  | 103.2519 | 496.1515 | 1543.0099 | 2216.8419 | 2242.9678 | 2754.6758 | 3369.5284 | 4637.8338 | 5387.5598 | 5420.2298 | 5420.2298
2022 | US | WECC | - | WECC-WPP | MW | Firm Imports |  | 0 | 0 | 0 | 0 | 0 | 0 | 0 | 0 | 0 | 10 | 523
2022 | US | WECC | - | WECC-WPP | MW | Firm Exports |  | 0 | 0 | 0 | 0 | 0 | 0 | 0 | 0 | 0 | 0 | 0
2022 | US | WECC | - | WECC-WPP | MW | Net Firm Capacity Transfers |  | 0 | 0 | 0 | 0 | 0 | 0 | 0 | 0 | 0 | 10 | 523
2022 | US | WECC | - | WECC-WPP | MW | Expected Imports |  | 0 | 0 | 0 | 0 | 0 | 0 | 0 | 0 | 0 | 0 | 0
2022 | US | WECC | - | WECC-WPP | MW | Expected Exports |  | 0 | 0 | 0 | 0 | 0 | 0 | 0 | 0 | 0 | 0 | 0
2022 | US | WECC | - | WECC-WPP | MW | Net Expected Transfers |  | 0 | 0 | 0 | 0 | 0 | 0 | 0 | 0 | 0 | 0 | 0
2022 | US | WECC | - | WECC-WPP | MW | Existing-Certain & Net Firm Transfers |  | 76477.1821 | 76999.4736 | 76137.1187 | 75124.3876 | 72131.554 | 71479.1814 | 70423.9858 | 68625.5736 | 67636.9302 | 67396.1696 | 66250.0796
2022 | US | WECC | - | WECC-WPP | MW | Anticipated Resources |  | 77465.091 | 78856.5522 | 79246.8771 | 78239.1461 | 75221.6743 | 75042.9083 | 74109.8422 | 72158.091 | 71169.4476 | 70928.687 | 69782.5969
2022 | US | WECC | - | WECC-WPP | MW | Prospective Resources |  | 77730.0944 | 79156.6754 | 79550.5368 | 78206.7158 | 75335.5606 | 75118.5446 | 74232.8498 | 72225.0587 | 71573.9153 | 71333.1547 | 70187.0647
2022 | US | WECC | - | WECC-WPP | MW | Existing-Certain and Net Firm Transfers Excess/Shortfall |  | 11018.8031 | 10677.5822 | 9030.3613 | 6910.3311 | 3672.2451 | 2981.6895 | 1130.3588 | -1256.7513 | -2710.3984 | -3698.0613 | -5592.8497
2022 | US | WECC | - | WECC-WPP | MW | Anticipated Excess/Shortfall |  | 12006.712 | 12534.6608 | 12140.1198 | 10025.0896 | 6762.3654 | 6545.4165 | 4816.2152 | 2275.7661 | 822.119 | -165.5439 | -2060.3323
2022 | US | WECC | - | WECC-WPP | MW | Prospective Excess/Shortfall |  | 12271.7154 | 12834.784 | 12443.7794 | 9992.6592 | 6876.2516 | 6621.0528 | 4939.2228 | 2342.7338 | 1226.5867 | 238.9238 | -1655.8646
2022 | US | WECC | - | WECC-WPP | % | Existing-Certain and Net Firm Transfers Reserve Margin |  | 32.09% | 30.98% | 27.29% | 24.05% | 18.76% | 16.53% | 13.9% | 9.946% | 7.536% | 6.122% | 3.194%
2022 | US | WECC | - | WECC-WPP | % | Anticipated Reserve Margin |  | 33.8% | 34.14% | 32.49% | 29.2% | 23.84% | 22.34% | 19.86% | 15.61% | 13.15% | 11.68% | 8.696%
2022 | US | WECC | - | WECC-WPP | % | Prospective Reserve Margin |  | 34.25% | 34.65% | 33% | 29.14% | 24.03% | 22.47% | 20.06% | 15.71% | 13.8% | 12.32% | 9.326%
2022 | US | WECC | - | WECC-WPP | Fraction | Reference Margin Level |  | 13.06% | 12.82% | 12.19% | 12.64% | 12.71% | 11.67% | 12.07% | 11.96% | 11.85% | 11.95% | 11.91%
2022 | US | WECC | - | WECC-SRSG | MW | Energy Efficiency and Conservation |  | 29.8453 | 44.8327 | 60.3714 | 90.5855 | 102.5891 | 132.164 | 154.4474 | 149.2254 | 195.2432 | 223.3817 | 205.0903
2022 | US | WECC | - | WECC-SRSG | MW | Total Installed Photovoltaic |  | 2012.9402 | 2223.2911 | 2479.695 | 2792.706 | 3166.2464 | 3603.3919 | 4106.6439 | 4676.097 | 5314.1741 | 6021.9028 | 6801.4699
2022 | US | WECC | - | WECC-SRSG | MW | Photovoltaic On-Peak |  | 105.9668 | 110.8937 | 65.5522 | 67.8081 | 32.8247 | 71.1374 | 31.4487 | 97.9561 | 101.7569 | 105.5291 | 119.0775
2022 | US | WECC | - | WECC-SRSG | MW | Total Internal Demand |  | 16004.0869 | 16587.9438 | 16199.9002 | 16896.0471 | 17446.646 | 18033.619 | 18497.0999 | 18926.4642 | 19294.4982 | 19637.2783 | 19928.8015
2022 | US | WECC | - | WECC-SRSG | MW | Controllable and Dispatchable Demand Response - Available |  | 318.3824 | 326.3824 | 290.3824 | 342.3824 | 345.3824 | 359.3824 | 338.3824 | 342.3824 | 345.3824 | 359.3824 | 331.3824
2022 | US | WECC | - | WECC-SRSG | MW | Net Internal Demand |  | 15685.7045 | 16261.5613 | 15909.5178 | 16553.6647 | 17101.2636 | 17674.2366 | 18158.7175 | 18584.0818 | 18949.1158 | 19277.8959 | 19597.4191
2022 | US | WECC | - | WECC-SRSG | MW | Behind the Meter Generation - Capacity |  | 0 | 0 | 0 | 0 | 0 | 0 | 0 | 0 | 0 | 0 | 0
2022 | US | WECC | - | WECC-SRSG | MW | Other Capacity Adjustments - Additions |  | 0 | 0 | 0 | 0 | 0 | 0 | 0 | 0 | 0 | 0 | 0
2022 | US | WECC | - | WECC-SRSG | MW | Other Capacity Adjustments - Reductions |  | 0 | 0 | 0 | 0 | 0 | 0 | 0 | 0 | 0 | 0 | 0
2022 | US | WECC | - | WECC-SRSG | MW | Confirmed Retirements |  | 0 | 0 | 820.624 | 820.624 | 1207.624 | 1207.624 | 1538.624 | 2137.024 | 2137.024 | 2200.024 | 2330.024
2022 | US | WECC | - | WECC-SRSG | MW | Unconfirmed Retirements |  | 0 | 0 | 0 | 0 | 0 | 0 | 0 | 0 | 0 | 0 | 0
2022 | US | WECC | - | WECC-SRSG | MW | Scheduled Outages |  | 0 | 0 | 0 | 0 | 0 | 0 | 0 | 0 | 0 | 0 | 0
2022 | US | WECC | - | WECC-SRSG | MW | Transmission Limitations |  | 0 | 0 | 0 | 0 | 0 | 0 | 0 | 0 | 0 | 0 | 0
2022 | US | WECC | - | WECC-SRSG | MW | Existing-Certain |  | 29798.8728 | 28565.6206 | 28363.9238 | 28363.9238 | 27993.9105 | 28120.8237 | 27588.0296 | 27023.103 | 27023.103 | 27006.8554 | 25788.453
2022 | US | WECC | - | WECC-SRSG | MW | Existing-Other |  | 0 | 0 | 0 | 0 | 0 | 0 | 0 | 0 | 0 | 0 | 0
2022 | US | WECC | - | WECC-SRSG | MW | Additions - Tier 1 |  | 553.1941 | 1048.9081 | 1825.6219 | 2014.8369 | 2135.6647 | 2255.6691 | 2132.838 | 2132.838 | 2132.838 | 2402.7068 | 2402.7068
2022 | US | WECC | - | WECC-SRSG | MW | Additions - Tier 2 |  | 0 | 0 | 373.766 | 373.766 | 428.373 | 441.7167 | 427.223 | 427.223 | 427.223 | 427.223 | 427.223
2022 | US | WECC | - | WECC-SRSG | MW | Additions - Tier 3 |  | 0 | 21.4684 | 124.7876 | 209.7131 | 670.485 | 1088.2405 | 1082.8694 | 1088.4894 | 1099.7294 | 1120.8325 | 1273.4075
2022 | US | WECC | - | WECC-SRSG | MW | Firm Imports |  | 0 | 0 | 0 | 0 | 0 | 0 | 0 | 0 | 0 | 0 | 0
2022 | US | WECC | - | WECC-SRSG | MW | Firm Exports |  | 0 | 0 | 0 | 0 | 0 | 0 | 0 | 0 | 0 | 0 | 0
2022 | US | WECC | - | WECC-SRSG | MW | Net Firm Capacity Transfers |  | 0 | 0 | 0 | 0 | 0 | 0 | 0 | 0 | 0 | 0 | 0
2022 | US | WECC | - | WECC-SRSG | MW | Expected Imports |  | 0 | 0 | 0 | 0 | 0 | 0 | 0 | 0 | 0 | 0 | 0
2022 | US | WECC | - | WECC-SRSG | MW | Expected Exports |  | 0 | 0 | 0 | 0 | 0 | 0 | 0 | 0 | 0 | 0 | 0
2022 | US | WECC | - | WECC-SRSG | MW | Net Expected Transfers |  | 0 | 0 | 0 | 0 | 0 | 0 | 0 | 0 | 0 | 0 | 0
2022 | US | WECC | - | WECC-SRSG | MW | Existing-Certain & Net Firm Transfers |  | 29798.8728 | 28565.6206 | 28363.9238 | 28363.9238 | 27993.9105 | 28120.8237 | 27588.0296 | 27023.103 | 27023.103 | 27006.8554 | 25788.453
2022 | US | WECC | - | WECC-SRSG | MW | Anticipated Resources |  | 30352.0668 | 29614.5287 | 30189.5456 | 30378.7606 | 30129.5752 | 30376.4928 | 29720.8676 | 29155.941 | 29155.941 | 29409.5622 | 28191.1598
2022 | US | WECC | - | WECC-SRSG | MW | Prospective Resources |  | 30352.0668 | 29614.5287 | 30563.3116 | 30752.5266 | 30557.9482 | 30818.2095 | 30148.0906 | 29583.164 | 29583.164 | 29836.7852 | 28618.3828
2022 | US | WECC | - | WECC-SRSG | MW | Existing-Certain and Net Firm Transfers Excess/Shortfall |  | 12198.5001 | 9847.777 | 10103.145 | 9410.9171 | 8467.4429 | 7846.7948 | 6860.2188 | 5872.8488 | 5478.1564 | 5169.7112 | 3634.1381
2022 | US | WECC | - | WECC-SRSG | MW | Anticipated Excess/Shortfall |  | 12751.6942 | 10896.6851 | 11928.7669 | 11425.754 | 10603.1075 | 10102.4639 | 8993.0568 | 8005.6867 | 7610.9943 | 7572.418 | 6036.8449
2022 | US | WECC | - | WECC-SRSG | MW | Prospective Excess/Shortfall |  | 12751.6942 | 10896.6851 | 12302.5329 | 11799.52 | 11031.4805 | 10544.1806 | 9420.2798 | 8432.9097 | 8038.2173 | 7999.641 | 6464.0679
2022 | US | WECC | - | WECC-SRSG | % | Existing-Certain and Net Firm Transfers Reserve Margin |  | 89.97% | 75.66% | 78.28% | 71.35% | 63.69% | 59.11% | 51.93% | 45.41% | 42.61% | 40.09% | 31.59%
2022 | US | WECC | - | WECC-SRSG | % | Anticipated Reserve Margin |  | 93.5% | 82.11% | 89.76% | 83.52% | 76.18% | 71.87% | 63.67% | 56.89% | 53.86% | 52.56% | 43.85%
2022 | US | WECC | - | WECC-SRSG | % | Prospective Reserve Margin |  | 93.5% | 82.11% | 92.11% | 85.77% | 78.69% | 74.37% | 66.03% | 59.19% | 56.12% | 54.77% | 46.03%
2022 | US | WECC | - | WECC-SRSG | Fraction | Reference Margin Level |  | 12.21% | 15.1% | 14.78% | 14.49% | 14.18% | 14.71% | 14.15% | 13.81% | 13.7% | 13.28% | 13.05%
2022 | US | SERC | - | SERC-FP | MW | Energy Efficiency and Conservation |  | 130 | 165 | 187 | 205 | 225 | 242 | 259 | 277 | 293 | 310 | 327
2022 | US | SERC | - | SERC-FP | MW | Total Installed Photovoltaic |  | 1215 | 1577 | 1856 | 2093 | 2360 | 2639 | 2966 | 3325 | 3745 | 4106 | 4424
2022 | US | SERC | - | SERC-FP | MW | Photovoltaic On-Peak |  | 25 | 34 | 44 | 55 | 65 | 76 | 88 | 102 | 117 | 134 | 134
2022 | US | SERC | - | SERC-FP | MW | Total Internal Demand |  | 48582 | 49014 | 49239 | 49764 | 50246 | 50127 | 50684 | 51228 | 51773 | 52420 | 53008
2022 | US | SERC | - | SERC-FP | MW | Controllable and Dispatchable Demand Response - Available |  | 2870 | 2892 | 2913 | 2950 | 2989 | 3035 | 3083 | 3134 | 3148 | 3159 | 3169
2022 | US | SERC | - | SERC-FP | MW | Net Internal Demand |  | 45712 | 46122 | 46326 | 46814 | 47257 | 47092 | 47601 | 48094 | 48625 | 49261 | 49839
2022 | US | SERC | - | SERC-FP | MW | Behind the Meter Generation - Capacity |  | 0 | 0 | 0 | 0 | 0 | 0 | 0 | 0 | 0 | 0 | 0
2022 | US | SERC | - | SERC-FP | MW | Other Capacity Adjustments - Additions |  | 0 | 0 | 0 | 0 | 0 | 0 | 0 | 0 | 0 | 0 | 0
2022 | US | SERC | - | SERC-FP | MW | Other Capacity Adjustments - Reductions |  | 0 | 0 | 0 | 0 | 0 | 0 | 0 | 0 | 0 | 0 | 0
2022 | US | SERC | - | SERC-FP | MW | Confirmed Retirements |  | 156 | 893 | 893 | 1411.7 | 2048.79 | 2431.79 | 2948.69 | 5736.35 | 5736.35 | 5736.35 | 5736.35
2022 | US | SERC | - | SERC-FP | MW | Unconfirmed Retirements |  | 639 | 639 | 639 | 639 | 639 | 1112.4 | 1112.4 | 1112.4 | 1112.4 | 1112.4 | 1112.4
2022 | US | SERC | - | SERC-FP | MW | Scheduled Outages |  | 0 | 0 | 0 | 0 | 0 | 0 | 0 | 0 | 0 | 0 | 0
2022 | US | SERC | - | SERC-FP | MW | Transmission Limitations |  | 0 | 0 | 0 | 0 | 0 | 0 | 0 | 0 | 0 | 0 | 0
2022 | US | SERC | - | SERC-FP | MW | Existing-Certain |  | 60366.76 | 60185.06 | 59832.58 | 60139.5 | 59850.52 | 58253.83 | 56539.83 | 56539.83 | 56539.83 | 56539.83 | 56539.83
2022 | US | SERC | - | SERC-FP | MW | Existing-Other |  | 1951.11 | 1951.11 | 1951.11 | 1951.11 | 1951.11 | 1950.84 | 1950.84 | 1950.84 | 1950.84 | 1950.84 | 1950.84
2022 | US | SERC | - | SERC-FP | MW | Additions - Tier 1 |  | 3398.6 | 3729.99 | 3995.02 | 4119.93 | 4155.09 | 4540.25 | 5021.21 | 6023.96 | 6676.71 | 7783.88 | 7783.88
2022 | US | SERC | - | SERC-FP | MW | Additions - Tier 2 |  | 0 | 299.2 | 673.7 | 973.3 | 973.3 | 1123.1 | 1272.9 | 1580.5 | 1655.4 | 2262.6 | 2337.5
2022 | US | SERC | - | SERC-FP | MW | Additions - Tier 3 |  | 0 | 0 | 0 | 0 | 0 | 0 | 0 | 0 | 0 | 0 | 0
2022 | US | SERC | - | SERC-FP | MW | Firm Imports |  | 250 | 406 | 406 | 406 | 306 | 306 | 306 | 306 | 306 | 306 | 306
2022 | US | SERC | - | SERC-FP | MW | Firm Exports |  | 0 | 0 | 0 | 0 | 0 | 0 | 0 | 0 | 0 | 0 | 0
2022 | US | SERC | - | SERC-FP | MW | Net Firm Capacity Transfers |  | 250 | 406 | 406 | 406 | 306 | 306 | 306 | 306 | 306 | 306 | 306
2022 | US | SERC | - | SERC-FP | MW | Expected Imports |  | 0 | 0 | 0 | 0 | 0 | 0 | 0 | 0 | 0 | 0 | 0
2022 | US | SERC | - | SERC-FP | MW | Expected Exports |  | 0 | 0 | 0 | 0 | 0 | 0 | 0 | 0 | 0 | 0 | 0
2022 | US | SERC | - | SERC-FP | MW | Net Expected Transfers |  | 0 | 0 | 0 | 0 | 0 | 0 | 0 | 0 | 0 | 0 | 0
2022 | US | SERC | - | SERC-FP | MW | Existing-Certain & Net Firm Transfers |  | 60616.76 | 60591.06 | 60238.58 | 60545.5 | 60156.52 | 58559.83 | 56845.83 | 56845.83 | 56845.83 | 56845.83 | 56845.83
2022 | US | SERC | - | SERC-FP | MW | Anticipated Resources |  | 64015.36 | 64321.05 | 64233.6 | 64665.43 | 64311.61 | 63100.08 | 61867.04 | 62869.79 | 63522.54 | 64629.71 | 64629.71
2022 | US | SERC | - | SERC-FP | MW | Prospective Resources |  | 65327.47 | 65932.36 | 66219.41 | 66950.84 | 66597.02 | 65061.62 | 63978.38 | 65288.73 | 66016.38 | 67730.75 | 67805.65
2022 | US | SERC | - | SERC-FP | MW | Existing-Certain and Net Firm Transfers Excess/Shortfall |  | 8047.96 | 7550.76 | 6963.68 | 6709.4 | 5810.97 | 4404.03 | 2104.68 | 1537.73 | 927.08 | 195.68 | -469.02
2022 | US | SERC | - | SERC-FP | MW | Anticipated Excess/Shortfall |  | 11446.56 | 11280.75 | 10958.7 | 10829.33 | 9966.06 | 8944.28 | 7125.89 | 7561.69 | 7603.79 | 7979.56 | 7314.86
2022 | US | SERC | - | SERC-FP | MW | Prospective Excess/Shortfall |  | 12758.67 | 12892.06 | 12944.51 | 13114.74 | 12251.47 | 10905.82 | 9237.23 | 9980.63 | 10097.63 | 11080.6 | 10490.8
2022 | US | SERC | - | SERC-FP | % | Existing-Certain and Net Firm Transfers Reserve Margin |  | 32.61% | 31.37% | 30.03% | 29.33% | 27.3% | 24.35% | 19.42% | 18.2% | 16.91% | 15.4% | 14.06%
2022 | US | SERC | - | SERC-FP | % | Anticipated Reserve Margin |  | 40.04% | 39.46% | 38.66% | 38.13% | 36.09% | 33.99% | 29.97% | 30.72% | 30.64% | 31.2% | 29.68%
2022 | US | SERC | - | SERC-FP | % | Prospective Reserve Margin |  | 42.91% | 42.95% | 42.94% | 43.01% | 40.93% | 38.16% | 34.41% | 35.75% | 35.77% | 37.49% | 36.05%
2022 | US | SERC | - | SERC-FP | Fraction | Reference Margin Level |  | 15% | 15% | 15% | 15% | 15% | 15% | 15% | 15% | 15% | 15% | 15%

## Transmission Projects
Assessment Area | NERC Project ID | Project ID | Project Status | Region | Project Name | Tie Line | Primary Driver | Secondary Driver | Terminal Origin | Terminal Endpoint | Company Name | Company EIA Code | Entity Type | Ownership (%) | Line Length (Circuit Miles) | Line Type | Voltage Type | Operating Voltage Class (kV) | Voltage Design (kV) | Circuits per Structure - Present | Circuits per Structure - Ultimate | Capacity Rating (MVA) | In-Service Date(Original) | In-Service Date (Expected)
SPP |  | 50883 | Completed | SPP | China Draw - North Loving 115 kV Ckt 1 |  | Reliability |  | NM | North Loving 115 kV | SPS |  |  | 1 | 19.7 |  | AC | 100-120 | 115 | 1 | 1 | 304 |  | 2015-05-25
SPP |  | 11261 | Completed | SPP | BROKEN ARROW NORTH - SOUTH TAP - ONETA 138KV CKT 1 #2 |  | Other |  | OK | ONETA 138KV | AEP |  |  | 1 | 4.33 |  | AC | 121-150 | 138 | 1 | 1 | 316 |  | 2016-05-25
SPP |  | 11239 | Completed | SPP | Nebraska City - Mullin Creek 345 kV (GMO) |  | Reliability |  | MO | Sub 3458 (Neb Cty) | TSMO |  |  | 1 | 65 |  | AC | 300-399 | 345 | 1 | 1 | 2496 |  | 2016-12-15
SPP |  | 51438 | Completed | SPP | Agave Red Hills - Road Runner 115 kV Ckt 1 New Line |  | Reliability |  | NM | Agave | SPS |  |  | 1 | 0.8 |  | AC | 100-120 | 115 | 1 | 1 | 173 |  | 2017-03-20
SPP |  | 51440 | Completed | SPP | Custer Mountain - Road Runner 115 kV Ckt 1 New Line |  | Reliability |  | NM | Custer Mountain | SPS |  |  | 1 | 11 |  | AC | 100-120 | 115 | 1 | 1 | 141 |  | 2017-04-28
SPP |  | 50923 | Completed | SPP | Ponderosa - Ponderosa Tap 115 kV Ckt 1 |  | Reliability |  | NM | Ponderosa Tap | SPS |  |  | 1 | 9.3 |  | AC | 100-120 | 115 | 1 | 1 | 304 |  | 2017-06-01
SPP |  | 50609 | Completed | SPP | Bobcat Canyon - Scottsbluff 115 kV Ckt 1 |  | Reliability |  | NE | Stegall 115 kV | NPPD |  |  | 1 | 23 |  | AC | 100-120 | 115 | 1 | 1 | 440 |  | 2017-10-26
SPP |  | 50955 | Completed | SPP | Ponderosa Tap - Whitten 115 kV Ckt 1 Rebuild |  | Reliability |  | NM | Ponderosa Tap | SPS |  |  | 1 | 3.92 |  | AC | 100-120 | 115 | 1 | 1 | 304 |  | 2018-01-26
SPP |  | 50724 | Completed | SPP | Capitan - CV Pines 115 kV Ckt 1 Rebuild |  | Reliability |  | NM | CV-PINES 3 115 kV | SPS |  |  | 1 | 10 |  | AC | 100-120 | 115 | 1 | 1 | 265 |  | 2018-01-30
SPP |  | 50565 | Completed | SPP | Market St. - Portales 115 kV Ckt 1 |  | Reliability |  | NM | Market ST 115 kV | SPS |  |  | 1 | 10.4 |  | AC | 100-120 | 115 | 1 | 1 | 175 |  | 2018-02-07
SPP |  | 50757 | Completed | SPP | Broken Bow Wind - Ord 115 kV Ckt 1 |  | Reliability |  | NE | Broken Bow Wind | NPPD |  |  | 1 | 42 |  | AC | 100-120 | 115 | 1 | 1 | 176 |  | 2018-03-01
SPP |  | 11017 | Completed | SPP | Carlisle Interchange - Wolfforth Interchange 230 kV Ckt 1 |  | Reliability |  | TX | Wolfforth Interchange 230 kV | SPS |  |  | 1 | 16.8 |  | AC | 200-299 | 230 | 1 | 1 | 478 |  | 2018-03-27
SPP |  | 11127 | Completed | SPP | Centre St. - Hereford NE 115 kV Ckt 1 |  | Reliability |  | TX | Northeast Hereford Interchange 115 kV | SPS |  |  | 1 | 7.8 |  | AC | 100-120 | 115 | 1 | 1 | 275 |  | 2018-04-06
SPP |  | 50871 | Completed | SPP | Kiowa - Potash Junction 345/115 kV Ckt 1 |  | Reliability |  | NM | Kiowa | SPS |  |  | 1 | 2 |  | AC | 300-399 | 345 | 1 | 1 | 1792 |  | 2018-04-30
SPP |  | 50820 | Completed | SPP | Kiowa - North Loving 345 kV Ckt 1 |  | Reliability |  | NM | Kiowa | SPS |  |  | 1 | 20.4 |  | AC | 300-399 | 345 | 1 | 1 | 1792 |  | 2018-06-01
SPP |  | 72029 | Completed | SPP | Kingfisher SW - Park Community 138 kV Ckt 1 New Line |  | Reliability |  | OK | Kingfisher SW | WFEC |  |  | 1 | 9 |  | AC | 121-150 | 138 | 1 | 1 | 136 |  | 2018-06-15
SPP |  | 50564 | Completed | SPP | Market St. - South Portales 115 kV Ckt 1 |  | Reliability |  | NM | S Portales 115 kV | SPS |  |  | 1 | 6 |  | AC | 100-120 | 115 | 1 | 1 | 175 |  | 2018-07-13
SPP |  | 51411 | Completed | SPP | National Enrichment Plant - Teague 115 kV Ckt 1 Rebuild |  | Reliability |  | NM | National Enrichment Plant Tap 115 kV | SPS |  |  | 1 | 6.8 |  | AC | 100-120 | 115 | 1 | 1 | 147 |  | 2018-12-14
SPP |  | 11372 | Completed | SPP | Soncy Tap 115 kV - New Soncy 115 kV |  | Reliability |  | TX | Soncy Tap 115 kV | SPS |  |  | 1 | 1.04 |  | AC | 100-120 | 115 | 1 | 1 | 173 |  | 2018-12-31
SPP |  | 50546 | Completed | SPP | Atoka - Eagle Creek 115 kV Ckt 1 |  | Reliability |  | NM | Atoka Interchange 115 kV | SPS |  |  | 1 | 22.1 |  | AC | 100-120 | 115 | 1 | 1 | 249 |  | 2018-12-31
SPP |  | 51250 | Completed | SPP | National Enrichment Plant - Targa 115 kV Ckt 1 |  | Reliability |  | NM | National Enrichment Plant Sub 115 kV | SPS |  |  | 1 | 3 |  | AC | 100-120 | 115 | 1 | 1 | 304 |  | 2019-03-20
SPP |  | 50952 | Completed | SPP | IMC #1 Tap - Livingston Ridge 115 kV Ckt 1 Rebuild |  | Reliability |  | NM | I. M. C. #1 Sub Tap 115 kV (International Mineral Co) | SPS |  |  | 1 | 18.8 |  | AC | 100-120 | 115 | 1 | 1 | 304 |  | 2019-03-22
SPP |  | 50957 | Completed | SPP | Intrepid West - Potash Junction 115 kV Ckt 1 Rebuild |  | Reliability |  | NM | Intrepid West | SPS |  |  | 1 | 1.5 |  | AC | 100-120 | 115 | 1 | 1 | 304 |  | 2019-03-22
SPP |  | 50958 | Completed | SPP | IMC #1 Tap - Intrepid West 115 kV Ckt 1 Rebuild |  | Reliability |  | NM | IMC #1 Tap | SPS |  |  | 1 | 3.9 |  | AC | 100-120 | 115 | 1 | 1 | 304 |  | 2019-03-22
SPP |  | 50637 | Completed | SPP | Mustang - Shell CO2 115 kV Ckt 1 |  | Other |  | TX | Mustang Interchange North Bus 115 kV | SPS |  |  | 1 | 7.71 |  | AC | 100-120 | 115 | 1 | 1 | 299 |  | 2019-04-29
SPP |  | 50869 | Completed | SPP | China Draw - Yeso Hills 115 kV Ckt 1 |  | Reliability |  | NM | China Draw 115 kV | SPS |  |  | 1 | 18.4 |  | AC | 100-120 | 115 | 1 | 1 | 304 |  | 2019-05-03
SPP |  | 51481 | Completed | SPP | Canyon East Tap - Randall 115 kV Ckt 1 Rebuild |  | Reliability |  | TX | Canyon East Sub 115 kV | SPS |  |  | 1 | 3 |  | AC | 100-120 | 115 | 1 | 1 | 240 |  | 2019-05-16
SPP |  | 50457 | Completed | SPP | Hobbs - Yoakum 345 kV Ckt 1 |  | Reliability |  | NM | Hobbs 345 | SPS |  |  | 1 | 52 |  | AC | 300-399 | 345 | 1 | 1 | 1792 |  | 2019-05-30
SPP |  | 72014 | Delayed - Permitting Challenges | SPP | Omega - Park Community 138 kV Ckt 1 New Line |  | Reliability |  | OK | KINGFISHER | WFEC |  |  | 1 | 9.4 |  | AC | 121-150 | 138 | 1 | 1 | 136 |  | 2019-07-01
SPP |  | 82139 | Completed | SPP | Kildare - White Eagle 138 kV Ckt 1 Rebuild |  | Other |  | OK | KILDARE4 138 | OGE |  |  | 1 | 11.22 |  | AC | 121-150 | 138 | 1 | 1 | 308 |  | 2019-10-29
SPP |  | 61858 | Completed | SPP | Tulsa Southeast - E.61st 138 kV Rebuild |  | Reliability |  | OK | TULSA SOUTHEAST 138KV | AEP |  |  | 1 | 1.8 |  | AC | 121-150 | 138 | 1 | 1 | 278 |  | 2019-12-20
SPP |  | 51406 | Completed | SPP | Cunningham - Monument Tap 115 kV Ckt 1 Rebuild |  | Reliability |  | NM | Cunningham Station 115 kV | SPS |  |  | 1 | 6.5 |  | AC | 100-120 | 115 | 1 | 1 | 184 |  | 2019-12-20
SPP |  | 122576 | Completed | SPP | Aberdeen City - Aberdeen Industrial Park 115 kV Ckt 1 New Line |  | Other |  | SD | ABERDEEN JCT | NWE |  |  | 1 | 3.29 |  | AC | 100-120 | 115 | 1 | 1 | 133 |  | 2019-12-31
SPP |  | 72004 | Completed | SPP | S1255 - S1260 161 kV Ckt 1 New Line |  | Reliability |  | NE | Sub 1255 | OPPD |  |  | 1 | 5.9 |  | AC | 151-199 | 161 | 1 | 1 | 554 |  | 2020-03-01 06:00
SPP |  | 11506 | Completed | SPP | Canyon East Sub - Randall County Interchange 115 kV Ckt 1 Rebuild |  | Reliability |  | TX | Randall County Interchange 115 kV | SPS |  |  | 1 | 18.5 |  | AC | 100-120 | 115 | 1 | 1 | 104 |  | 2020-03-20
SPP |  | 50698 | Completed | SPP | Sumner County - Viola 138 kV Ckt 1 |  | Reliability |  | KS | SUMNER COUNTY 138 kV | WR/EKC |  |  | 1 | 28 |  | AC | 121-150 | 138 | 1 | 1 | 314 |  | 2020-05-11
SPP |  | 50447 | Completed | SPP | Tuco - Yoakum 345 kV Ckt 1 |  | Reliability |  | TX | TUCO Interchange 345 kV | SPS |  |  | 1 | 107 |  | AC | 300-399 | 345 | 1 | 1 | 1792 |  | 2020-06-01
SPP |  | 51096 | Completed | SPP | Keystone Dam - Wekiwa 138 kV Ckt 1 Rebuild |  | Reliability |  | OK | Keystone Dam | AEP |  |  | 1 | 6 |  | AC | 121-150 | 138 | 1 | 1 | 159 |  | 2020-06-11
SPP |  | 51444 | Completed | SPP | Lincoln - Meeker 138 kV Ckt 1 New Line (OGE) | Y | Reliability |  | OK | Lincoln 138kv | OGE |  |  | 0.5 | 12 |  | AC | 121-150 | 138 | 1 | 1 | 308 |  | 2020-07-31
SPP |  | 51445 | Delayed - Permitting Challenges | SPP | Lincoln - Meeker 138 kV Ckt 1 New Line (WFEC) | Y | Reliability |  | OK | Lincoln 138kv | WFEC |  |  | 0.5 | 12 |  | AC | 121-150 | 138 | 1 | 1 | 308 |  | 2021-05-01 05:00
SPP |  | 122726 | Completed | SPP | Meadowlark - Tower 33 115 kV Ckt 1 Rebuild |  | Reliability |  | KS | MEADOWLARK 115 KV | WR/EKC |  |  | 1 | 0.94 |  | AC | 100-120 | 115 | 1 | 1 | 239 |  | 2020-10-01
SPP |  | 72052 | Completed | SPP | Lewis - Richland 115kV Ckt 1 (WAPA) | Y | Reliability |  | MT | RICHLAND | WAPA |  |  | 0.5 | 0.1 |  | AC | 100-120 | 115 | 1 | 1 | 127 |  | 2020-11-17 07:00
SPP |  | 102156 | Completed | SPP | Eddy County - Kiowa 345 kV Ckt 1 New Line |  | Reliability |  | NM | Eddy County Interchange 345 kV | SPS |  |  | 1 | 34 |  | AC | 300-399 | 345 | 1 | 1 | 1792 |  | 2020-11-03
SPP |  | 72026 | Delayed - Permitting Challenges | SPP | Sara Road - Sunshine 138 kV Ckt 1 Voltage Conversion |  | Reliability |  | OK | MUSTANG | WFEC |  |  | 1 | 20 |  | AC | 121-150 | 138 | 1 | 1 | 136 |  | 2020-12-01
SPP |  | 112435 | Delayed - Permitting Challenges | SPP | East Kingfisher - Kingfisher 138 kV Rebuild |  | Economics / Congestion |  | OK | East Kingfisher | WFEC |  |  | 1 | 2.03 |  | AC | 121-150 | 138 | 1 | 1 | 187 |  | 2021-01-01
SPP |  | 82114 | Delayed - Permitting Challenges | SPP | Blanchard - OU SW 138 kV Ckt 1 Voltage Conversion |  | Reliability |  | OK | BLANCHARD | WFEC |  |  | 1 | 2.1 |  | AC | 121-150 | 138 | 1 | 1 | 234 |  | 2021-04-01 05:00
SPP |  | 112433 | Completed | SPP | Hansford - Spearman 115 kV Rebuild |  | Economics / Congestion |  | TX | Spearman Interchange 115 kV | SPS |  |  | 1 | 1.2 |  | AC | 100-120 | 115 | 1 | 1 | 233 |  | 2021-04-15
SPP |  | 51565 | Completed | SPP | Livingston Ridge - Wipp 115 kV Ckt 1 Rebuild |  | Reliability |  | NM | Livingston Ridge Sub 69 kV | SPS |  |  | 1 | 2.8 |  | AC | 100-120 | 115 | 1 | 1 | 172 |  | 2021-04-15
SPP |  | 51818 | Completed | SPP | Cox Interchange - Hale Co Interchange 115 kV Ckt 1 |  | Reliability |  | TX | Cox | SPS |  |  | 1 | 19.7 |  | AC | 100-120 | 115 | 1 | 1 | 110 |  | 2021-04-15
SPP |  | 50943 | Completed | SPP | Northwest - Rolling Hills 115 kV Rebuild Ckt 1 |  | Reliability |  | TX | Northwest | SPS |  |  | 1 | 7.2 |  | AC | 100-120 | 115 | 1 | 1 | 188 |  | 2021-05-15
SPP |  | 72015 | Delayed - Permitting Challenges | SPP | Omega - Watonga SW 138 kV Ckt 1 Voltage Conversion |  | Reliability |  | OK | KINGFISHER | WFEC |  |  | 1 | 15.8 |  | AC | 121-150 | 138 | 1 | 1 | 136 |  | 2021-05-31
SPP |  | 122812 | Completed | SPP | Circleville - Goff 115 kV Ckt 1 Rebuild |  | Reliability |  | KS | CIRCLEVILLE 115 KV | WR/EKC |  |  | 1 | 14.5 |  | AC | 100-120 | 115 | 1 | 1 | 239 |  | 2021-07-02 05:00
SPP |  | 122814 | Completed | SPP | Goff - Kelly 115 kV Ckt 1 Rebuild |  | Reliability |  | KS | KING HILL N.M. COOP 115 KV (NEMAHA MARSHALL R.E.C. | WR/EKC |  |  | 1 | 10 |  | AC | 100-120 | 115 | 1 | 1 | 239 |  | 2021-06-18 05:00
SPP |  | 102160 | Completed | SPP | S3761 - S3455 345 kV New Line |  | Reliability |  | NE | Northshore | OPPD |  |  | 1 | 5.6 |  | AC | 300-399 | 345 | 1 | 1 | 1792 |  | 2020-03-01 06:00
SPP |  | 102163 | Delayed - Permitting Challenges | SPP | S1209 - S1231 Ckt 2 161 kV Reconductor |  | Reliability |  | NE | Sub 1209 | OPPD |  |  | 1 | 3.3 |  | AC | 151-199 | 161 | 1 | 1 | 446 |  | 2023-05-31 05:00
SPP |  | 102165 | Completed | SPP | S1259 - S1260 161 kV Rebuild |  | Reliability |  | NE | S1259 | OPPD |  |  | 1 | 2.56 |  | AC | 151-199 | 161 | 1 | 1 | 554 |  | 2019-11-01 05:00
SPP |  | 72016 | Delayed - Permitting Challenges | SPP | Okeene - Watonga SW 138 kV Ckt 1 Voltage Conversion |  | Reliability |  | OK | OKEENE | WFEC |  |  | 1 | 27 |  | AC | 121-150 | 138 | 1 | 1 | 136 |  | 2021-08-01
SPP |  | 82113 | Delayed - Permitting Challenges | SPP | Amber Tap - Blanchard 138 kV Ckt 1 Voltage Conversion |  | Reliability |  | OK | Amber Tap | WFEC |  |  | 1 | 15.2 |  | AC | 121-150 | 138 | 1 | 1 | 234 |  | 2021-08-01
SPP |  | 122571 | Delayed - Permitting Challenges | SPP | Northshore - New Town 115 kV Ckt 1 |  | Reliability |  | ND | Northshore | MWE |  |  | 1 | 20.5 |  | AC | 100-120 | 115 | 1 | 1 | 240 |  | 2021-09-05
SPP |  | 112500 | Completed | SPP | Aberdeen Jct - Richmond 115 kV Ckt 1 (EREC) |  | Reliability |  | SD | ABERDEEN JCT | EREC |  |  | 1 | 13.4 |  | AC | 100-120 | 115 | 1 | 1 | 193 |  | 2021-11-01
SPP |  | 92153 | Completed | SPP | Bopco - Road Runner 345 kV Ckt 1 New Line |  | Reliability |  | NM | Bopco | SPS |  |  | 1 | 21 |  | AC | 300-399 | 345 | 1 | 1 | 1792 |  | 2021-11-15
SPP |  | 92154 | Completed | SPP | Bopco - China Draw 345 kV Ckt 1 New Line |  | Reliability |  | NM | China Draw 345 kV | SPS |  |  | 1 | 19 |  | AC | 300-399 | 345 | 1 | 1 | 1792 |  | 2021-11-15
SPP |  | 71960 | Delayed - Permitting Challenges | SPP | Etter - Moore 115 kV Rebuild |  | Reliability |  | TX | Moore County Interchange East Bus 115 kV | SPS |  |  | 1 | 10.25 |  | AC | 100-120 | 115 | 1 | 1 | 120 |  | 2021-10-21 07:00
SPP |  | 122871 | Delayed - Permitting Challenges | SPP | Deaf Smith #6 - Friona 115 kV Rebuild |  | Reliability |  | TX | Deaf Smith REC-#6 115 kV | SPS |  |  | 1 | 17.4 |  | AC | 100-120 | 115 | 1 | 1 | 120 |  | 2022-12-15 06:00
SPP |  | 122876 | Delayed - Permitting Challenges | SPP | Deaf Smith #6 - Hereford 115 kV Ckt 1 Rebuild |  | Reliability |  | TX | Deaf Smith REC-#6 115 kV | SPS |  |  | 1 | 7.3 |  | AC | 100-120 | 115 | 1 | 1 | 116 |  | 2022-12-15 06:00
SPP |  | 72024 | Delayed - Permitting Challenges | SPP | El Reno - Mustang 138 kV Ckt 1 Voltage Conversion |  | Reliability |  | OK | EL RENO SW | WFEC |  |  | 1 | 42.6 |  | AC | 121-150 | 138 | 1 | 1 | 136 |  | 2022-05-01
SPP |  | 72025 | Delayed - Permitting Challenges | SPP | Mustang - Sara Road 138 kV Ckt 1 Voltage Conversion |  | Reliability |  | OK | Mustang | WFEC |  |  | 1 | 4.2 |  | AC | 121-150 | 138 | 1 | 1 | 136 |  | 2022-05-01
SPP |  | 112389 | Delayed - Siting Challenges | SPP | Tulsa SE - S Hudson 138kV Ckt 1 Rebuild |  | Reliability |  | OK | TULSA SOUTHEAST 138KV | AEP |  |  | 1 | 2 |  | AC | 121-150 | 138 | 1 | 1 | 286 |  | 2022-05-27
SPP |  | 112393 | Completed | SPP | Tulsa SE - 21st Street Tap 138 kV Ckt 1 |  | Reliability |  | OK | TULSA SOUTHEAST 138KV | AEP |  |  | 1 | 1.5 |  | AC | 121-150 | 138 | 1 | 1 | 345 |  | 2021-11-17 06:00
SPP |  | 112381 | Delayed - Permitting Challenges | SPP | Baileyville - South Seneca 115kV Ckt 1 |  | Reliability |  | KS | BAILEYVILLE N.M. STATION 115 KV (NEMAHA MARSHALL R | WR/EKC |  |  | 1 | 4 |  | AC | 100-120 | 115 | 1 | 1 | 239 |  | 2022-06-01
SPP |  | 112383 | Delayed - Permitting Challenges | SPP | Marshall County - Smittyville 115kV Ckt 1 |  | Reliability |  | KS | SMITTYVILLE N.M. COOP 115 KV (NEMAHA MARSHALL R.E. | WR/EKC |  |  | 1 | 2.2 |  | AC | 100-120 | 115 | 1 | 1 | 239 |  | 2022-06-01
SPP |  | 122725 | Planned | SPP | Allen - Quaker 115 kV Ckt 1 Rebuild |  | Reliability |  | TX | Allen Sub 115 kV | SPS |  |  | 1 | 3.5 |  | AC | 100-120 | 115 | 1 | 1 | 240 |  | 2022-06-01
SPP |  | 122727 | Planned | SPP | Allen - Lubbock South 115 kV Ckt 1 Rebuild |  | Reliability |  | TX | Allen Sub 115 kV | SPS |  |  | 1 | 6 |  | AC | 100-120 | 115 | 1 | 1 | 240 |  | 2022-06-01
SPP |  | 122872 | Planned | SPP | Carlisle - Murphy 115 kV Ckt 1 Rebuild |  | Reliability |  | TX | Carlisle Interchange 115 kV | SPS |  |  | 1 | 4 |  | AC | 100-120 | 115 | 1 | 1 | 240 |  | 2022-06-01
SPP |  | 72023 | Delayed - Permitting Challenges | SPP | El Reno - El Reno Jct 138 kV Ckt 1 Voltage Conversion |  | Reliability |  | OK | EL RENO SW | WFEC |  |  | 1 | 6.5 |  | AC | 121-150 | 138 | 1 | 1 | 136 |  | 2022-06-01
SPP |  | 112510 | Planned | SPP | Hobbs Interchange to Millen Rebuild 115 kV Ckt1 |  | Reliability |  | NM | Hobbs Interchange 115 kV | SPS |  |  | 1 | 3.5 |  | AC | 100-120 | 115 | 1 | 1 | 175 |  | 2022-06-01
SPP |  | 122713 | Planned | SPP | Kerr - Locust Grove 115 kV Ckt 1 |  | Other |  | OK | LOCUST GROVE | AEP |  |  | 1 | 0.49 |  | AC | 100-120 | 115 | 1 | 1 | 142 |  | 2022-06-01
SPP |  | 72018 | Delayed - Permitting Challenges | SPP | Calumet - Watonga SW 138 kV Ckt 1 Voltage Conversion |  | Reliability |  | OK | CALUMET | WFEC |  |  | 1 | 33.6 |  | AC | 121-150 | 138 | 1 | 1 | 136 |  | 2022-08-01
SPP |  | 72019 | Delayed - Permitting Challenges | SPP | Calumet - Concho 138 kV Ckt 1 Voltage Conversion |  | Reliability |  | OK | CALUMET | WFEC |  |  | 1 | 9 |  | AC | 121-150 | 138 | 1 | 1 | 136 |  | 2022-09-01
SPP |  | 72031 | Delayed - Permitting Challenges | SPP | Concho - Kingfisher SW 138 kV Ckt 1 New Line |  | Reliability |  | OK | CONCHO | WFEC |  |  | 1 | 8.5 |  | AC | 121-150 | 138 | 1 | 1 | 136 |  | 2022-11-01
SPP |  | 122664 | Planned | SPP | Pauline - Hastings 115 kV Ckt 1 & Ckt 2 Reconductor |  | Other |  | NE | Pauline | NPPD |  |  | 1 | 13 |  | AC | 100-120 | 115 | 1 | 1 | 193 |  | 2022-12-01
SPP |  | 143167 | Delayed - Permitting Challenges | SPP | Cargill - Friona 115 kV Ckt 1 Rebuild |  | Reliability |  | TX | Friona | SPS |  |  | 1 | 1.15 |  | AC | 100-120 | 115 | 1 | 1 | 240 |  | 2022-12-15 06:00
SPP |  | 143168 | Delayed - Permitting Challenges | SPP | Cargill - Deaf Smith #24 115 kV Ckt 1 Rebuild |  | Reliability |  | TX | Deaf Smith REC-#6 115 kV | SPS |  |  | 1 | 7.8 |  | AC | 100-120 | 115 | 1 | 1 | 240 |  | 2022-12-15 06:00
SPP |  | 143169 | Delayed - Permitting Challenges | SPP | Parmer - Deaf Smith #24 115 kV Ckt 1 Rebuild |  | Reliability |  | TX | Parmer | SPS |  |  | 1 | 1.16 |  | AC | 100-120 | 115 | 1 | 1 | 240 |  | 2022-12-15 06:00
SPP |  | 143170 | Delayed - Permitting Challenges | SPP | Parmer - Deaf Smith #20 115 kV Ckt 1 Rebuild |  | Reliability |  | TX | Parmer | SPS |  |  | 1 | 7.6 |  | AC | 100-120 | 115 | 1 | 1 | 240 |  | 2022-12-15 06:00
SPP |  | 143181 | Planned | SPP | Aberdeen Jct - Richmond 115 kV Ckt 1 (NWE) |  | Reliability |  | SD | ABERDEEN JCT | NWE |  |  | 1 | 14.4 |  | AC | 100-120 | 115 | 1 | 1 | 139 |  | 2022-12-15
SPP |  | 122570 | Delayed - Permitting Challenges | SPP | Neset - Northshore 230 kV Ckt 1 |  | Reliability |  | ND | Neset 230 kV Bus | BEPC |  |  | 1 | 30 |  | AC | 200-299 | 230 | 1 | 1 | 506 |  | 2022-12-31
SPP |  | 71967 | Delayed - Permitting Challenges | SPP | Sheldon - Monolith 115 kV Ckt 1 New Line |  | Reliability |  | NE | Sheldon | NPPD |  |  | 1 | 1 |  | AC | 100-120 | 115 | 1 | 1 | 400 |  | 2023-06-01 05:00
SPP |  | 112457 | Planned | SPP | Neosho - Riverton 161kV Rebuild (WR) | Y | Other |  | KS | NEOSHO 161 KV | EKC |  |  | 0.5 | 2.7 |  | AC | 151-199 | 161 | 1 | 1 | 250 |  | 2022-12-31 06:00
SPP |  | 112456 | Planned | SPP | Neosho - Riverton 161kV Rebuild (EDE) | Y | Other |  | KS | NEOSHO 161 KV | EDE |  |  | 0.5 | 25.9 |  | AC | 151-199 | 161 | 1 | 1 | 250 |  | 2023-01-01 06:00
SPP |  | 72022 | Delayed - Permitting Challenges | SPP | Cana - El Reno Jct 138 kV Ckt 1 Voltage Conversion |  | Reliability |  | OK | El Reno | WFEC |  |  | 1 | 6.6 |  | AC | 121-150 | 138 | 1 | 1 | 136 |  | 2023-11-01
SPP |  | 72020 | Delayed - Permitting Challenges | SPP | Calumet - Cana 138 kV Ckt 1 Voltage Conversion |  | Reliability |  | OK | CALUMET | WFEC |  |  | 1 | 18.2 |  | AC | 121-150 | 138 | 1 | 1 | 136 |  | 2023-12-01
SPP |  | 72027 | Delayed - Permitting Challenges | SPP | Cogar - El Reno Jct 138 kV Ckt 1 Voltage Conversion |  | Reliability |  | OK | COGAR | WFEC |  |  | 1 | 21.2 |  | AC | 121-150 | 138 | 1 | 1 | 136 |  | 2024-01-01
SPP |  | 82112 | Delayed - Permitting Challenges | SPP | Cleveland Jct - Amber Tap 138 kV Ckt 1 Voltage Conversion |  | Reliability |  | OK | Cleveland | WFEC |  |  | 1 | 13.8 |  | AC | 121-150 | 138 | 1 | 1 | 234 |  | 2024-02-01
SPP |  | 82115 | Delayed - Permitting Challenges | SPP | Cleveland Jct - Anadarko 138 kV Ckt 1 Voltage Conversion |  | Reliability |  | OK | Cleveland | WFEC |  |  | 1 | 11.1 |  | AC | 121-150 | 138 | 1 | 1 | 234 |  | 2024-02-01
SPP |  | 82111 | Delayed - Permitting Challenges | SPP | Cogar - Cleveland Jct 138 kV Ckt 1 Voltage Conversion |  | Reliability |  | OK | COGAR | WFEC |  |  | 1 | 12 |  | AC | 121-150 | 138 | 1 | 1 | 234 |  | 2024-03-01
SPP |  | 50442 | Delayed - Permitting Challenges | SPP | Cherry Co. - Gentleman 345 kV Ckt 1 |  | Reliability |  | NE | Cherry County 345 kV | NPPD |  |  | 1 | 100.7 |  | AC | 300-399 | 345 | 1 | 1 | 1792 |  | 2025-12-31 06:00
SPP |  | 50445 | Delayed - Permitting Challenges | SPP | Cherry Co. - Holt Co. 345 kV Ckt 1 |  | Reliability |  | NE | Cherry County 345 kV | NPPD |  |  | 1 | 124.3 |  | AC | 300-399 | 345 | 1 | 1 | 1792 |  | 2025-12-31 06:00
SPP |  | 143182 | Delayed - Siting Challenges | SPP | Chisholm - Woodward Border 345 kV Ckt 1 (AEP) | Y | Economics / Congestion |  | OK | Chisholm | AEP |  |  | 0.5 | 0.84 |  | AC | 300-399 | 345 | 1 | 1 | 1792 |  | 2023-04-30
SPP |  | 122730 | Delayed - Siting Challenges | SPP | South Shreveport - Wallace Lake 138 kV Ckt 1 Rebuild #2 |  | Reliability |  | LA | SOUTH SHREVEPORT 138KV | AEP |  |  | 1 | 11.2 |  | AC | 121-150 | 138 | 1 | 1 | 347 |  | 2024-06-03 05:00
SPP |  | 133085 | Planned | SPP | Minco - Pleasant Valley 345 kV Ckt 1 |  | Economics / Congestion |  | OK | Minco | NEET |  |  | 1 | 34.8 |  | AC | 300-399 | 345 | 1 | 1 | 1792 |  | 2025-01-01
SPP |  | 133106 | Planned | SPP | Draper - Pleasant Valley 345 kV Ckt 2 |  | Economics / Congestion |  | Ok | Draper | NEET |  |  | 1 | 13.2 |  | AC | 300-399 | 345 | 1 | 1 | 1792 |  | 2025-01-01
SPP |  | 112458 | Planned | SPP | Sooner - Wekiwa 345 kV New Line |  | Economics / Congestion |  | OK | WEKIWA 345KV | TSOK |  |  | 1 | 66.2 |  | AC | 300-399 | 345 | 1 | 1 | 1792 |  | 2026-01-01
SPP |  | 122598 | Planned | SPP | Blackberry - Wolf Creek 345 kV |  | Economics / Congestion |  | KS | Wolf Creek | NEET |  |  | 1 | 86 |  | AC | 300-399 | 345 | 1 | 1 | 1792 |  | 2025-01-01 06:00
SPP |  | 122753 | Delayed - Permitting Challenges | SPP | Anadarko - Gracemont 138 kV Ckt 2 Rebuild |  | Economics / Congestion |  | OK | ANADARKO | WFEC |  |  | 1 | 5 |  | AC | 121-150 | 138 | 1 | 1 | 353 |  | 2023-01-01 06:00
SPP |  | 122577 | Planned | SPP | Anadarko - Gracemont 138kV Ckt 1 Rebuild |  | Economics / Congestion |  | SD | Gracemont 138 kV | WFEC |  |  | 1 | 5 |  | AC | 121-150 | 138 | 1 | 1 | 478 |  | 2023-01-01 06:00
SPP |  | 112443 | Delayed - Siting Challenges | SPP | Russett - South Brown 138 kV Ckt 1 Rebuild |  | Economics / Congestion |  | OK | Brown | WFEC |  |  | 1 | 18.6 |  | AC | 121-150 | 138 | 1 | 1 | 234 |  | 2027-12-01
SPP |  | 122741 | Planned | SPP | Scottsbluff - Victory Hill 115kV Ckt 2 |  | Economics / Congestion |  | NE | Scottsbluff | NPPD |  |  | 1 | 9 |  | AC | 121-150 | 115 | 1 | 1 | 240 |  | 2025-06-01 05:00
SPP |  | 143177 | Planned | SPP | S1260 - S1362 161 kV Ckt 1 Rebuild |  | Reliability |  | NE | S1260 | OPPD |  |  | 1 | 1 |  | AC | 121-150 | 138 | 1 | 1 | 243 |  | 2022-08-01 05:00
SPP |  | 143253 | Delayed - Siting Challenges | SPP | Paoli - Lexington kV 138 kV |  | Reliability |  | OK | Paoli | WFEC |  |  | 1 | 14.3 |  | AC | 121-150 | 138 | 1 | 1 | 71 |  | 2025-12-31 06:00
SPP |  | 143668 | Planned | SPP | Joplin West 7th - Stateline 161 kV Rebuild |  | Reliability |  | MO | Joplin West 7th | EDE |  |  | 1 | 5.5 |  | AC | 121-150 | 161 | 1 | 1 | 335 |  | 2022-01-31 06:00
SPP |  | 143705 | Planned | SPP | Kearney NE - Tower 115 kV Ckt 1 New Line |  | Reliability |  | NE | Kearney | NPPD |  |  | 1 | 10 |  | AC | 121-150 | 115 | 1 | 1 | 240 |  | 2022-06-01 05:00
SPP |  | 144142 | Planned | SPP | Ogallala (Tri State) - Ogallala (NPPD) 115 kV (NPPD) |  | Economics / Congestion |  | NE | Ogallala | NPPD |  |  | 1 | 1 |  | AC | 121-150 | 115 | 1 | 1 | 398 |  | 2023-12-31 06:00
SPP |  | 143588 | Planned | SPP | Kummer Ridge - Round Up 345 kV |  | Reliability |  | ND | Kummer | BEPC |  |  | 1 | 33.2 |  | AC | 300-399 | 345 | 1 | 1 | 1792 |  | 2023-01-01
SPP |  | 143660 | Planned | SPP | S3454 - S3740 345 kV New Line |  | Reliability |  | NE | S3454 | OPPD |  |  | 1 | 29 |  | AC | 300-399 | 345 | 1 | 1 | 1792 |  | 2024-06-01
SPP |  | 143714 | Planned | SPP | Finstad - Tande 345 kV New Line |  | Reliability |  | ND | Finstad | BEPC |  |  | 1 | 48 |  | AC | 300-399 | 345 | 1 | 1 | 1792 |  | 2023-01-01
SPP |  | 143806 | Planned | SPP | Marietta Tap (OKGE) – Marietta Switchyard (WFEC) 138 kV Ckt 1 New Line (OGE) |  | Reliability |  | OK | Marietta Tap | OGE |  |  | 1 | 2.1 |  | AC | 121-150 | 138 | 1 | 1 | 286 |  | 2023-06-01
SPP |  | 143816 | Planned | SPP | Rocky Point - Marietta 2 138 kV Ckt 1 Rebuild |  | Reliability |  | OK | Rocky | OGE |  |  | 1 | 12.6 |  | AC | 121-150 | 138 | 1 | 1 | 286 |  | 2023-06-01
SPP |  | 144208 | Planned | SPP | Twist - Wilco 115 kV Ckt 1 |  | Reliability |  | TX | Twist | SPS |  |  | 1 | 4 |  | AC | 121-150 | 115 | 1 | 1 | 174 |  | 2022-06-01
SPP |  | 144236 | Planned | SPP | Leland Olds - Finstad - 345 kV New Line |  | Reliability |  | ND | Leland Olds | BEPC |  |  | 1 | 123 |  | AC | 300-399 | 345 | 1 | 1 | 1195 |  | 2023-01-01
TRE-ERCOT |  | 5965 | Under Construction | Texas RE | Benjamin Tap to Katz (BEC): Build new 138 kV line | N | Reliability | Reliability | Benjamin Tap | Katz (BEC) | AEP | 8901 | I | 0.5 | 17.7 | OH | AC | 121-150 | 138 | 1 | 1 | 388 |  | 2021-11-01
TRE-ERCOT |  | 5167 | Planned | Texas RE | Poesta to Tuleta: Build new double circuit 138/69 kV line | N | Reliability | Reliability | Poesta | Tuleta | AEP | 3278 | I | 1 | 23.5 | OH | AC | 121-150 | 138 | 2 | 2 | 485 |  | 2022-08-01
TRE-ERCOT |  | 50948 | Planned | Texas RE | Angstrom - Grissom: Build New Line | N | Reliability | Reliability | Angstrom | Grissom | AEP | 3278 | I | 1 | 17 | OH | AC | 300-399 | 345 | 1 | 2 | 2466 |  | 2024-04-01
TRE-ERCOT |  | 58008 | Planned | Texas RE | Laredo VFT North to North Laredo Switch: Rebuild 138 kV Line | N | Reliability | Reliability | Laredo | Laredo | AEP | 3278 | I | 1 | 11.68 | OH | AC | 121-150 | 138 | 1 | 1 | 485 |  | 2022-05-01
TRE-ERCOT |  | 5206 | Planned | Texas RE | Brackettville to Escondido: Construct 138 kV line | N | Reliability | Reliability | Brackettville | Escondido | AEP | 3278 | I | 1 | 45 | OH | AC | 121-150 | 138 | 1 | 1 | 485 |  | 2023-07-01
TRE-ERCOT |  | 50966 | Planned | Texas RE | North Shore: 345 kV (Chienere LNG) RPG | N | Reliability | Reliability | Angstrom | Naismith | AEP | 3278 | I | 1 | 50 | OH | AC | 300-399 | 345 | 1 | 2 | 2434 |  | 2024-04-01
TRE-ERCOT |  | 6668B | Under Construction | Texas RE | Freeport - Master Plan | N | Reliability | Economics / Congestion | Bailey | Jones Creek | CNP | 8901 | I | 1 | 55.2 | OH | AC | 300-399 | 345 | 2 | 2 | 2987 |  | 2021-11-01
TRE-ERCOT |  | 51736 | Planned | Texas RE | Cibolo to McQueeney Transmission Line | N | Economics / Congestion | Reliability | Cibolo | McQueency | GVEC | 7752 | C | 1 | 10.62 | OH | AC | 121-150 | 138 | 1 | 2 | 239 |  | 2022-12-01
TRE-ERCOT |  | 5939 | Planned | Texas RE | Cooks Point Substation and Transmission Line Addition | N | Reliability | Other | Cooks Point | Lyle Wolz | LCRATSC | 11269 | S | 1 | 18.4 | OH | AC | 121-150 | 138 | 1 | 1 | 223 |  | 2021-06-30
TRE-ERCOT |  | 5940B | Planned | Texas RE | Mountain Home Substation and Transmission Line Addition | N | Reliability | Other | Mountain Home | Headwaters/Hunt | LCRATSC | 11269 | S | 1 | 22.5 | OH | AC | 121-150 | 138 | 1 | 1 | 440 |  | 2022-12-22
TRE-ERCOT |  | 52258 | Completed | Texas RE | CONSTRUCT BLACKWATER DRAW TO FOLSOM POINT345 KV LINE | N | Reliability | Other | BLACKWATER DRAW | FOLSOM POINT | ONCOR | 44372 | I | 1 | 23.3 | OH | AC | 300-399 | 345 | 1 | 2 | 1971 |  | 2021-06-01
TRE-ERCOT |  | 5467 | Conceptual | Texas RE | Nacogdoches Southeast_Redland 345kV Line | N | Reliability | Other | Nacogdoches Southeast | Redland | ONCOR | 44372 | I | 1 | 13.4 | OH | AC | 300-399 | 345 | 1 | 2 | 1971 |  | 2022-05-30
TRE-ERCOT |  | 7115 | Planned | Texas RE | Quarry Field - Kyle Ranch 138 kV Line | N | Reliability | Other | Quarry Field | Kyle Ranch | ONCOR | 44372 | I | 1 | 12 | OH | AC | 121-150 | 138 | 1 | 2 | 614 |  | 2022-05-15
TRE-ERCOT |  | 52299 | Completed | Texas RE | CONSTRUCT BLACKWATER DRAW TO DOUBLE MOUNTAIN | N | Reliability | Other | BLACKWATER DRAW | DOUBLE MOUNTAIN | ONCOR | 44372 | I | 1 | 33 | OH | AC | 300-399 | 345 | 1 | 2 | 1971 |  | 2021-06-01
TRE-ERCOT |  | 6304 | Conceptual | Texas RE | Shamburger North - Shamburger 345 kV Line | N | Reliability | Other | Shamburger North | Shamburger | ONCOR | 44372 | I | 1 | 10 | OH | AC | 300-399 | 345 | 1 | 2 | 1595 |  | 2024-05-01
TRE-ERCOT |  | 52307 | Completed | Texas RE | CONSTRUCT DOUBLE MOUNTAIN TO FIDDLEWOOD TO FARMLAND 345 KV L | N | Reliability | Other | DOUBLE MOUNTAIN | FARMLAND | ONCOR | 44372 | I | 1 | 49.3 | OH | AC | 300-399 | 345 | 1 | 2 | 1971 |  | 2021-06-01
TRE-ERCOT |  | 5982 | Conceptual | Texas RE | Relocate existing Shamburger North - Shamburger 138 kV Line | N | Reliability | Other | Shamburger North | Shamburger | ONCOR | 44372 | I | 1 | 10 | OH | AC | 121-150 | 138 | 1 | 2 | 614 |  | 2024-05-01
TRE-ERCOT |  | 48854 | Cancelled - Other (Comment Required) | Texas RE | Adds Annova and Port South Bus and lines | N | Other |  | Annova LNG | Port South | STEC | 17583 | C | 1 | 22.1 | OH | AC | 121-150 | 138 | 2 | 2 | 569 | 2023-09-01 | 2025-06-01
TRE-ERCOT |  | 45399 | Planned | Texas RE | Bearkat Loop - Bearkat to Longshore | N | Economics / Congestion | Reliability | Bearkat | Longshore | WETT | 60066 | I | 0.5 | 27 | OH | AC | 300-399 | 345 | 1 | 1 | 1723 |  | 2023-05-01
TRE-ERCOT |  | Not currently in MOD | Conceptual | Texas RE | Bearkat - North McCamey | N | Economics / Congestion | Reliability | Bearkat | North McCamey | WETT | 60066 | I | 0.5 | 71 | OH | AC | 300-399 | 345 | 2 | 2 | 2564 |  | 2026-06-01
TRE-ERCOT |  | 65663 | Planned | Texas RE | Double Ckt Line M138-K | N | Reliability | Economics / Congestion | Pecos (bus # 38091) | Faulkner (bus # 38124) | TNMP |  | I | 1 | 26.37 | OH | AC | 121-150 | 138 | 1 | 2 | 409 |  | 2023-06-01
TRE-ERCOT |  | 60526 | Planned | Texas RE | WCL-Angleton Rebuild | N | Reliability | Economics / Congestion | West Columbia Local (bus # 39530) | Angleton (bus # 39560) | TNMP |  | I | 1 | 14.05 | OH | AC | 121-150 | 138 | 1 | 1 | 383 |  | 2023-12-01
TRE-ERCOT |  | 66074 | Planned | Texas RE | Soaptree-Holiday-Alamo Street Double Ckt | N | Reliability | Economics / Congestion | Soaptree (bus # 38450) | Holiday (bus # 38455) | TNMP |  | I | 1 | 18.62 | OH | AC | 121-150 | 138 | 1 | 2 | 717 |  | 2023-06-01
TRE-ERCOT |  | 66074 | Planned | Texas RE | Soaptree-Holiday-Alamo Street Double Ckt | N | Reliability | Economics / Congestion | Holiday (bus # 38455) | Alamo Street (bus # 38331) | TNMP |  | I | 1 | 13.4 | OH | AC | 121-150 | 138 | 1 | 2 | 717 |  | 2023-06-01
TRE-ERCOT |  | 66368 | Planned | Texas RE | West Columbia Main-Brazoria Rebuild | N | Reliability | Economics / Congestion | West Columbia Main (bus # 39500) | Brazoria (bus # 39600) | TNMP |  | I | 1 | 10.2 | OH | AC | 121-150 | 138 | 1 | 1 | 383 |  | 2023-12-01
TRE-ERCOT |  | 65661 | Conceptual | Texas RE | Wickett-Pyote Rebuild | N | Reliability | Economics / Congestion | Wickett (bus # 37981) | Pyote (bus # 38001) | TNMP |  | I | 1 | 12.88 | OH | AC | 121-150 | 138 | 1 | 1 | 617 |  | 2025-06-01
MRO-Manitoba Hydro | 3016429 |  | Planned | MRO | Lav-St. Vital | N | Reliability | Hydro Integration | Laverendrye | St. Vital | Manitoba Hydro |  | O | 1 | 21 | OH | AC | 200-299 | 230 | 1 | 1 | 658.1 | 2015-05-01 | 2023-07-01
MRO-Manitoba Hydro |  |  | Under Construction | MRO | BP6 & BP7 Storm Restoration | N | Reliability | Reliability | Brandon | Portage | Manitoba Hydro |  | O | 1 | 5.9 | OH | AC | 100-120 | 115 | 2 | 2 | 43 | 2023-03-01 | 2023-03-01
MRO-Manitoba Hydro | 3016435 |  | Delayed - Economics | MRO | SW Winnipeg Stage 3 (XV5) | N | Reliability | Reliability | St. Vital | Mohawk | Manitoba Hydro |  | O | 1 | 5 | OH | AC | 100-120 | 115 | 1 | 1 | 110.1 | 2017-10-01 | 2024-04-01
MRO-Manitoba Hydro | 3016433 |  | Delayed - Economics | MRO | SW Winnipeg Stage 1 (YH33) | N | Reliability | Reliability | Mohawk | Harrow | Manitoba Hydro |  | O | 1 | 12 | OH | AC | 100-120 | 115 | 1 | 1 | 215 | 2019-10-01 | 2024-04-01
MRO-Manitoba Hydro | 3016436 |  | Delayed - Economics | MRO | SW Winnipeg Stage 3 (YW2) - Salvage | N | Reliability | Reliability | Wilks Tap | Mohawk | Manitoba Hydro |  | O | 1 | -7 | OH | AC | 100-120 | 115 | 1 | 1 | 138 | 2017-10-01 | 2024-04-01
MRO-Manitoba Hydro | 3016434 |  | Delayed - Economics | MRO | SW Winnipeg Stage 2 (VS27) | N | Reliability | Reliability | St. Vital | Stafford | Manitoba Hydro |  | O | 1 | 9 | OH | AC | 100-120 | 115 | 1 | 1 | 215 | 2019-10-01 | 2024-04-01
MRO-Manitoba Hydro | 3016437 |  | Delayed - Economics | MRO | SW Winnipeg Stage 2 (VH1) | N | Reliability | Reliability | St. Vital | Harrow | Manitoba Hydro |  | O | 1 | 3 | OH | AC | 100-120 | 115 | 1 | 1 | 110.1 | 2022-10-01 | 2024-04-01
MRO-Manitoba Hydro |  |  | Planned | MRO | Dorsey-Portage West | N | Reliability | Other | Dorsey | Portage West | Manitoba Hydro |  | O | 1 | 44 | OH | AC | 200-299 | 230 | 1 | 1 | 564.5 | 2027-05-01 | 2027-02-01
MRO-Manitoba Hydro |  |  | Under Construction | MRO | De Salaberry-Letellier | N | Reliability | Reliability | De Salaberry | Letellier | Manitoba Hydro |  | O | 1 | 80 | OH | AC | 200-299 | 230 | 1 | 1 | 517 | 2021-10-01 | 2022-10-01
MRO-Manitoba Hydro |  |  | Planned | MRO | Randolph-Hanover VJ50 Salvage | N | Reliability | Reliability | Randolph | Hanover | Manitoba Hydro |  | O | 1 | -6.9 | OH | AC | 100-120 | 110 | 1 | 1 | 80 | 2025-10-01 | 2025-10-01
MRO-Manitoba Hydro |  |  | Conceptual | MRO | Pointe to Whiteshell | N | Reliability | Reliability | Pointe Du Bois | Whiteshell Terminal Station | Manitoba Hydro |  | O | 1 | 26 | OH | AC | 100-120 | 115 | 1 | 1 | 188 | 2030-10-01 | 2027-04-01
NPCC-Maritimes |  |  | Delayed - Permitting Challenges | NPCC | Replacement of Harbour Crossing | N | Other | Reliability | Tufts Cove 138kV | Kempt Rd 138kV | Nova Scotia Power |  | I | 1 | 1.5 | OH | AC | 121-150 | 138 | 1 | 1 | 287 | 2021-12-01 | 2025-12-01
NPCC-Maritimes |  |  | Planned | NPCC | MacGregor Ave Substation | N | Reliability | Economics / Congestion | Tower L-6507-019 | MacGregor Ave Substation | Nova Scotia Power |  | I | 1 | 0.1 | OH | AC | 121-150 | 138 | 1 | 1 | 42 | 2021-12-01 | 2023-12-01
NPCC-Maritimes |  |  | Planned | NPCC | Suzie Lake Substation | N | Reliability | Economics / Congestion | Tower L-6507-086 | Suzie Lake Substation | Nova Scotia Power |  | I | 1 | 0.2 | OH | AC | 121-150 | 138 | 1 | 1 | 42 | 2023-12-01 | 2023-12-01
NPCC-Maritimes |  |  | Planned | NPCC | Port Mersey Substation Expansion | N | Reliability | Economics / Congestion | 101W - Bowater Substation | 101W Substation Expansion | Nova Scotia Power |  | I | 1 | 0.02 | OH | AC | 121-150 | 138 | 1 | 1 | 25 | 2022-12-01 | 2022-12-01
NPCC-Maritimes |  |  | Conceptual | NPCC | SJ Area reinforcement | N | Reliability | Other | Coleson Cove | Fairvale | NB Power |  | S | 1 | 23.6121 | OH | AC | 121-150 | 138 | 1 | 1 | 274 | 2027-01-01 | 2027-01-01
MRO-MISO |  | 20148 | Conceptual | MRO | Construct about 27 miles of 115 kV transmission line from Appleton to GRE’s AG-BK line and about 1.75-mile 115 kV transmission line from AG-BK line to Benson Muni substation with associated tap switch, distribution sub, and retirement projects. |  | Reliability |  | Appleton | Benson | Great River Energy | GRE | c | 1 | 26 | OH | AC | 100-120 | 115 | 1 | 1 | n/a | 2026-07-31 | 2026-07-31
MRO-MISO |  | 20029 | Planned | MRO | ITC will be building about 29 miles of 161kV line from CIPCO’s Winterset Jct. to Osceola’s new substation. All new lines should be T2 636 ACSR and rated at 2000A or higher minimum summer normal rating. |  | Reliability |  | Winterset Jct | Tiberius | ITC Midwest | ITC | i | 1 | 29 | OH | AC | 151-199 | 161 | 1 | 1 | n/a | 2026-05-01 | 2026-05-01
MRO-MISO |  | 19365 | Planned | RF | Extend the Blackstone - Marshall 138kV line by adding 2.5 miles of 954 ACSR DCt to loop in Stable 138kV station. |  | Variable/Renewable Integration |  | Blackstone | Marshal | METC | METC | i | 1 | 5 | OH | AC | 121-150 | 138 | 1 | 1 | n/a | 2022-09-01 | 2022-12-31
MRO-MISO |  | 18568 | Planned | MRO | New Line |  | Reliability |  | Howards Grove SS | Erdman SS | American Transmission Co. LLC | ATC | i | 1 | 7 | OH | AC | 121-150 | 138 | 1 | 1 | n/a | 2022-12-31 | 2023-03-31
MRO-MISO |  | 18248 | Planned | SERC | Build ~ 7miles of new transmission line to cut the new Millbend 138 kV station into the existing New Caney to Parkway 138 kV line. |  | Economics / Congestion |  | Millbend |  | Entergy | EES | i | 1 | 7 | OH | AC | 121-150 | 138 | 1 | 1 | n/a | 2024-06-01 | 2024-06-01
MRO-MISO |  | 17844 | Planned | RF | The Summerton - Bullock 138 kV circuit will be cut into the Salt River substation to form a Bullock - Salt River and Salt River - Summerton 138 kV circuit. |  | Variable/Renewable Integration |  | Salt River | Summerton_Bullock | METC | METC | i | 1 | 15 | OH | AC | 121-150 | 138 | 1 | 1 | n/a | 2022-10-28 | 2022-10-28
MRO-MISO |  | 18011 | Planned | MRO | Rebuild and upgrade 31.5 miles of 138 kV with double circuit steel poles, 795ACSS conductor, and OPGW. |  | Other | Reliability | Atlanta | Airport | Wolverine Power Supply Cooperative, Inc. | WPSC | c | 1 | 15.5 | OH | AC | 121-150 | 138 | 1 | 1 | n/a | 2025-12-31 | 2025-12-31
MRO-MISO |  | 10207 | Planned | SERC | Build 26 mile 161kV line form the existing AECC Heber Springs North substation to the proposed 161/69kV Partain substaiton |  | Reliability |  | Heber Springs North | Partain | Arkansas Electric Coopertive Corporation | AECC | c | 1 | 26 | OH | AC | 151-199 | 161 | 1 | 1 | n/a | 2023-02-02 | 2023-02-02
MRO-MISO |  | 15834 | Under Construction | RF | Mitchell Lehigh 138/12kV Sub: new sub in the 13822 ckt with ATO (planning to relocate Mt. Tabor ATO to Lehigh) |  | Economics / Congestion |  | Mitchell Lehigh 138 | new sub | Duke Energy Corporation | PSI | i | 1 | 7 | OH | AC | 121-150 | 138 | 1 | 1 | n/a | 2023-03-15 | 2022-12-08
MRO-MISO |  | 17044 | Under Construction | SERC | Constructing the new Sellers Road to Conrad 230 kV line (operate at 138 kV). Approximately 19.2 miles based on preliminary routing. o Rerouting the existing Gecko to Cecelia 69 kV line (to facilitate the 230 kV line construction). |  | Reliability |  | Sellers Road | Conrad | Entergy | EES | i | 1 | 19.2 | OH | AC | 121-150 | 138 | 1 | 1 | n/a | 2022-12-01 | 2022-12-01
MRO-MISO |  | 14684 | Planned | MRO | 5 miles of 477 ACSR from WAPA's Miles City #2 115 kV substation to MDU's new Miles City SW 115 kV substation. |  | Other | Economics / Congestion | Miles City #2 (WAPA) | Miles City SW | Montana-Dakota Utilities Company | MDU | m | 1 | 5 | OH | AC | 100-120 | 115 | 1 | 1 | n/a | 2022-03-31 | 2022-05-31
MRO-MISO |  | 15746 | Planned | MRO | Rebuild Beulah-Mandan 115 kV line and add new 115 line segment to Coyote |  | Other | Reliability | Beulah | Mandan | Montana-Dakota Utilities Company | MDU | m | 1 | 5 | OH | AC | 100-120 | 115 | 1 | 1 | n/a | 2024-12-31 | 2024-12-31
MRO-MISO |  | 17225 | Under Construction | MRO | New 115 kV transmission line (7 miles) from the MRES Grant County 115 kV Substation to the new Norcross 115/41.6 kV Substation. Conductor size = 10RT2. |  | Economics / Congestion |  | Grant County 115 kV | Norcross 115 kV | Otter Tail Power Company | OTP | i | 1 | 7 | OH | AC | 100-120 | 115 | 1 | 1 | n/a | 2022-03-15 | 2022-03-15
MRO-MISO |  | 15830 | Under Construction | MRO | New 138 kV line from Shelbyville South to ISHI substation |  | Economics / Congestion |  | Shelbyville South | ISHI Switching Station | Prairie Power, Inc. | PPI | i | 1 | 6.3 | OH | AC | 121-150 | 138 | 1 | 1 | n/a | 2022-06-01 | 2022-06-01
MRO-MISO |  | 15941 | Planned | RF | Install new 138 kV line (~13.33 miles) between AB Brown and Pigeon Creek substations. |  | Reliability |  | AB Brown | Pigeon Creek | Southern Indiana Gas & Electric Company d/b/a Vectren Energy Delivery of Indiana, Inc. | SIGE | i | 1 | 13.33 | OH | AC | 121-150 | 138 | 1 | 1 | n/a | 2022-05-01 | 2022-05-01
MRO-MISO |  | 15941 | Planned | RF | Install new 138 kV line (~23.5 miles) between the Pigeon Creek and Warrick North stations |  | Reliability |  | Pigeon Creek | Warrick North | Southern Indiana Gas & Electric Company d/b/a Vectren Energy Delivery of Indiana, Inc. | SIGE | i | 1 | 25.52 | OH | AC | 121-150 | 138 | 1 | 1 | n/a | 2022-05-01 | 2022-05-01
MRO-MISO |  | 12105 | Under Construction | SERC | Construct approx. 7 miles of 2nd Fancy to Horseshoe 230 kV line. The new line will be constructed to a minimum of 1900 amps. This line should not share structures with any other line. |  | Reliability |  | Fancy Point | Horseshoe | Entergy | EES | i | 1 | 7 | OH | AC | 200-299 | 230 | 1 | 1 | n/a | 2022-06-01 | 2022-06-01
MRO-MISO |  | 13992 | Planned | SERC | Tap Church Rd. to Getwell 230kV line with 7 miles (14 miles total) of new line in-and-out of the new Pine Tree 230kV sub |  | Economics / Congestion |  | Church Rd | Getwell | Entergy Mississippi | EMS | i | 1 | 14 | OH | AC | 200-299 | 230 | 1 | 1 | n/a | 2024-06-01 | 2024-06-01
MRO-MISO |  | 3135 | Delayed - Economics | RF | From Long Rapids to Str. #103G100 (~6.3 miles), replace the existing single-circuit structures with new double-circuit structures and install new conductor on one side which meets or exceeds the summer emergency rating of 477 ACSR conductor (260 MVA/1088 Amps). Reinstall the existing 477 ACSR conductor of the Airport - Long Rapids 1 138 kV line on the other side of the new double-circuit structures. Utilize the existing assets of the Airport – Mio 138 kV line from Str. #103A7743 to the Airport station’s new location in the construction of the new Airport – Long Rapids 2 138 kV line. Install new OPGW as well. |  | Reliability |  | Airport | Long Rapids | METC | METC | i | 1 | 6.3 | OH | AC | 121-150 | 138 | 1 | 1 | n/a | 2023-12-31 | 2023-12-31
MRO-MISO |  | 13485 | Under Construction | MRO | Extend existing Forbes - Laskin 115 kV Line (38 Line) up to Hoyt Lakes, removing connection to Laskin |  | Reliability |  | Forbes | Hoyt Lakes | Minnesota Power (Allete, Inc.) | MP | i | 1 | 7 | OH | AC | 100-120 | 115 | 1 | 1 | n/a | 2022-12-31 | 2022-12-31
MRO-MISO |  | 13864 | Planned | RF | New 500kV line from Hartburg to New Substation |  | Economics / Congestion |  | Hartburg | New Substation | Midcontinent Independent System Operator, Inc. | MISO | ? | 1 | 21.5 | OH | AC | 400-599 | 500 | 1 | 1 | n/a | 2023-06-01 | 2023-06-01
MRO-MISO |  | 9686 | Planned | SERC | New 115 kV line to new distribution substation. |  | Other | Reliability | OakGrove | Lake Providence | Entergy | EES | i | 1 | 15 | OH | AC | 100-120 | 115 | 1 | 1 | n/a | 2024-06-01 | 2024-06-01
MRO-MISO |  | 11883 | Under Construction | RF | 38.5 miles of 345 kV Single Ckt |  | Economics / Congestion |  | Huntley | Wilmarth | Midcontinent Independent System Operator, Inc. | MISO | ? | 1 | 38.5 | OH | AC | 300-399 | 345 | 1 | 1 | n/a | 2022-01-01 | 2022-01-01
MRO-MISO |  | 9564 | Under Construction | MRO | New Fancy Creek-Turris 138 kV Transmission Line |  | Reliability |  | Fancy Creek | Turris | Prairie Power, Inc. | PPI | i | 1 | 5.9 | OH | AC | 121-150 | 138 | 1 | 1 | n/a | 2022-09-30 | 2022-12-01
MRO-MISO |  | 8402 | Planned | SERC | 7 mile 115kV transmission line from existing Camden South delivery point/substation to the proposed Camden West substation. |  | Other | Economics / Congestion | Camden South |  | Arkansas Electric Coopertive Corporation | AECC | c | 1 | 7 | OH | AC | 100-120 | 115 | 1 | 1 | n/a | 2024-12-01 | 2024-12-01
MRO-MISO |  | 3127 | Planned | MRO | New line |  | Variable/Renewable Integration |  | Hill Valley | Cardinal | American Transmission Co. LLC | ATC | i | 1 | 60 | OH | AC | 300-399 | 345 | 1 | 1 | n/a | 2023-12-31 | 2023-12-31
MRO-MISO |  | 3127 | Planned | MRO | New circuit |  | Variable/Renewable Integration |  | Hill Valley | Hickory Creek | American Transmission Co. LLC | ATC | i | 1 | 48.3 | OH | AC | 300-399 | 345 | 1 | 1 | n/a | 2023-12-31 | 2023-12-31
MRO-SaskPower |  |  | Under Construction | MRO | Regina-Moose Jaw Area Reinforcement | N | Reliability |  | Rowatt SS | Pasqua SS | SaskPower | N/A |  | 1 | 47 | OH | AC | 200-299 | 230 | 1 | 2 | 765 |  | 2023-05-31
MRO-SaskPower |  |  | Under Construction | MRO | Great Plains CCGT Interconnection | N | Reliability |  | Pasqua SS | Great Plains SS | SaskPower | N/A |  | 1 | 6 | OH | AC | 200-299 | 230 | 1 | 2 | 765 |  | 2024-05-01
MRO-SaskPower |  |  | Planned | MRO | Meadow Lake Area Reinforcement | N | Reliability |  | Spruce Lake | Meadow Lake SS | SaskPower | N/A |  | 1 | 57 | OH | AC | 121-150 | 138 | 1 | 1 | 230 |  | 2025-12-01
MRO-SaskPower |  |  | Conceptual | MRO | Beatty Area Reinforcement | N | Reliability |  | Beatty SS | Wolverine SS | SaskPower | N/A |  | 1 | 93 | OH | AC | 200-299 | 230 | 1 | 2 | 765 |  | 415372
MRO-SaskPower |  |  | Conceptual | MRO | Brada Area Reinforcement | N | Reliability |  | Brada SS | Martensville SS | SaskPower | N/A |  | 1 | 93 | OH | AC | 200-299 | 230 | 1 | 2 | 765 |  | 415372
MRO-SaskPower |  |  | Planned | MRO | Bekevar Wind Interconnection | N | Variable/Renewable Integration |  | Kennedy SS | Bekevar SS | SaskPower | N/A |  | 1 | 6 | OH | AC | 200-299 | 230 | 1 | 1 | 387 |  | 2023-09-30
MRO-SaskPower |  |  | Planned | MRO | PGRE Cogen Interconnection | N | Reliability |  | Clavet SS (New) | PGRE SS | SaskPower | N/A |  | 1 | 2 | OH | AC | 121-150 | 138 | 1 | 1 | 168 |  | 2027-06-30
MRO-SaskPower |  |  | Conceptual | MRO | Peebles Area Reinforcement | N | Reliability |  | Peebles SS | Rowatt SS | SaskPower | N/A |  | 1 | 75 | OH | AC | 200-299 | 230 | 1 | 2 | 765 |  | 2027-06-30
MRO-SaskPower |  |  | Conceptual | MRO | Regina Area Reinforcement | N | Reliability |  | Condie SS | Rowatt SS | SaskPower | N/A |  | 1 | 16 | OH | AC | 200-299 | 230 | 2 | 2 | 765 |  | 415372
MRO-SaskPower |  |  | Conceptual | MRO | EB Campbell Area Reinforcement | N | Reliability |  | EB Campbell SS | Codette SS | SaskPower | N/A |  | 1 | 53 | OH | AC | 200-299 | 230 | 1 | 2 | 765 |  | 2026-12-30
NPCC-New England |  |  | Under Construction | NPCC | Greater Boston - Central | N | Reliability | Reliability | Mystic | Woburn | NSTAR | 1998 | I | 1 | 8 | UG | AC | 100-120 | 115 | 1 | 1 | 800 | 2016-12-31 | 2022-12-31
NPCC-New England |  |  | Under Construction | NPCC | Greater Boston - North | N | Reliability | Reliability | Woburn | Wakefield Jct | NSTAR | 1998 | I | 0.5 | 7 | UG | AC | 300-399 | 345 | 1 | 1 | 800 | 2018-12-31 | 2023-05-01
NPCC-New England |  |  | Planned | NPCC | Greater Boston - Western Suburbs | N | Reliability | Reliability | Sudbury | Hudson | NSTAR | 1998 | I | 1 | 9 | OH | AC | 100-120 | 115 | 1 | 1 | 322 | 2018-12-31 | 2023-12-31
NPCC-New England |  |  | Planned | NPCC | QP 501 | N | Reliability | Reliability | Vernon Road Tap | Chestnut Hill | NSTAR & PSNH | 1998 & 15472 | I | 1 | 1.2 | OH | AC | 100-120 | 115 | 1 | 1 | 277 | 2019-05-31 | 2027-10-31
NPCC-New England |  |  | Planned | NPCC | QP 501 | N | Reliability | Reliability | Westport | Chestnut Hill | PSNH | 15472 | I | 1 | 12.2 | OH | AC | 100-120 | 115 | 1 | 1 | 277 | 2019-05-31 | 2027-10-31
NPCC-New England |  |  | Planned | NPCC | QP 501 | N | Reliability | Reliability | Vernon Road Tap | Northfield Mt. | WMECO & PSNH | 20455 & 15472 | I | 1 | 20 | OH | AC | 300-399 | 345 | 1 | 1 | 1878 | 2019-05-31 | 2027-10-31
NPCC-New England |  |  | Planned | NPCC | SEMA | N | Reliability | Reliability | Bourne | West Barnstable | NSTAR | 1998 | I | 1 | 12.4 | OH | AC | 100-120 | 115 | 1 | 1 | 388 | 2021-12-31 | 2023-12-31
NPCC-New England |  |  | Planned | NPCC | SEMA | N | Reliability | Reliability | Carver | Kingston | NSTAR | 1998 | I | 1 | 8 | OH | AC | 100-120 | 115 | 1 | 1 | 401 | 2021-12-31 | 2022-12-31
NPCC-New England |  |  | Planned | NPCC | SEMA | N | Reliability | Reliability | Industrial Tap | Eversource/NGRID Border | NSTAR | 1998 | I | 1 | 8 | OH | AC | 100-120 | 115 | 1 | 1 | 401 | 2021-12-31 | 2024-12-31
NPCC-New England |  |  | Under Construction | NPCC | SEMA | N | Reliability | Reliability | C129N/W | Medway | NSTAR | 1998 | I | 1 | 0.5 | OH | AC | 100-120 | 115 | 1 | 1 | 285 | 2021-12-31 | 2025-12-01
NPCC-New England |  |  | Completed | NPCC | 349 X & Y Reliability Project | N | Reliability | Reliability | Mystic | Golden Hills | NSTAR | 1998 | I | 1 | 6.3 | UG | AC | 300-399 | 345 | 1 | 1 | 987 | 2021-06-30 | 2021-06-30
NPCC-New England |  |  | Under Construction | NPCC | 110-510 and 110-511 Line Project | N | Reliability | Reliability | Baker St. | 510511 Tap | NSTAR | 1998 | I | 1 | 5.5 | UG | AC | 100-120 | 115 | 1 | 1 | 115 | 2023-06-30 | 2023-05-31
NPCC-New England |  |  | Under Construction | NPCC | 110-510 and 110-511 Line Project | N | Reliability | Reliability | Brighton | 510511 Tap | NSTAR | 1998 | I | 1 | 1.3 | UG | AC | 100-120 | 115 | 1 | 1 | 142 | 2023-06-30 | 2023-05-31
NPCC-New England |  |  | Under Construction | NPCC | 110-510 and 110-511 Line Project | N | Reliability | Reliability | Coburn | 510511 Tap | NSTAR | 1998 | I | 1 | 2.2 | UG | AC | 100-120 | 115 | 1 | 1 | 142 | 2023-06-30 | 2023-05-31
NPCC-New England |  |  | Under Construction | NPCC | Montague Corridor Project | N | Reliability | Reliability | Montague | Tilson | NSTAR | 1998 | I | 1 | 15.9 | OH | AC | 100-120 | 115 | 1 | 1 | 159 | 2023-12-31 | 2022-12-31
NPCC-New England |  |  | Under Construction | NPCC | Montague Corridor Project | N | Reliability | Reliability | Amherst | Tilson Tap | NSTAR | 1998 | I | 1 | 1.6 | OH | AC | 100-120 | 115 | 1 | 1 | 159 | 2023-12-31 | 2022-12-31
NPCC-New England |  |  | Under Construction | NPCC | Montague Corridor Project | N | Reliability | Reliability | Podick | Tilson Tap | NSTAR | 1998 | I | 1 | 3.4 | OH | AC | 100-120 | 115 | 1 | 1 | 189 | 2023-12-31 | 2022-12-31
NPCC-New England |  |  | Under Construction | NPCC | Montague Corridor Project | N | Reliability | Reliability | Five Corners Tap | Tilson Tap | NSTAR | 1998 | I | 1 | 10.2 | OH | AC | 100-120 | 115 | 1 | 1 | 283 | 2023-12-31 | 2022-12-31
NPCC-New England |  |  | Under Construction | NPCC | Montague Corridor Project | N | Reliability | Reliability | Five Corners Tap | Fairmont (1113 Line) | NSTAR | 1998 | I | 1 | 4.9 | OH | AC | 100-120 | 115 | 1 | 1 | 235 | 2023-12-31 | 2022-12-31
NPCC-New England |  |  | Under Construction | NPCC | Montague Corridor Project | N | Reliability | Reliability | Five Corners Tap | Amherst | NSTAR | 1998 | I | 1 | 8.5 | OH | AC | 100-120 | 115 | 1 | 1 | 91 | 2023-12-31 | 2022-12-31
NPCC-New England |  |  | Under Construction | NPCC | Montague Corridor Project | N | Reliability | Reliability | Five Corners Tap | Fairmont (1134 Line) | NSTAR | 1998 | I | 1 | 4.9 | OH | AC | 100-120 | 115 | 1 | 1 | 235 | 2023-12-31 | 2022-12-31
NPCC-New England |  |  | Cancelled - Other (Comment Required) | NPCC | Mid-Coast Spur | N | Reliability | Reliability | Coopers Mills | Highland Substation | AVANGRID - CMP | 3266 | I | 1 | 22 | OH | AC | 100-120 | 115 | 1 | 1 | 282 | 2016-12-31 | 2022-12-31
NPCC-New England |  |  | Planned | NPCC | SEMA | N | Reliability | Reliability | Bell Rock | Eversource/NGRID Border | NGRID | 13433 | I | 1 | 4.2 | OH | AC | 100-120 | 115 | 1 | 1 | 359 | 2021-12-31 | 2024-12-31
NPCC-New England |  |  | Planned | NPCC | ECT | N | Reliability | Reliability | Montville | Gales Ferry | CL&P | 4176 | I | 1 | 2.4 | OH | AC | 100-120 | 69 | 1 | 1 | 338 | 2021-12-31 | 2022-12-31
NPCC-New England |  |  | Planned | NPCC | ECT | N | Reliability | Reliability | Tunnel | Ledyard Jct | CL&P | 4176 | I | 1 | 8.6 | OH | AC | 100-120 | 69 | 1 | 1 | 338 | 2021-12-31 | 2022-12-31
NPCC-New England |  |  | Planned | NPCC | ECT | N | Reliability | Reliability | Ledyard Jct | CL&P/CMEEC Border | CL&P | 4176 | I | 1 | 2.9 | OH | AC | 100-120 | 69 | 1 | 1 | 112 | 2021-12-31 | 2022-12-31
NPCC-New England |  |  | Planned | NPCC | ECT | N | Reliability | Reliability | CL&P/CMEEC Border | Buddington | CMEEC | 4180 | I | 1 | 1.8 | OH | AC | 100-120 | 69 | 1 | 1 | 113 | 2023-12-31 | 2023-12-31
NPCC-New England |  |  | Planned | NPCC | ECT | N | Reliability | Reliability | Gales Ferry | Ledyard Jct | CL&P | 4176 | I | 1 | 1.6 | OH | AC | 100-120 | 69 | 1 | 1 | 338 | 2021-12-31 | 2022-12-31
NPCC-New England |  |  | Planned | NPCC | Andrew - Dewar Street Project | N | Reliability | Reliability | Andrew Square | Dewar Street | NSTAR | 1998 | I | 1 | 2.2 | OH | AC | 100-120 | 115 | 1 | 1 | 327 | 2022-12-31 | 2024-12-31
NPCC-New England |  |  | Planned | NPCC | QP 618 and QP 846 | N | Variable/Renewable Integration | Variable/Renewable Integration | Bay State Wind | Bay State Wind | Bay State Wind | TBD | I | 1 | 59 | SM | AC | 200-299 | 275 | 2 | 2 | 1010 | 2026-05-31 | 2026-05-31
NPCC-New England |  |  | Planned | NPCC | QP 618 and QP 847 | N | Variable/Renewable Integration | Variable/Renewable Integration | Bay State Wind | Bay State Wind | Bay State Wind | TDB | I | 1 | 1.54 | UG | AC | 200-299 | 275 | 2 | 2 | 990 | 2026-05-31 | 2026-05-31
NPCC-New England |  |  | Planned | NPCC | QP 618 and QP 848 | N | Variable/Renewable Integration | Variable/Renewable Integration | Brayton Point Station | Bay State Wind | Bay State Wind | TBD | I | 1 | 0.52 | UG | AC | 300-399 | 345 | 2 | 2 | 1250 | 2026-05-31 | 2026-05-31
NPCC-New England |  |  | Planned | NPCC | QP 700 | N | Variable/Renewable Integration | Variable/Renewable Integration | Bourne | West Barnstable | NSTAR | 1998 | I | 1 | 13 | OH | AC | 300-399 | 345 | 1 | 1 | 1083 | 2026-05-31 | 2025-06-01
NPCC-New England |  |  | Completed | NPCC | Cross Rd - Fisher Rd Reliability Project | N | Reliability | Reliability | Cross Rd | Fisher Rd | NSTAR | 1998 | I | 1 | 5.5 | OH | AC | 100-120 | 115 | 1 | 1 | 283 | 2020-12-31 | 2021-06-30
NPCC-New England |  |  | Planned | NPCC | QP 639 | N | Variable/Renewable Integration | Variable/Renewable Integration | Coopers Mills | Maine Yankee | AVANGRID - CMP | 3266 | I | 1 | 27 | OH | AC | 300-399 | 345 | 1 | 1 | 1501 | 2023-05-31 | 2023-12-31
NPCC-New England |  |  | Planned | NPCC | QP 639 | N | Variable/Renewable Integration | Variable/Renewable Integration | Quebec | Merrill | AVANGRID - CMP | 3266 | I | 1 | 207 | OH | AC | 300-399 | 345 | 1 | 1 | 1475 | 2023-05-31 | 2023-12-31
NPCC-New England |  |  | Planned | NPCC | QP 639 | N | Variable/Renewable Integration | Variable/Renewable Integration | Merill | Larrabee | AVANGRID - CMP | 3266 | I | 1 | 1.6 | OH | AC | 300-399 | 345 | 1 | 1 | 2151 | 2023-05-31 | 2023-12-31
NPCC-New England |  |  | Conceptual | NPCC | Coopers Mills Highland Project | N | Reliability | Reliability | Coopers Mills | Highland Substation | AVANGRID - CMP | 3266 | I | 1 | 22.9 | OH | AC | 100-120 | 115 | 1 | 1 | 282 | 2027-12-01 | 2027-12-01
NPCC-New England |  |  | Planned | NPCC | QP 889 | N | Variable/Renewable Integration | Variable/Renewable Integration | Crowleys | Surowiec | AVANGRID - CMP | 3266 | I | 1 | 9.3 | OH | AC | 100-120 | 115 | 1 | 1 | 286 | 2023-12-01 | 2023-12-01
NPCC-New England |  |  | Planned | NPCC | QP 889 | N | Variable/Renewable Integration | Variable/Renewable Integration | Larrabee Road | Surowiec | AVANGRID - CMP | 3266 | I | 1 | 16.1 | OH | AC | 100-120 | 115 | 1 | 1 | 226 | 2023-12-01 | 2023-12-01
NPCC-New England |  |  | Planned | NPCC | Line 112 Extension | N | Reliability | Reliability | Crystal Spring Junction | Crystal Spring | NSTAR | 1998 | I | 1 | 3 | OH | AC | 100-120 | 115 | 1 | 1 | 288 | 2024-12-01 | 2024-12-01
NPCC-New York |  | 506 | Planned | NPCC |  | N | Other |  | Marcy 345kV | Gowanus 345kV | Empire State Connector Corp. |  |  | 1 | 320 | UG/SM | DC | 300-399 | 320 |  |  | 1000 |  | 2023-06-01
NPCC-New York |  | 631 | Planned | NPCC |  | Y | Other |  | Hertel 735kV (Quebec) | Astoria Annex 345kV | CHPE LLC |  |  | 1 | 363 | UG/SM | DC | 400-599 | 400 |  |  | 1000 |  | 2026-06-01
NPCC-New York |  | 631 | Planned | NPCC |  | Y | Other |  | Hertel 735kV (Quebec) | Astoria Annex 345kV | CHPE LLC |  |  | 1 | 363 | UG/SM | DC | 400-599 | 400 |  |  | 250 |  | 2026-06-01
NPCC-New York |  | 430 | Completed | NPCC |  | N | Other |  | Dennison | Alcoa | Empire State Connector Corp. |  |  | 1 | 3 | OH | AC | 100-120 | 115 | 1 |  | 301 |  | 2021-10-01
NPCC-New York |  | 545A | Under Construction | NPCC | Empire State Line Project | N | Other |  | Dysinger (New Station) | East Stolle Road (New Station) | NextEra |  |  | 1 | 20 | OH | AC | 300-399 | 345 | 1 |  | 1356 |  | 2022-06-01
NPCC-New York |  | 556 | Under Construction | NPCC | AC Transmission | N | Other |  | Porter | Rotterdam | NGRID |  |  | 1 | -71.8 | OH | AC | 200-299 | 230 | 1 |  | 425 | 2023-12-01 | 2022-06-01
NPCC-New York |  | 556 | Under Construction | NPCC | AC Transmission | N | Other |  | Porter | Rotterdam | NGRID |  |  | 1 | -72 | OH | AC | 200-299 | 230 | 1 |  | 425 | 2023-12-01 | 2022-06-01
NPCC-New York |  | 556 | Under Construction | NPCC | AC Transmission | N | Other |  | Edic | New Scotland | NGRID |  |  | 1 | -83.5 | OH | AC | 300-399 | 765 | 1 |  | 1309 | 2023-12-01 | 2022-06-01
NPCC-New York |  | 556 | Under Construction | NPCC | AC Transmission | N | Other |  | Rotterdam | New Scotland | NGRID |  |  | 1 | -18.1 | OH | AC | 100-120 | 230 | 1 |  | 241 | 2023-12-01 | 2022-06-01
NPCC-New York |  | 556 | Under Construction | NPCC | AC Transmission | N | Other |  | Edic | Gordon Rd (New Station) | LSP/NGRID |  |  | 1 | 69 | OH | AC | 300-399 | 345 | 1 |  | 2038 | 2023-12-01 | 2022-06-01
NPCC-New York |  | 556 | Under Construction | NPCC | AC Transmission | N | Other |  | Gordon Rd (New Station) | Princetown (New Station) | LSP |  |  | 1 | 5.2 | OH | AC | 300-399 | 345 | 1 |  | 2038 | 2022-06-02 | 2022-06-02
NPCC-New York |  | 556 | Planned | NPCC | AC Transmission | N | Other |  | Edic | Princetown (New Station) | LSP/NYPA/NGRID |  |  | 1 | 66.9 | OH | AC | 300-399 | 345 | 2 |  | 2038 |  | 2023-12-01
NPCC-New York |  | 556 | Planned | NPCC | AC Transmission | N | Other |  | Princetown (New Station) | New Scotland | LSP |  |  | 1 | 20.1 | OH | AC | 300-399 | 345 | 2 |  | 2038 | 2023-12-01 | 2023-06-01
NPCC-New York |  | 556 | Planned | NPCC | AC Transmission | N | Other |  | Princetown (New Station) | New Scotland | LSP/NGRID |  |  | 1 | 19.8 | OH | AC | 300-399 | 345 | 1 |  | 1331 | 2023-12-01 | 2023-06-03
NPCC-New York |  | 556 | Under Construction | NPCC | AC Transmission | N | Other |  | Gordon Rd (New Station) | New Scotland | LSP/NGRID |  |  | 1 | 25 | OH | AC | 300-399 | 345 | 1 |  | 1331 | 2022-12-01 | 2022-06-01
NPCC-New York |  | 556 | Planned | NPCC | AC Transmission | N | Other |  | Gordon Rd (New Station) | New Scotland | LSP/NGRID |  |  | 1 | -25 | OH | AC | 300-399 | 345 | 1 |  | 1331 | 2023-12-01 | 2023-06-01
NPCC-New York |  | 556 | Planned | NPCC | AC Transmission | N | Other |  | Edic | Marcy | NYPA |  |  | 1 | 1.4 | OH | AC | 300-399 | 345 | 1 |  | 1882 |  | 2023-12-01
NPCC-New York |  | 556 | Planned | NPCC | AC Transmission | N | Other |  | Rotterdam | Eastover Road | NGRID |  |  | 1 | -23.8 | OH | AC | 200-299 | 230 | 1 |  | 444 | 2023-12-01 | 2029-06-01
NPCC-New York |  | 556 | Planned | NPCC | AC Transmission | N | Other |  | Gordon Rd (New Station) | Eastover Road | NGRID |  |  | 1 | 23.8 | OH | AC | 200-299 | 230 | 1 |  | 444 | 2023-12-01 | 2029-06-01
NPCC-New York |  | 543 | Planned | NPCC | AC Transmission | N | Other |  | Knickerbocker (New Station) | Alps | NGRID/TRANSCO |  |  | 1 | 18.1 | OH | AC | 300-399 | 345 | 1 |  | 1525 |  | 2023-12-01
NPCC-New York |  | 543 | Planned | NPCC | AC Transmission | N | Other |  | Knickerbocker (New Station) | New Scotland | NGRID/TRANSCO |  |  | 1 | 12.4 | OH | AC | 300-399 | 345 | 1 |  | 1423 |  | 2023-12-01
NPCC-New York |  | 543 | Planned | NPCC | AC Transmission | N | Other |  | Knickerbocker (New Station) | Pleasant Valley | NGRID/TRANSCO |  |  | 1 | 55.1 | OH | AC | 300-399 | 345 | 1 |  | 2292 |  | 2023-12-01
NPCC-New York |  | 543 | Planned | NPCC | AC Transmission | N | Other |  | Pleasant Valley | Milan | NGRID |  |  | 1 | -16.8 | OH | AC | 100-120 | 115 | 1 |  | 161 |  | 2023-12-01
NPCC-New York |  | 543 | Planned | NPCC | AC Transmission | N | Other |  | Hudson | Pleasant Valley | NGRID |  |  | 1 | -39.2 | OH | AC | 100-120 | 115 | 1 |  | 129 |  | 2023-12-01
NPCC-New York |  | 543 | Planned | NPCC | AC Transmission | N | Other |  | Churchtown | Pleasant Valley | NGRID |  |  | 1 | -32.2 | OH | AC | 100-120 | 115 | 1 |  | 161 |  | 2023-12-01
NPCC-New York |  | 543 | Planned | NPCC | AC Transmission | N | Other |  | Lafarge | Pleasant Valley | NGRID |  |  | 1 | -60.4 | OH | AC | 100-120 | 115 | 1 |  | 116 |  | 2023-12-01
NPCC-New York |  | 543 | Planned | NPCC | AC Transmission | N | Other |  | Churchtown | Schodack East | NGRID |  |  | 1 | -26.7 | OH | AC | 100-120 | 115 | 1 |  | 186 |  | 2023-12-01
NPCC-New York |  | 543 | Planned | NPCC | AC Transmission | N | Other |  | Greenbush | Hudson | NGRID |  |  | 1 | -26.4 | OH | AC | 100-120 | 115 | 1 |  | 129 |  | 2023-12-01
NPCC-New York |  | 543 | Planned | NPCC | AC Transmission | N | Other |  | Lafarge | Churchtown | NGRID |  |  | 1 | 28.2 | OH | AC | 100-120 | 115 | 1 |  | 116 |  | 2023-12-01
NPCC-New York |  | 543 | Planned | NPCC | AC Transmission | N | Other |  | Shoemaker | Sugarloaf | O&R |  |  | 1 | -12 | OH | AC | 121-150 | 138 | 1 |  | 262 |  | 2023-12-01
NPCC-New York |  | 543 | Planned | NPCC | AC Transmission | N | Other |  | Rock Tavern | Sugarloaf | NGRID/TRANSCO |  |  | 1 | 12 | OH | AC | 121-150 | 115 | 1 |  | 328 |  | 2023-12-01
NPCC-New York |  | 543 | Planned | NPCC | AC Transmission | N | Other |  | New Scotland | Alps | NGRID |  |  | 1 | -30.6 | OH | AC | 300-399 | 345 | 1 |  | 1204 |  | 2023-12-01
NPCC-New York |  | 543 | Planned | NPCC | AC Transmission | N | Other |  | Churchtown | Pleasant Valley | NGRID/TRANSCO |  |  | 1 | 32.2 | OH | AC | 100-120 | 115 | 1 |  | 124 |  | 2023-12-01
NPCC-New York |  | 543 | Planned | NPCC | AC Transmission | N | Other |  | North Catskill | Churchtown | NGRID |  |  | 1 | 8.4 | OH | AC | 100-120 | 115 | 1 |  | 129 |  | 2023-12-01
NPCC-New York |  | 543 | Planned | NPCC | AC Transmission | N | Other |  | North Catskill | Milan | NGRID |  |  | 1 | -23.9 | OH | AC | 100-120 | 115 | 1 |  | 121 |  | 2023-12-01
NPCC-New York |  | 543 | Planned | NPCC | AC Transmission | N | Other |  | Athens | Pleasant Valley | NGRID |  |  | 1 | -39.39 | OH | AC | 300-399 | 345 | 1 |  | 1331 |  | 2023-12-01
NPCC-New York |  | 543 | Planned | NPCC | AC Transmission | N | Other |  | Leeds | Pleasant Valley | NGRID |  |  | 1 | -39.34 | OH | AC | 300-399 | 345 | 1 |  | 1331 |  | 2023-12-01
NPCC-New York |  | 543 | Planned | NPCC | AC Transmission | N | Other |  | Athens | Van Wagner (new station) | NGRID |  |  | 1 | 38.65 | OH | AC | 300-399 | 345 | 1 |  | 1331 |  | 2023-12-01
NPCC-New York |  | 543 | Planned | NPCC | AC Transmission | N | Other |  | Leeds | Van Wagner (new station) | NGRID |  |  | 1 | 38.63 | OH | AC | 300-399 | 345 | 1 |  | 1331 |  | 2023-12-01
NPCC-New York |  | 543 | Planned | NPCC | AC Transmission | N | Other |  | Van Wagner (new station) | Pleasant Valley | New York Transco/Con Ed |  |  | 1 | 0.7 | OH | AC | 300-399 | 345 | 1 |  | 2308 |  | 2023-12-01
NPCC-New York |  | 543 | Planned | NPCC | AC Transmission | N | Other |  | Van Wagner (new station) | Pleasant Valley | New York Transco/Con Ed |  |  | 1 | 0.7 | OH | AC | 300-399 | 345 | 1 |  | 2308 |  | 2023-12-01
NPCC-New York |  | 543 | Planned | NPCC | AC Transmission | N | Other |  | Cricket Valley | CT. State Line | ConEd |  |  | 1 | -3.46 | OH | AC | 300-399 | 345 | 1 |  | 1327 |  | 2023-12-01
NPCC-New York |  | 543 | Planned | NPCC | AC Transmission | N | Other |  | Cricket Valley | Do(new station) | ConEd |  |  | 1 | 0.3 | OH | AC | 300-399 | 345 | 1 |  | 1327 |  | 2023-12-01
NPCC-New York |  | 543 | Planned | NPCC | AC Transmission | N | Other |  | Do(new station) | CT. State Line | ConEd |  |  | 1 | 3.13 | OH | AC | 300-399 | 345 | 1 |  | 1327 |  | 2023-12-01
NPCC-New York |  | 1125 | Planned | NPCC | Smart Path Connect | N | Other |  | Moses | Haverstock | NYPA |  |  | 1 | 2 | OH | AC | 200-299 | 230 | 3 |  | 434 |  | 2025-12-01
NPCC-New York |  | 1125 | Planned | NPCC | Smart Path Connect | N | Other |  | Haverstock | Adirondack | NYPA |  |  | 1 | 83.7 | OH | AC | 300-399 | 345 | 2 |  | 1301 |  | 2025-12-01
NPCC-New York |  | 1125 | Planned | NPCC | Smart Path Connect | N | Other |  | Haverstock | Willis | NYPA |  |  | 1 | 34.99 | OH | AC | 300-399 | 345 | 2 |  | 1864 |  | 2025-12-01
NPCC-New York |  | 1125 | Planned | NPCC | Smart Path Connect | N | Other |  | Willis | Patnode | NYPA |  |  | 1 | 8.65 | OH | AC | 200-299 | 230 | 2 |  | 828 |  | 2025-12-01
NPCC-New York |  | 1125 | Planned | NPCC | Smart Path Connect | N | Other |  | Willis | Ryan | NYPA |  |  | 1 | 6.59 | OH | AC | 200-299 | 230 | 2 |  | 828 |  | 2025-12-01
NPCC-New York |  | 1125 | Planned | NPCC | Smart Path Connect | N | Other |  | Willis (Existing) | Willis (New) | NYPA |  |  | 1 | 0.4 | OH | AC | 200-299 | 230 | 2 |  | 828 |  | 2025-12-01
NPCC-New York |  | 1125 | Planned | NPCC | Smart Path Connect | N | Other |  | Adirondack | Austin Road | NYPA/NGRID |  |  | 1 | 11.6 | OH | AC | 300-399 | 345 | 1 |  | 1864 |  | 2025-12-01
NPCC-New York |  | 1125 | Planned | NPCC | Smart Path Connect | N | Other |  | Adirondack | Marcy | NYPA/NGRID |  |  | 1 | 52.6 | OH | AC | 300-399 | 345 | 1 |  | 1864 |  | 2025-12-01
NPCC-New York |  | 1125 | Planned | NPCC | Smart Path Connect | N | Other |  | Austin Road | Edic | NGRID |  |  | 1 | 42.5 | OH | AC | 300-399 | 345 | 1 |  | 1864 |  | 2025-12-01
NPCC-New York |  | 1125 | Planned | NPCC | Smart Path Connect | N | Other |  | Rector Road | Austin Road | NGRID |  |  | 1 | 1 | OH | AC | 200-299 | 230 | 1 |  | 434 |  | 2025-12-01
NPCC-New York |  | 1125 | Planned | NPCC | Smart Path Connect | N | Other |  | Moses | Adirondack | NYPA |  |  | 1 | -85.7 | OH | AC | 200-299 | 230 | 2 |  | 348 |  | 2025-12-01
NPCC-New York |  | 1125 | Planned | NPCC | Smart Path Connect | N | Other |  | Moses | Willis | NYPA |  |  | 1 | -36.99 | OH | AC | 200-299 | 230 | 2 |  | 349 |  | 2025-12-01
NPCC-New York |  | 1125 | Planned | NPCC | Smart Path Connect | N | Other |  | Adirondack | Porter | NGRID |  |  | 1 | -54.41 | OH | AC | 200-299 | 230 | 1 |  | 439 |  | 2025-12-01
NPCC-New York |  | 1125 | Planned | NPCC | Smart Path Connect | N | Other |  | Adirondack | Chases Lake | NGRID |  |  | 1 | -11.05 | OH | AC | 200-299 | 230 | 1 |  | 440 |  | 2025-12-01
NPCC-New York |  | 1125 | Planned | NPCC | Smart Path Connect | N | Other |  | Chases Lake | Porter | NGRID |  |  | 1 | -43.46 | OH | AC | 200-299 | 230 | 1 |  | 440 |  | 2025-12-01
NPCC-New York |  | 1125 | Planned | NPCC | Smart Path Connect | N | Other |  | Willis | Patnode | NYPA |  |  | 1 | -8.65 | OH | AC | 200-299 | 230 | 1 |  | 434 |  | 2025-12-01
NPCC-New York |  | 1125 | Planned | NPCC | Smart Path Connect | N | Other |  | Willis | Ryan | NYPA |  |  | 1 | -6.59 | OH | AC | 200-299 | 230 | 1 |  | 396 |  | 2025-12-01
NPCC-New York |  | 1125 | Planned | NPCC | Smart Path Connect | N | Other |  | Edic | Porter | NGRID |  |  | 1 | -0.39 | OH | AC | 200-299 | 230 | 1 |  | 478 |  | 2025-12-01
NPCC-New York |  |  | Planned | NPCC |  | N | Reliability |  | Rock Tavern | Sugarloaf | CHGE |  |  | 1 | 12.1 | OH | AC | 100-120 | 115 | 1 |  | NA | 2022-12-01 | 2023-12-01
NPCC-New York |  |  | Planned | NPCC |  | N | Reliability |  | St. Pool | High Falls | CHGE |  |  | 1 | 5.7 | OH | AC | 100-120 | 115 | 1 |  | 201 | 2023-12-01 | 2024-12-01
NPCC-New York |  |  | Planned | NPCC |  | N | Reliability |  | High Falls | Kerhonkson | CHGE |  |  | 1 | 10.03 | OH | AC | 100-120 | 115 | 1 |  | 201 | 2023-12-01 | 2024-12-01
NPCC-New York |  |  | Planned | NPCC |  | N | Reliability |  | Modena | Galeville | CHGE |  |  | 1 | 4.62 | OH | AC | 100-120 | 115 | 1 |  | 201 | 2023-12-01 | 2024-12-01
NPCC-New York |  |  | Planned | NPCC |  | N | Reliability |  | Galeville | Kerhonkson | CHGE |  |  | 1 | 8.96 | OH | AC | 100-120 | 115 | 1 |  | 201 | 2023-12-01 | 2024-12-01
NPCC-New York |  |  | Planned | NPCC |  | N | Reliability |  | Sugarloaf | NY/NJ State Line | CHGE |  |  | 1 | 10.3 | OH | AC | 100-120 | 115 | 1 |  | NA | 2022-12-01 | 2024-12-01
NPCC-New York |  |  | Planned | NPCC |  | N | Reliability |  | Saugerties | North Catskill | CHGE |  |  | 1 | 12.46 | OH | AC | 100-120 | 115 | 1 |  | 133 | 2023-12-01 | 2024-12-01
NPCC-New York |  |  | Planned | NPCC |  | N | Reliability |  | Knapps Corners | Spackenkill | CHGE |  |  | 1 | 2.36 | OH | AC | 100-120 | 115 | 1 |  | 255 | 2025-12-01 | 2024-12-01
NPCC-New York |  |  | Planned | NPCC |  | N | Reliability |  | Hurley Ave | Saugerties | CHGE |  |  | 1 | 11.5 | OH | AC | 100-120 | 115 | 1 |  | 133 | 2023-12-01 | 2025-12-01
NPCC-New York |  |  | Completed | NPCC |  | N | Reliability |  | Riverhead | Wildwood | LIPA |  |  | 1 | 10.63 | UG | AC | 121-150 | 138 | 1 |  | 334 |  | 2021-06-01
NPCC-New York |  |  | Completed | NPCC |  | N | Reliability |  | Riverhead | Canal | LIPA |  |  | 1 | 16.49 | UG | AC | 121-150 | 138 | 1 |  | 239 |  | 2021-06-01
NPCC-New York |  |  | Completed | NPCC |  | N | Reliability |  | Clay | Dewitt | NGRID |  |  | 1 | 10.24 | OH | AC | 100-120 | 115 | 1 |  | 220 |  | 2021-06-01
NPCC-New York |  |  | Completed | NPCC |  | N | Reliability |  | Clay | Teall | NGRID |  |  | 1 | 12.75 | OH | AC | 100-120 | 115 | 1 |  | 220 |  | 2021-06-01
NPCC-New York |  |  | Completed | NPCC |  | N | Reliability |  | Niagara | Packard | NGRID |  |  | 1 | 3.4 | OH | AC | 100-120 | 115 | 2 |  | 344 |  | 2021-12-01
NPCC-New York |  |  | Planned | NPCC |  | N | Reliability |  | Niagara | Packard | NGRID |  |  | 1 | 3.7 | OH | AC | 100-120 | 115 | 2 |  | 344 |  | 2022-06-01
NPCC-New York |  |  | Planned | NPCC |  | N | Reliability |  | Wolf Road | Menands | NGRID |  |  | 1 | 1.34 | OH | AC | 100-120 | 115 | 1 |  | 182 |  | 2022-06-01
NPCC-New York |  |  | Planned | NPCC |  | N | Reliability |  | Lockport | Mortimer | NGRID |  |  | 1 | 56.5 | OH | AC | 100-120 | 115 | 3 |  | NA | 2021-06-01 | 2022-12-01
NPCC-New York |  |  | Planned | NPCC |  | N | Reliability |  | Gardenville | Big Tree | NGRID |  |  | 1 | 6.3 | OH | AC | 100-120 | 115 | 1 |  | 221 | 2022-06-01 | 2022-12-01
NPCC-New York |  |  | Planned | NPCC |  | N | Reliability |  | Big Tree | Arcade | NGRID |  |  | 1 | 28.6 | OH | AC | 100-120 | 115 | 1 |  | 129 |  | 2022-12-01
NPCC-New York |  |  | Planned | NPCC |  | N | Reliability |  | Mountain | Lockport | NGRID |  |  | 1 | 0.08 | OH | AC | 100-120 | 115 | 2 |  | 169 | 2021-06-01 | 2023-06-01
NPCC-New York |  |  | Planned | NPCC |  | N | Reliability |  | Maplewood | Menands | NGRID |  |  | 1 | 3 | OH | AC | 100-120 | 115 | 1 |  | 220 |  | 2023-06-01
NPCC-New York |  |  | Planned | NPCC |  | N | Reliability |  | Maplewood | Reynolds | NGRID |  |  | 1 | 3 | OH | AC | 100-120 | 115 | 1 |  | 217 |  | 2023-06-01
NPCC-New York |  |  | Planned | NPCC |  | N | Reliability |  | Mortimer | Station 56 | NGRID/NYSEG |  |  | 1 | 5.9 | OH | AC | 100-120 | 115 | 1 |  | 129 |  | 2023-12-01
NPCC-New York |  |  | Planned | NPCC |  | N | Reliability |  | Cortland | Clarks Corners | NGRID |  |  | 1 | 0.2 | OH | AC | 100-120 | 115 | 1 |  | 147 |  | 2024-06-01
NPCC-New York |  |  | Planned | NPCC |  | N | Reliability |  | Packard | Huntley | NGRID |  |  | 1 | 9.1 | OH | AC | 100-120 | 115 | 1 |  | 262 | 2023-12-01 | 2024-12-01
NPCC-New York |  |  | Planned | NPCC |  | N | Reliability |  | Walck | Huntley | NGRID |  |  | 1 | 9.1 | OH | AC | 100-120 | 115 | 1 |  | 262 | 2023-12-01 | 2024-12-01
NPCC-New York |  |  | Planned | NPCC |  | N | Reliability |  | Station 56 | Pannell | NGRID |  |  | 1 | 9.8 | OH | AC | 100-120 | 115 | 1 |  | 129 | 2023-12-01 | 2024-12-01
NPCC-New York |  |  | Planned | NPCC |  | N | Reliability |  | Clay | Wetzel | NGRID |  |  | 1 | 3.7 | OH | AC | 100-120 | 115 | 1 |  | 220 |  | 2024-12-01
NPCC-New York |  |  | Planned | NPCC |  | N | Reliability |  | Gardenville | Dunkirk | NGRID |  |  | 1 | 20.5 | OH | AC | 100-120 | 115 | 1 |  | 220 | 2024-06-01 | 2026-06-01
NPCC-New York |  |  | Planned | NPCC |  | N | Reliability |  | Huntley | Lockport | NGRID |  |  | 1 | 1.2 | OH | AC | 100-120 | 115 | 2 |  | 149 | 2025-06-01 | 2026-06-01
NPCC-New York |  |  | Planned | NPCC |  | N | Reliability |  | Niagara | Gardenville | NGRID |  |  | 1 | 26.3 | OH | AC | 100-120 | 115 | 1 |  | 275 |  | 2026-06-01
NPCC-New York |  |  | Planned | NPCC |  | N | Reliability |  | Packard | Gardenville | NGRID |  |  | 1 | 28.2 | OH | AC | 100-120 | 115 | 2 |  | 168 |  | 2026-06-01
NPCC-New York |  |  | Planned | NPCC |  | N | Reliability |  | Erie St | Gardenville | NGRID/NYSEG |  |  | 1 | 5.5 | OH | AC | 100-120 | 115 | 1 |  | 139 |  | 2026-06-01
NPCC-New York |  |  | Planned | NPCC |  | N | Reliability |  | Lockport | Batavia | NGRID |  |  | 1 | 20 | OH | AC | 100-120 | 115 | 1 |  | 129 |  | 2026-06-01
NPCC-New York |  |  | Planned | NPCC |  | N | Reliability |  | Huntley | Lockport | NGRID |  |  | 1 | 1.2 | OH | AC | 100-120 | 115 | 2 |  | 149 |  | 2026-12-01
NPCC-New York |  |  | Planned | NPCC |  | N | Reliability |  | Mortimer | Golah | NGRID |  |  | 1 | 9.7 | OH | AC | 100-120 | 115 | 1 |  | 131 | 2025-06-01 | 2027-12-01
NPCC-New York |  |  | Planned | NPCC |  | N | Reliability |  | Brockport | Brockport | NGRID |  |  | 1 | 3.5 | OH | AC | 100-120 | 115 | 2 |  | 129 | 2026-12-01 | 2027-12-01
NPCC-New York |  |  | Planned | NPCC |  | N | Reliability |  | Pannell | Geneva | NGRID |  |  | 1 | 0.3 | OH | AC | 100-120 | 115 | 2 |  | 150 |  | 2027-12-01
NPCC-New York |  |  | Planned | NPCC |  | N | Reliability |  | Mortimer | Pannell | NGRID |  |  | 1 | 15.7 | OH | AC | 100-120 | 115 | 2 |  | 221 | 2026-06-01 | 2028-06-01
NPCC-New York |  |  | Planned | NPCC |  | N | Reliability |  | SE Batavia | Golah | NGRID |  |  | 1 | 27.8 | OH | AC | 100-120 | 115 | 1 |  | 129 | 2026-06-02 | 2028-12-01
NPCC-New York |  |  | Planned | NPCC |  | N | Reliability |  | Gardenville | Homer Hill | NGRID |  |  | 1 | 37.5 | OH | AC | 100-120 | 115 | 2 |  | 129 | 2027-06-01 | 2031-06-01
NPCC-New York |  |  | Planned | NPCC |  | N | Reliability |  | Huntley | Gardenville | NGRID |  |  | 1 | 23.4 | OH | AC | 100-120 | 115 | 2 |  | 146 | 2027-12-01 | 2031-12-01
NPCC-New York |  | 566 | Planned | NPCC | MA 1&2 Rebuild | N | Reliability |  | Moses | Adirondack | NYPA |  |  | 1 | 78 | OH | AC | 200-299 | 230 | 2 |  | 433 |  | 2023-06-01
NPCC-New York |  |  | Planned | NPCC |  | N | Reliability |  | East Ithaca | Coddington | NYSEG |  |  | 1 | 8.07 | OH | AC | 100-120 | 115 | 1 |  | 307 |  | 2024-06-01
NPCC-New York |  |  | Completed | NPCC |  | N | Reliability |  | Station 262 | Station 23 | RGE |  |  | 1 | 1.46 | UG | AC | 100-120 | 115 | 1 |  | 400 | 2020-06-01 | 2021-06-01
NPCC-New York |  |  | Completed | NPCC |  | N | Reliability |  | Station 33 | Station 262 | RGE |  |  | 1 | 2.97 | UG | AC | 100-120 | 115 | 1 |  | 400 | 2020-06-01 | 2021-06-01
NPCC-New York |  |  | Planned | NPCC | Station Reinforcement Project | N | Reliability |  | Station 168 | Mortimer (NG Trunk #2) | RGE |  |  | 1 | 26.4 | OH | AC | 100-120 | 115 | 1 |  | 145 | 2022-12-01 | 2023-12-01
NPCC-New York |  |  | Planned | NPCC | Station Reinforcement Project | N | Reliability |  | Station 168 | Elbridge (NG Trunk # 6) | RGE |  |  | 1 | 45.5 | OH | AC | 100-120 | 115 | 1 |  | 145 | 2022-12-01 | 2023-12-01
NPCC-New York |  |  | Planned | NPCC |  | N | Reliability |  | Station 48 | Station 418 | RGE |  |  | 1 | 7.6 | OH | AC | 100-120 | 115 | 1 |  | 175 | 2024-12-01 | 2026-06-01
NPCC-New York |  |  | Planned | NPCC |  | N | Reliability |  | Station 33 | Station 251 (Upgrade Line 942) | RGE |  |  | 1 | 0.54 | OH | AC | 100-120 | 115 | 1 |  | 400 |  | 2026-06-01
NPCC-New York |  |  | Planned | NPCC |  | N | Reliability |  | Station 33 | Station 251 (Upgrade Line 943) | RGE |  |  | 1 | 0.54 | OH | AC | 100-120 | 115 | 1 |  | 400 |  | 2026-06-01
NPCC-New York |  |  | Planned | NPCC |  | N | Reliability |  | Mortimer | Station 251 (Upgrade Line 901) | RGE |  |  | 1 | 1 | OH | AC | 100-120 | 115 | 1 |  | 400 | 2024-12-01 | 2028-06-01
NPCC-New York |  |  | Planned | NPCC |  | N | Reliability |  | Station 82 | Station 251 (Upgrade Line 902) | RGE |  |  | 1 | 1.49 | OH | AC | 100-120 | 115 | 1 |  | 400 | 2024-12-01 | 2028-06-01
NPCC-New York |  |  | Planned | NPCC |  | N | Reliability |  | Ladentown | Buchanan | O & R/ConEd |  |  | 15%/85% | -9.5 | OH | AC | 300-399 | 345 | 1 |  | 1793 | 2021-06-01 | 2023-06-01
NPCC-New York |  |  | Planned | NPCC |  | N | Reliability |  | Ladentown | Lovett (New Station) | O & R/ConEd |  |  | 15%/85% | 5.5 | OH | AC | 300-399 | 345 | 1 |  | 1793 | 2021-06-01 | 2023-06-01
NPCC-New York |  |  | Planned | NPCC |  | N | Reliability |  | Lovett (New Station) | Buchanan | O & R/ConEd |  |  | 15%/85% | 4 | OH | AC | 300-399 | 345 | 1 |  | 1793 | 2021-06-01 | 2024-06-01
NPCC-New York |  |  | Conceptual | NPCC |  | N | Reliability |  | Syosset | Shore Rd. | LIPA |  |  | 1 | 11 | UG | AC | 121-150 | 138 | 1 |  | 280 |  | 2031-06-01
NPCC-New York |  |  | Conceptual | NPCC |  | N | Reliability |  | Inghams | Saint Johnsonville | NGRID |  |  | 1 | 2.94 | OH | AC | 100-120 | 115 | 1 |  | 222 |  | 2024-12-01
NPCC-New York |  |  | Conceptual | NPCC |  | N | Reliability |  | Stoner | Rotterdam | NGRID |  |  | 1 | 9.81 | OH | AC | 100-120 | 115 | 1 |  | 278 |  | 2025-12-01
NPCC-New York |  |  | Conceptual | NPCC |  | N | Reliability |  | Meco | Rotterdam | NGRID |  |  | 1 | 9.81 | OH | AC | 100-120 | 115 | 1 |  | 278 |  | 2025-12-01
NPCC-New York |  |  | Conceptual | NPCC |  | N | Reliability |  | Indian River | Lyme Junction | NGRID |  |  | 1 | 8.6 | OH | AC | 100-120 | 115 | 1 |  | 444 |  | 2026-12-01
NPCC-New York |  |  | Conceptual | NPCC |  | Y | Reliability |  | Ramapo (NY) | South Mahwah (RECO) | O & R |  |  | 1 | 5.5 | OH | AC | 121-150 | 138 | 2 |  | 473 |  | 2022-12-01
NPCC-New York |  |  | Conceptual | NPCC |  | N | Reliability |  | Burns | West Nyack | O & R |  |  | 1 | 5 | UG | AC | 121-150 | 138 | 1 |  | 225 |  | 2023-06-01
NPCC-New York |  |  | Conceptual | NPCC |  | N | Reliability |  | Burns | Corporate Drive | O & R |  |  | 1 | 5 | OH | AC | 121-150 | 138 | 1 |  | 473 |  | 2024-06-01
NPCC-New York |  |  | Conceptual | NPCC |  | N | Reliability |  | Ramapo | Sugarloaf | O & R |  |  | 1 | 17 | OH | AC | 121-150 | 138 | 1 |  | 473 |  | 2024-12-01
NPCC-New York |  |  | Conceptual | NPCC |  | Y | Reliability |  | West Nyack | Burns | O & R |  |  | 1 | 12 | UG | AC | 121-150 | 138 | 1 |  | 263 |  | 2027-12-01
NPCC-New York |  |  | Conceptual | NPCC |  | N | Reliability |  | Y49 345kV | Y49 345kV | NYPA |  |  | 1 | 12 | UG | AC | 300-399 | 345 | 1 |  |  |  | 2023-06-01
NPCC-Ontario |  |  | Completed | NPCC | East-West Tie Reinforcement | N | Reliability |  | Lakehead TS | Wawa TS | Upper Canada Transmission Inc. |  |  |  | 480 | OH | AC | 200-299 | 230 |  |  |  | 2020-12-01 | 2022-03-01
NPCC-Ontario |  |  | Under Construction | NPCC | Sudbury Area Bulk System Reinforcement | N | Reliability |  | Hanmer TS | Martindale TS | Hydro One |  |  |  | 13 | OH | AC | 200-299 | 230 |  |  |  |  | 2023-10-01
NPCC-Ontario |  |  | Under Construction | NPCC | West Ottawa Transmission Reinforcement | N | Reliability |  | Merivale TS | Hawthorne TS | Hydro One |  |  |  | 14 | OH | AC | 200-299 | 230 |  |  |  | 2022-12-01 | 2023-12-01
NPCC-Ontario |  |  | Planned | NPCC | West of Chatham Transmission Reinforcement | N | Reliability |  | Chatham SS | Lakeshore SS | Hydro One |  |  |  | 62 | OH | AC | 200-299 | 230 |  | 2 | 422 | 2025-12-01 | 2025-12-01
NPCC-Ontario |  |  | Planned | NPCC | New Lambton to Chatham Line | N | Reliability |  | Lambton TS | Chatham TS | Hydro One |  |  |  | 73 | OH | AC | 200-299 | 230 |  | 2 |  | 2030-01-01 | 2030-01-01
NPCC-Ontario |  |  | Planned | NPCC | New Longwood to Lakeshore Line | N | Reliability |  | Longwood TS | Lakeshore TS | Hydro One |  |  |  | 120 | OH | AC | 400-599 | 500 |  | 1 |  | 2030-01-01 | 2030-01-01
NPCC-Ontario |  |  | Planned | NPCC | Richview to Manby Reinforcement | N | Reliability |  | Richview TS | Manby TS | Hydro One |  |  |  | 8 | OH | AC | 200-299 | 230 |  | 2 | 462 | 2025-04-01 | 2026-10-01
NPCC-Ontario |  |  | Under Construction | NPCC | FETT Upgrade | N | Reliability |  | Richview TS | Trafalgar TS | Hydro One |  |  |  | 44 | OH | AC | 200-299 | 230 |  |  |  | 2026-06-01 | 2026-06-01
NPCC-Ontario |  |  | Planned | NPCC | Waasigan Line (Phase 1) | N | Reliability |  | Lakehead TS | Mackenzie TS | Hydro One |  |  |  | 236 | OH | AC | 200-299 | 230 |  |  |  |  | 2025-10-01
NPCC-Quebec |  | 1453 | Completed | NPCC | PRRSO_E201511_L1542-1543 | N | Economics / Congestion | Reliability | Saint-Sulpice Station | Pierre-Le-Gardeur Station | HQ TransÉnergie | N/A | S | 1 | 17.4 | OH | AC | 100-120 | 120 | 2 | 2 | 0-1000 | 2014-10-01 | 2015-11-01
NPCC-Quebec |  | 2682 | Completed | NPCC | Industrial Client | N | Economics / Congestion | Reliability | Industrial Client Station | HQ Station | HQ TransÉnergie | N/A | S | 1 | 18.4 | OH | AC | 151-199 | 161 | 2 | 2 | 0-1000 | 2015-12-01 | 2015-12-01
NPCC-Quebec |  | 778 | Completed | NPCC | PSRP_LaRomaine_local | N | Hydro Integration | Other | La Romaine 2 Power Plant | La Romaine 1 Power Plant | HQ TransÉnergie | N/A | S | 1 | 17.8 | OH | AC | 300-399 | 315 | 1 | 1 | 0-1000 | 2016-10-01 | 2015-12-01
NPCC-Quebec |  | 3105 | Completed | NPCC | PSRP_Rivière-Nouvelle_150MW | N | Variable/Renewable Integration | Other | Rivière-Nouvelle Wind Farm | Tap on line between Matapédia Station and Cascapédia Station | HQ TransÉnergie | N/A | S | 1 | 14.5 | OH | AC | 200-299 | 230 | 1 | 1 | 0-1000 | 2016-12-01 | 2016-12-01
NPCC-Quebec |  | 3012 | Completed | NPCC | PRRSO_E201610_NP_Adamsville_120-25 | N | Economics / Congestion | Reliability | Adamsville Station | Cleveland Station | HQ TransÉnergie | N/A | S | 1 | 10.6 | OH | AC | 100-120 | 120 | 2 | 2 | 0-1000 | 2016-10-01 | 2016-10-01
NPCC-Quebec |  | 2902 | Completed | NPCC | PRRSO_P201610_L_GB-StSauv_120 | N | Economics / Congestion | Reliability | Grand-Brûlé Station | Saint-Sauveur Station | HQ TransÉnergie | N/A | S | 1 | 52.8 | OH | AC | 100-120 | 120 | 2 | 2 | 0-1000 | 2016-10-01 | 2018-10-01
NPCC-Quebec |  | 778 | Completed | NPCC | PSRP_LaRomaine_local | N | Hydro Integration | Other | La Romaine 3 Power Plant Station | Montagnais Station | HQ TransÉnergie | N/A | S | 1 | 127.4 | OH | AC | 300-399 | 735 | 1 | 1 | 1000-2000 | 2017-06-01 | 2017-06-01
NPCC-Quebec |  | 3095+3102 | Completed | NPCC | PRRSO_E201706_NL_1552_Langlois_VDS | N | Reliability | Other | HQ Station | HQ Station | HQ TransÉnergie | N/A | S | 1 | 19 | OH | AC | 100-120 | 120 | 1 | 1 | 0-1000 | 2017-06-01 | 2017-09-01
NPCC-Quebec |  | 3101 | Delayed - Permitting Challenges | NPCC | PSRP_Interconnexion_Hertel-NY | Y | Economics / Congestion | Other | Hertel Station | Québec - US Border | HQ TransÉnergie | N/A | S | 1 | 37 | UG | DC | 400-599 | 400 | 2 | 2 | 1000-2000 | 2017-12-01 | 2025-12-01
NPCC-Quebec |  | 1135 | Cancelled - Permitting Challenges | NPCC | PSRP_Interconnexion New Hampshire | Y | Economics / Congestion | Other | Des Cantons Station | Québec - US Border | HQ TransÉnergie | N/A | S | 1 | 93.2 | OH | DC | 300-399 | 320 | 2 | 2 | 1000-2000 | 2017-10-01 | 2017-10-01
NPCC-Quebec |  | 3131 | Completed | NPCC | PSRP_Lignes-CHM-DUV_JCA-BDI | N | Reliability | Other | Chamouchouane Station | Duvernay Station | HQ TransÉnergie | N/A | S | 1 | 249 | OH | AC | 600+ | 735 | 1 | 1 | 5000-6000 | 2018-11-01 | 2018-11-01
NPCC-Quebec |  | 3418 | Planned | NPCC | Ligne Micoua Saguenay | N | Reliability | Other | Micoua Station | Saguenay Station | HQ TransÉnergie | N/A | S | 1 | 155.3 | OH | AC | 600+ | 735 | 1 | 1 | 5000-6000 | 2022-11-01 | 2023-06-01
NPCC-Quebec |  |  | Planned | NPCC | NECEC | Y | Economics / Congestion | Other | Appalaches Station | Québec - US Border | HQ TransÉnergie | N/A | S | 1 | 124.3 | OH | DC | 300-399 | 320 | 2 | 2 | 1000-2000 | 2017-10-01 | 2024-12-01
NPCC-Quebec |  | - | Completed | NPCC | Reconstruction L1159-L1164 | N | Economics / Congestion | Other | Arthabaska | Bois-Francs | HQ TransÉnergie | N/A | S | 1 | 12.6 | OH | AC | 100-120 | 120 | 2 | 2 | 1000-2000 | 2018-11-01 | 2018-11-01
NPCC-Quebec |  | 3131 | Completed | NPCC | Ligne 3 points | N | Economics / Congestion | Other | Tap JCA-DUV | Bout-de-L'Ile | HQ TransÉnergie | N/A | S | 1 | 11.9 | OH | AC | 600+ | 735 | 1 | 1 | 5000-6000 | 2019-11-01 | 2019-11-01
PJM |  |  | Cancelled - Economics | RF | b3282 | N | Reliability | Economics / Congestion | East Huntington | North Proctorville | AEP |  | I | 1 | 10 | OH | AC | 121-150 | 138 | 1 | 1 | 200 | 2025-06-01 | 2025-06-01
PJM |  |  | Cancelled - Economics | RF | n3343 | N | Variable/Renewable Integration | Reliability | W3-099 | Erie East | FE(Penelec) |  | I | 1 | 2.6 | OH | AC | 100-120 | 100-120 | 1 | 2 | 300 | 2014-09-01 | 2021-06-01
PJM |  |  | Cancelled - Economics | RF | s2270.1 | N | Reliability | Economics / Congestion | Panhandle | Kammer | AEP |  | I | 1 | 10.3 | OH | AC | 400-599 | 500 | 1 | 1 | 1100 | 2023-03-01 | 2023-03-01
PJM |  |  | Cancelled - Economics | RF | s2270.1 | N | Reliability | Economics / Congestion | Panhandle | 502 Junction | AEP |  | I | 1 | 31.7 | OH | AC | 400-599 | 500 | 1 | 1 | 1100 | 2023-03-01 | 2023-03-01
PJM |  |  | Cancelled - Load Growth | RF | b3015.4 | N | Reliability | Economics / Congestion | Dravosburg | Elrama | DUQ |  | I | 1 | 10 | OH | AC | 121-150 | 138 | 2 | 2 | 400 | 2021-06-01 | 2022-06-01
PJM |  |  | Cancelled - Load Growth | RF | s1533.1 | Y | Reliability | Economics / Congestion | Twombley Road | West Dekalb | Rochelle |  | I | 1 | 3 | OH | AC | 121-150 | 138 | 1 | 1 | 400 | 2021-10-01 | 2020-07-17
PJM |  |  | Completed | RF | b1032.2 | N | Reliability | Economics / Congestion | Biers Run | Hopetown | AEP | 14006 | I | 1 | 5.5 | OH | AC | 121-150 | 121-150 | 1 | 1 | 389 | 2014-06-01 | 2018-05-01
PJM |  |  | Completed | RF | b1032.2 | N | Reliability | Economics / Congestion | Biers Run | Circleville | AEP | 14006 | I | 1 | 23.5 | OH | AC | 121-150 | 121-150 | 1 | 1 | 389 | 2014-06-01 | 2018-05-01
PJM |  |  | Completed | RF | b1032.3 | N | Reliability | Economics / Congestion | Hopetown | Delano | AEP | 14006 | I | 1 | 5.5 | OH | AC | 121-150 | 121-150 | 1 | 1 | 389 | 2014-06-01 | 2017-12-31
PJM |  |  | Completed | RF | b1589 | N | Reliability | Economics / Congestion | Essex | Kearny | PSEG |  | I | 1 | 2 | OH | AC | 121-150 | 121-150 | 1 | 1 | 250 | 2013-06-01 | 2018-06-01
PJM |  |  | Completed | RF | b1818 | N | Reliability | Economics / Congestion | Lincoln | Allen | AEP | 14006 | I | 1 | 3.1 | OH | AC | 121-150 | 121-150 | 2 | 2 | 167 | 2016-06-01 | 2017-12-01
PJM |  |  | Completed | RF | b1818 | N | Reliability | Economics / Congestion | Sterling | Allen | AEP | 14006 | I | 1 | 3.1 | OH | AC | 121-150 | 121-150 | 2 | 2 | 148 | 2016-06-01 | 2017-12-01
PJM |  |  | Completed | RF | b1818 | N | Reliability | Economics / Congestion | Milan | Allen | AEP | 14006 | I | 1 | 3.1 | OH | AC | 121-150 | 121-150 | 2 | 2 | 167 | 2016-06-01 | 2017-12-01
PJM |  |  | Completed | RF | b1818 | N | Reliability | Economics / Congestion | Timber Switch | Allen | AEP | 14006 | I | 1 | 3.1 | OH | AC | 121-150 | 121-150 | 2 | 2 | 167 | 2016-06-01 | 2017-12-01
PJM |  |  | Completed | RF | b1875 | N | Reliability | Economics / Congestion | Bradley | Tower 117 | AEP | 14006 | I | 1 | 9.1 | OH | AC | 121-150 | 121-150 | 1 | 1 | 251 | 2016-06-01 | 2018-12-14
PJM |  |  | Completed | RF | b1875 | N | Reliability | Economics / Congestion | Tower 117 | McClung | AEP | 14006 | I | 1 | 18 | OH | AC | 121-150 | 121-150 | 1 | 1 | 296 | 2017-12-01 | 2018-12-14
PJM |  |  | Completed | RF | b1959 | N | Reliability | Economics / Congestion | Groton | Hayes | FE(ATSI) |  | I | 1 | 9 | OH | AC | 121-150 | 121-150 | 1 | 2 | 220 | 2018-06-01 | 2018-05-31
PJM |  |  | Completed | RF | b1959 | N | Reliability | Economics / Congestion | West Fremont | Groton | FE(ATSI) |  | I | 1 | 19 | OH | AC | 121-150 | 121-150 | 1 | 2 | 220 | 2018-06-01 | 2018-05-31
PJM |  |  | Completed | RF | b2124.5 | N | Reliability | Reliability | Kiesters | Campbell | FE(AP) |  | I | 1 | 7.5 | OH | AC | 121-150 | 121-150 | 1 | 1 | 360 | 2016-06-01 | 2017-12-21
PJM |  |  | Completed | RF | b2288 | N | Reliability | Economics / Congestion | Piney Grove | Wattsville | DPL |  | I | 1 | 8 | OH | AC | 121-150 | 138 | 1 | 1 | 350 | 2018-06-01 | 2018-06-01
PJM |  |  | Completed | RF | b2307 | N | Reliability | Economics / Congestion | Raphael Road | Joppatowne | BGE |  | I | 1 | 3 | UG | AC | 100-120 | 115 | 1 | 1 | 200 | 2017-06-01 | 2017-12-31
PJM |  |  | Completed | RF | b2308 | N | Reliability | Economics / Congestion | Bestgate Tap | Waugh Chapel | BGE |  | I | 1 | 3 | UG | AC | 100-120 | 115 | 1 | 1 | 180 | 2018-06-01 | 2018-12-20
PJM |  |  | Completed | RF | b2344.2 | N | Reliability | Economics / Congestion | Structure 415 | New Station | AEP |  | I | 1 | 3.75 | OH | AC | 121-150 | 138 | 1 | 1 | 350 | 2018-06-01 | 2017-12-18
PJM |  |  | Completed | RF | b2344.3 | N | Reliability | Economics / Congestion | New Station | Marcellus | AEP |  | I | 1 | 1.95 | OH | AC | 121-150 | 138 | 1 | 1 | 350 | 2018-06-01 | 2017-12-19
PJM |  |  | Completed | RF | b2344.4 | N | Reliability | Economics / Congestion | Structure 434 | Marcellus | AEP |  | I | 1 | 2.35 | OH | AC | 121-150 | 138 | 1 | 1 | 350 | 2018-06-01 | 2017-12-20
PJM |  |  | Completed | RF | b2410 | N | Reliability | Economics / Congestion | Hogan | Mullin | AEP |  | I | 1 | 3 | OH | AC | 121-150 | 138 | 1 | 1 | 350 | 2018-06-01 | 2018-08-06
PJM |  |  | Completed | RF | b2436.60 | N | Reliability | Economics / Congestion | North Ave | Bayway | PSEG |  | I | 1 | 6 | OH | AC | 300-399 | 345 | 1 | 1 | 900 | 2015-06-01 | 2018-04-24
PJM |  |  | Completed | RF | b2436.70 | N | Reliability | Economics / Congestion | Airport | Bayway | PSEG |  | I | 1 | 3 | OH | AC | 300-399 | 345 | 1 | 1 | 900 | 2015-06-01 | 2018-05-08
PJM |  |  | Completed | RF | b2436.83 | N | Reliability | Economics / Congestion | Linden "Z" | Bayway | PSEG |  | I | 1 | 2 | OH | AC | 300-399 | 345 | 1 | 1 | 900 | 2015-06-01 | 2018-02-28
PJM |  |  | Completed | RF | b2450 | N | Reliability | Economics / Congestion | Central City West | Bedford North | FE(Penelec) |  | I | 1 | 18 | OH | AC | 100-120 | 115 | 1 | 1 | 200 | 2018-06-01 | 2019-03-14
PJM |  |  | Completed | SERC | b2461 | N | Reliability | Economics / Congestion | Remington CT | Warrenton | Dominion |  | I | 1 | 12 | OH | AC | 200-299 | 230 | 1 | 2 | 1047 | 2017-06-01 | 2018-11-16
PJM |  |  | Completed | SERC | b2461.1 | N | Reliability | Economics / Congestion | Wheeler | Vint Hill | Dominion |  | I | 1 | 6 | OH | AC | 200-299 | 230 | 1 | 1 | 1047 | 2017-06-01 | 2018-10-02
PJM |  |  | Completed | SERC | b2461.2 | N | Reliability | Economics / Congestion | Gainesville | Wheeler | Dominion |  | I | 1 | 6 | OH | AC | 200-299 | 230 | 1 | 1 | 1047 | 2017-06-01 | 2018-12-20
PJM |  |  | Completed | RF | b2480.1 | N | Reliability | Economics / Congestion | Upper Pittsgrove | Lewis | AE |  | I | 1 | 41 | OH | AC | 121-150 | 138 | 1 | 1 | 400 | 2016-06-01 | 2019-05-31
PJM |  |  | Completed | RF | b2480.3 | N | Reliability | Economics / Congestion | Landis | Lewis | AE |  | I | 1 | 31 | OH | AC | 121-150 | 138 | 1 | 1 | 400 | 2016-06-01 | 2017-05-24
PJM |  |  | Completed | RF | b2481 | N | Reliability | Economics / Congestion | Cardiff | Lewis | AE |  | I | 1 | 5 | OH | AC | 121-150 | 138 | 1 | 1 | 400 | 2016-06-01 | 2019-05-31
PJM |  |  | Completed | RF | b2501.4 | N | Reliability | Economics / Congestion | Nottingham | Freebyrd | AEP |  | I | 1 | 4 | OH | AC | 121-150 | 138 | 1 | 1 | 400 | 2017-06-01 | 2021-06-01
PJM |  |  | Completed | RF | b2502.3 | N | Reliability | Economics / Congestion | Freebyrd | South Cadiz | AEP |  | I | 1 | 4.6 | OH | AC | 121-150 | 138 | 1 | 1 | 400 | 2017-11-16 | 2018-11-01
PJM |  |  | Completed | RF | b2600 | N | Reliability | Economics / Congestion | Fremont | Pound | AEP |  | I | 1 | 5 | OH | AC | 121-150 | 138 | 1 | 1 | 400 | 2019-06-01 | 2018-05-31
PJM |  |  | Completed | RF | b2602.2 | N | Reliability | Economics / Congestion | East Huntington | Darrah | AEP |  | I | 1 | 2.5 | OH | AC | 121-150 | 138 | 1 | 1 | 400 | 2019-06-01 | 2019-11-28
PJM |  |  | Completed | RF | b2633.1 | N | Reliability | Economics / Congestion | Salem | Silver Run | DPL |  | I | 1 | 18 | OH | AC | 200-299 | 230 | 1 | 1 | 500 | 2019-04-01 | 2020-05-23
PJM |  |  | Completed | SERC | b2653.1 | N | Reliability | Economics / Congestion | Pantego | Trowbridge | Dominion |  | I | 1 | 20 | OH | AC | 100-120 | 115 | 1 | 1 | 353 | 2018-06-01 | 2018-06-01
PJM |  |  | Completed | SERC | b2654.1 | N | Reliability | Economics / Congestion | Scotland Neck | South Justice Branch | Dominion |  | I | 1 | 15 | OH | AC | 100-120 | 115 | 1 | 1 | 353 | 2018-06-01 | 2018-10-31
PJM |  |  | Completed | SERC | b2686.1 | N | Reliability | Economics / Congestion | Remington | Gordonsville | Dominion |  | I | 1 | 36.2 | OH | AC | 200-299 | 230 | 1 | 1 | 500 | 2019-06-01 | 2020-05-28
PJM |  |  | Completed | RF | b2701.2 | N | Reliability | Economics / Congestion | Herlan | Blue Racer | AEP |  | I | 1 | 3.2 | OH | AC | 121-150 | 138 | 1 | 1 | 450 | 2020-06-01 | 2018-11-19
PJM |  |  | Completed | RF | b2753.6 | N | Reliability | Economics / Congestion | Dilles Bottom | Holloway | AEP |  | I | 1 | 3.8 | OH | AC | 121-150 | 138 | 1 | 1 | 300 | 2019-01-01 | 2019-12-19
PJM |  |  | Completed | RF | b2753.6 | N | Reliability | Economics / Congestion | Holloway (AEP) | George Washington | AEP |  | I | 1 | 5.3 | OH | AC | 121-150 | 138 | 1 | 1 | 300 | 2019-01-01 | 2019-12-19
PJM |  |  | Completed | RF | b2753.8 | N | Reliability | Economics / Congestion | Dilles Bottom | George Washington | AEP |  | I | 1 | 1.5 | OH | AC | 121-150 | 138 | 1 | 1 | 300 | 2019-01-01 | 2019-12-19
PJM |  |  | Completed | RF | b2753.8 | N | Reliability | Economics / Congestion | Dilles Bottom | George Washington | AEP |  | I | 1 | 1.5 | OH | AC | 121-150 | 138 | 1 | 1 | 300 | 2019-01-01 | 2019-12-19
PJM |  |  | Completed | RF | b2779.1 | N | Reliability | Economics / Congestion | Sowers | South Hicksville | AEP |  | I | 1 | 3.7 | OH | AC | 121-150 | 138 | 1 | 1 | 300 | 2019-06-01 | 2020-11-11
PJM |  |  | Completed | RF | b2779.1 | N | Reliability | Economics / Congestion | Sowers | Grabill | AEP |  | I | 1 | 10 | OH | AC | 121-150 | 138 | 1 | 1 | 300 | 2019-06-01 | 2020-11-11
PJM |  |  | Completed | RF | b2779.3 | N | Reliability | Economics / Congestion | Varner Station | Collingwood | AEP |  | I | 1 | 12 | OH | AC | 300-399 | 345 | 1 | 1 | 1500 | 2019-06-01 | 2021-03-25
PJM |  |  | Completed | RF | b2779.4 | N | Reliability | Economics / Congestion | Varner Station | Dunton Lake | AEP |  | I | 1 | 9.5 | OH | AC | 121-150 | 138 | 1 | 1 | 300 | 2019-06-01 | 2021-11-03
PJM |  |  | Completed | RF | b2779.4 | N | Reliability | Economics / Congestion | Varner Station | Auburn | AEP |  | I | 1 | 10.5 | OH | AC | 121-150 | 138 | 1 | 1 | 300 | 2019-06-01 | 2021-11-03
PJM |  |  | Completed | RF | b2779.4 | N | Reliability | Economics / Congestion | Varner Station | Sowers | AEP |  | I | 1 | 13.5 | OH | AC | 121-150 | 138 | 1 | 1 | 300 | 2019-06-01 | 2021-11-03
PJM |  |  | Completed | RF | b2996.1a | N | Reliability | Economics / Congestion | Flint Run | Waldo Run | FE(APS) |  | I | 1 | 3 | OH | AC | 121-150 | 138 | 1 | 1 | 400 | 2020-12-31 | 2021-10-14
PJM |  |  | Completed | RF | b2996.1b | N | Reliability | Economics / Congestion | Flint Run | Waldo Run | FE(APS) |  | I | 1 | 3 | OH | AC | 121-150 | 138 | 1 | 1 | 400 | 2020-12-31 | 2021-10-14
PJM |  |  | Completed | SERC | s0918.1 | N | Reliability | Economics / Congestion | Gainesville | Haymarket | Dominion |  | I | 1 | 6 | OH | AC | 200-299 | 230 | 2 | 2 | 500 | 2018-05-15 | 2020-12-21
PJM |  |  | Completed | SERC | s0918.1 | N | Reliability | Economics / Congestion | Bristers | Haymarket | Dominion |  | I | 1 | 6 | OH | AC | 200-299 | 230 | 2 | 2 | 500 | 2018-05-15 | 2020-12-21
PJM |  |  | Completed | SERC | s0919.1 | N | Reliability | Economics / Congestion | Loudoun | Poland Road | Dominion |  | I | 1 | 4 | OH | AC | 200-299 | 230 | 2 | 2 | 500 | 2018-05-01 | 2018-05-03
PJM |  |  | Completed | SERC | s0919.1 | N | Reliability | Economics / Congestion | Brambleton | Poland Road | Dominion |  | I | 1 | 4 | OH | AC | 200-299 | 230 | 2 | 2 | 500 | 2018-05-01 | 2018-05-03
PJM |  |  | Completed | RF | s0943 | N | Reliability | Economics / Congestion | West Shore | Williams Grove | PPL |  | I | 1 | 4.2 | OH | AC | 200-299 | 230 | 1 | 2 | 500 | 2018-12-31 | 2018-11-12
PJM |  |  | Completed | RF | s0943 | N | Reliability | Economics / Congestion | Brunner Island | Williams Grove | PPL |  | I | 1 | 20.2 | OH | AC | 200-299 | 230 | 1 | 1 | 500 | 2018-12-31 | 2018-11-12
PJM |  |  | Completed | RF | s1070 | N | Reliability | Economics / Congestion | Bland | Progress Park | AEP |  | I | 1 | 12 | OH | AC | 121-150 | 138 | 1 | 2 | 450 | 2018-11-01 | 2018-10-25
PJM |  |  | Completed | RF | s1070 | N | Reliability | Economics / Congestion | South Bluefield | Bland | AEP |  | I | 1 | 38 | OH | AC | 121-150 | 138 | 1 | 2 | 450 | 2018-11-01 | 2018-10-25
PJM |  |  | Completed | RF | s1071.3 | N | Reliability | Economics / Congestion | Capitol Hill | Bullitt | AEP |  | I | 1 | 4 | OH | AC | 121-150 | 138 | 1 | 2 | 450 | 2019-12-31 | 2019-02-14
PJM |  |  | Completed | RF | s1071.3 | N | Reliability | Economics / Congestion | Chesterfield Avenue | Bullitt | AEP |  | I | 1 | 5 | OH | AC | 121-150 | 138 | 1 | 2 | 450 | 2019-12-31 | 2019-02-14
PJM |  |  | Completed | RF | s1143 | N | Reliability | Economics / Congestion | Susquehanna | Jenkins | PPL |  | I | 1 | 23.7 | OH | AC | 200-299 | 230 | 1 | 1 | 1000 | 2018-05-31 | 2018-05-25
PJM |  |  | Completed | RF | s1160 | N | Reliability | Economics / Congestion | Devola | Lamping | AEP |  | I | 1 | 10 | OH | AC | 121-150 | 138 | 1 | 1 | 300 | 2022-06-01 | 2019-06-07
PJM |  |  | Completed | RF | s1210 | N | Reliability | Economics / Congestion | Broadview | East Springfield | FE(ATSI) |  | I | 1 | 3.5 | OH | AC | 121-150 | 121-150 | 1 | 2 | 160/192 | 2015-01-01 | 2019-05-01
PJM |  |  | Completed | RF | s1210 | N | Reliability | Economics / Congestion | Broadview | Tangy | FE(ATSI) |  | I | 1 | 3.5 | OH | AC | 121-150 | 121-150 | 1 | 2 | 160/192 | 2015-01-01 | 2019-12-31
PJM |  |  | Completed | RF | s1210 | N | Reliability | Economics / Congestion | Broadview | Clark | FE(ATSI) |  | I | 1 | 5 | OH | AC | 121-150 | 121-150 | 1 | 2 | 278/338 | 2015-01-01 | 2019-12-31
PJM |  |  | Completed | RF | s1210 | N | Reliability | Economics / Congestion | Broadview | Urbana | FE(ATSI) |  | I | 1 | 5 | OH | AC | 121-150 | 121-150 | 1 | 2 | 278/338 | 2015-01-01 | 2019-12-31
PJM |  |  | Completed | RF | S1609.1 | N | Reliability | Economics / Congestion | Sardinia | Kenton | AEP |  | I | 1 | 4.5 | OH | AC | 121-150 | 138 | 1 | 1 | 200 | 2021-12-01 | 2020-06-05
PJM |  |  | Completed | RF | S1609.1 | N | Reliability | Economics / Congestion | Sardinia | Wildcat | AEP |  | I | 1 | 4.5 | OH | AC | 121-150 | 138 | 1 | 1 | 200 | 2021-12-01 | 2020-06-05
PJM |  |  | Completed | RF | S1615.1 | N | Reliability | Economics / Congestion | Charger | Ligonier | AEP |  | I | 1 | 4 | OH | AC | 121-150 | 138 | 1 | 1 | 400 | 2019-07-01 | 2019-06-28
PJM |  |  | Completed | RF | s1738 | N | Reliability | Economics / Congestion | Potter | NOVA Chemical | Dayton |  | I | 1 | 3 | OH | AC | 121-150 | 138 | 1 | 1 | 400 | 2020-06-01 | 2020-06-01
PJM |  |  | Completed | RF | s1783 | N | Reliability | Economics / Congestion | Garver | Customer Bus | DEOK |  | I | 1 | 1.2 | OH | AC | 121-150 | 138 | 1 | 1 | 400 | 2020-06-01 | 2019-12-17
PJM |  |  | Completed | RF | s1994.1 | N | Reliability | Economics / Congestion | Bradley | Mabscott | AEP |  | I | 1 | 1.5 | OH | AC | 121-150 | 138 | 1 | 1 | 435 | 2020-11-01 | 2020-11-08
PJM |  |  | Completed | RF | s1994.1 | N | Reliability | Economics / Congestion | Tams Mtn. | Mabscott | AEP |  | I | 1 | 1.5 | OH | AC | 121-150 | 138 | 1 | 1 | 435 | 2020-11-01 | 2020-11-08
PJM |  |  | Completed | RF | s2139.1 | N | Reliability | Economics / Congestion | Babbitt | Anguin | AEP |  | I | 1 | 1.5 | OH | AC | 121-150 | 138 | 2 | 2 | 870 | 2021-06-01 | 2020-02-21
PJM |  |  | Completed | RF | TOI152 | N | Reliability | Economics / Congestion | Westport | Wilkens Ave | BGE | 4172 | I | 1 | 3 | UG | AC | 100-120 | 115 | 1 | 1 | 262 | 2014-06-01 | 2019-11-26
PJM |  |  | Completed | RF | toi340.2 | N | Reliability | Economics / Congestion | Plum | Universal | DLCO | 5487 | I | 1 | 7.3 | OH | AC | 121-150 | 121-150 | 1 | 2 | 223 | 2013-06-01 | 2022-02-16
PJM |  |  | Completed | RF | TOI340.2 | N | Economics / Congestion | Reliability | Plum | Universal | Exelon(Delmarva) |  | I | 10 | 10 | OH | AC | 121-150 | 138 |  |  |  | 2022-06-01 | 2022-02-16
PJM |  |  | Delayed - Economics | RF | b2003 | N | Reliability | Economics / Congestion | Whippany | Montville | FE(JC) |  | I | 1 | 6.4 | OH | AC | 200-299 | 230 | 1 | 1 | 650 | 2017-06-01 | 2025-05-10
PJM |  |  | Delayed - Economics | RF | b2743.5 | N | Reliability | Economics / Congestion | Rice | Ringgold | Transsource |  | I | 1 | 45 | OH | AC | 200-299 | 230 | 2 | 2 | 1000 | 2020-06-01 | 2023-06-30
PJM |  |  | Delayed - Economics | RF | b2752.5 | N | Reliability | Economics / Congestion | Furnace Run | Coneastone | Transsource |  | I | 1 | 28 | OH | AC | 200-299 | 230 | 2 | 2 | 1000 | 2020-06-01 | 2023-06-01
PJM |  |  | Delayed - Economics | RF | b3087.2 | N | Reliability | Economics / Congestion | Kewanee | Cedar Creek | AEP |  | I | 1 | 5 | OH | AC | 121-150 | 138 | 2 | 2 | 400 | 2020-06-01 | 2023-11-10
PJM |  |  | Delayed - Economics | RF | n3460 | N | Reliability | Economics / Congestion | Sorenson | East Lima | AEP |  | I | 1 | 32 | OH | AC | 300-399 | 345 | 1 | 1 | 900 | 2018-06-01 | 2024-06-01
PJM |  |  | Delayed - Economics | RF | s0980.2 | N | Reliability | Economics / Congestion | BL England | Ocean City | AEC |  | I | 1 | 13 | OH | AC | 121-150 | 138 | 1 | 1 | 450 | 2019-09-28 | 2026-06-01
PJM |  |  | Delayed - Economics | RF | s0980.2 | N | Reliability | Economics / Congestion | Merion | Ocean City | AEC |  | I | 1 | 22 | OH | AC | 121-150 | 138 | 1 | 1 | 450 | 2019-09-28 | 2026-06-01
PJM |  |  | Delayed - Economics | RF | s1083 | N | Reliability | Economics / Congestion | West Deer | Pine Creek | DUQ |  | I | 1 | 17 | OH | AC | 121-150 | 138 | 1 | 2 | 450 | 2019-06-01 | 2028-12-31
PJM |  |  | Delayed - Economics | SERC | s2111 | N | Reliability | Economics / Congestion | Global Plaza | Pacific | Dominion |  | I | 1 | 1 | OH | AC | 200-299 | 230 | 2 | 2 | 1000 | 2021-12-15 | 2023-06-15
PJM |  |  | Delayed - Economics | RF | s2144.1 | N | Reliability | Economics / Congestion | Dameron | Trap Hill | AEP |  | I | 1 | 6 | OH | AC | 121-150 | 138 | 1 | 1 | 435 | 2022-11-01 | 2023-05-31
PJM |  |  | Delayed - Economics | RF | s2144.5 | N | Reliability | Economics / Congestion | Baileysville | Bolt Tap | AEP |  | I | 1 | 2 | OH | AC | 121-150 | 138 | 1 | 1 | 435 | 2022-11-01 | 2023-05-31
PJM |  |  | Delayed - Economics | RF | s2144.5 | N | Reliability | Economics / Congestion | Sundial | Bolt Tap | AEP |  | I | 1 | 2 | OH | AC | 121-150 | 138 | 1 | 1 | 435 | 2022-11-01 | 2023-05-31
PJM |  |  | Delayed - Economics | RF | s2153.2 | N | Reliability | Economics / Congestion | Uniondale | Ossian | AEP |  | I | 1 | 4.5 | OH | AC | 121-150 | 138 | 1 | 1 | 435 | 2023-10-01 | 2027-11-19
PJM |  |  | Delayed - Economics | RF | s2153.3 | N | Reliability | Economics / Congestion | Bluffton | Pleasant | AEP |  | I | 1 | 26 | OH | AC | 121-150 | 138 | 1 | 1 | 435 | 2023-10-01 | 2027-11-19
PJM |  |  | Delayed - Economics | RF | s2153.4 | N | Reliability | Economics / Congestion | Pleasant | Kinnerk | AEP |  | I | 1 | 3.3 | OH | AC | 121-150 | 138 | 1 | 1 | 435 | 2023-10-01 | 2027-11-19
PJM |  |  | Delayed - Economics | RF | s2178.1 | N | Reliability | Economics / Congestion | Kenna | Ripley | AEP |  | I | 1 | 11.5 | OH | AC | 121-150 | 138 | 1 | 1 | 435 | 2022-11-01 | 2023-11-17
PJM |  |  | Delayed - Economics | RF | s2178.2 | N | Reliability | Economics / Congestion | Kenna | Sisson | AEP |  | I | 1 | 10 | OH | AC | 121-150 | 138 | 1 | 1 | 435 | 2022-11-01 | 2023-11-17
PJM |  |  | Delayed - Economics | RF | s2179.1 | N | Reliability | Economics / Congestion | Alum Ridge | Claytor | AEP |  | I | 1 | 12.5 | OH | AC | 121-150 | 138 | 1 | 1 | 435 | 2022-11-01 | 2027-11-01
PJM |  |  | Delayed - Economics | RF | s2179.10 | N | Reliability | Economics / Congestion | Salem Highway | Woolwine | AEP |  | I | 1 | 10 | OH | AC | 121-150 | 138 | 1 | 1 | 435 | 2022-11-01 | 2024-11-01
PJM |  |  | Delayed - Economics | RF | s2179.2 | N | Reliability | Economics / Congestion | Alum Ridge | Floyd | AEP |  | I | 1 | 6.5 | OH | AC | 121-150 | 138 | 1 | 1 | 435 | 2022-11-01 | 2026-11-02
PJM |  |  | Delayed - Economics | RF | s2179.3 | N | Reliability | Economics / Congestion | Fieldale | Fairystone | AEP |  | I | 1 | 7 | OH | AC | 121-150 | 138 | 1 | 1 | 435 | 2022-11-01 | 2024-09-02
PJM |  |  | Delayed - Economics | RF | s2179.6 | N | Reliability | Economics / Congestion | Philpott Dam | Fairystone | AEP |  | I | 1 | 1.2 | OH | AC | 121-150 | 138 | 1 | 1 | 435 | 2022-11-01 | 2027-10-31
PJM |  |  | Delayed - Economics | RF | s2179.7 | N | Reliability | Economics / Congestion | Salem Highway | Willis Gap | AEP |  | I | 1 | 22 | OH | AC | 121-150 | 138 | 1 | 1 | 435 | 2022-11-01 | 2024-07-01
PJM |  |  | Delayed - Economics | RF | s2179.8 | N | Reliability | Economics / Congestion | Salem Highway | Fairystone | AEP |  | I | 1 | 21 | OH | AC | 121-150 | 138 | 1 | 1 | 435 | 2022-11-01 | 2027-10-31
PJM |  |  | Delayed - Economics | RF | s2179.9 | N | Reliability | Economics / Congestion | Floyd | Woolwine | AEP |  | I | 1 | 11 | OH | AC | 121-150 | 138 | 1 | 1 | 435 | 2022-11-01 | 2027-10-31
PJM |  |  | Delayed - Load Growth | RF | b1572 | N | Reliability | Economics / Congestion | West Milton | Eldean | Dayton | 4922 | I | 1 | 18 | OH | AC | 121-150 | 121-150 | 1 | 1 | 220 | 2014-06-01 | 2022-06-01
PJM |  |  | Delayed - Load Growth | SERC | b2361 | N | Reliability | Economics / Congestion | DTR | Scott's Run | Dominion |  | I | 1 | 4.5 | OH | AC | 200-299 | 230 | 1 | 1 | 1047 | 2017-06-01 | 2023-12-31
PJM |  |  | Delayed - Load Growth | RF | b3012.1a | Y | Reliability | Other | Route 51 | Elrama | FE(APS) |  | I | 1 | 4.7 | OH | AC | 121-150 | 138 | 1 | 2 | 400 | 2021-06-01 | 2023-06-01
PJM |  |  | Delayed - Load Growth | RF | b3012.1b | Y | Reliability | Other | Route 51 | Elrama | FE(APS) |  | I | 1 | 4.7 | OH | AC | 121-150 | 138 | 1 | 2 | 400 | 2021-06-01 | 2023-06-01
PJM |  |  | Delayed - Load Growth | RF | b3112 | N | Reliability | Economics / Congestion | Amlin | Dublin | AEP |  | I | 1 | 3.5 | OH | AC | 121-150 | 138 | 1 | 1 | 400 | 2020-06-01 | 2023-04-26
PJM |  |  | Delayed - Load Growth | SERC | b3246 | N | Reliability | Economics / Congestion | Liberty | Lomar DP | Dominion |  | I | 1 | 10 | OH | AC | 200-299 | 230 | 1 | 1 | 500 | 2023-12-01 | 2023-12-01
PJM |  |  | Delayed - Load Growth | SERC | b3246 | N | Reliability | Economics / Congestion | Cannon Branch | Lomar DP | Dominion |  | I | 1 | 10 | OH | AC | 200-299 | 230 | 1 | 1 | 500 | 2023-12-01 | 2023-12-01
PJM |  |  | Delayed - Load Growth | SERC | b3246 | N | Reliability | Economics / Congestion | Cannon Branch | Winters Branch | Dominion |  | I | 1 | 10 | OH | AC | 200-299 | 230 | 1 | 1 | 500 | 2023-12-01 | 2023-12-01
PJM |  |  | Delayed - Load Growth | RF | n5034 | N | Fossil-Fired Integration | Reliability | Sullivan | Reynolds | AEP |  | I | 1 | 120 | OH | AC | 600+ | 765 | 1 | 1 | 3200 | 2019-12-01 | 2023-06-01
PJM |  |  | Delayed - Load Growth | RF | s0326 | Y | Reliability | Economics / Congestion | Jay | Fort Recovery | Dayton | 4922 | I | 1 | 11 | OH | AC | 121-150 | 121-150 | 1 | 1 | 220 | 2016-06-01 | 2023-06-01
PJM |  |  | Delayed - Load Growth | RF | S1632.1 | N | Reliability | Economics / Congestion | East Towson | Loch Raven | BGE |  | I | 1 | 3 | UG | AC | 100-120 | 115 | 1 | 1 | 250 | 2024-06-01 | 2029-12-31
PJM |  |  | Delayed - Load Growth | RF | s1687.10 | N | Reliability | Economics / Congestion | Princess | Moore Hollow | AEP |  | I | 1 | 3.4 | OH | AC | 121-150 | 138 | 1 | 1 | 400 | 2021-12-31 | 2023-06-30
PJM |  |  | Delayed - Load Growth | RF | s1687.2 | N | Reliability | Economics / Congestion | Moore Hollow | Kentucky Electric Steel | AEP |  | I | 1 | 2.7 | OH | AC | 121-150 | 138 | 1 | 1 | 400 | 2021-02-01 | 2023-01-12
PJM |  |  | Delayed - Load Growth | RF | s1687.5 | N | Reliability | Economics / Congestion | Ramey | Bellefonte | AEP |  | I | 1 | 2.8 | OH | AC | 121-150 | 138 | 1 | 1 | 400 | 2021-06-30 | 2022-06-30
PJM |  |  | Delayed - Load Growth | RF | s1947 | N | Reliability | Economics / Congestion | Lincoln Park | Riverbend | FE(ATSI) |  | I | 1 | 5.7 | OH | AC | 121-150 | 138 | 1 | 1 | 435 | 2022-12-31 | 2023-06-01
PJM |  |  | Delayed - Load Growth | RF | s1987 | N | Reliability | Economics / Congestion | Dawson | Clinton | FE(ATSI) |  | I | 1 | 12 | OH | AC | 121-150 | 138 | 2 | 2 | 870 | 2022-12-31 | 2031-06-01
PJM |  |  | Planned | RF | b3208 | N | Reliability | Economics / Congestion | Riverville | Joshua Falls | AEP |  | I | 1 | 10 | OH | AC | 121-150 | 138 | 1 | 1 | 400 | 2023-11-30 | 2023-11-30
PJM |  |  | Planned | RF | b3209 | N | Reliability | Economics / Congestion | Riverville | Gladstone | AEP |  | I | 1 | 5 | OH | AC | 121-150 | 138 | 1 | 1 | 400 | 2023-11-30 | 2023-03-21
PJM |  |  | Planned | SERC | b3223.1 | N | Reliability | Economics / Congestion | Lanexa | Northern Neck | Dominion |  | I | 1 | 10 | OH | AC | 200-299 | 230 | 2 | 2 | 500 | 2023-06-01 | 2023-12-31
PJM |  |  | Planned | RF | b3273.1 | N | Reliability | Economics / Congestion | East Leipsic | New Liberty | AEP |  | I | 1 | 17.6 | OH | AC | 200-299 | 230 | 1 | 1 | 500 | 2025-06-01 | 2025-06-01
PJM |  |  | Planned | RF | b3282.4 | N | Reliability | Economics / Congestion | East Huntington | North Chesapeake | AEP |  | I | 1 | 10 | OH | AC | 121-150 | 138 | 1 | 1 | 200 | 2025-06-01 | 2025-06-01
PJM |  |  | Planned | SERC | b3494.1 | N | Reliability | Economics / Congestion | Aquia Harbor | Possum Point | Dominion |  | I | 1 | 10 | OH | AC | 200-299 | 230 |  |  |  | 2026-06-01 | 2026-06-01
PJM |  |  | Planned | RF | n6559 | Y | Reliability | Economics / Congestion | Peach Bottom | Conastone | PECO |  | I | 0.3 | 30 | OH | AC | 400-599 | 500 | 1 | 1 | 1100 | 2024-06-01 | 2024-06-01
PJM |  |  | Planned | RF | n6559 | Y | Reliability | Economics / Congestion | Peach Bottom | Conastone | BGE |  | I | 0.7 | 70 | OH | AC | 400-599 | 500 | 1 | 1 | 1100 | 2024-06-01 | 2024-06-01
PJM |  |  | Planned | SERC | n6612 | N | Variable/Renewable Integration | Reliability | Landstown | Virginia Beach | Dominion |  | I | 1 | 10 | OH | AC | 200-299 | 230 | 1 | 1 | 500 | 2027-12-31 | 2027-12-31
PJM |  |  | Planned | SERC | n6612 | N | Variable/Renewable Integration | Reliability | Landstown | Birdneck | Dominion |  | I | 1 | 10 | OH | AC | 200-299 | 230 | 1 | 1 | 500 | 2027-12-31 | 2027-12-31
PJM |  |  | Planned | RF | n7113 | N | Variable/Renewable Integration | Reliability | Beaver Brook | Camden | PSEG |  | I | 1 | 10 | UG | AC | 200-299 | 230 | 1 | 1 | 500 | 2023-05-31 | 2023-05-31
PJM |  |  | Planned | RF | n7121 | N | Variable/Renewable Integration | Reliability | Aldene | McCarter | PSEG |  | I | 1 | 10 | UG | AC | 200-299 | 230 | 1 | 1 | 500 | 2023-06-01 | 2023-06-01
PJM |  |  | Planned | SERC | n7125 | N | Reliability | Economics / Congestion | Rawlings | Morrisville | Dominion |  | I | 1 | 110 | OH | AC | 400-599 | 500 | 1 | 1 | 1100 | 2022-12-31 | 2023-12-31
PJM |  |  | Planned | RF | n7132.1 | N | Variable/Renewable Integration | Reliability | North Meshoppen | Lackawanna | First Energy |  | I | 1 | 27 | OH | AC | 200-299 | 230 | 1 | 1 | 500 | 2022-06-01 | 2023-06-01
PJM |  |  | Planned | SERC | n7147 | N | Reliability | Economics / Congestion | Everetts | Suffolk | Dominion |  | I | 1 | 45 | OH | AC | 400-599 | 500 | 1 | 1 | 1100 | 2023-06-01 | 2023-06-01
PJM |  |  | Planned | RF | n7204 | Y | Economics / Congestion | Reliability | Sullivan | Casey | AEP |  | I | 1 | 100 | OH | AC | 400-599 | 500 | 1 | 1 | 1000 | 2025-12-31 | 2025-12-31
PJM |  |  | Planned | RF | n7507a | N | Variable/Renewable Integration | Economics / Congestion | Beaver Brook | Camden | PSEG |  | I | 1 | 10 | UG | AC | 200-299 | 230 |  |  |  | 2024-06-01 | 2024-06-01
PJM |  |  | Planned | RF | n7507b | N | Variable/Renewable Integration | Economics / Congestion | Gloucester | Camden | PSEG |  | I | 1 | 10 | UG | AC | 200-299 | 230 |  |  |  | 2024-06-01 | 2024-06-01
PJM |  |  | Planned | RF | n7759 | Y | Reliability | Economics / Congestion | Silver Run | Hope Creek | LS Power |  | I | 1 | 12 | SM | AC | 200-299 | 230 |  |  |  | 2024-12-31 | 2024-12-31
PJM |  |  | Planned | RF | n7938 | N | Variable/Renewable Integration | Economics / Congestion | Pontiac | Katydid | ComEd |  | I | 1 | 25 | OH | AC | 300-399 | 345 |  |  |  | 2023-12-31 | 2023-12-31
PJM |  |  | Planned | RF | n7939 | N | Fossil-Fired Integration | Economics / Congestion | Wayne | AB1-089 | ComEd |  | I | 1 | 11 | OH | AC | 300-399 | 345 |  |  |  | 2023-12-31 | 2023-12-31
PJM |  |  | Planned | SERC | n7954 | N | Other | Economics / Congestion | Endless Coverns | AF1-028 | Dominion |  | I | 1 | 11 | OH | AC | 100-120 | 115 |  |  |  | 2023-10-31 | 2023-10-31
PJM |  |  | Planned | RF | s1873 | N | Reliability | Economics / Congestion | Black River | Astor | FE(ATSI) |  | I | 1 | 8 | OH | AC | 121-150 | 138 | 1 | 1 | 435 | 2023-12-31 | 2023-12-31
PJM |  |  | Planned | RF | s2025.3 | N | Reliability | Economics / Congestion | Westport | Port Covington | BGE |  | I | 1 | 1 | UG | AC | 100-120 | 115 | 1 | 1 | 150 | 2026-12-01 | 2026-12-01
PJM |  |  | Planned | RF | s2025.3 | N | Reliability | Economics / Congestion | Westport | Port Covington | BGE |  | I | 1 | 1 | UG | AC | 100-120 | 115 | 1 | 1 | 150 | 2026-12-01 | 2026-12-01
PJM |  |  | Planned | RF | s2025.4 | N | Reliability | Economics / Congestion | Greene Street | Port Covington | BGE |  | I | 1 | 1 | UG | AC | 100-120 | 115 | 1 | 1 | 150 | 2026-12-01 | 2029-12-01
PJM |  |  | Planned | RF | s2025.4 | N | Reliability | Economics / Congestion | Greene Street | Port Covington | BGE |  | I | 1 | 1 | UG | AC | 100-120 | 115 | 1 | 1 | 150 | 2026-12-01 | 2029-12-01
PJM |  |  | Planned | RF | s2178.1 | N | Reliability | Economics / Congestion | Kenna | Ripley | AEP |  | I | 1 | 11.5 | OH | AC | 121-150 | 138 | 1 | 1 | 435 | 2023-11-17 | 2023-11-17
PJM |  |  | Planned | RF | s2178.2 | N | Reliability | Economics / Congestion | Kenna | Sisson | AEP |  | I | 1 | 10 | OH | AC | 121-150 | 138 | 1 | 1 | 435 | 2023-11-17 | 2023-11-17
PJM |  |  | Planned | RF | s2179.10 | N | Reliability | Economics / Congestion | Salem Highway | Woolwine | AEP |  | I | 1 | 10 | OH | AC | 121-150 | 138 | 1 | 1 | 435 | 2024-11-01 | 2024-11-01
PJM |  |  | Planned | RF | s2179.15 | N | Reliability | Economics / Congestion | Floyd | West Bassett | AEP |  | I | 1 | -19 | OH | AC | 121-150 | 138 | 1 | 1 | 200 | 2026-08-14 | 2026-08-14
PJM |  |  | Planned | RF | s2179.7 | N | Reliability | Economics / Congestion | Salem Highway | Willis Gap | AEP |  | I | 1 | 22 | OH | AC | 121-150 | 138 | 1 | 1 | 435 | 2024-07-01 | 2024-07-01
PJM |  |  | Planned | RF | s2179.8 | N | Reliability | Economics / Congestion | Salem Highway | Fairystone | AEP |  | I | 1 | 21 | OH | AC | 121-150 | 138 | 1 | 1 | 435 | 2027-10-31 | 2027-10-31
PJM |  |  | Planned | RF | s2179.9 | N | Reliability | Economics / Congestion | Floyd | Woolwine | AEP |  | I | 1 | 11 | OH | AC | 121-150 | 138 | 1 | 1 | 435 | 2027-10-31 | 2027-10-31
PJM |  |  | Planned | RF | s2213.1 | N | Reliability | Economics / Congestion | Arboles | Don Marquis | AEP |  | I | 1 | 10 | OH | AC | 121-150 | 138 | 1 | 1 | 200 | 2023-05-26 | 2023-05-26
PJM |  |  | Planned | RF | s2213.1 | N | Reliability | Economics / Congestion | Arboles | Waverly | AEP |  | I | 1 | 10 | OH | AC | 121-150 | 138 | 1 | 1 | 200 | 2023-05-26 | 2023-05-26
PJM |  |  | Planned | RF | s2213.1 | N | Reliability | Economics / Congestion | Arboles | Wakefield | AEP |  | I | 1 | 10 | OH | AC | 121-150 | 138 | 1 | 1 | 200 | 2023-05-26 | 2023-05-26
PJM |  |  | Planned | RF | s2213.10 | N | Reliability | Economics / Congestion | Kyger Creek | Don Marquis | OVEC |  | I | 1 | 50.4 | OH | AC | 300-399 | 345 | 1 | 1 | 780 | 2022-11-01 | 2022-11-01
PJM |  |  | Planned | RF | s2226.1 | N | Reliability | Economics / Congestion | Glen Lyn | Speedway | AEP |  | I | 1 | 10 | OH | AC | 121-150 | 138 | 1 | 1 | 200 | 2023-05-01 | 2023-05-01
PJM |  |  | Planned | RF | s2270.2 | N | Reliability | Economics / Congestion | Nauvoo Ridge | Gosney Hill | AEP |  | I | 1 | 10 | OH | AC | 121-150 | 138 | 1 | 1 | 200 | 2023-03-01 | 2023-03-01
PJM |  |  | Planned | RF | s2270.2 | N | Reliability | Economics / Congestion | Nauvoo Ridge | Panhandle | AEP |  | I | 1 | 10 | OH | AC | 121-150 | 138 | 1 | 1 | 200 | 2023-03-01 | 2023-03-01
PJM |  |  | Planned | RF | s2270.2 | N | Reliability | Economics / Congestion | Nauvoo Ridge | Panhandle | AEP |  | I | 1 | 10 | OH | AC | 121-150 | 138 | 1 | 1 | 200 | 2023-03-01 | 2023-03-01
PJM |  |  | Planned | RF | s2270.2 | N | Reliability | Economics / Congestion | Nauvoo Ridge | Customer Bus | AEP |  | I | 1 | 10 | OH | AC | 121-150 | 138 | 1 | 1 | 200 | 2023-03-01 | 2023-03-01
PJM |  |  | Planned | RF | s2270.2 | N | Reliability | Economics / Congestion | Nauvoo Ridge | Customer Bus | AEP |  | I | 1 | 10 | OH | AC | 121-150 | 138 | 1 | 1 | 200 | 2023-03-01 | 2023-03-01
PJM |  |  | Planned | SERC | s2326 | N | Reliability | Economics / Congestion | Tysons | Springhill | Dominion |  | I | 1 | 23 | UG | AC | 200-299 | 230 | 1 | 1 | 500 | 2025-12-31 | 2025-12-31
PJM |  |  | Planned | RF | s2381 | N | Reliability | Economics / Congestion | Ortanna | Hunterstown | First Energy |  | I | 1 | 9 | OH | AC | 100-120 | 115 | 2 | 2 | 200 | 2022-12-31 | 2023-12-31
PJM |  |  | Planned | RF | s2381 | N | Reliability | Economics / Congestion | Ortanna | Lincoln | First Energy |  | I | 1 | 9 | OH | AC | 100-120 | 115 | 2 | 2 | 200 | 2022-12-31 | 2023-12-31
PJM |  |  | Planned | RF | s2584.2 | N | Hydro Integration | Economics / Congestion | Mottville Hydro | Corey | AEP |  | I | 1 | -9 | OH | AC | 121-150 | 138 |  |  |  | 2025-03-25 | 2025-03-25
PJM |  |  | Planned | RF | s2584.9 | N | Hydro Integration | Economics / Congestion | Mottville Hydro | Pigeon River | AEP |  | I | 1 | 10 | OH | AC | 121-150 | 138 |  |  |  | 2025-03-25 | 2025-03-25
PJM |  |  | Planned | RF | s2584.9 | N | Hydro Integration | Economics / Congestion | Stubey Road | Pigeon River | AEP |  | I | 1 | 9 | OH | AC | 121-150 | 138 |  |  |  | 2025-03-25 | 2025-03-25
PJM |  |  | Planned | RF | s2585.3 | N | Other | Economics / Congestion | New Westville | West Manchester | Dayton |  | I | 1 | 15 | OH | AC | 121-150 | 138 |  |  |  | 2026-12-31 | 2026-12-31
PJM |  |  | Planned | SERC | s2598 | N | Economics / Congestion | Reliability | Altair | Belmont | Dominion |  | I | 1 | 5 | OH | AC | 200-299 | 230 |  |  |  | 2024-09-01 | 2024-09-01
PJM |  |  | Planned | SERC | s2598 | N | Economics / Congestion | Reliability | Altair | Brambleton | Dominion |  | I | 1 | 5 | OH | AC | 200-299 | 230 |  |  |  | 2024-09-01 | 2024-09-01
PJM |  |  | Planned | SERC | s2601 | N | Economics / Congestion | Reliability | Cloud | Clover | Dominion |  | I | 2 | 15 | OH | AC | 200-299 | 230 |  |  |  | 2024-06-01 | 2024-06-01
PJM |  |  | Planned | SERC | s2601 | N | Economics / Congestion | Reliability | Cloud | Farmville | Dominion |  | I | 3 | 15 | OH | AC | 200-299 | 230 |  |  |  | 2024-06-01 | 2024-06-01
PJM |  |  | Planned | SERC | s2609.1 | N | Economics / Congestion | Reliability | Buttermilk | Interconnection | Dominion |  | I | 4 | 10 | OH | AC | 200-299 | 230 |  |  |  | 2024-12-15 | 2024-12-15
PJM |  |  | Planned | SERC | s2609.1 | N | Economics / Congestion | Reliability | Beaumeade | Interconnection | Dominion |  | I | 5 | 10 | OH | AC | 200-299 | 230 |  |  |  | 2024-12-15 | 2024-12-15
PJM |  |  | Planned | SERC | s2622.1 | N | Economics / Congestion | Reliability | Park Center | Reston | Dominion |  | I | 6 | 10 | OH | AC | 200-299 | 230 |  |  |  | 2024-08-01 | 2024-08-01
PJM |  |  | Planned | SERC | s2622.1 | N | Economics / Congestion | Reliability | Park Center | Lincoln Park | Dominion |  | I | 7 | 10 | OH | AC | 200-299 | 230 |  |  |  | 2024-08-01 | 2024-08-01
PJM |  |  | Planned | SERC | s2628 | N | Economics / Congestion | Reliability | Racefield | Brambleton | Dominion |  | I | 8 | 10 | OH | AC | 200-299 | 230 |  |  |  | 2023-07-24 | 2023-07-24
PJM |  |  | Planned | SERC | s2628 | N | Economics / Congestion | Reliability | Racefield | Loudoun | Dominion |  | I | 9 | 10 | OH | AC | 200-299 | 230 |  |  |  | 2023-07-24 | 2023-07-24
PJM |  |  | Under Construction | RF | b2611.2 | N | Reliability | Economics / Congestion | Sundial | New Station | AEP |  | I | 1 | 3.2 | OH | AC | 121-150 | 138 | 2 | 2 | 400 | 2019-06-01 | 2022-12-31
PJM |  |  | Under Construction | RF | b2611.2 | N | Reliability | Economics / Congestion | Baileysville | New Station | AEP |  | I | 1 | 3.2 | OH | AC | 121-150 | 138 | 2 | 2 | 400 | 2019-06-01 | 2022-12-31
PJM |  |  | Under Construction | SERC | s0623 | N | Reliability | Economics / Congestion | Columbia | Cartersville | Dominion |  | I | 1 | 1.5 | OH | AC | 100-120 | 115 | 1 | 1 | 231 | 2014-12-01 | 2025-12-31
PJM |  |  | Under Construction | SERC | s0623 | N | Reliability | Economics / Congestion | Columbia | Bremo | Dominion |  | I | 1 | 1.5 | OH | AC | 100-120 | 115 | 1 | 1 | 231 | 2014-12-01 | 2025-12-31
PJM |  |  | Under Construction | RF | s0839 | N | Reliability | Economics / Congestion | Mt. Vernon | Takoma | PEPCO |  | I | 1 | 6 | UG | AC | 200-299 | 230 | 2 | 2 | 500 | 2021-12-01 | 2023-06-01
PJM |  |  | Under Construction | RF | s0839 | N | Reliability | Economics / Congestion | Mt. Vernon | Takoma | PEPCO |  | I | 1 | 6 | UG | AC | 200-299 | 230 | 2 | 2 | 500 | 2021-12-01 | 2023-06-01
PJM |  |  | Under Construction | RF | s0839 | N | Reliability | Economics / Congestion | Mt. Vernon | Takoma | PEPCO |  | I | 1 | 6 | UG | AC | 200-299 | 230 | 2 | 2 | 500 | 2021-12-01 | 2023-06-01
PJM |  |  | Under Construction | RF | s0839 | N | Reliability | Economics / Congestion | Mt. Vernon | Takoma | PEPCO |  | I | 1 | 6 | UG | AC | 200-299 | 230 | 2 | 2 | 500 | 2021-12-01 | 2023-06-01
PJM |  |  | Under Construction | RF | s2064 | N | Reliability | Economics / Congestion | Ashtabula | Customer Bus | FE(ATSI) |  | I | 1 | 1.5 | OH | AC | 121-150 | 138 | 1 | 1 | 435 | 2020-12-01 | 2023-12-15
SERC-C |  | SERC-0741 | Under Construction | SERC | Alcoa-Nixon Road #1 161kV | N | Reliability |  | Alcoa SS | Nixon Road | Tennessee Valley Authority | 18642 | F | 1 | 12.92 | OH | AC | 151-199 | 151-199 | 1 | 2 | 472 | 2021-06-21 | 2023-12-15
SERC-C |  | SERC-2759 | Under Construction | SERC | Moscow - Miller 161kV | N | Reliability |  | Diffee | Chickasaw Trails IP | Tennessee Valley Authority | 18642 | F | 1 | 17 | OH | AC | 151-199 | 151-199 | 1 | 1 | 299 | 2021-12-21 | 2022-09-30
SERC-C |  | SERC-2761 | Under Construction | SERC | Artesia - West Columbus 161kV | N | Reliability |  | Artesia | West Columbus | Tennessee Valley Authority | 18642 | F | 1 | 11 | OH | AC | 151-199 | 151-199 | 2 | 2 | 423 | 2022-08-15 | 2022-08-15
SERC-C |  | SERC-2765 | Under Construction | SERC | North Dayton 161kV Loop | N | Reliability |  | North Dayton TL | North Dayton TL | Tennessee Valley Authority | 18642 | F | 1 | 11 | OH | AC | 151-199 | 151-199 | 2 | 2 | 347 | 2023-12-18 | 2024-10-07
SERC-C |  | SERC-2767 | Planned | SERC | North Oakland - Coffeeville 161kV | N | Reliability |  | North Oakland | Coffeeville | Tennessee Valley Authority | 18642 | F | 1 | 20 | OH | AC | 151-199 | 151-199 | 1 | 1 | 299 | 2024-12-01 | 2025-06-01
SERC-C |  | SERC-2769 | Planned | SERC | Dickson - Locust Creek 161kV | N | Reliability |  | Dickson | Locust Creek | Tennessee Valley Authority | 18642 | F | 1 | 24 | OH | AC | 151-199 | 151-199 | 1 | 1 | 299 | 2025-06-01 | 2025-06-01
SERC-C |  | SERC-2770 | Planned | SERC | Midway- South Macon 161kV | N | Reliability |  | Midway | South Macon | Tennessee Valley Authority | 18642 | F | 1 | 20 | OH | AC | 151-199 | 151-199 | 1 | 1 | 299 | 2026-03-01 | 2026-06-01
SERC-C |  | SERC-2771 | Planned | SERC | South Macon - Dekalb 161kV | N | Reliability |  | South Macon | Dekalb | Tennessee Valley Authority | 18642 | F | 1 | 40 | OH | AC | 151-199 | 151-199 | 1 | 1 | 299 | 2026-03-01 | 2026-06-01
SERC-C |  | SERC-2822 | Planned | SERC | Zachary to Locust Creek | Y | Reliability |  | Zachary | Locust Creek | Associated Electric Cooperative, Inc. | 924 | C | 1 | 33 | OH | AC | 151-199 | 151-199 | 1 | 1 |  | 2025-12-31 | 2025-12-31
SERC-C |  | SERC-2848 | Planned | SERC | Tiptonville - N Madrid 161kV #2 | N | Reliability |  | Tiptonville | New Madrid | Tennessee Valley Authority | 18642 | F | 0.48 | 11 | OH | AC | 151-199 | 151-199 | 1 | 1 | 730 | 2025-06-01 | 2025-06-01
SERC-E |  | SERC-0741 | Planned | SERC | Marion - Conway 230 kV | N | Reliability |  | Marion | Conway | South Carolina Public Service Authority | 17543 | F | 1 | 47 | OH | AC | 200-299 | 200-299 | 1 | 1 | 956 | 2018-12-31 | 2024-09-01
SERC-E |  | SERC-1983 | Under Construction | SERC | Johns Island (SC) - Queensboro (SG) 115 kV | Y | Reliability |  | Johns Island | Queensboro | South Carolina Public Service Authority | 17543 | F | 1 | 12 | OH | AC | 100-120 | 100-120 | 1 | 1 |  | 2018-06-01 | 2022-08-01
SERC-E |  | SERC-2098 | Planned | SERC | Canadys - Ritter 230kV | N | Reliability |  | Canadys | Ritter | Dominion Energy South Carolina, Inc. | 17539 | I | 1 | 17.8 | OH | AC | 200-299 | 200-299 | 2 | 2 | 948 | 2020-12-31 | 2027-05-01
SERC-E |  | SERC-2649 | Planned | SERC | Craggy-Enka 230 kV Line. Construct Line | N | Reliability |  | Craggy | Enka | Duke Energy Progress, LLC | 3046 | I | 1 | 10 | OH | AC | 200-299 | 200-299 | 2 | 2 | 644 | 2026-12-01 | 2026-12-01
SERC-E |  | SERC-2678 | Planned | SERC | Ritter - Yemassee 230kV #1 | N | Reliability |  | Ritter | Yemassee | Dominion Energy South Carolina, Inc. | 17539 | I | 1 | 17.19 | OH | AC | 200-299 | 200-299 | 1 | 1 | 948 | 2026-06-01 | 2026-06-01
SERC-E |  | SERC-2679 | Planned | SERC | Ritter - Yemassee 230kV #2 | N | Reliability |  | Ritter | Yemassee | Dominion Energy South Carolina, Inc. | 17539 | I | 1 | 17.19 | OH | AC | 200-299 | 200-299 | 1 | 1 | 948 | 2026-06-01 | 2026-06-01
SERC-E |  | SERC-2737 | Conceptual | SERC | Conway - Perry Road 230 kV Line | N | Reliability |  | Conway | Perry Road | South Carolina Public Service Authority | 17543 | F | 1 | 20 | OH | AC | 200-299 | 200-299 | 1 | 1 |  | 2025-12-01 | 2025-12-01
SERC-E |  | SERC-2814 | Conceptual | SERC | Sandy Ridge 230 kV Line | N | Reliability |  | Morning Star Tie | Newport Tie | Duke Energy Carolinas, LLC | 5416 | I | 1 | 33.6 | OH | AC | 200-299 | 200-299 | 2 | 2 | 421 | 2028-06-01 | 2028-06-01
SERC-E |  | SERC-2832 | Conceptual | SERC | Marion - Red Bluff 230 kV Line | N | Reliability |  | Marion | Red Bluff | South Carolina Public Service Authority | 17543 | F | 1 | 15 | OH | AC | 200-299 | 200-299 | 1 | 1 |  | 2027-12-31 | 2027-12-31
SERC-SE |  | SERC-0741 | Planned | SERC | Elsanor-Miflin 115kV | N | Reliability |  | Elsanor | Miflin | PowerSouth Energy Cooperative | 189 | C | 1 | 11.3 | OH | AC | 100-120 | 100-120 | 1 | 1 | 240 | 2020-06-01 | 2023-06-01
SERC-SE |  | SERC-2366 | Planned | SERC | Argyle-Santa Rosa 115kV Project | N | Reliability | Other | Argyle | Santa Rosa | Gulf Power Company | 7801 | I | 1 | 35 | OH | AC | 100-120 | 100-120 | 1 | 1 | 298 | 2023-05-01 | 2025-06-01
SERC-SE |  | SERC-2422 | Planned | SERC | Possum Branch - Roopville | N | Reliability |  | Possum Branch | Roopville | Georgia Transmission Corporation | 7197 | C | 1 | 14 | OH | AC | 200-299 | 200-299 | 1 | 1 | 602 | 2022-05-01 | 2023-01-19
SERC-SE |  | SERC-2436 | Planned | SERC | Bassett Creek - Ellicott 230kV | N | Reliability |  | Bassett Creek | Ellicot | Alabama Power Company | 195 | I | 1 | 61 | OH | AC | 200-299 | 200-299 | 1 | 1 |  | 2022-06-01 | 2022-12-01
SERC-SE |  | SERC-2497 | Planned | SERC | PNG-55 RAVEN-SINAI CEMETARY 161kV PROJECT | Y | Reliability | Other | Sinai | Raven | Gulf Power Company | 7801 | I | 1 | 176 | OH | AC | 151-199 | 151-199 | 1 | 1 |  | 2021-12-01 | 2022-06-01
SERC-SE |  | SERC-2508 | Planned | SERC | Possum Branch Project | N | Reliability |  | Possum Branch | Roopville | Georgia Power Company | 7140 | I | 1 | 14 | OH | AC | 200-299 | 200-299 | 1 | 1 |  | 2022-06-01 | 2022-06-01
SERC-SE |  | SERC-2681 | Planned | SERC | Highway 45/Highway 234 - Westover | N | Reliability |  | Gillionville | Greenhouse Road | Georgia Transmission Corporation | 7197 | C | 1 | 16 | OH | AC | 100-120 | 100-120 | 1 | 1 | 216 | 2023-11-01 | 2025-06-01
SERC-SE |  | SERC-2850 | Planned | SERC | Lagrange Primary - North Opelika | Y | Reliability |  | Lagrange Primary | North Opelika | Georgia Transmission Corporation | 7197 | C | 1 | 15 | OH | AC | 200-299 | 200-299 | 1 | 1 | 602 | 2026-06-01 | 2026-06-01
SERC-SE |  | SERC-2852 | Planned | SERC | East Moultrie - Highway 112 | N | Reliability |  | East Moultrie | Highway 112 | Georgia Transmission Corporation | 7197 | C | 1 | 30 | OH | AC | 200-299 | 200-299 | 1 | 1 | 602 | 2025-06-01 | 2025-06-01
SERC-SE |  | SERC-2895 | Planned | SERC | Carriere SW – Marion SE 230 | N | Reliability |  | Carriere SW | Marion SE | Mississippi Power Company | 12686 | I | 1 | 33 | OH | AC | 200-299 | 200-299 | 1 | 1 |  | 2023-12-01 | 2023-12-01
SERC-SE |  | SERC-2897 | Planned | SERC | Union Springs - Pinckard 115kV | N | Reliability |  | Union Springs | Pinckard | Alabama Power Company | 195 | I | 1 | 58.1 | OH | AC | 100-120 | 100-120 | 1 | 1 |  | 2030-06-01 | 2030-06-01
SERC-SE |  | SERC-2898 | Planned | SERC | Autaugaville - East Pelham 230 kV | N | Reliability |  | Autaugaville | East Pelham | Alabama Power Company | 195 | I | 1 | 75 | OH | AC | 200-299 | 200-299 | 1 | 1 |  | 2027-06-01 | 2027-06-01
SERC-SE |  | SERC-2900 | Planned | SERC | Eatonton Primary - Oasis 230 kV Line Reconductor | N | Reliability |  | Eatonton Primary | Oasis | Georgia Power Company | 7140 | I | 1 | 25.6 | OH | AC | 200-299 | 200-299 | 1 | 1 |  | 2024-06-01 | 2024-06-01
SERC-SE |  | SERC-2902 | Planned | SERC | Norcross - Snellville 115 kV Line Rebuild | N | Reliability |  | Norcross | Snellville | Georgia Power Company | 7140 | I | 1 | 14.42 | OH | AC | 100-120 | 100-120 | 1 | 1 |  | 2024-12-01 | 2024-12-01
SERC-SE |  | SERC-2903 | Planned | SERC | Arkwright - Llyod Shoals 115 kV Line Reconductor | N | Reliability |  | Arkwright | Llyod Shoals | Georgia Power Company | 7140 | I | 1 | 35.7 | OH | AC | 100-120 | 100-120 | 1 | 1 |  | 2024-06-01 | 2024-06-01
SERC-SE |  | SERC-2904 | Planned | SERC | Baxley - Jesup 115 kV Line Rebuild | N | Reliability |  | Baxley | Jesup | Georgia Power Company | 7140 | I | 1 | 14.9 | OH | AC | 100-120 | 100-120 | 1 | 1 |  | 2024-06-01 | 2024-06-01
WECC-AB |  |  | Completed | WECC | 1043L -- 786-2 - Energization 2 - new 904L (renumbered as 1043L) AltaLink | No | Reliability | Economic/Cogestion | 320P | 816S | AESO |  | I | AltaLink - 100% | 39.6187 | OH | AC | 200-299 | 240 | 1 | 1 | 989-1225 |  | 2016-09-01
WECC-AB |  |  | Completed | WECC | 161L-10A -- 787-11 - Southern Alberta Transmission Reinforcement; Energization 11 - Blackie Area 138kV Upgrade | No | Variable/Renewable Integration | Economic/Cogestion | 255S | 504S | AESO |  | I | AltaLink - 100% | 38.7549 | OH | AC | 121-150 | 138 | 1 | 1 | 117-120 |  | 2016-05-01
WECC-AB |  |  | Completed | WECC | 426-1;426-2;426-3;426-4 -- 813-11 - Red Deer Area Transmission Development; EN11 - Rebuild 80L from South Red Deer 194S to Red Deer 63S | No | Economics / Congestion | Reliability | 194S | 63S | AESO |  | I | AltaLink - 100% | 3.0571 | OH | AC | 121-150 | 138 | 1 | 1 | 174-237 |  | 2016-09-01
WECC-AB |  |  | Completed | WECC | 427-1;427-2 -- 813-121 - Red Deer Area Transmission Development; EN121 - Rebuild Red Deer 63S to Piper Creek 247S (427L) | No | Economics / Congestion | Reliability | 63S | 247S | AESO |  | I | AltaLink - 100% | 5.9279 | OH | AC | 121-150 | 138 | 1 | 1 | 252-314 |  | 2016-09-01
WECC-AB |  |  | Completed | WECC | 674-10A;674-10B -- 787-6 - Southern Alberta Transmission Reinforcement; Energization 6 - Med Hat Area 138kV Line Development | No | Variable/Renewable Integration | Economic/Cogestion | 649S | 244S | AESO |  | I | AltaLink - 100% | 0.74565 | OH | AC | 121-150 | 138 | 1 | 1 | 81-165 |  | 2016-12-01
WECC-AB |  |  | Completed | WECC | 676-10A -- 787-6 - Southern Alberta Transmission Reinforcement; Energization 6 - Med Hat Area 138kV Line Development | No | Variable/Renewable Integration | Economic/Cogestion | 523S | 244S | AESO |  | I | AltaLink - 100% | 31.0685 | OH | AC | 121-150 | 138 | 2 | 2 | 365-500 |  | 2016-04-01
WECC-AB |  |  | Completed | WECC | 7L139-1 -- 811-4 - Central East Area Transmission Development; EN-4 - St. Paul Area Upgrades - St. Paul 707S and 7L139/7L70 in/out | No | Variable/Renewable Integration | Economic/Cogestion | 7LA139 | 819S | AESO |  | I | ATCO Electric - 100% | 24.2335 | OH | AC | 121-150 | 138 | 1 | 1 | 109-150 |  | 2016-04-01
WECC-AB |  |  | Completed | WECC | 7L139-2 -- 811-4 - Central East Area Transmission Development; EN-4 - St. Paul Area Upgrades - St. Paul 707S and 7L139/7L70 in/out | No | Variable/Renewable Integration | Economic/Cogestion | 7LA139 | 707S | AESO |  | I | ATCO Electric - 100% | 28.5831 | OH | AC | 121-150 | 138 | 1 | 1 | 109-150 |  | 2016-04-01
WECC-AB |  |  | Completed | WECC | 7L70-1a -- 811-4 - Central East Area Transmission Development; EN-4 - St. Paul Area Upgrades - St. Paul 707S and 7L139/7L70 in/out | No | Variable/Renewable Integration | Economic/Cogestion | 700S | 707S | AESO |  | I | ATCO Electric - 100% | 43.496 | OH | AC | 121-150 | 138 | 1 | 1 | 95-130 |  | 2016-04-01
WECC-AB |  |  | Completed | WECC | 876L-10A -- 787-11 - Southern Alberta Transmission Reinforcement; Energization 11 - Blackie Area 138kV Upgrade | No | Variable/Renewable Integration | Economic/Cogestion | 253S | 179S | AESO |  | I | AltaLink - 100% | 32.3057 | OH | AC | 121-150 | 138 | 1 | 1 | 85-90 |  | 2016-05-01
WECC-AB |  |  | Completed | WECC | 892-10A;892-10B -- 787-6 - Southern Alberta Transmission Reinforcement; Energization 6 - Med Hat Area 138kV Line Development | No | Variable/Renewable Integration | Economic/Cogestion | 895S | 244S | AESO |  | I | AltaLink - 100% | 39.5503 | OH | AC | 121-150 | 138 | 2 | 2 | 67-165 |  | 2016-12-01
WECC-AB |  |  | Completed | WECC | 909L -- 786-5 - Energization 5 - 909L re-terminate back to Sundance | No | Reliability | Economic/Cogestion | 310P | 665S | AESO |  | I | AltaLink - 100% | 46.7769 | OH | AC | 200-299 | 240 | 1 | 1 | 481-599 |  | 2016-09-01
WECC-AB |  |  | Completed | WECC | 1055L-20a -- 786-11 - Energization 11 - 8km of rebuild 904L (1043L) TransAlta | No | Reliability | Economic/Cogestion | 816S | E629S | AESO |  | I | AltaLink - 100% | 3.3678 | OH | AC | 200-299 | 240 | 1 | 1 | 416-527 |  | 2017-07-01
WECC-AB |  |  | Completed | WECC | 1056L-10a, 1056L-10b -- 786-11 - Energization 11 - 8km of rebuild 904L (1043L) TransAlta | No | Reliability | Economic/Cogestion | E629S | 89S | AESO |  | I | AltaLink - 100% | 2.5663 | OH | AC | 200-299 | 240 | 1 | 1 | 416-527 |  | 2017-07-01
WECC-AB |  |  | Completed | WECC | 1082-1 -- 813-34 - Red Deer Area Transmission Development; EN34 - New Hazelwood 240/138kV Substation 287S | No | Economics / Congestion | Reliability | 63S | 287S | AESO |  | I | AltaLink - 100% | 22.2264 | OH | AC | 200-299 | 240 | 2 | 2 | 481-599 |  | 2017-03-01
WECC-AB |  |  | Completed | WECC | 1112-1 -- 850-2 - South and West of Edmonton Transmission Development; Energization 2 - New Saunders Lake 240/138kV Substation; re-terminate 910L; 914L; 780L & 858L at Saunders Lake; build lines between Nisku & proposed Saunders Lake; and reconfiguration | No | Reliability | Economic/Cogestion | 289S | 89S | AESO |  | I | AltaLink - 100% | 9.3827 | OH | AC | 200-299 | 240 | 2 | 2 | 550-610 |  | 2017-07-01
WECC-AB |  |  | Completed | WECC | 1139-1;1139-2 -- 850-1 - South and West of Edmonton Transmission Development; Energization 1 - Harry Smith Sub | No | Reliability | Economic/Cogestion | 367S | PETROLIA | AESO |  | I | AltaLink - 100% | 13.6702 | OH | AC | 200-299 | 240 | 1 | 1 | 989-1225 |  | 2017-07-01
WECC-AB |  |  | Completed | WECC | 1140-1 -- 850-2 - South and West of Edmonton Transmission Development; Energization 2 - New Saunders Lake 240/138kV Substation; re-terminate 910L; 914L; 780L & 858L at Saunders Lake; build lines between Nisku & proposed Saunders Lake; and reconfiguration | No | Reliability | Economic/Cogestion | 289S | 89S | AESO |  | I | AltaLink - 100% | 9.3827 | OH | AC | 200-299 | 240 | 2 | 2 | 550-610 |  | 2017-07-01
WECC-AB |  |  | Completed | WECC | 174-1a -- 850-3 - South and West of Edmonton Transmission Development; Energization 3 - New 138kV Lines from 780L to Cooking Lake & 174L; and reconfiguration of affected substations | No | Reliability | Economic/Cogestion | 197S | 289S | AESO |  | I | AltaLink - 100% | 41.0105 | OH | AC | 121-150 | 138 | 1 | 1 | 85-99 |  | 2017-07-01
WECC-AB |  |  | Completed | WECC | 26.81L-1 -- 1354-1 - Foothills Area Transmission Development - Third Circuit; Sub Project 1 - All Equipment | No | Economics / Congestion | Reliability | SS-26 | SS-32 | AESO |  | I | Enmax - 100% | 5.903 | OH | AC | 121-150 | 138 | 1 | 1 | 267-287 |  | 2017-09-01
WECC-AB |  |  | Completed | WECC | 41.84L-1 -- 1354-1 - Foothills Area Transmission Development - Third Circuit; Sub Project 1 - All Equipment | No | Economics / Congestion | Reliability | SS-54 | SS-41 | AESO |  | I | Enmax - 100% | 6.4933 | OH | AC | 121-150 | 138 | 1 | 1 | 287-287 |  | 2017-09-01
WECC-AB |  |  | Completed | WECC | 419-1 -- 813-34 - Red Deer Area Transmission Development; EN34 - New Hazelwood 240/138kV Substation 287S | No | Economics / Congestion | Reliability | 214S | 287S | AESO |  | I | AltaLink - 100% | 1.8641 | OH | AC | 121-150 | 138 | 1 | 1 | 252-314 |  | 2017-03-01
WECC-AB |  |  | Completed | WECC | 420-1 -- 813-34 - Red Deer Area Transmission Development; EN34 - New Hazelwood 240/138kV Substation 287S | No | Economics / Congestion | Reliability | 214S | 287S | AESO |  | I | AltaLink - 100% | 1.8641 | OH | AC | 121-150 | 138 | 1 | 1 | 252-314 |  | 2017-03-01
WECC-AB |  |  | Completed | WECC | 423-1 -- 813-423 - Red Deer Area Transmission Development: 423L | No | Economics / Congestion | Reliability | 212S | 332S | AESO |  | I | AltaLink - 100% | 8.5563 | OH | AC | 121-150 | 138 | 1 | 1 | 252-314 |  | 2017-03-01
WECC-AB |  |  | Completed | WECC | 446-1 -- 850-1 - South and West of Edmonton Transmission Development; Energization 1 - Harry Smith Sub | No | Reliability | Economic/Cogestion | 305S | 367S | AESO |  | I | AltaLink - 100% | 8.0778 | OH | AC | 121-150 | 138 | 2 | 2 | 354-466 |  | 2017-07-01
WECC-AB |  |  | Completed | WECC | 452-1 -- 850-1 - South and West of Edmonton Transmission Development; Energization 1 - Harry Smith Sub | No | Reliability | Economic/Cogestion | 434S | 367S | AESO |  | I | AltaLink - 100% | 8.14 | OH | AC | 121-150 | 138 | 1 | 1 | 120-149 |  | 2017-07-01
WECC-AB |  |  | Completed | WECC | 453-1 -- 850-1 - South and West of Edmonton Transmission Development; Energization 1 - Harry Smith Sub | No | Reliability | Economic/Cogestion | 305S | 367S | AESO |  | I | AltaLink - 100% | 8.0778 | OH | AC | 121-150 | 138 | 2 | 2 | 354-466 |  | 2017-07-01
WECC-AB |  |  | Completed | WECC | 454-1 -- 850-2 - South and West of Edmonton Transmission Development; Energization 2 - New Saunders Lake 240/138kV Substation; re-terminate 910L; 914L; 780L & 858L at Saunders Lake; build lines between Nisku & proposed Saunders Lake; and reconfiguration | No | Reliability | Economic/Cogestion | 149S | 289S | AESO |  | I | AltaLink - 100% | 1.2427 | OH | AC | 121-150 | 138 | 2 | 2 | 354-466 |  | 2017-07-01
WECC-AB |  |  | Completed | WECC | 455-1 -- 850-2 - South and West of Edmonton Transmission Development; Energization 2 - New Saunders Lake 240/138kV Substation; re-terminate 910L; 914L; 780L & 858L at Saunders Lake; build lines between Nisku & proposed Saunders Lake; and reconfiguration | No | Reliability | Economic/Cogestion | 149S | 289S | AESO |  | I | AltaLink - 100% | 1.2427 | OH | AC | 121-150 | 138 | 2 | 2 | 354-466 |  | 2017-07-01
WECC-AB |  |  | Completed | WECC | 54.81L-1 -- 1354-1 - Foothills Area Transmission Development - Third Circuit; Sub Project 1 - All Equipment | No | Economics / Congestion | Reliability | SS-54 | SS-65 | AESO |  | I | Enmax - 100% | 6.5244 | OH | AC | 121-150 | 138 | 1 | 1 | 267-267 |  | 2017-09-01
WECC-AB |  |  | Cancelled - Load Growth | WECC | 755L | No | Economics / Congestion | Reliability | 247S | 535S | AESO |  | I | AltaLink - 100% | 18.96 | OH | AC | 121-150 | 138 | 1 | 1 | 252-314 |  | 2017-03-01
WECC-AB |  |  | Completed | WECC | 780-1a -- 850-3 - South and West of Edmonton Transmission Development; Energization 3 - New 138kV Lines from 780L to Cooking Lake & 174L; and reconfiguration of affected substations | No | Reliability | Economic/Cogestion | 38S | 522S | AESO |  | I | AltaLink - 100% | 28.8005 | OH | AC | 121-150 | 138 | 1 | 1 | 98-145 |  | 2017-07-01
WECC-AB |  |  | Completed | WECC | 910-1a -- 850-2 - South and West of Edmonton Transmission Development; Energization 2 - New Saunders Lake 240/138kV Substation; re-terminate 910L; 914L; 780L & 858L at Saunders Lake; build lines between Nisku & proposed Saunders Lake; and reconfiguration | No | Reliability | Economic/Cogestion | 289S | 288S | AESO |  | I | AltaLink - 100% | 22.5558 | OH | AC | 200-299 | 240 | 2 | 2 | 466-599 |  | 2017-07-01
WECC-AB |  |  | Completed | WECC | 914-1a -- 850-2 - South and West of Edmonton Transmission Development; Energization 2 - New Saunders Lake 240/138kV Substation; re-terminate 910L; 914L; 780L & 858L at Saunders Lake; build lines between Nisku & proposed Saunders Lake; and reconfiguration | No | Reliability | Economic/Cogestion | 289S | 86S | AESO |  | I | AltaLink - 100% | 19.8342 | OH | AC | 200-299 | 240 | 2 | 2 | 481-599 |  | 2017-07-01
WECC-AB |  |  | Planned | WECC | 1004-1 -- 787-7 - Southern Alberta Transmission Reinforcement; Energization 7 - Castle Rock Ridge to Chapel Rock 240 kV Line | No | Variable/Renewable Integration | Economic/Cogestion | 205S | 491S | AESO |  | I | AltaLink - 100% | 24.8548 | OH | AC | 200-299 | 240 | 2 | 2 | 977-1334 |  | 2023-05-01
WECC-AB |  |  | Planned | WECC | 1201-2b -- 787-7 - Southern Alberta Transmission Reinforcement; Energization 7 - Castle Rock Ridge to Chapel Rock 240 kV Line | Yes | Variable/Renewable Integration | Economic/Cogestion | 491S | 1201L | AESO |  | I | AltaLink - 100% | 3.7282 | OH | AC | 400-599 | 500 | 2 | 2 | 1222-3216 |  | 2023-05-01
WECC-AB |  |  | Planned | WECC | 1235-1;1235-2 -- 787-7 - Southern Alberta Transmission Reinforcement; Energization 7 - Castle Rock Ridge to Chapel Rock 240 kV Line | No | Variable/Renewable Integration | Economic/Cogestion | 520S | 491S | AESO |  | I | AltaLink - 100% | 127.729 | OH | AC | 400-599 | 500 | 1 | 1 | 1222-3216 |  | 2023-05-01
WECC-AB |  |  | Planned | WECC | 992-1 -- 787-7 - Southern Alberta Transmission Reinforcement; Energization 7 - Castle Rock Ridge to Chapel Rock 240 kV Line | No | Variable/Renewable Integration | Economic/Cogestion | 205S | 491S | AESO |  | I | AltaLink -- 100% | 24.8548 | OH | AC | 200-299 | 240 | 2 | 2 | 977-1334 |  | 2023-05-01
WECC-AB |  |  | Completed | WECC | 9L01 -- 1186-1 Thickwoood and 240 kV Lines | No | Reliability | Economic/Cogestion | 951S | 848S | AESO |  | I | ATCO Electric - 100% | 22.8168 | OH | AC | 200-299 | 240 | 1 | 1 | 550-774 |  | 2018-10-01
WECC-AB |  |  | Completed | WECC | 9L07 -- 1186-1 Thickwoood and 240 kV Lines | No | Reliability | Economic/Cogestion | 951S | 2011S | AESO |  | I | ATCO Electric - 100% | 35.7911 | OH | AC | 200-299 | 240 | 1 | 1 | 550-774 |  | 2018-10-01
WECC-AB |  |  | Completed | WECC | 9L07-2 -- 1186-1 - Thickwood Hills 240 kV Transmission Development and Reactive Power Reinforcement; Energization 1 - Thickwoood and 240 kV Lines | No | Reliability | Economic/Cogestion | 951S | 2011S | AESO |  | I | ATCO Electric - 100% | 34.4923 | OH | AC | 200-299 | 240 | 1 | 1 | 550-842 |  | 2018-10-01
WECC-AB |  |  | Completed | WECC | 9L12 -- 1186-1 Thickwoood and 240 kV Lines | No | Reliability | Economic/Cogestion | 951S | 888S | AESO |  | I | ATCO Electric - 100% | 25.6254 | OH | AC | 200-299 | 240 | 2 | 2 | 550-774 |  | 2018-10-01
WECC-AB |  |  | Completed | WECC | 9L30 -- 1186-1 Thickwoood and 240 kV Lines | No | Reliability | Economic/Cogestion | 951S | 888S | AESO |  | I | ATCO Electric - 100% | 24.9916 | OH | AC | 200-299 | 240 | 2 | 2 | 550-774 |  | 2018-10-01
WECC-AB |  |  | Completed | WECC | 9L30-1a;9L30-2a -- 1186-1 - Thickwood Hills 240 kV Transmission Development and Reactive Power Reinforcement; Energization 1 - Thickwoood and 240 kV Lines | No | Reliability | Economic/Cogestion | 888S | 951S | AESO |  | I | ATCO Electric - 100% | 24.482 | OH | AC | 200-299 | 240 | 1 | 1 | 416-632 |  | 2018-10-01
WECC-AB |  |  | Completed | WECC | 9L58-1a -- 1186-1 - Thickwood Hills 240 kV Transmission Development and Reactive Power Reinforcement; Energization 1 - Thickwoood and 240 kV Lines | No | Reliability | Economic/Cogestion | 848S | 951S | AESO |  | I | Unspecified Entrepreneur - 100% | 18.7654 | OH | AC | 200-299 | 240 | 2 | 2 | 550-842 |  | 2018-10-01
WECC-AB |  |  | Completed | WECC | 9L68-1 -- 1186-1 - Thickwood Hills 240 kV Transmission Development and Reactive Power Reinforcement; Energization 1 - Thickwoood and 240 kV Lines | No | Reliability | Economic/Cogestion | 888S | 951S | AESO |  | I | ATCO Electric - 100% | 24.482 | OH | AC | 200-299 | 240 | 2 | 2 | 550-842 |  | 2018-10-01
WECC-AB |  |  | Completed | WECC | 1045AL-10A, 1045AL-10B -- Keephills Area Transmission Re-configuration works | No | Reliability | Economic/Cogestion | 320P | 1045AL | AESO |  | I | AltaLink - 100% | 2.3457 | OH | AC | 200-299 | 240 | 1 | 1 | 603-745 |  | 2018-05-01
WECC-AB |  |  | Completed | WECC | 12L41 -- 1590-1 Fort McMurray West 500 kV Transmission Project | No | Reliability | Economic/Cogestion | 951S | 939S | AESO |  | I | ATCO Electric - 100% | 62.1373 | OH | AC | 400-599 | 500 | 1 | 1 | 3500-3500 |  | 2019-06-01
WECC-AB |  |  | Completed | WECC | 12L44 -- 1590-1 Fort McMurray West 500 kV Transmission Project | No | Reliability | Economic/Cogestion | 510S | 939S | AESO |  | I | ATCO Electric - 100% | 254.7628 | OH | AC | 400-599 | 500 | 1 | 1 | 3500-3500 |  | 2019-06-01
WECC-AB |  |  | Completed | WECC | 12L41-10A -- 1655 Sunnybrook and Livock Interconnection with Fort McMurray West 500 kV Transmission Facilities | No | Reliability | Economic/Cogestion | 510S | 939S | AESO |  | I | AltaLink -- 100% | 0.14167 | OH | AC | 400-599 | 500 | 1 | 1 | 3200-3464 |  | 2019-03-01
WECC-AB |  |  | Completed | WECC | 807L -- 1381 807L Capacity Increase | No | Economics / Congestion | Reliability | 233S | 807AL | AESO |  | I | AltaLink -- 100% | 2.56 | OH | AC | 121-150 | 138 | 1 | 1 | 175-217
WECC-AB |  |  | Planned | WECC | 2.84L--1456 Downtown Calgary Transmission Reinforcement | No | Reliability | Economic/Cogestion | SS-2 | SS-8 | AESO |  | I | Enmax - 100% | 3.28 | UG | AC | 121-150 | 138 | 1 | 1 | 300-300 |  | 2021-10-01
WECC-AB |  |  | Planned | WECC | 7L65-2a --1781 Provost to Edgerton & Nilrem to Vermilion Transmission Development | No | Reliability | Economic/Cogestion | 7L65 Tap | 2007S | AESO |  | I | ATCO Electric - 100% | 38.54 | OH | AC | 121-150 | 138 | 1 | 1 | 109-139 |  | 2023-12-31
WECC-AB |  |  | Planned | WECC | 7L205 --1781 Provost to Edgerton & Nilrem to Vermilion Transmission Development | No | Reliability | Economic/Cogestion | 710S | 2007S | AESO |  | I | ATCO Electric - 100% | 6.275 | OH | AC | 121-150 | 138 | 1 | 1 | 109-139 |  | 2023-12-31
WECC-AB |  |  | Planned | WECC | 7L233 --1781 Provost to Edgerton & Nilrem to Vermilion Transmission Development | No | Reliability | Economic/Cogestion | 574S | 2007S | AESO |  | I | ATCO Electric - 100% | 63.3799 | OH | AC | 121-150 | 138 | 1 | 1 | 365-455 |  | 2023-12-31
WECC-AB |  |  | Planned | WECC | 459AL --1781 Provost to Edgerton & Nilrem to Vermilion Transmission Development | No | Reliability | Economic/Cogestion | 267S | 459L Tap | AESO |  | I | AltaLink - 100% | 11.197 | OH | AC | 121-150 | 138 | 1 | 1 | 121-148 |  | 2023-12-31
WECC-AB |  |  | Planned | WECC | 459L-1 --1781 Provost to Edgerton & Nilrem to Vermilion Transmission Development | No | Reliability | Economic/Cogestion | 650S | 459L Tap | AESO |  | I | AltaLink - 100% | 11.8061 | OH | AC | 121-150 | 138 | 1 | 1 | 365-455 |  | 2023-12-31
WECC-AB |  |  | Planned | WECC | 459L-2 --1781 Provost to Edgerton & Nilrem to Vermilion Transmission Development | No | Reliability | Economic/Cogestion | 899S | 459L Tap | AESO |  | I | AltaLink - 100% | 18.6411 | OH | AC | 121-150 | 138 | 1 | 1 | 365-455 |  | 2023-12-31
WECC-BC |  |  | Completed | WECC | Peace Region Electric Supply (PRES) 2L391 & 2L392 Project |  | Economics / Congestion | Other | South Bank, BC | Shell Groundbirch, BC | BCH |  | S | 1 | 36 |  | AC | 200-299 | 230 | 1 | 1 |  | 2021-10-01 | 2021-05-01
WECC-BC |  |  | Planned | WECC | 5L6 (South Bank to Peace Canyon) |  | Economics / Congestion | Other | South Bank, BC | Peace Canyon, BC | BCH |  | S | 1 | 47 |  | AC | 400-599 | 500 | 1 | 1 |  |  | 2023-08-01
WECC-BC |  |  | Planned | WECC | 5L15 (Site C to South Bank) |  | Economics / Congestion | Other | Site C, BC | South Bank, BC | BCH |  | S | 1 | 0.7 |  | AC | 400-599 | 500 | 1 | 1 |  |  | 2023-08-01
WECC-BC |  |  | Planned | WECC | 5L16 (Site C to South Bank) |  | Economics / Congestion | Other | Site C, BC | South Bank, BC | BCH |  | S | 1 | 0.7 |  | AC | 400-599 | 500 | 1 | 1 |  |  | 2023-08-01
WECC-BC |  |  | Planned | WECC | 5L17 (Site C to South Bank) |  | Economics / Congestion | Other | Site C, BC | South Bank, BC | BCH |  | S | 1 | 0.7 |  | AC | 400-599 | 500 | 1 | 1 |  |  | 2023-08-01
WECC-BC |  |  | Conceptual | WECC | Downtown Vancouver Electricity Supply - West End Substation |  | Economics / Congestion | Other | Horne Payne | West End (via Murrin, Cathedral Square) | BCH |  | S | 1 | 8.9 |  | AC | 200-299 | 230 | 1 | 1 |  |  | 2030-05-01
WECC-BC |  |  | Planned | WECC | Peace Canyon 5RX1 on 5L3 Replacement |  | Economics / Congestion | Other | Peace Canyon, BC | Kennedy, BC | BCH |  | S | 1 | 86 |  | AC | 400-599 | 500 | 1 | 1 |  |  | 2027-07-01
WECC-BC |  |  | Planned | WECC | Vancouver Island 2L146 Cable Replacement |  | Economics / Congestion | Other | Goward, BC | Horsey, BC | BCH |  | S | 1 | 4.4 |  | AC | 200-299 | 230 | 1 | 1 |  |  | 2027-08-01
WECC-BC |  |  | Planned | WECC | Williston Shunt Elements on 5L7 Reconfiguration |  | Economics / Congestion | Other | Williston, BC | Williston, BC | BCH |  | S | 1 | 86 |  | AC | 400-599 | 500 | 1 | 1 |  |  | 2027-04-01
WECC-BC |  |  | Planned | WECC | Transmission Line 2L90 Thermal Upgrade |  | Economics / Congestion | Other | Bridge River, BC | Kelly Lake, BC | BCH |  | S | 1 | 47 |  | AC | 200-299 | 230 | 1 | 1 |  |  | 2025-10-01
WECC-BC |  |  | Planned | WECC | West Kelowna Transmission 1L240 Project (WKTP) |  | Reliability | Economic/Cogestion | Nicola, BC | West Bank, BC | BCH |  | S | 1 | 49 |  | AC | 121-150 | 138 | 1 | 1 |  |  | 2028-07-01
WECC-BC |  |  | Planned | WECC | Customer's Mining 2L102-F Project |  | Economics / Congestion | Other | Skeena, BC | Treat Creek, BC | BCH |  | S | 1 | 175 |  | AC | 200-299 | 287 | 1 | 1 |  |  | 2024-05-01
WECC-BC |  |  | Planned | WECC | Prince George Terrace Compensation (PGTC, 65% SC on 5L61, 5L62, and 5L63) |  | Economics / Congestion | Other | Williston, BC | Skeena, BC | BCH |  | S | 1 | 279 |  | AC | 400-599 | 500 | 1 | 1 |  |  | 2026-10-01
WECC-CAMX |  |  | Planned | WECC | Chapultepec entronque CPD - SRY | No | Reliability | Reliability | Chapultepec (CHQ) | Cerro Prieto Dos (CPD) | CFE |  | F | 1 | 2.486 | OH | AC | 200-299 | 230 | 2 | 2 | 438 |  | 2023-10-01
WECC-CAMX |  |  | Planned | WECC | Chapultepec entronque CPD - SRY | No | Reliability | Reliability | Chapultepec (CHQ) | San Luis Rey (SRY) | CFE |  | F | 1 | 2.486 | OH | AC | 200-299 | 230 | 2 | 2 | 438 |  | 2023-10-01
WECC-CAMX |  |  | Planned | WECC | Maneadero entronque CIP-KON | No | Reliability | Reliability | Maneadero (MND) | Cipres (CIP) | CFE |  | F | 1 | 1.8645 | OH | AC | 100-120 | 115 | 2 | 2 | 179.3 |  | 2023-11-01
WECC-CAMX |  |  | Planned | WECC | Maneadero entronque CIP-KON | No | Reliability | Reliability | Maneadero (MND) | Cañon (KON) | CFE |  | F | 1 | 1.8645 | OH | AC | 100-120 | 115 | 2 | 2 | 179.3 |  | 2023-11-01
WECC-CAMX |  |  | Planned | WECC | El Arrajal | No | Reliability | Reliability | El Arrajal (ARJ) | Cerro Prieto Dos (CPD) | CFE |  | F | 1 | 77.688 | OH | AC | 200-299 | 230 | 2 | 2 | 438 |  | 2024-02-01
WECC-CAMX |  |  | Planned | WECC | El Arrajal | No | Reliability | Reliability | El Arrajal (ARJ) | San Felipe (SAF) | CFE |  | F | 1 | 32.9397 | OH | AC | 100-120 | 115 | 2 | 2 | 179.3 |  | 2024-02-01
WECC-CAMX |  |  | Planned | WECC | Victoria Potencia | No | Reliability | Reliability | Victoria Potencia (VIC) | Chapultepec (CHQ) | CFE |  | F | 1 | 6.8365 | OH | AC | 200-299 | 230 | 2 | 2 | 438 |  | 2024-11-01
WECC-CAMX |  |  | Planned | WECC | Libramiento | No | Reliability | Reliability | Libramiento (LIB) | Parque Industrial (PID) | CFE |  | F | 1 | 0.1243 | OH | AC | 200-299 | 230 | 2 | 2 | 438 |  | 2024-11-01
WECC-CAMX |  |  | Planned | WECC | Libramiento | No | Reliability | Reliability | Libramiento (LIB) | San Luis Rey (SRY) | CFE |  | F | 1 | 0.1243 | OH | AC | 200-299 | 230 | 2 | 2 | 438 |  | 2024-11-01
WECC-CAMX |  |  | Planned | WECC | Valle Potencia entronque RZC-PID | No | Reliability | Reliability | Valle Potencia (VPO) | Ruiz Cortines (RZC) | CFE |  | F | 1 | 0.1243 | OH | AC | 151-199 | 161 | 2 | 2 | 293 |  | 2025-04-01
WECC-CAMX |  |  | Planned | WECC | Valle Potencia entronque RZC-PID | No | Reliability | Reliability | Valle Potencia (VPO) | Parque Industrial (PID) | CFE |  | F | 1 | 0.1243 | OH | AC | 151-199 | 161 | 2 | 2 | 293 |  | 2025-04-01
WECC-CAMX |  |  | Planned | WECC | Valle Dorado entronque CIP-GLL | No | Reliability | Reliability | Valle Dorado (VLD) | Gallo (GLL) | CFE |  | F | 1 | 0.6215 | OH | AC | 100-120 | 115 | 2 | 2 | 179.3 |  | 2025-04-01
WECC-CAMX |  |  | Planned | WECC | Valle Dorado entronque CIP-GLL | No | Reliability | Reliability | Valle Dorado (VLD) | Cipres (CIP) | CFE |  | F | 1 | 0.6215 | OH | AC | 100-120 | 115 | 2 | 2 | 179.3 |  | 2025-04-01
WECC-CAMX |  |  | Planned | WECC | Paredones Potencia entronque GOR-RZC | No | Reliability | Reliability | Paredones Potencia (PAR) | Gonzalez Ortega (GOR) | CFE |  | F | 1 | 9.5712 | OH | AC | 151-199 | 161 | 2 | 2 | 293 |  | 2025-06-01
WECC-CAMX |  |  | Planned | WECC | Paredones Potencia entronque GOR-RZC | No | Reliability | Reliability | Paredones Potencia (PAR) | Ruiz Cortines (RZC) | CFE |  | F | 1 | 9.5712 | OH | AC | 151-199 | 161 | 2 | 2 | 293 |  | 2025-06-01
WECC-CAMX |  |  | Completed | WECC | Area Victory Substation 115 kV Load Interconnection Project |  | Reliability |  |  |  | PGAE |  |  |  | 0.45 |  |  | 100-120 | 115 |  |  |  | 2020-07-01 | 2021-04-28
WECC-CAMX |  |  | Under Construction | WECC | Borden 230 kV Voltage Support |  | Reliability |  | Borden |  | PGAE |  |  |  | 12.45 |  |  | 200-299 | 230 |  |  |  | 2019-06-01 | 2022-03-01
WECC-CAMX |  |  | Under Construction | WECC | Caribou #2 Grays Flat to Spanish Creek |  | Reliability |  | Caribou |  | PGAE |  |  |  | 12.5 |  |  | 100-120 |  |  |  |  | 2018-11-01 | 2023-11-01
WECC-CAMX |  |  | Under Construction | WECC | Chevron U.S.A. Inc (Lost Hills Solar) Project |  | Variable/Renewable Integration | Reliability |  |  | PGAE |  |  |  | 4.15 |  |  | 100-120 |  |  |  |  | 2019-09-01 | 2020-04-02
WECC-CAMX |  |  | Planned | WECC | Cressey-North Merced 115 kV Line Addition |  | Reliability |  | Cressey | North Merced | PGAE |  |  |  | 14.4 |  |  | 100-120 | 115 |  |  |  | 2020-05-01 | 2020-05-01
WECC-CAMX |  |  | Planned | WECC | Herndon-Bullard 115 kV Reconductoring |  | Reliability |  | Herndon | Bullard | PGAE |  |  |  | 23 |  |  | 100-120 | 115 |  |  |  | 2021-01-01 | 2026-12-01
WECC-CAMX |  |  | Under Construction | WECC | HUMB BAY-HUMB #1 RE-CONDUCTOR LINE |  | Reliability |  | Humb Bay | Humb | PGAE |  |  |  | 8.39 |  |  | 100-120 |  |  |  |  | 2016-11-01 | 2022-10-01
WECC-CAMX |  |  | Planned | WECC | Ignacio Mare Island 115kV - Highway Sub to Cordelia Sub NERC Project |  | Reliability |  | Highway | Cordelia | PGAE |  |  |  | 9 |  |  | 100-120 | 115 |  |  |  | 2020-08-01 | 2023-06-01
WECC-CAMX |  |  | Planned | WECC | Ignacio-Mare Island 115kV - Ignacio Sub to Highway Sub NERC Project |  | Reliability |  | Ignacio | Highway | PGAE |  |  |  | 5.2 |  |  | 100-120 | 115 |  |  |  | 2021-12-01 | 2023-03-01
WECC-CAMX |  |  | Planned | WECC | Kasson – Kasson Junction 1 115 kV Line Section Reconductoring Project |  | Reliability |  | Kasson | Kasson Junction | PGAE |  |  |  | 0.08 |  |  | 100-120 | 115 |  |  |  | 2023-12-01 | 2023-12-01
WECC-CAMX |  |  | Conceptual | WECC | McCall-Reedley #2 115 kV Line |  | Reliability | Reliability | McCall | Reedley | PG&E |  | I |  | 15.19 | OH | AC | 100-120 | 115 |  |  |  | 2019-05-01 | 2022-04-01
WECC-CAMX |  |  | Conceptual | WECC | Midway-Kern PP #2 230 kV Line |  | Reliability | Reliability | Midway | Kern | PG&E |  | I |  | 21.24 | OH | AC | 200-299 | 230 |  |  |  | 2019-05-01 | 2024-05-01
WECC-CAMX |  |  | Planned | WECC | Moorpark-Pardee 230 kV No. 4 Circuit |  | Reliability |  | Moorpark | Pardee | SCE |  |  |  | 25.9 |  |  | 200-299 | 230 |  |  |  | 2019-08-01 | 2021-09-01
WECC-CAMX |  |  | Under Construction | WECC | Mosher Transmission Project |  | Reliability |  |  |  | PGAE |  |  |  | 11.9 |  |  | 100-120 |  |  |  |  | 2019-05-01 | 2022-03-01
WECC-CAMX |  |  | Conceptual | WECC | New Delaney-Colorado River 500 kV line | Yes | Economics / Congestion | Economics / Congestion | Delaney | Colorado | DCR Transmission |  |  |  | 125 | OH | AC | 400-599 | 500 |  |  |  | 2021-12-01 | 2021-12-01
WECC-CAMX |  |  | Under Construction | WECC | NRS-Scott 115 kV Line Reconductoring |  | Reliability |  | NRS | Scott | PGAE |  |  |  | 2.1 |  |  | 100-120 | 115 |  |  |  | 2019-02-01 | 2019-05-01
WECC-CAMX |  |  | Planned | WECC | Oleum-North Tower-Christie 115 kV Line Reconductoring Project |  | Reliability |  | Oleum | Christie | PGAE |  |  |  | 9.2 |  |  | 100-120 | 115 |  |  |  | 2022-07-01 | 2022-10-01
WECC-CAMX |  |  | Planned | WECC | Palermo – Wyandotte 115 kV Line Section Reconductoring Project |  | Reliability |  | Palermo | Wyandotte | PGAE |  |  |  | 0.05 |  |  | 100-120 | 115 |  |  |  | 2023-12-01 | 2023-12-01
WECC-CAMX |  |  | Planned | WECC | Panoche -Oro Loma 115 kv Reconductoring |  | Reliability |  | Panoche | Ora Loma | PGAE |  |  |  | 17 |  |  | 100-120 | 115 |  |  |  | 2020-12-01 | 2023-06-01
WECC-CAMX |  |  | Planned | WECC | Rio Oso-Atlantic and Rio Oso - Gold Hill 200-299kV line reconductoring projuect (T1001) |  | Reliability | Reliability | Rio Oso | Gold Hill | PG&E |  | I | 1 | 46 |  | AC | 200-299 |  |  |  |  | 2016-05-01 | 2024-04-01
WECC-CAMX |  |  | Under Construction | WECC | San Bruno Interchange Pipe-Type Cable Replacement Project |  | Reliability |  |  |  | PGAE |  |  |  | 1 |  |  | 100-120 |  |  |  |  | 2019-05-01 | 2020-05-01
WECC-CAMX |  |  | Under Construction | WECC | Smyrna-Semitropic-Midway 115 KV NERC Project |  | Reliability |  | Smyrna | Midway | PGAE |  |  |  | 22.3 |  |  | 100-120 | 115 |  |  |  | 2019-03-01 | 2021-03-01
WECC-CAMX |  |  | Planned | WECC | Southern Orange County Reliability Upgrade Project - Alternative 3 |  | Reliability | Reliability | Southern Orange County | Southern Orange County | SDGE |  |  |  | 28.5 |  | AC | 200-299 |  |  |  |  | 2017-07-01 | 2023-05-01
WECC-CAMX |  |  | Planned | WECC | Trimble -San Jose B 115 kv Line Rerate Project |  | Reliability |  | Trimble | San Jose | PGAE |  |  |  | 3.62 |  |  | 100-120 | 115 |  |  |  | 2019-02-01 | 2019-02-01
WECC-CAMX |  |  | Completed | WECC | Wilson - Legrand 115 kV Reconductoring |  | Reliability |  | Wilson | Lengrand | PGAE |  |  |  | 14 |  |  | 100-120 | 115 |  |  |  | 2019-08-01 | 2021-04-01
WECC-CAMX |  |  | Under Construction | WECC | Wilson - Legrand 115 kV Reconductoring |  | Reliability |  | Wilson | Lengrand | PGAE |  |  |  | 14 |  |  | 100-120 | 115 |  |  |  | 2019-08-01 | 2021-04-01
WECC-CAMX |  |  | Under Construction | WECC | East Shore-Oakland J 115 kV Line Reconductoring Project |  | Reliability |  | East Shore | Oakland J | PGAE |  |  |  | 11 |  |  | 100-120 | 115 |  |  |  |  | 2022-03-31
WECC-CAMX |  |  | Planned | WECC | Metcalf-Piercy, Swift-Metcalf, and Newark-Dixon Landing 115 kV Lines Reconductored |  | Reliability |  | Metcalf | Piercy | PGAE |  |  |  | 4.72 |  |  | 100-120 | 115 |  |  |  | 2000-08-30 | 2029-04-01
WECC-CAMX |  |  | Planned | WECC | Metcalf-Piercy, Swift-Metcalf, and Newark-Dixon Landing 115 kV Lines Reconductored |  | Reliability |  | Swift | Metcalf | PGAE |  |  |  | 8.86 |  |  | 100-120 | 115 |  |  |  | 1997-12-19 | 2029-04-01
WECC-CAMX |  |  | Planned | WECC | Metcalf-Piercy, Swift-Metcalf, and Newark-Dixon Landing 115 kV Lines Reconductored |  | Reliability |  | Newark | Dixon Landing | PGAE |  |  |  | 4.7 |  |  | 100-120 | 115 |  |  |  | 1997-12-19 | 2029-04-01
WECC-CAMX |  |  | Planned | WECC | Midway-Temblor 115 kV Line Reconductoring and Voltage Support Project |  | Reliability |  | Midway | Temblor | PGAE |  |  |  | 14.5 |  |  | 100-120 | 115 |  |  |  | 1997-12-19 | 2027-10-31
WECC-CAMX |  |  | Planned | WECC | Ravenswood-Cooley Landing 115kV reconductoring |  | Reliability |  | Ravenswood | Cooley Landing | PGAE |  |  |  | 1.8 |  |  | 100-120 | 115 |  |  |  | 1997-12-19 | 2023-01-31
WECC-CAMX |  |  | Planned | WECC | Manteca-Ripon-Riverbank-Melones Area 115 kV Line Reconductoring Project |  | Reliability |  | Manteca | Ripon Jct | PGAE |  |  |  | 2.4 |  |  | 100-120 | 115 |  |  |  | 2019-07-02 | 2028-05-01
WECC-CAMX |  |  | Planned | WECC | Manteca-Ripon-Riverbank-Melones Area 115 kV Line Reconductoring Project |  | Reliability |  | Riverbank SW STA | Valley Home Tap | PGAE |  |  |  | 1.8 |  |  | 100-120 | 115 |  |  |  | 2007-02-28 | 2028-05-01
WECC-CAMX |  |  | Planned | WECC | San Jose Area HVDC 230 kV Line (Newark - NRS) |  | Reliability |  | Newark | NRS | PGAE |  |  |  | 11 |  |  | 200-299 | 230 |  |  |  |  | 2028-01-01
WECC-CAMX |  |  | Planned | WECC | San Jose Area HVDC 500 kV Line (Metcalf - San Jose) |  | Reliability |  | Metcalf | San Jose | PGAE |  |  |  | 12 |  |  | 200-299 | 230 |  |  |  |  | 2028-01-01
WECC-CAMX |  |  | Planned | WECC | Reconductor Delevan-Cortina 230kV line |  | Other |  | Delevan | Cortina | PGAE |  |  |  | 19.97 |  |  | 200-299 | 230 |  |  |  | 2009-01-05 | 2028-01-01
WECC-CAMX |  |  | Planned | WECC | New Collinsville 500 kV substation: Collinsville - Pittsburg 230 kV Line 1 |  | Other |  | Collinsville | Pittsburg | PGAE |  |  |  | 6 |  |  | 200-299 | 230 |  |  |  |  | 2028-01-01
WECC-CAMX |  |  | Planned | WECC | New Collinsville 500 kV substation: Collinsville - Pittsburg 230 kV Line 2 |  | Other |  | Collinsville | Pittsburg | PGAE |  |  |  | 6 |  |  | 200-299 | 230 |  |  |  |  | 2028-01-01
WECC-CAMX |  |  | Planned | WECC | Reconductor Rio Oso - SPI Jct - Lincoln 115kV line |  | Other |  | Rio Oso | Lincoln | PGAE |  |  |  | 11.03 |  |  | 100-120 | 115 |  |  |  |  | 2028-01-01
WECC-CAMX |  |  | Planned | WECC | New Manning 500 kV substation: Reconductor the Manning - Tranquility 230 kV lines |  | Other |  | Manning | Tranquility | PGAE |  |  |  | 15 |  |  | 200-299 | 230 |  |  |  |  | 2028-01-01
WECC-CAMX |  |  | Planned | WECC | New Manning 500 kV substation: Manning - Tranquility 230 kV Line 1 |  | Other |  | Manning | Tranquility | PGAE |  |  |  | 15 |  |  | 200-299 | 230 |  |  |  |  | 2028-01-01
WECC-CAMX |  |  | Planned | WECC | New Manning 500 kV substation: Manning - Tranquility 230 kV Line 2 |  | Other |  | Manning | Tranquility | PGAE |  |  |  | 15 |  |  | 200-299 | 230 |  |  |  |  | 2028-01-01
WECC-CAMX |  |  | Completed | WECC | Tarzana-Olympic Line 1A and 1B underground replacement | N | Reliability | Economic/Cogestion | Tarzana | Olympic | LADWP | 11208 | M | 1 | 3.21 | UG | AC | 121-150 | 138 |  |  | 247 | 2020-06-01 | 2021-01-25
WECC-CAMX |  |  | Completed | WECC | Fairfax-Airport Line 2 | N | Reliability | Economic/Cogestion | Fairfax | Airport | LADWP | 11208 | M | 1 | 2.52 | UG | AC | 121-150 | 138 |  |  | 286 | 2020-02-01 | 2021-03-19
WECC-CAMX |  |  | Completed | WECC | Scattergood-Airport Line 1 | N | Reliability | Economic/Cogestion | Scattergood | Airport | LADWP | 11208 | M | 1 | 5 | UG | AC | 121-150 | 138 |  |  | 234 | 2019-02-01 | 2021-05-13
WECC-CAMX |  |  | Under Construction | WECC | Re-conductor Valley-Rinaldi 230 kV Line 1 | N | Reliability | Economic/Cogestion | Valley Receiving Station | Rinaldi | LADWP | 11208 | M | 1 | 7.86 | OH | AC | 200-299 | 230 | 2 | 2 | 761 | 2020-06-01 | 2022-03-11
WECC-CAMX |  |  | Under Construction | WECC | Re-conductor Valley-Rinaldi 230 kV Line 2 | N | Reliability | Economic/Cogestion | Valley Receiving Station | Rinaldi | LADWP | 11208 | M | 1 | 7.86 | OH | AC | 200-299 | 230 | 2 | 2 | 761 | 2020-06-01 | 2022-03-11
WECC-CAMX |  |  | Planned | WECC | Barren Ridge Renewable Transmission Project | N | Variable/Renewable Integration | Economic/Cogestion | Haskell Canyon | Castaic | LADWP | 11208 | M | 1 | 12 | OH | AC | 200-299 | 230 | 2 | 2 | 761 | 2013-08-01 | 2022-07-01
WECC-CAMX |  |  | Planned | WECC | Convert PP1 -Olive 115kv to PP1-Haskell 230KV | N | Reliability | Economic/Cogestion | Olive | Haskell Canyon | LADWP | 11208 | M | 1 | 21.1 | OH | AC | 100-120 | 115 | 2 | 2 | 739 | 2022-12-01 | 2021-08-06
WECC-CAMX |  |  | Completed | WECC | Convert PP2 -Olive 115kv to PP2-Haskell 230KV | N | Reliability | Economic/Cogestion | Olive | Haskell Canyon | LADWP | 11208 | M | 1 | 3.52 | OH | AC | 100-120 | 115 | 2 | 2 | 739 | 2022-12-01 | 2022-12-31
WECC-CAMX |  |  | Planned | WECC | Olympic -Pershing 230kV Cable B | N | Other | Economic/Cogestion | Olympic Receiving Station | Pershing Receiving Station | LADWP | 11208 | M | 1 | 9.09 | UG | AC | 200-299 | 230 |  |  | 439 | 2020-12-01 | 2022-12-20
WECC-CAMX |  |  | Planned | WECC | Scattergood-Pershing 230kV Cable B | N | Other | Economic/Cogestion | Scattergood Generating Station | Pershing Receiving Station | LADWP | 11208 | M | 1 | 3.03 | UG | AC | 200-299 | 230 |  |  | 487 | 2020-12-01 | 2022-12-20
WECC-CAMX |  |  | Planned | WECC | Victorville - Rinaldi Line 1 Clearance Mitigation | N | Economics / Congestion | Reliability | Victorville Switching Station | Rinaldi Receiving Station | LADWP | 11208 | M | 1 | 85.84 | OH | AC | 400-599 | 500 | 1 | 1 | 1593 | 2023-03-01 | 2023-03-01
WECC-CAMX |  |  | Planned | WECC | Olympic -Pershing 230kV Cable A | N | Other | Economic/Cogestion | Olympic Receiving Station | Pershing Receiving Station | LADWP | 11208 | M | 1 | 9.09 | UG | AC | 200-299 | 230 |  |  | 439 | 2020-12-01 | 2023-03-10
WECC-CAMX |  |  | Planned | WECC | Scattergood-Pershing 230 kV Cable A | N | Other | Economic/Cogestion | Scattergood Generating Station | Pershing Receiving Station | LADWP | 11208 | M | 1 | 3.03 | UG | AC | 200-299 | 230 |  |  | 487 | 2020-12-01 | 2023-03-10
WECC-CAMX |  |  | Planned | WECC | Re-conductor Rinaldi-Tarzana 230 kV line 1 | N | Reliability | Economic/Cogestion | Rinaldi | Tarzana Receiving Station U | LADWP | 11208 | M | 1 | 10.3 | OH | AC | 200-299 | 230 | 3 | 3 | 760 | 2022-03-01 | 2024-04-01
WECC-CAMX |  |  | Planned | WECC | Re-conductor Rinaldi-Tarzana 230 kV line 2 | N | Reliability | Economic/Cogestion | Rinaldi | Tarzana Receiving Station U | LADWP | 11208 | M | 1 | 10.35 | OH | AC | 200-299 | 230 | 3 | 3 | 760 | 2022-03-01 | 2024-04-01
WECC-CAMX |  |  | Planned | WECC | McCullough - Victorville Lines 1 and 2 upgrade | N | Economics / Congestion | Reliability | McCullough Switching Station | Victorville Switching Station | LADWP | 11208 | M | 1 | 13.51 | OH | AC | 400-599 | 500 | 1 | 1 | 1455 | 2024-12-31 | 2024-12-31
WECC-CAMX |  |  | Planned | WECC | Adelanto - Toluca Line 1 Clearance Mitigation | N | Economics / Congestion | Reliability | Adelanto Switching Station | Toluca Receiving Station | LADWP | 11208 | M | 1 | 68.62 | OH | AC | 400-599 | 500 | 1 | 1 | 1792 | 2026-12-31 | 2026-12-31
WECC-CAMX |  |  | Planned | WECC | Adelanto - Rinaldi Line 1 Clearance Mitigation | N | Economics / Congestion | Reliability | Adelanto Switching Station | Rinaldi Switching Station | LADWP | 11208 | M | 1 | 77.57 | OH | AC | 400-599 | 500 | 1 | 1 | 1593 | 2025-04-10 | 2025-04-10
WECC-CAMX |  |  | Planned | WECC | Lugo - Victorville Line 1 upgrade and terminal equipment | N | Economics / Congestion | Reliability | Lugo Substation | Victorville Switching Station | LADWP | 11208 | M | 0.5 | 7.92 | OH | AC | 400-599 | 500 | 1 | 1 | 2519 | 2024-12-31 | 2024-12-31
WECC-CAMX |  |  | Planned | WECC | Barren Ridge Renewable Transmission Project | N | Variable/Renewable Integration | Economic/Cogestion | Barren Ridge | Haskell Canyon | LADWP | 11208 | M | 1 | 61.16 | OH | AC | 200-299 | 230 | 3 | 3 | 950 | 2016-08-01 | 2024-06-01
WECC-CAMX |  |  | Planned | WECC | Apex - Crystal Line 1 | N | Economics / Congestion | Other | Apex | Crystal | LADWP | 11208 | M | 1 | 13 | OH | AC | 400-599 | 500 | 1 | 1 | 2516 | 2022-03-01 | 2024-11-30
WECC-CAMX |  |  | Planned | WECC | Victorville - Lugo | N | Economics / Congestion | Reliability | Victorville | Lugo | LADWP | 11208 | M | 1 | 15.49 | OH | AC | 400-599 | 500 | 1 | 1 | 3213 | 2020-06-01 | 2024-12-31
WECC-CAMX |  |  | Planned | WECC | Tarzana-Olympic Line 1A and 1B Conversion | N | Reliability | Economic/Cogestion | Tarzana | Olympic | LADWP | 11208 | M | 1 | 12.03 | UG | AC | 121-150 | 138 | 3 | 3 | 247 | 2024-12-01 | 2025-04-01
WECC-CAMX |  |  | Planned | WECC | Toluca-Hollywood 230kV Line 1 | N | Reliability | Economic/Cogestion | Toluca | Hollywood | LADWP | 11208 | M | 1 | 8.51 | UG | AC | 121-150 | 138 |  |  | 494 | 2025-06-01 | 2025-06-01
WECC-CAMX |  |  | Planned | WECC | Re-conductor Valley-Toluca 230 kV Line 1 | N | Reliability | Economic/Cogestion | Valley Receiving Station | Toluca | LADWP | 11208 | M | 1 | 7.01 | OH | AC | 200-299 | 230 | 2 | 2 | 761 | 2020-06-01 | 2025-12-31
WECC-CAMX |  |  | Planned | WECC | Re-conductor Valley-Toluca 230 kV Line 2 | N | Reliability | Economic/Cogestion | Valley Receiving Station | Toluca | LADWP | 11208 | M | 1 | 6.85 | OH | AC | 200-299 | 230 | 2 | 2 | 761 | 2020-06-01 | 2025-12-31
WECC-WPP |  |  | Conceptual | WECC | Bluebird - Garden Springs 230kV Transmission Line | N | Reliability |  | Bluebird | Garden Springs |  |  |  | 1 | 13 |  | AC | 200-299 | 230 |  |  |  | 2030-01-01 | 2030-01-01
WECC-WPP |  |  | Conceptual | WECC | Airway Heights - Melville 115kV Transmission Line | N | Reliability |  | Airway Heights | Melville |  |  |  | 1 |  |  | AC | 100-120 | 115 |  |  |  | 2030-01-01 | 2030-01-01
WECC-WPP |  |  | Conceptual | WECC | Carlin Bay - Ogara 115kV Transmission Line | N | Reliability |  | Ogara | Carlin Bay |  |  |  | 1 |  |  | AC | 100-120 |  |  |  |  | 2025-01-01 | 2025-01-01
WECC-WPP |  |  | Planned | WECC | Rocky Reach-Chelan #1 sale to Douglas PUD, re-terminated to new Douglas PUD facility (Lincoln Rock) | Yes | Other | Other | Rocky Reach | Chelan | CHPD | 3413 | M | 100 | 29 | OH | AC | 100-120 | 115 | 1 | 1 | 100 @ 86F | 1918-01-01 | 2023-04-01
WECC-WPP |  |  | Planned | WECC | Rapids-Columbia 230-kV Line | Y | Reliability | Reliability | Rapids Switchyard | Columbia Substation | DOPD | 5326 | M | 100 | 9 | OH | AC | 200-299 | 230 | 1 | 1 | 534.6 | 2015-01-01 | 2023-03-01
WECC-WPP |  |  | Under Construction | WECC | Lincoln Rock-Orondo-Brays-Lone Pine-Chelan 115-kV Line Rebuild and Retermination | Y | Reliability | Reliability | Lincoln Rock Switchyard | Chelan Substation | DOPD | 5327 | M | 101 | 28.8 | OH | AC | 100-120 | 115 | 1 | 1 | 201.7 | 2023-01-01 | 2023-01-01
WECC-WPP |  |  | Planned | WECC | Douglas-Lincoln Rock 115-kV Line | N | Reliability | Reliability | Douglas Switchyard | Lincoln Rock Switchyard | DOPD | 5328 | M | 102 | 0.3 | OH | AC | 100-120 | 115 | 1 | 1 | 405.5 | 2022-06-01 | 2022-08-01
WECC-WPP |  |  | Planned | WECC | Lincoln Rock-Terry 115-kV Line Retermination | N | Other | Reliability | Lincoln Rock Switchyard | Terry Substation | DOPD | 5329 | M | 103 | 6 | OH | AC | 100-120 | 115 | 1 | 1 | 184.4 | 2022-06-02 | 2022-08-01
WECC-WPP |  |  | Planned | WECC | Douglas-Lincoln Rock 230-kV Line | N | Reliability | Reliability | Douglas Switchyard | Lincoln Rock Switchyard | DOPD | 5330 | M | 104 | 0.3 | OH | AC | 200-299 | 230 | 1 | 1 | 935.3 | 2022-06-03 | 2022-08-01
WECC-WPP |  |  | Planned | WECC | Lincoln Rock-Urban Industrial-Rapids 230-kV Line Reterminations | N | Other | Reliability | Lincoln Rock Switchyard | Rapids Switchyard | DOPD | 5331 | M | 105 | 18.2 | OH | AC | 200-299 | 230 | 1 | 1 | 587.5 | 2022-12-01 | 2023-06-01
WECC-WPP |  |  | Planned | WECC | Eastmont-Urban Industrial-Veedol 115-kV Temporary Line Retermination | N | Other | Reliability | Eastmont Substation | Veedol Substation | DOPD | 5332 | M | 106 | 3.8 | OH | AC | 100-120 | 115 | 1 | 1 | 197.1 | 2022-05-01 | 2022-06-01
WECC-WPP |  |  | Planned | WECC | Rapids-Hanna-Valhalla 115-kV Line Reconductor | Y | Reliability | Reliability | Rapids Switchyard | Valhalla Substation | DOPD | 5333 | M | 107 | 3.3 | OH | AC | 100-120 | 115 | 1 | 1 | 461.5 | 2022-07-01 | 2023-06-01
WECC-WPP |  |  | Planned | WECC | Wanapum - Mountain View |  | Reliability |  | Wanapum | Mountain View | Grant PUD |  |  | 1 | 32 |  |  | 200-299 | 230 |  | 1 |  |  | 2026-06-01
WECC-WPP |  |  | Planned | WECC | Frenchman Hills - Red Rock |  | Reliability |  | Frenchman Hills | Red Rock | Grant PUD |  |  | 1 | 8 |  |  | 100-120 | 115 |  | 1 |  |  | 2023-06-01
WECC-WPP |  |  | Completed | WECC | Black Cat 138 kV |  | Other | Other | Can Ada Tap | Black Cat Substation | IPC | 9191 | I | 1 | 3 | OH | AC | 121-150 | 138 | 1 | 1 | 217 | 2020-05-01 | 2022-01-01
WECC-WPP |  |  | Planned | WECC | Boardman-Hemingway (B2H) Project |  | Other | Other | Hemingway Substation | Bowmont Substation | IPC | 9191 | I | 100 | 13 | OH | AC | 200-299 | 230 | 1 | 2 | 565 | 2015-06-01 | 2026-06-01
WECC-WPP |  |  | Planned | WECC | Boardman-Hemingway (B2H) Project | Yes | Other | Other | Hemingway Substation | Longhorn Substation | IPC | 9191 | I | 0.45 | 300 | OH | AC | 400-599 | 500 | 1 | 1 | 1732 | 2013-06-01 | 2026-06-01
WECC-WPP |  |  | Planned | WECC | Boardman-Hemingway (B2H) Project |  | Other | Other | Bowmont Substation | Hubbard Substation | IPC | 9191 | I | 100 | 16 | OH | AC | 200-299 | 230 | 1 | 1 | 559 | 2018-06-01 | 2026-06-01
WECC-WPP |  |  | Planned | WECC | Cairo -Ontario 138 kV |  | Reliability | Other | Ontario Substation | Cairo Substation | IPC | 9191 | I | 1 | 4 | OH | AC | 121-150 | 138 | 1 | 1 | 144 | 2020-10-01 | 2024-12-01
WECC-WPP |  |  | Completed | WECC | Cloverdale-Hubbard |  | Reliability | Other | Cloverdale Substation | Hubbard Substation | IPC | 9191 | I | 100 | 7 | OH | AC | 200-299 | 230 | 1 | 2 | 487 | 2021-12-01 | 2021-06-01
WECC-WPP |  |  | Under Construction | WECC | Columbia 138 kV |  | Other | Other | Mora Substation | Columbia Substation | IPC | 9191 | I | 1 | 4 | OH | AC | 121-150 | 138 | 1 | 1 | 144 | 2022-05-01 | 2022-05-01
WECC-WPP |  |  | Conceptual | WECC | Gateway West Transm. |  | Other | Other | Midpoint Substation | Kinport Substation | IPC | 9191 | I | 100 | 112 | OH | AC | 300-399 | 345 | 1 | 1 | 1104 | 2026-06-01 | 2026-06-01
WECC-WPP |  |  | Conceptual | WECC | Gateway West Transm. |  | Other | Other | Cedar Hill Substation | Hemingway Substation | IPC | 9191 | I |  | 161 | OH | AC | 400-599 | 500 | 1 | 1 | 3000 | 2015-06-01 | 2030-06-01
WECC-WPP |  |  | Conceptual | WECC | Gateway West Transm. | Yes | Other | Other | Populus Substation | Cedar Hill Substation | IPC | 9191 | I |  | 118 | OH | AC | 400-599 | 500 | 1 | 1 | 3000 | 2015-06-01 | 2030-06-01
WECC-WPP |  |  | Conceptual | WECC | Gateway West Transm. |  | Other | Other | Midpoint Substation | Hemingway Substation | IPC | 9191 | I | 100 | 126 | OH | AC | 400-599 | 500 | 1 | 1 | 3000 | 2015-06-01 | 2032-06-01
WECC-WPP |  |  | Conceptual | WECC | Gateway West Transm. |  | Other | Other | Cedar Hill Substation | Midpoint Substation | IPC | 9191 | I |  | 34 | OH | AC | 400-599 | 500 | 1 | 1 | 3000 | 2015-06-01 | 2032-06-01
WECC-WPP |  |  | Conceptual | WECC | Gateway West Transm. |  | Other | Other | Midpoint Substation | Borah Substation | IPC | 9191 | I | 100 | 85 | OH | AC | 400-599 | 500 | 1 | 1 | 3000 | 2015-06-01 | 2032-06-01
WECC-WPP |  |  | Conceptual | WECC | Gateway West Transm. |  | Other | Other | Midpoint Substation | Kinport Substation | IPC | 9191 | I | 100 | 112 | OH | AC | 300-399 | 345 | 1 | 1 | 1104 | 2015-06-01 | 2032-06-01
WECC-WPP |  |  | Conceptual | WECC | Gateway West Transm. |  | Other | Other | Borah Substaton | Kinport Substation | IPC | 9191 | I | 100 | 27 | OH | AC | 300-399 | 345 | 1 | 1 | 1104 | 2015-06-01 | 2032-06-01
WECC-WPP |  |  | Conceptual | WECC | Gateway West Transm. | Yes | Other | Other | Populus Substation | Borah Substation | IPC | 9191 | I |  | 55 | OH | AC | 400-599 | 500 | 1 | 1 | 3000 | 2015-06-01 | 2032-06-01
WECC-WPP |  |  | Conceptual | WECC | Greenleaf 138 kV |  | Other | Other | Caldwell - Bowmont Line | Greenleaf Substation | IPC | 9191 | I | 1 | 3 | OH | AC | 121-150 | 138 | 1 | 1 | 207 | 2021-06-01 | 2028-10-01
WECC-WPP |  |  | Planned | WECC | Orchard 138kV |  | Reliability | Other | Orchard Tap | Orchard Substation | IPC | 9191 | I | 100 | 2 | OH | AC | 121-150 | 138 | 1 | 1 | 123 | 2020-09-01 | 2020-09-01
WECC-WPP |  |  | Conceptual | WECC | Poleline - Filer 138 kV |  | Other | Other | Poleline Substation | Filer Substation | IPC | 9191 | I | 1 | 6 | OH | AC | 121-150 | 138 | 1 | 1 | 207 | 2025-06-01 | 2030-12-01
WECC-WPP |  |  | Planned | WECC | Rebuild Heyburn Jct-Heyburn 138kV |  | Reliability | Other | Heyburn Junction | Heyburn Substation | IPC | 9191 | I | 100 | 9 | OH | AC | 121-150 | 138 | 1 | 1 | 208 | 2024-03-01 | 2024-03-01
WECC-WPP |  |  | Planned | WECC | Wood River-Ketchum Transmission |  | Reliability | Other | Wood River Substation | Ketchum Substation | IPC | 9191 | I | 100 | 11 | OH | AC | 121-150 | 138 | 1 | 1 | 200 | 2020-06-01 | 2023-06-01
WECC-WPP |  |  | Planned | WECC | Project Brisbie |  | Other | Other | Danskin Substation | Hubbard Substation | IPC | 9192 | I | 100 | 39 | OH | AC | 200-299 | 230 | 1 | 1 | 559 | 2024-06-01 | 2024-06-01
WECC-WPP |  |  | Planned | WECC | Project Brisbie |  | Other | Other | Danskin Substation | Cole Substation | IPC | 9193 | I | 100 | 34 | OH | AC | 200-299 | 230 | 1 | 1 | 559 | 2024-06-01 | 2024-06-01
WECC-WPP |  |  | Planned | WECC | Project Brisbie |  | Other | Other | Cole Substation | Hubbard Substation | IPC | 9194 | I | 100 | 5 | OH | AC | 200-299 | 230 | 1 | 1 | 559 | 2024-06-01 | 2024-06-01
WECC-WPP |  |  | Conceptual | WECC | Harry Allen - Northwest #2 400-599kV | No | Variable/Renewable Integration |  | Las Vegas, NV | Las Vegas, NV | NEVP | 13407 | I | 100 | 28 | OH | AC | 400-599 |  | 1 | 1 | 3000 | 2013-06-01 | 2029-06-01
WECC-WPP |  |  | Conceptual | WECC | Northwest - Amargosa 400-599kV | No | Variable/Renewable Integration |  | Las Vegas, NV | Lathrop Wells, NV | NEVP | 13407 | I | 100 | 75 | OH | AC | 400-599 |  | 1 | 1 | 3000 | 2016-06-01 | 2029-01-01
WECC-WPP |  |  | Completed | WECC | Harry Allen / Eldorado 400-599kV #1 (SNIP) | Yes | Variable/Renewable Integration |  | Las Vegas, NV | Las Vegas, NV | NEVP | 13407 | I | 0 | 60 | OH | AC | 400-599 |  | 1 | 1 | 3000 | 2015-06-01 | 2020-06-01
WECC-WPP |  |  | Planned | WECC | California - Bordertown 120kV | No | Reliability |  | Reno, NV | Reno, NV | NEVP | 13407 | I | 100 | 10 | OH | AC | 100-120 |  | 1 | 1 | 415 |  | 2025-11-01
WECC-WPP |  |  | Completed | WECC | Pah Rah - East Tracy 120kV #2 | No | Reliability |  | Reno, NV | Reno, NV | NEVP | 13407 | I | 100 | 1 | OH | AC | 100-120 |  | 1 | 1 | 529 | 2017-12-01 | 2017-12-01
WECC-WPP |  |  | Completed | WECC | Dove - Chukar 120 kV | No | Reliability |  | Reno, NV | Reno, NV | NEVP | 13407 | I | 100 | 7 | OH | AC | 100-120
WECC-WPP |  |  | Completed | WECC | Chukar - Comstock Meadows 120 kV | No | Reliability |  | Reno, NV | Reno, NV | NEVP | 13407 | I | 100 | 11 | OH | AC | 100-120 | [5 empty] | 2020-03-01
WECC-WPP |  |  | Completed | WECC | Comstock Meadows - Dove 120 kV | No | Reliability |  | Reno, NV | Reno, NV | NEVP | 13407 | I | 100 | 10 | OH | AC | 100-120 | [5 empty] | 2019-12-01
WECC-WPP |  |  | Planned | WECC | West Tracy - Comstock Meadows 345 kV | No | Reliability |  | Reno, NV | Reno, NV | NEVP | 13407 | I | 100 | 11 | OH | AC | 300-399 | [5 empty] | 2022-05-01
WECC-WPP |  |  | Planned | WECC | Pah Rah - Newton Line 120 kV | No | Reliability |  | Reno, NV | Reno, NV | NEVP | 13407 | I | 100 | 2 | OH | AC | 100-120 | [5 empty] | 2024-05-01
WECC-WPP |  |  | Planned | WECC | West Tracy - Dove 120 kV | No | Reliability |  | Reno, NV | Reno, NV | NEVP | 13407 | I | 100 | 1 | OH | AC | 100-120 | [5 empty] | 2022-01-01
WECC-WPP |  |  | Planned | WECC | West Tracy - Newton 120 kV | No | Reliability |  | Reno, NV | Reno, NV | NEVP | 13407 | I | 100 | 3 | OH | AC | 100-120 | [5 empty] | 2024-05-01
WECC-WPP |  |  | Planned | WECC | West Tracy - Pah Rah 120 kV | No | Reliability |  | Reno, NV | Reno, NV | NEVP | 13407 | I | 100 | 1 | OH | AC | 100-120 | [5 empty] | 2023-03-01
WECC-WPP |  |  | Planned | WECC | West Tracy - Tracy 120 kV | No | Reliability |  | Reno, NV | Reno, NV | NEVP | 13407 | I | 100 | 1 | OH | AC | 100-120 | [5 empty] | 2023-05-01
WECC-WPP |  |  | Conceptual | WECC | Midpoint - Robinson Summit 500 kV (SWIP-North) | Yes | Variable/Renewable Integration |  | Idaho | Reno, NV | NEVP | 13407 | I | Unknown | 275 | OH | AC | 400-599 |  | 1 | 1 | 2000 | 2013-12-01 | 2030-12-01
WECC-WPP |  |  | Planned | WECC | Harry Allen - Northwest to Ft. Churchill 500 kV (Greenlink West) | No | Reliability |  | Las Vegas, NV | Yerington, NV | NEVP | 13407 | I | 100 | 350 | OH | AC | 400-599 |  |  |  |  | 2019-12-01 | 2029-12-01
WECC-WPP |  |  | Conceptual | WECC | Ft. Churchill to Mira Loma 345kV | No | Reliability |  | Yerington, NV | Reno, NV | NEVP | 13407 | I | 100 | 55 | OH | AC | 300-399
WECC-WPP |  |  | Conceptual | WECC | Ft. Churchill to Comstock Meadows 345kV | No | Reliability |  | Yerington, NV | Reno, NV | NEVP | 13407 | I | 100 | 52 | OH | AC | 300-399
WECC-WPP |  |  | Planned | WECC | Reid Gardner - Tortoise #2 230kV | No | Reliability |  | Reid Gardner | Tortoise | NEVP | 13407 | I | 100 | 2.6 | OH | AC | 200-299 | 230kV | 1 | 2 | 430.2 |  | 2022-05-01
WECC-WPP |  |  | Planned | WECC | W Tracy - Comstock 345kV | No | Reliability |  | W Tracy | Comstock Meadows | NEVP | 13407 | I | 100 | 12 | OH | AC | 300-399 | 345kV | 1 | 1 | 1207 |  | 2022-11-01
WECC-WPP |  |  | Planned | WECC | West Tracy - Patrick 120kV | No | Reliability |  | W Tracy | Patrick | NEVP | 13407 | I | 100 | 1.43 | OH | AC | 100-120 | 120kV | 2 | 2 | 162 |  | 2023-01-01
WECC-WPP |  |  | Conceptual | WECC | Ft Churchill - Robinson Summmit 525kV (Greenlink North) | No | Reliability |  | Harry Allen | Ft Churchill | NEVP | 13407 | I | 100 | 235 | OH | AC | 400-599 | 525kV | 1 | 1 |  |  | 2029-12-01
WECC-WPP |  |  | Conceptual | WECC | Harry Allen - Robinson Summit 525kV #2 (ON line #2) | No | Reliability |  | Harry Allen | Robinson Summit | NEVP | 13407 | I | 100 | 231 | OH | AC | 400-599 | 525kV | 1 | 1
WECC-WPP |  |  | Conceptual | WECC | Robinson Summit - Clover 525 kV (Cross tie) | Yes | Variable/Renewable Integration |  | Clover (Utah) | Robinson Summit | NEVP | 13407 | I | Unknown | 215 | OH | AC | 400-599 | 525kV | 1 | 1
WECC-WPP |  |  | Completed | WECC | Helena Valley-Custer 100kV | No | Economics / Congestion | Other | Helena Valley | Custer | NorthWestern Energy |  | I | 100 | 6.4 | OH | AC | 100-120 | 115 | 1 | 1 |  | 2020-05-01 | 2020-05-01
WECC-WPP |  |  | Completed | WECC | Custer-Lake Helena 100kV | No | Economics / Congestion | Other | Custer | Lake Helena | NorthWestern Energy |  | I | 100 | 10.8 | OH | AC | 100-120 | 115 | 1 | 1 |  | 2019-07-01 | 2019-07-01
WECC-WPP |  |  | Completed | WECC | Nye - Chrome Jct 50kV to 100kV | No | Economics / Congestion | Reliability | Nye | Chrome Jct | NorthWestern Energy |  | I | 100 | 14.6 | OH | AC | 100-120 | 100 | 1 | 1 |  | 2019-11-01 | 2019-11-01
WECC-WPP |  |  | Completed | WECC | Roundup Tap 100kV | No | Reliability | Other | Roundup Pump Tap | Roundup Pump | NorthWestern Energy |  | I | 100 | 5.6 | OH | AC | 100-120 | 115 | 1 | 1 |  | 2020-12-01 | 2020-12-01
WECC-WPP |  |  | Planned | WECC | Billings 8th to Laurel 50kV to 100kV |  | Economics / Congestion | Reliability | Billings 8th | Laurel City | NorthWestern Energy |  | I | 100 | 18 | OH | AC | 100-120 | 115 | 1 | 1 |  |  | 2021-10-01
WECC-WPP |  |  | Completed | WECC | Jordanelle - Midway 138 kV line |  | Reliability | Reliability | Heber, UT | Midway, UT | PACE | 14354 | I | 100 | 10 |  | AC | 121-150 |  |  | 1 | 200 | 2017-01-01 | 2021-12-30
WECC-WPP |  |  | Planned | WECC | Oquirrh-Terminal 300-399 kV line |  | Economics / Congestion | Reliability | South Jordan, UT | SLC,UT | PACE | 14354 | I | 100 | 28 |  | AC | 300-399 |  |  | 2 | 1332 |  | 2024-05-01
WECC-WPP |  |  | Planned | WECC | Windstar-Shirley Basin 200-299 kV #1 line |  | Economics / Congestion | Economic/Cogestion | Windstar,WY | Carbon County, WY | PACE | 14354 | I | 100 | 76 |  | AC | 200-299 |  |  | 1 | 888 |  | 2024-12-01
WECC-WPP |  |  | Planned | WECC | Aeolus-Clover 400-599 kV line#1 |  | Economics / Congestion | Variable/Renewable Integration | Carbon County, WY | Mona, UT | PACE | 14354 | I | 100 | 416 |  | AC | 400-599 |  |  | 1 | 1700 |  | 2024-12-01
WECC-WPP |  |  | Completed | WECC | Aeolus-Anticline/Bridger 400-599 kV line #1 |  | Economics / Congestion | Economic/Cogestion | Carbon County, WY | Rock Springs, WY | PACE | 14354 | I | 100 | 154 |  | AC | 400-599 |  |  | 1 | 1863 |  | 2020-10-01
WECC-WPP |  |  | Planned | WECC | Anticline/Bridger-Populus 400-599 kV line #1 |  | Economics / Congestion | Economic/Cogestion | Rock Springs, WY | Downey, ID | PACE | 14354 | I | 100 | 203 |  | AC | 400-599 |  |  | 1 | 3681.5 |  | 2027-11-15
WECC-WPP |  |  | Planned | WECC | DJ- Aeolus 200-299 kV line rebuild with bundled 1272 |  | Economics / Congestion | Economic/Cogestion | Aeolus, WY | Dave Johnston substation,WY | PACE | 14354 | I | 100 | 70 |  | AC | 200-299 |  | 1 | 1 | 888 |  | 2024-12-01
WECC-WPP |  |  | Completed | WECC | Goshen-Sugarmill - Rigby 161 kV line |  | Reliability | Economic/Cogestion | Goshen, ID | Rigy, ID | PACE | 14354 | I | 100 | 47 |  | AC | 100-120 |  | 1 | 1 | 250 | 2020-10-01 | 2021-04-29
WECC-WPP |  |  | Planned | WECC | Sams Valley Substation to Grants Pass 200-299 kV Line |  | Reliability |  | Sam's Valley Substation | Grants Pass | PACW | 14354 | I | 100 | 17.5 | OH | AC | 200-299 |  | 1 | 1 | 400-599 | 2019-12-01 | 2022-11-01
WECC-WPP |  |  | Planned | WECC | Boardman to Hemingway |  | Reliability | Economic/Congestion | Hemingway | Longhorn | PACW | 14354 | I | 55 | 290 | OH | AC | 400-599 | 525 | 1 | 1 | 1000-1500 | 2026-05-01 | 2026-06-01
WECC-WPP |  |  | Planned | WECC | Evergreen-Harborton 200-299kV Line | No | Reliability | Economic/Cogestion | Evergreen | Harborton | PGN | 15248 | I | PGE 100 % | 9.92 | OH | AC | 200-299 | 230 | 1 | 1 | 609 | 2022-03-01 | 2024-10-01
WECC-WPP |  |  | Planned | WECC | Evergreen-Horizon 200-299kV Line | No | Reliability | Economic/Cogestion | Evergreen | Horizon | PGN | 15248 | I | PGE 100 % | 2 | OH | AC | 200-299 | 230 | 1 | 1 | 886 | 2022-03-01 | 2024-05-01
WECC-WPP |  |  | Completed | WECC | Harborton-Rivergate #1 200-299kV Line | No | Reliability | Economic/Cogestion | Harborton | Rivergate | PGN | 15248 | I | PGE 100 % | 1.69 | OH | AC | 200-299 | 230 | 2 | 2 | 531 | 2020-12-01 | 2021-03-01
WECC-WPP |  |  | Planned | WECC | Harborton-St Marys 200-299kV Line | No | Reliability | Economic/Cogestion | Harborton | St. Marys | PGN | 15248 | I | PGE 100 % | 8.27 | OH | AC | 200-299 | 230 | 2 | 2 | 586 | 2021-03-01 | 2024-10-01
WECC-WPP |  |  | Completed | WECC | Harborton-Trojan #1 200-299kV Line | No | Reliability | Economic/Cogestion | Harborton | Trojan | PGN | 15248 | I | PGE 100 % | 33.66 | OH | AC | 200-299 | 230 | 2 | 2 | 609 | 2021-03-01 | 2021-03-01
WECC-WPP |  |  | Planned | WECC | Harborton-Trojan #2 200-299kV Line | No | Reliability | Economic/Cogestion | Harborton | Trojan | PGN | 15248 | I | PGE 100 % | 33.6 | OH | AC | 200-299 | 230 | 2 | 2 | 609 | 2020-12-01 | 2024-10-01
WECC-WPP |  |  | Completed | WECC | Murrayhill-St Marys 200-299kV Line | No | Reliability | Economic/Cogestion | Murrayhill | St Marys | PGN | 15248 | I | PGE 100 % | 5.23 | OH | AC | 200-299 | 230 | 2 | 2 | 846 | 2022-06-01 | 2021-10-01
WECC-WPP |  |  | Planned | WECC | Brookwood-Shute 100-200kV Line | No | Reliability | Economic/Cogestion | Brookwood | Shute | PGN | 15248 | I | PGE 100 % | 2.88 | OH | AC | 100-120 | 115 | 1 | 1 | 337 | 2021-03-01 | 2022-04-01
WECC-WPP |  |  | Planned | WECC | Brookwood-St Marys 100-200kV Line | No | Reliability | Economic/Cogestion | Brookwood | St Marys | PGN | 15248 | I | PGE 100 % | 5.98 | OH | AC | 100-120 | 115 | 1 | 1 | 337 | 2021-03-01 | 2022-07-01
WECC-WPP |  |  | Planned | WECC | Butler-Orenco 100-200kV Line | No | Reliability | Economic/Cogestion | Butler | Orenco | PGN | 15248 | I | PGE 100 % | 1.26 | OH | AC | 100-120 | 115 | 1 | 1 | 443 | 2022-12-01 | 2023-05-01
WECC-WPP |  |  | Completed | WECC | Butler-St Marys 100-200kV Line | No | Reliability | Economic/Cogestion | Butler | St Marys | PGN | 15248 | I | PGE 100 % | 4.69 | OH | AC | 100-120 | 115 | 1 | 1 | 337 | 2022-02-01 | 2021-08-01
WECC-WPP |  |  | Completed | WECC | Butler-Sunset #2 100-200kV Line | No | Reliability | Economic/Cogestion | Butler | Sunset | PGN | 15248 | I | PGE 100 % | 1.52 | OH | AC | 100-120 | 115 | 1 | 1 | 337 | 2022-02-01 | 2021-10-01
WECC-WPP |  |  | Planned | WECC | Canemah-Mt Pleasant 100-200kV Line | No | Reliability | Economic/Cogestion | Canemah | Mt Pleasant | PGN | 15248 | I | PGE 100 % | 1.3 | OH | AC | 100-120 | 115 | 1 | 1 | 219 | 2022-11-01 | 2027-11-01
WECC-WPP |  |  | Planned | WECC | Canyon-E 100-200kV Line | No | Reliability | Economic/Cogestion | Canyon | E | PGN | 15248 | I | PGE 100 % | 1.9 | OH | AC | 100-120 | 115 | 1 | 1 | 239 | 2019-06-01 | 2026-07-01
WECC-WPP |  |  | Planned | WECC | Canyon-Urban 100-200kV Line | No | Reliability | Economic/Cogestion | Canyon | Urban | PGN | 15248 | I | PGE 100 % | 1.8 | OH | AC | 100-120 | 115 | 1 | 1 | 239 | 2022-03-01 | 2022-06-01
WECC-WPP |  |  | Planned | WECC | Carver-Mt Pleasant 100-200kV Line | No | Reliability | Economic/Cogestion | Carver | Mt Pleasant | PGN | 15248 | I | PGE 100 % | 8.9 | OH | AC | 100-120 | 115 | 1 | 1 | 219 | 2022-11-01 | 2027-11-01
WECC-WPP |  |  | Planned | WECC | Century-Helvetia 100-200kV Line | No | Reliability | Economic/Cogestion | Century | Helvetia | PGN | 15248 | I | PGE 100 % | 1.1 | OH | AC | 100-120 | 115 | 1 | 1 | 337 | 2021-04-01 | 2024-06-01
WECC-WPP |  |  | Planned | WECC | Century-Orenco 100-200kV Line | No | Reliability | Economic/Cogestion | Century | Orenco | PGN | 15248 | I | PGE 100 % | 3.7 | OH | AC | 100-120 | 115 | 2 | 2 | 337 | 2022-12-01 | 2025-06-01
WECC-WPP |  |  | Planned | WECC | Century-West Union 100-200kV Line | No | Reliability | Economic/Cogestion | Century | West Union | PGN | 15248 | I | PGE 100 % | 0.3 | OH | AC | 100-120 | 115 | 1 | 1 | 337 | 2021-04-01 | 2024-06-01
WECC-WPP |  |  | Planned | WECC | E-Wacker 100-200kV Line | No | Reliability | Economic/Cogestion | E | Wacker | PGN | 15248 | I | PGE 100 % | 4.47 | OH | AC | 100-120 | 115 | 1 | 1 | 319 | 2019-06-01 | 2024-04-01
WECC-WPP |  |  | Planned | WECC | Evergreen-Rock Creek 100-200kV Line | No | Reliability | Economic/Cogestion | Evergreen | Rock Creek | PGN | 15248 | I | PGE 100 % | 6.58 | OH | AC | 100-120 | 115 | 1 | 1 | 198 | 2023-12-01 | 2024-11-01
WECC-WPP |  |  | Planned | WECC | Evergreen-Shute #1 100-200kV Line | No | Reliability | Economic/Cogestion | Evergreen | Shute | PGN | 15248 | I | PGE 100 % | 0.31 | OH | AC | 100-120 | 115 | 1 | 1 | 398 | 2022-03-01 | 2024-05-01
WECC-WPP |  |  | Planned | WECC | Evergreen-Sunset 100-200kV Line | No | Reliability | Economic/Cogestion | Evergreen | Sunset | PGN | 15248 | I | PGE 100 % | 2.02 | OH | AC | 100-120 | 115 | 1 | 1 | 337 | 2022-03-01 | 2024-11-01
WECC-WPP |  |  | Planned | WECC | Evergreen-Helvetia 100-200kV Line | No | Reliability | Economic/Cogestion | Evergreen | Helvetia | PGN | 15248 | I | PGE 100 % | 3.1 | OH | AC | 100-120 | 115 | 1 | 1 | 337 | 2022-03-01 | 2024-05-01
WECC-WPP |  |  | Planned | WECC | Gresham-Hogan 100-200kV Line | No | Reliability | Economic/Cogestion | Gresham | Hogan | PGN | 15248 | I | PGE 100 % | 4.56 | OH | AC | 100-120 | 115 | 1 | 1 | 219 | 2024-12-01 | 2029-11-01
WECC-WPP |  |  | Planned | WECC | Gresham-Holgate 100-200kV Line | No | Reliability | Economic/Cogestion | Gresham | Holgate | PGN | 15248 | I | PGE 100 % | 11.62 | OH | AC | 100-120 | 115 | 1 | 1 | 198 | 2021-03-01 | 2026-04-01
WECC-WPP |  |  | Planned | WECC | Harborton-Wacker 100-200kV Line | No | Reliability | Economic/Cogestion | Harborton | Wacker | PGN | 15248 | I | PGE 100 % | 4.1 | OH | AC | 100-120 | 115 | 1 | 1 | 398 | 2019-06-01 | 2025-11-01
WECC-WPP |  |  | Planned | WECC | Harrison PACW-Holgate 100-200kV Line | Yes | Reliability | Economic/Cogestion | Harrison PACW | Holgate | PGN | 15248 | I | PGE 100 % | 2.13 | OH | AC | 100-120 | 115 | 1 | 1 | 198 | 2021-03-01 | 2026-04-01
WECC-WPP |  |  | Completed | WECC | Helvetia-Shute 100-200kV Line | No | Reliability | Economic/Cogestion | Helvetia | Shute | PGN | 15248 | I | PGE 100 % | 3.18 | OH | AC | 100-120 | 115 | 1 | 1 | 337 | 2021-03-01 | 2021-06-01
WECC-WPP |  |  | Completed | WECC | Helvetia-West Union 100-200kV Line | No | Reliability | Economic/Cogestion | Helvetia | West Union | PGN | 15248 | I | PGE 100 % | 1.33 | OH | AC | 100-120 | 115 | 1 | 1 | 337 | 2021-03-01 | 2021-08-01
WECC-WPP |  |  | Planned | WECC | Main-Roseway 100-200kV Line | No | Reliability | Economic/Cogestion | Main | Roseway | PGN | 15248 | I | PGE 100 % | 3.1 | OH | AC | 100-120 | 115 | 1 | 1 | 337 | 2022-12-01 | 2027-04-01
WECC-WPP |  |  | Planned | WECC | McLoughlin-Tonquin 100-200kV Line | No | Reliability | Economic/Cogestion | McLoughlin | Tonquin | PGN | 15248 | I | PGE 100 % | 14.3 | OH | AC | 100-120 | 115 | 2 | 2 | 150 | 2025-03-01 | 2025-04-01
WECC-WPP |  |  | Planned | WECC | Meridian-Tonquin 100-200kV Line | No | Reliability | Economic/Cogestion | Meridian | Tonquin | PGN | 15248 | I | PGE 100 % | 3.6 | OH | AC | 100-120 | 115 | 1 | 1 | 198 | 2024-03-01 | 2024-04-01
WECC-WPP |  |  | Completed | WECC | Rock Creek-Shute-Sunset 100-200kV Line | No | Reliability | Economic/Cogestion | Rock Creek | Junction | PGN | 15248 | I | PGE 100 % | 5.05 | OH | AC | 100-120 | 115 | 1 | 1 | 198 | 2021-03-01 | 2021-05-01
WECC-WPP |  |  | Completed | WECC | Rock Creek-Shute-Sunset 100-200kV Line | No | Reliability | Economic/Cogestion | Shute | Juction | PGN | 15248 | I | PGE 100 % | 1.3 | OH | AC | 100-120 | 115 | 2 | 2 | 198 | 2021-03-01 | 2021-05-01
WECC-WPP |  |  | Completed | WECC | Rock Creek-Shute-Sunset 100-200kV Line | No | Reliability | Economic/Cogestion | Sunset | Juction | PGN | 15248 | I | PGE 100 % | 0.3 | OH | AC | 100-120 | 115 | 2 | 2 | 198 | 2021-03-01 | 2021-05-01
WECC-WPP |  |  | Planned | WECC | Rosemont-Wilsonville 100-200kV Line | No | Reliability | Economic/Cogestion | Rosemont | Wilsonville | PGN | 15248 | I | PGE 100 % | 6.7 | OH | AC | 100-120 | 115 | 1 | 1 | 198 | 2025-03-01 | 2025-04-01
WECC-WPP |  |  | Planned | WECC | Sherwood-Tonquin 100-200kV Line | No | Reliability | Economic/Cogestion | Sherwood | Tonquin | PGN | 15248 | I | PGE 100 % | 2.1 | OH | AC | 100-120 | 115 | 1 | 1 | 225 | 2024-03-01 | 2025-04-01
WECC-WPP |  |  | Planned | WECC | St Marys-Cedar Hills 100-200kV Line | No | Reliability | Economic/Cogestion | St Marys | Cedar Hills | PGN | 15248 | I | PGE 100 % | 6.4 | OH | AC | 100-120 | 115 | 1 | 1 | 198 | 2021-03-01 | 2025-11-01
WECC-WPP |  |  | Planned | WECC | Northern-Rivergate 100-200kV Line | No | Reliability | Economic/Cogestion | Northern | Rivergate | PGN | 15248 | I | PGE 100 % | 3.55 | OH | AC | 100-120 | 115 | 1 | 1 | 198 | 2022-04-01 | 2022-05-01
WECC-WPP |  |  | Planned | WECC | Curtis-Northern 100-200kV Line | No | Reliability | Economic/Cogestion | Curtis | Northern | PGN | 15248 | I | PGE 100 % | 2.25 | OH | AC | 100-120 | 115 | 1 | 1 | 198 | 2022-04-01 | 2022-05-01
WECC-WPP |  |  | Planned | WECC | Harborton-Rivergate #2 100-200kV Line | No | Reliability | Economic/Cogestion | Harborton | Rivergate | PGN | 15248 | I | PGE 100 % | 6.88 | OH | AC | 100-120 | 115 | 1 | 1 | 198 | 2021-10-01 | 2022-09-01
WECC-WPP |  |  | Completed | WECC | Butler-Orenco-Roseway 100-200kV Line | No | Reliability | Economic/Cogestion | Butler | Junction | PGN | 15248 | I | PGE 100 % | 1.26 | OH | AC | 100-120 | 115 | 1 | 1 | 443 | 2022-02-01 | 2022-02-01
WECC-WPP |  |  | Completed | WECC | Butler-Orenco-Roseway 100-200kV Line | No | Reliability | Economic/Cogestion | Orenco | Junction | PGN | 15248 | I | PGE 100 % | 3 | OH | AC | 100-120 | 115 | 1 | 1 | 198 | 2022-02-01 | 2022-02-01
WECC-WPP |  |  | Completed | WECC | Butler-Orenco-Roseway 100-200kV Line | No | Reliability | Economic/Cogestion | Roseway | Junction | PGN | 15248 | I | PGE 100 % | 0.01 | OH | AC | 100-120 | 115 | 1 | 1 | 198 | 2022-02-01 | 2022-02-01
WECC-WPP |  |  | Planned | WECC | Horizon-Keeler #2 200-300kV Line | No | Reliability | Economic/Cogestion | Horizon | Keeler | PGN | 15248 | I | PGE 100 % | 1.71 | OH | AC | 200-299 | 230 | 1 | 1 | 1195 | 2025-05-01 | 2024-05-01
WECC-WPP |  |  | Planned | WECC | Bethel-Monitor 200-300kV Line | No | Reliability | Economic/Cogestion | Bethel | Monitor | PGN | 15248 | I | PGE 100 % | 15.7 | OH | AC | 200-299 | 230 | 1 | 1 | 531 | 2024-12-01 | 2024-12-01
WECC-WPP |  |  | Planned | WECC | McLoughlin-Monitor 200-300kV Line | No | Reliability | Economic/Cogestion | McLoughlin | Monitor | PGN | 15248 | I | PGE 100 % | 19.82 | OH | AC | 200-299 | 230 | 1 | 1 | 531 | 2024-12-01 | 2024-12-01
WECC-WPP |  |  | Planned | WECC | Evergreen-Shute #2 100-200kV Line | No | Reliability | Economic/Cogestion | Evergreen | Shute | PGN | 15248 | I | PGE 100 % | 0.31 | OH | AC | 100-120 | 115 | 1 | 1 | 398 | 2024-11-01 | 2024-11-01
WECC-WPP |  |  | Planned | WECC | Carver-Hogan 100-200kV Line | No | Reliability | Economic/Cogestion | Carver | Hogan | PGN | 15248 | I | PGE 100 % | 10.3 | OH | AC | 100-120 | 115 | 1 | 1 | 198 | 2029-11-01 | 2029-11-01
WECC-WPP |  |  | Planned | WECC | Kaster-St Helens 100-200kV Line | No | Reliability | Economic/Cogestion | Kaster | St Helens | PGN | 15248 | I | PGE 100 % | 1.09 | OH | AC | 100-120 | 115 | 1 | 1 | 198 | 2025-06-01 | 2025-06-01
WECC-WPP |  |  | Planned | WECC | Harborton-Kaster 100-200kV Line | No | Reliability | Economic/Cogestion | Harborton | Kaster | PGN | 15248 | I | PGE 100 % | 21.26 | OH | AC | 100-120 | 115 | 1 | 1 | 198 | 2025-06-01 | 2025-06-01
WECC-WPP |  |  | Planned | WECC | Reedville-St Marys 100-200kV Line | No | Reliability | Economic/Cogestion | Reedville | St Marys | PGN | 15248 | I | PGE 100 % | 3.7 | OH | AC | 100-120 | 115 | 1 | 1 | 198 | 2024-09-01 | 2024-09-01
WECC-WPP |  |  | Planned | WECC | Brookwood-Main 100-230kV Line | No | Reliability | Economic/Cogestion | Brookwood | Main | PGN | 15248 | I | PGE 100 % | 1.44 | OH | AC | 100-120 | 115 | 1 | 1 | 198 | 2026-04-01 | 2027-04-01
WECC-WPP |  |  | Planned | WECC | Memorial-Wilsonville 100-200kV Line | No | Reliability | Economic/Cogestion | Memorial | Wilsonville | PGN | 15248 | I | PGE 100 % | 0.38 | OH | AC | 100-120 | 115 | 1 | 1 | 198 | 2024-12-01 | 2024-12-01
WECC-WPP |  |  | Planned | WECC | Memorial-Sherwood 100-200kV Line | No | Reliability | Economic/Cogestion | Memorial | Sherwood | PGN | 15248 | I | PGE 100 % | 6.12 | OH | AC | 100-120 | 115 | 1 | 1 | 198 | 2024-12-01 | 2024-12-01
WECC-WPP |  |  | Planned | WECC | Bethel-North Marion 100-200kV Line | No | Reliability | Economic/Cogestion | Bethel | North Marion | PGN | 15248 | I | PGE 100 % | 25.87 | OH | AC | 100-120 | 115 | 1 | 1 | 337 | 2027-12-01 | 2027-12-01
WECC-WPP |  |  | Planned | WECC | Chemawa BPA-Waconda 100-200kV Line | No | Reliability | Economic/Cogestion | Chemawa BPA | Waconda | PGN | 15248 | I | PGE 100 % | 4.53 | OH | AC | 100-120 | 115 | 1 | 1 | 337 | 2027-12-01 | 2027-12-01
WECC-WPP |  |  | Planned | WECC | Monitor-Waconda 100-200kV Line | No | Reliability | Economic/Cogestion | Monitor | Waconda | PGN | 15248 | I | PGE 100 % | 12.1 | OH | AC | 100-120 | 115 | 1 | 1 | 337 | 2025-09-01 | 2025-09-01
WECC-WPP |  |  | Planned | WECC | St Louis-Waconda 100-200kV Line | No | Reliability | Economic/Cogestion | St Louis | Waconda | PGN | 15248 | I | PGE 100 % | 5.45 | OH | AC | 100-120 | 115 | 1 | 1 | 337 | 2026-03-01 | 2026-03-01
WECC-WPP |  |  | Planned | WECC | North Marion-St Louis 100-200kV Line | No | Reliability | Economic/Cogestion | North Marion | St Louis | PGN | 15248 | I | PGE 100 % | 5.16 | OH | AC | 100-120 | 115 | 1 | 1 | 198 | 2026-03-01 | 2026-03-01
WECC-WPP |  |  | Planned | WECC | North Marion-Woodburn 100-200kV Line | No | Reliability | Economic/Cogestion | North Marion | Woodburn | PGN | 15248 | I | PGE 100 % | 3.5 | OH | AC | 100-120 | 115 | 1 | 1 | 198 | 2027-01-01 | 2027-01-01
WECC-WPP |  |  | Planned | WECC | Monitor-Woodburn 100-200kV Line | No | Reliability | Economic/Cogestion | Monitor | Woodburn | PGN | 15248 | I | PGE 100 % | 3.3 | OH | AC | 100-120 | 115 | 1 | 1 | 198 | 2027-01-01 | 2027-01-01
WECC-WPP |  |  | Conceptual | WECC | Parachute - Cameo |  | Reliability |  | Parachute | Cameo | PSC | 15466 | I | 100 | 31 | OH | AC | 200-299 |  | 1 | 1 | 576 | 2023-12-01
WECC-WPP |  |  | Conceptual | WECC | Glenwood - Rifle 115 kV Upgrade |  | Reliability |  | Glenwood | Rifle | PSC | 15466 | I | 100 | 27 | OH | AC | 100-120 | 69 | 1 | 1 | 191 | 2019-06-01
WECC-WPP |  |  | Delayed - Permitting Challenges | WECC | Gilman - Avon 115 |  | Reliability |  | Gilman | Avon | PSC & HCE |  | I | TBD | 10 | OH | AC | 100-120 | 115 | 1 | 1 | 150-220 | 2019-12-01 | 2024-12-01
WECC-WPP |  |  | Conceptual | WECC | Wheeler - Middle Fork - Wolf Ranch 230 |  | Reliability |  | Wheeler | Wolf Ranch | PSC | 15466 | I | 100 | 18 | OH | AC | 200-299 |  | 1 | 1 | 440 | 2018-11-01
WECC-WPP |  |  | Planned | WECC | Ault-Cloverly 115 kV Transmission Project |  | Reliability |  | Ault | Cloverly | PSC | 15466 | I | 100 | 23 | OH | AC | 100-120 |  | 1 | 2 | 220 | 2019-06-01 | 2024-12-01
WECC-WPP |  |  | Cancelled - Other (Comment Required) | WECC | Milton-Rosedale 230 kV Transmission Line |  | Reliability |  | Milton | Rosedale | PSC | 15466 | I | 100 | 15 | OH | AC | 200-299 |  | 1 | 1 | 576 | 2022-06-01 | 2024-12-01
WECC-WPP |  |  | Cancelled - Other (Comment Required) | WECC | Weld-Rosedale 230 kV Line |  | Reliability |  | Weld | Rosedale | PSC | 15466 | I | 100 | 16.5 | OH | AC | 200-299 |  | 1 | 1 | 576 | 2022-06-01 | 2022-09-01
WECC-WPP |  |  | Conceptual | WECC | Rifle-Story Gulch 230 kV Transmission Line |  | Reliability |  | Rifle | Story Gulch | PSC | 15466 | I | 100 | 25 | OH | AC | 200-299 |  | 1 | 1 |  | 2019-06-01
WECC-WPP |  |  | Cancelled - Other (Comment Required) | WECC | Burlington-Lamar 230 kV Line | No | Reliability | Variable/Renewable Integration | Burlington, CO | Lamar, CO | TSGT | 30151 | C | 100 | 107 | OH | AC | 200-299 | 230 | 1 | 1 | 642 |  | 2023-06-01
WECC-WPP |  |  | Cancelled - Other (Comment Required) | WECC | Boone-Walsenburg 230 kV Line | No | Reliability |  | Boone | Walsenburg | TSGT | 30151 | C | 100 | 69 | OH | AC | 200-299 | 230 | 1 | 1 | 642
WECC-WPP |  |  | Cancelled - Other (Comment Required) | WECC | Boone-Lamar 230 kV Line | No | Reliability | Variable/Renewable Integration | Boone | Lamar, CO | TSGT | 30151 | C | 100 | 100 | OH | AC | 200-299 | 230 | 1 | 1 | 642
WECC-WPP |  |  | Planned | WECC | West Station-West Canon 115 kV Project | No | Reliability |  | West Station 115 kV | West Canon 115 kV | BHCE | 20101 | I | 100 | 42 | OH | AC | 100-120 | 115 | 1 | 1 | 221 | 2019-12-01 | 2023-01-01
WECC-WPP |  |  | Completed | WECC | Desert Cove-Midway 115 kV Project | No | Reliability |  | Desert Cove 115 kV | Midway 115 kV | BHCE | 20101 | I | 100 | 15 | OH | AC | 100-120 | 115 | 1 | 1 | 179 | 2025-12-01 | 2021-01-01
WECC-WPP |  |  | Completed | WECC | Brick Center-Kiowa | No | Reliability | Variable/Renewable Integration | Brick Center 115 kV | Kiowa | CORE | 9336 | C | 100 | 16.5 | OH | AC | 100-120 | 115 | 1 | 1 | 239 | 2020-04-01 | 2020-03-01
WECC-WPP |  |  | Completed | WECC | Nyberg-Airport Memorial | No | Reliability |  | Nyberg 115 kV | Airport Memorial 115 kV | BHCE | 20101 | I | 100 | 5 | OH | AC | 100-120 | 115 | 1 | 1 | 181 | 2022-12-01 | 2021-02-01
WECC-WPP |  |  | Conceptual | WECC | San Luis Valley-Poncha 230 kV Project | No | Reliability |  | San Luis Valley | Poncha | TSGT | 30151 | C | 50 | 60 | OH | AC | 200-299 | 230 | 1 | 1 | 631 |  | 2029-12-01
WECC-WPP |  |  | Conceptual | WECC | Smoky Hill - Strasburg 115 kV rebuild | No | Reliability | Variable/Renewable Integration | Smoky Hill | Strasburg | CORE | 9336 | C | 100 | 25 | OH | AC | 100-120 | 115 | 1 | 1 | 239
WECC-WPP |  |  | Conceptual | WECC | Wateton-Roxborough-Sedalia 115 kV rebuild | No | Reliability |  | Waterton | Sedalia | CORE | 9336 | C | 100 | 10 | OH | AC | 100-120 | 115 | 1 | 1 | 239
WECC-WPP |  |  | Conceptual | WECC | Bayou-Elizabeth 115 kV rebuild | No | Reliability |  | Bayou | Elizabeth | CORE | 9336 | C | 100 | 8.5 | OH | AC | 100-120 | 115 | 1 | 1 | 239
WECC-WPP |  |  | Cancelled - Other (Comment Required) | WECC | Lime Road Delivery Point | No | Reliability |  | Stem Beach-GCC line | Lime Road | TSGT | 30151 | C | 100 | 4 |  | AC | 100-120 | 115 | 1 | 1 | 242 | 2019-12-01 | 2024-12-01
WECC-WPP |  |  | Completed | WECC | Boone -LaJunta 115kV Rebuild | No | Reliability |  | Boone 115kV | LaJunta 115kV | BHCE | 20101 | I | 100 | 45 | OH | AC | 100-120 | 115 | 1 | 1 | 99 | 2019-12-01 | 2020-01-01
WECC-WPP |  |  | Under Construction | WECC | West Station-Greenhorn 115kV Rebuild | No | Reliability |  | West Station 115kV | Greenhorn 115kV | BHCE | 20101 | I | 100 | 13 | OH | AC | 100-120 | 115 | 1 | 1 | 221 | 2022-12-01 | 2022-03-01
WECC-WPP |  |  | Completed | WECC | Rawhide-Roundhouse_WIND 230kV | No | Variable/Renewable Integration | Variable/Renewable Integration | Rawhide 230kV | Roundhouse_WIND | PRPA | 6761 | S | 100 | 20 | OH | AC | 200-299 | 230 | 1 | 1 | 475 | 2020-06-01 | 2020-06-01
WECC-WPP |  |  | Cancelled - Other (Comment Required) | WECC | Greenhouse-Rattlesnake Ridge 230 kV Line | No | Reliability |  | Greenhouse | Rattlesnake Ridge | TSGT | 30151 | C | 100 | 16 | OH | AC | 200-299 | 230 | 2 | 2 | 648 |  | 2023-12-01
WECC-WPP |  |  | Under Construction | WECC | Boone-South Fowler 115 kV Rebuild | No | Reliability |  | Boone 115kV | South Fowler 115 kV (Planned) | BHCE | 20101 | I | 100 | 19 | OH | AC | 100-120 | 115 | 1 | 1 | 221 | 2021-10-01 | 2022-03-01
WECC-WPP |  |  | Planned | WECC | Greenwood - Denver Terminal 230kV |  | Reliability |  | Greenwood | Denver Terminal | PSC | 15466 | I | 100 | 15 | OH | AC | 200-299 | 230 | 1 | 1 |  | 2022-10-01 | 2022-12-01
WECC-WPP |  |  | Planned | WECC | Climax - Robinson Rack - Gilman 115kv Rebuild & Uprate |  | Reliability |  | Climax | Gilman | PSC | 15466 | I | 100 | 19 | OH | AC | 100-120 | 115 | 1 | 1 | 110 | 2022-12-01 | 2023-12-01
WECC-WPP |  |  | Under Construction | WECC | Pawnee-Daniels Park 230kV Reconductor |  | Reliability |  | Pawnee | Missile Site 230kV | PSC | 15466 | I | 100 | 66 | OH | AC | 200-299 | 230 | 1 | 1 |  | 2021-10-01 | 2022-05-01
WECC-WPP |  |  | Planned | WECC | Drake-Timberline Park 115kV Line Rebuild | No | Reliability |  | Timberline Park 115kV | Timberline Park 115kV | PRPA | 6761 | S | 100 | 2.8 | OH | AC | 100-120 | 115 | 1 | 1 | 211 | 1975-01-01 | 2025-05-01
WECC-WPP |  |  | Under Construction | WECC | Nixon-Kelker 230kV Line-Uprate | No | Reliability |  | Nixon | Kelker | CSU | 3989 | M | 100 | 13 | OH | AC | 200-299 | 230 | 1 | 1 | 495 | 2021-04-01 | 2021-04-01
WECC-WPP |  |  | Planned | WECC | Fuller-Briargate-Cottonwood 230kV Project | No | Reliability |  | Fuller | Cottonwood | CSU | 3989 | M | 100 | 2 | OH | AC | 200-299 | 230 | 2 | 2 | 495 | 2023-03-01 | 2023-03-01
WECC-WPP |  |  | Delayed - Economics | WECC | Nixon-Fountain 115kV Reconductor | No | Reliability |  | Nixon | Fountain | CSU | 3989 | M | 100 | 6 | OH | AC | 100-120 | 115 | 1 | 1 | 320 | 2023-03-01 | 2023-03-01
WECC-WPP |  |  | Planned | WECC | Nixon-Williams Creek-Horizon 230kV Project | No | Reliability |  | Nixon | Horizon | CSU | 3989 | M | 100 | 0.5 | OH | AC | 200-299 | 230 | 2 | 2 | 589 | 2023-01-01 | 2023-01-01
WECC-WPP |  |  | Planned | WECC | Williams Creek-Horizon-Claremont 230kV Project | No | Reliability |  | Williams Creek | Claremont | CSU | 3989 | M | 100 | 0.5 | OH | AC | 200-299 | 230 | 2 | 2 | 589 | 2023-01-01 | 2023-01-01
WECC-WPP |  |  | Planned | WECC | Kelker-South Plant 115kV Line | No | Reliability |  | Kelker | South Plant | CSU | 3989 | M | 100 | 7 | OH | AC | 100-120 | 115 | 1 | 1 | 195 | 2025-01-01 | 2025-01-01
WECC-WPP |  |  | Planned | WECC | Slater - Del Camino 115 kV Rebuild | No | Reliability |  | Slater | Del Camino | TSGT | 30151 | C | 100 | 3.6 | OH | AC | 100-120 | 115 |  |  | 175 |  | 2022-02-01
WECC-WPP |  |  | Conceptual | WECC | Erie 230 kV Tie Project | No | Reliability |  | JL Green | Erie | TSGT | 30151 | C | 100 | 0.5 | OH | AC | 200-299 | 230 |  |  | 576 |  | 2024-12-01
WECC-WPP |  |  | Conceptual | WECC | Erie 230 kV Tie Project | No | Reliability |  | Ft Lupton | Erie | TSGT | 30151 | C | 100 | 0.5 | OH | AC | 200-299 | 230 |  |  | 576 |  | 2024-12-01
WECC-WPP |  |  | Conceptual | WECC | Weld - Ennis 230/115kV Transmission Project |  | Reliability | Variable/Renewable Integration | Weld | Ennis | PSC | 15466 | I | 100 | 38 | OH | AC | 100-120 | 115 | 1 | 2 |  | 2025-01-01 | 2026-12-01
WECC-WPP |  |  | Conceptual | WECC | Midway-Kelker 230kV Project | No | Reliability |  | Midway | Kelker | CSU | 3989 | M | 1 | 20 | OH | AC | 200-299 | 230 | 2 | 2 | 589 | 2028-01-01 | 2028-01-01
WECC-WPP |  |  | Planned | WECC | Pueblo Plant - Rodrigues 115 kV | No | Reliability |  | Pueblo Plant 115 kV | Rodrigues 115 kV | BHCE | 20101 | I | 100 |  | OH | AC | 100-120 | 115 |  |  | 159 | 2023-06-01 | 2023-06-01
WECC-WPP |  |  | Planned | WECC | Reader - Rodrigues 115 kV | No | Reliability |  | Reader 115 kV | Rodrigues 115 kV | BHCE | 20101 | I | 100 |  | OH | AC | 100-120 | 115 |  |  | 221 | 2023-06-01 | 2023-06-01
WECC-WPP |  |  | Planned | WECC | Boone - Huckleberry 230 kV Line | Yes | Reliability | Variable/Renewable Integration | Boone | Huckleberry | TSGT | 30151 | C | 100 | 38 | OH | AC | 200-299 | 230 | 1 |  | 478 | 2026-01-01 | 2026-01-01
WECC-WPP |  |  | Planned | WECC | Burlington - Lamar 230 kV Line | Yes | Reliability | Variable/Renewable Integration | Burlington | Lamar | TSGT | 30151 | C | 100 | 38 | OH | AC | 200-299 | 230 | 1 |  | 478 | 2025-01-01 | 2025-01-01
WECC-WPP |  |  | Planned | WECC | Big Sandy - Badger Creek 230 kV Line | Yes | Reliability | Variable/Renewable Integration | Big Sandy | Badger Creek | TSGT | 30151 | C | 100 | 38 | OH | AC | 200-299 | 230 | 1 |  | 478 | 2028-01-01 | 2028-01-01
WECC-WPP |  |  | Planned | WECC | Conifer - Hartsel 115 kV conversion | No | Reliability |  | Conifer | Hartsel | CORE | 9336 | C | 100 | 67 | OH | AC | 100-120 | 115 | 1 | 1 | 239 | 2030-03-01 | 2032-03-01
WECC-WPP |  |  | Planned | WECC | Colorado Power Pathway, Segment 1: Ft. St. Vrain - Canal Crossing | No | Variable/Renewable Integration | Reliability | FSV | Canal Crossing | PSC | 15466 | I | 100 | 75 | OH | AC | 300-399 | 345 | 2 | 2 | 1637 | 2026-12-01 | 2026-12-01
WECC-WPP |  |  | Planned | WECC | Colorado Power Pathway, Segment 2: Canal Crossing - Goose Creek | No | Variable/Renewable Integration | Reliability | Canal Crossing | Goose Creek | PSC | 15466 | I | 100 | 160 | OH | AC | 300-399 | 345 | 2 | 2 | 1637 | 2025-12-01 | 2025-12-01
WECC-WPP |  |  | Planned | WECC | Colorado Power Pathway, Segment 3: Goose Creek - May Valley | No | Variable/Renewable Integration | Reliability | Goose Creek | May Valley | PSC | 15466 | I | 100 | 65 | OH | AC | 300-399 | 345 | 2 | 2 | 1637 | 2025-12-01 | 2025-12-01
WECC-WPP |  |  | Planned | WECC | Colorado Power Pathway, Segment 4: May Valley - Tundra | No | Variable/Renewable Integration | Reliability | May Valley | Tundra | PSC | 15466 | I | 100 | 140 | OH | AC | 300-399 | 345 | 2 | 2 | 1637 | 2027-12-01 | 2027-12-01
WECC-WPP |  |  | Planned | WECC | Colorado Power Pathway, Segment 5: Tundra - Harvest Mile | No | Variable/Renewable Integration | Reliability | Tundra | Harvest Mile | PSC | 15466 | I | 100 | 120 | OH | AC | 300-399 | 345 | 2 | 2 | 1637 | 2027-12-01 | 2027-12-01
WECC-WPP |  |  | Conceptual | WECC | Colorado Power Pathway, Extension: May Velley - Longhorn | No | Variable/Renewable Integration | Reliability | May Valley | Longhorn | PSC | 15466 | I | 100 | 90 | OH | AC | 300-399 | 345 | 2 | 2 | 1637 | 2025-12-01 | 2025-12-01
WECC-WPP |  |  | Planned | WECC | Perry Park Substation | No | Reliability |  | Greenland | Perry Park | CORE | 9336 |  | 100 |  | OH | AC | 100-120 | 115 | 1 | 1 | TBD | 2035-01-01 | 2035-01-01
WECC-WPP |  |  | Planned | WECC | Perry Park Substation | No | Reliability |  | Crystal Valley | Perry Park | CORE | 9336 |  | 100 |  | OH | AC | 100-120 | 115 | 1 | 1 | TBD | 2035-01-01 | 2035-01-01
WECC-WPP |  |  | Planned | WECC | Dawson Ridge Substation | No | Reliability |  | Castle Rock | Dawson Ridge | CORE | 9336 |  | 100 |  | OH | AC | 100-120 | 115 | 1 | 2 | TBD | 2027-04-01 | 2027-04-01
WECC-WPP |  |  | Planned | WECC | Dawson Ridge Substation | No | Reliability |  | Dawson Ridge | Citadel | CORE | 9336 |  | 100 |  | OH | AC | 100-120 | 115 | 1 | 2 | TBD | 2027-04-01 | 2027-04-01
WECC-WPP |  |  | Planned | WECC | Citadel Substation | No | Reliability |  | Citadel | Dawson Ridge | CORE | 9336 |  | 100 |  | OH | AC | 100-120 | 115 | 1 | 2 | TBD | 2024-04-01 | 2024-04-01
WECC-WPP |  |  | Planned | WECC | Citadel Substation | No | Reliability |  | Wolfensburger | Citadel | CORE | 9336 |  | 100 |  | OH | AC | 100-120 | 115 | 1 | 2 | TBD | 2024-04-01 | 2024-04-01
WECC-WPP |  |  | Planned | WECC | Delbert Substation | No | Reliability |  | Elizabeth | Delbert | CORE | 9336 |  | 100 | 3.6 | OH | AC | 100-120 | 115 | 1 | 1 | TBD | 2027-11-01 | 2027-11-01
WECC-WPP |  |  | Planned | WECC | Delbert Substation | No | Reliability |  | Bayou | Delbert | CORE | 9336 |  | 100 | 5 | OH | AC | 100-120 | 115 | 1 | 1 | TBD | 2027-11-01 | 2027-11-01
WECC-WPP |  |  | Planned | WECC | Outback Substation | No | Reliability |  | Brick Center | Outback | CORE | 9336 |  | 100 | 9.6 | OH | AC | 100-120 | 115 | 1 | 2 | TBD | 2028-04-01 | 2028-04-01
WECC-WPP |  |  | Planned | WECC | Outback Substation | No | Reliability |  | Outback | Spring Valley | CORE | 9336 |  | 100 | 5.5 | OH | AC | 100-120 | 115 | 1 | 2 | TBD | 2028-04-01 | 2028-04-01
WECC-WPP |  |  | Planned | WECC | Spring Valley Substation | No | Reliability |  | Spring Valley | Kiowa | CORE | 9336 |  | 100 | 7 | OH | AC | 100-120 | 115 | 1 | 2 | TBD | 2025-10-01 | 2025-10-01
WECC-WPP |  |  | Planned | WECC | Franktown Substation | No | Reliability |  | Castle Rock | Franktown | CORE | 9336 |  | 100 | 4.8 | OH | AC | 100-120 | 115 | 1 | 1 | TBD | 2022-04-01 | 2022-04-01
WECC-WPP |  |  | Planned | WECC | Franktown Substation | No | Reliability |  | Franktown | Bayou | CORE | 9336 |  | 100 | 2.6 | OH | AC | 100-120 | 115 | 1 | 1 | TBD | 2022-04-01 | 2022-04-01
WECC-WPP |  |  | Planned | WECC | Pine Junction Substation | No | Reliability |  | Pine Junction | Conifer | CORE | 9336 |  | 100 | 8.2 | OH | AC | 100-120 | 115 | 1 | 1 | TBD | 2026-10-01 | 2026-10-01
WECC-WPP |  |  | Completed | WECC | Roberts Tunnel Substation | No | Reliability |  | Roberts Tunnel | Como | CORE | 9336 |  | 100 | 8.7 | OH | AC | 100-120 | 115 | 1 | 1 | 239 | 2021-10-01 | 2021-10-01
WECC-WPP |  |  | Planned | WECC | Deertrail Substation | No | Reliability |  | Deertrail | Strasburg | CORE | 9336 |  | 100 | 6.3 | OH | AC | 100-120 | 115 | 1 | 1 | TBD | 2024-10-01 | 2024-10-01
WECC-WPP |  |  | Planned | WECC | Sedro Woolley - Bellingham #4 115kV Rebuild and Reconductor |  | Reliability |  | Skagit, WA | Whatcom, WA | PSE | 15400-599 | I | 100 | 24 | OH | AC | 100-120 | 115 |  |  | TBD | 2011-11-01 | 2024-11-01
WECC-WPP |  |  | Planned | WECC | Sammamish - Juanita New 115kV Line |  | Reliability |  | Sammamish WA | Kirkland WA | PSE | 15400-599 | I | 100 | 15 | OH | AC | 100-120 | 115 |  |  | TBD | 2015-11-01 | 2023-11-01
WECC-WPP |  |  | Planned | WECC | Bainbridge Island (Kitsap County) |  | Reliability |  | Bainbridge Island, WA | Bainbridge Island, WA | PSE | 15400-599 | I | 100 | 3.5 | OH | AC | 100-120 | 115 |  |  | TBD | 2018-11-01 | 2024-11-01
WECC-WPP |  |  | Planned | WECC | Energize Eastside (King County) |  | Reliability |  | Sammamish WA | Renton WA | PSE | 15400-599 | I | 100 | 16 | OH | AC | 200-299 | 230 |  |  | TBD | 2015-11-01 | 2022-11-01
WECC-WPP |  |  | Planned | WECC | Energize Eastside (King County) |  | Reliability |  | Sammamish WA | Renton WA | PSE | 15400-599 | I | 100 | 16 | OH | AC | 200-299 | 230 |  |  | TBD | 2015-11-01 | 2022-11-01
WECC-WPP |  |  | Planned | WECC | Electron Heights - Enumclaw 55-115kV Conversion |  | Reliability |  | King County, WA | Pierce County, WA | PSE | 15400-599 | I | 100 | 20.728 | OH | AC | 100-120 | 55 |  |  | TBD | 2015-11-01 | 2024-11-01
WECC-WPP |  |  | Conceptual | WECC | Denny Phase 2 | No | Reliability | Reliability | Mass | Broad St | Seattle City Light | 16868 | M | 100 | 2.5 | UG | AC | 100-120 | 230 | 1 | 1 | 196 |  | 2025-09-01
WECC-WPP |  |  | Completed | WECC | Osage-Lange 200-299 kV line | No | Reliability |  | Osage 200-299 kV bus | Lange 200-299 kV bus | BHP |  | I | 100 | 75 | OH | AC | 200-299 |  | 1 | 1 | 590 | 2015-12-01 | 2017-04-01
WECC-WPP |  |  | Cancelled - Other (Comment Required) | WECC | Shiprock-Kiffen Canyon 200-299 kV Line |  | Reliability | Economic/Cogestion | Shiprock, NM | La Plata County, CO | TSGT | 30151 | C | 100 | 40 |  | AC | 200-299 |  | 1 | 2 | 613 | 2012-09-01 | 2015-09-01
WECC-WPP |  |  | Cancelled - Other (Comment Required) | WECC | Burlington-Wray 200-299 kV Line |  | Economics / Congestion | Reliability | Burlington, CO | Wray, CO | TSGT | 30151 | C | 100 | 56 |  | AC | 200-299 |  | 1 | 1 | 613 | 2012-12-01 | 2015-12-01
WECC-WPP |  |  | Cancelled - Other (Comment Required) | WECC | Pagosa-Ignacio 100-120 kV Line |  | Reliability | Economic/Cogestion | Pagosa Springs, CO | To Be Determined | TSGT | 30151 | C | 50 | 37 |  | AC | 100-120 |  | 1 | 1 | 166 | 2011-12-01 | 2016-12-01
WECC-WPP |  |  | Cancelled - Other (Comment Required) | WECC | Lamar - Front Range Transmission Project |  | Reliability | Economic/Cogestion | Lamar, CO area | Denver, CO area | TSGT | 30151 |  | 50 |  |  | AC | 300-399 |  |  |  |  | 1900-12-01 | 2018-12-01
WECC-WPP |  |  | Cancelled - Other (Comment Required) | WECC | Big Sandy - Calhan 200-299 kV |  | Reliability | Other | Limon, CO | Calhan, CO | TSGT | 30151 |  | 100 | 55 |  | AC | 200-299 | [5 empty] | 2017-12-01
WECC-WPP |  |  | Completed | WECC | East Business Park-Cheyenne Prairie Generating Station 115 kV Rebuild | No | Fossil-Fired Integration |  | East Business Park 115 kV | Cheyenne Prairie Generation Station 115 kV | CLFP |  | I | 100 | 0.5 | OH | AC | 100-120 | 115 | 1 | 1 | 217 | 2017-12-01 | 2019-11-01
WECC-WPP |  |  | Completed | WECC | North Range-King Ranch - South Cheyenne 115 kV Rebuild | No | Reliability |  | North Range 115 kV | South Cheyenne 115 kV | CLFP |  | I | 100 | 12 | OH | AC | 100-120 | 115 | 1 | 1 | 212 | 2017-12-01 | 2017-12-01
WECC-WPP |  |  | Delayed - Other (Comment Required) | WECC | Cheyenne Prairie-South Cheyenne 115 kV Double Circuit | No | Fossil-Fired Integration | Reliability | Cheyenne Prairie Generation Station 115 kV | South Cheyenne 115 kV | CLFP |  | I | 100 | 11 | OH | AC | 100-120 | 115 | 2 | 2 | 285 | 2023-12-01
WECC-WPP |  |  | Planned | WECC | Nixon South Second Transmission Line |  | Reliability |  | Nixon South Sub | Kelker Sub | CSU | 3989 | M | 100 | 13 | OH | AC | 200-299 |  | 2 | 2 | 495 | 2016-12-01 | 2018-04-01
WECC-WPP |  |  | Under Construction | WECC | Burlington-Lamar 230 kV Line | Yes | Reliability | Variable/Renewable Integration | Burlington, CO | Lamar, CO | TSGT | 30151 | C | 100 | 107 | OH | AC | 200-299 | 230 | 1 | 1 | 642 |  | 2020-12-01
WECC-WPP |  |  | Cancelled - Other (Comment Required) | WECC | Big Sandy - Calhan 200-299 kV | No | Reliability |  | Limon, CO | Calhan, CO | TSGT | 30151 |  | 100 | 55 | OH | AC | 200-299 | 230 | 1 | 1 | 642 | 2017-12-01 | 2022-12-01
WECC-WPP |  |  | Cancelled - Other (Comment Required) | WECC | Wind River 115 kV Reliability Upgrade | No | Reliability |  | Wind River Tap | Wyopo Sub | TSGT | 30151 | C | 100 | 17 | OH | AC | 100-120 | 115 | 1 | 1 | 244 |  | 2022-12-01
WECC-WPP |  |  | Cancelled - Other (Comment Required) | WECC | San Juan Basin Energy Connect | No | Reliability | Economic/Cogestion | Shiprock, NM | near Ignacio, CO | TSGT | 30151 | C | 100 | 70 |  | AC | 200-299 | 230 | 1 | 1 | 600 | 2012-09-01
WECC-WPP |  |  | Completed | WECC | Western Colorado Transmission Upgrades | No | Reliability |  | Montrose, CO | Cahone Sub | TSGT | 30151 | C | 100 | 80 | OH | AC | 200-299 | 230 | 1 | 1 | 612 |  | 2019-06-01
WECC-WPP |  |  | Conceptual | WECC | Falcon - Paddock - Calhan 115 kV | No | Reliability |  | Falcon Sub | Calhan, CO | TSGT | 30151 | C | 100 | 25 | OH | AC | 100-120 | 115 | 1 | 1 | 232 | 2024-12-01 | 2026-12-01
WECC-WPP |  |  | Cancelled - Other (Comment Required) | WECC | Falcon - Midway 115 kV Line Uprate | No | Reliability |  | Falcon Sub | Midway Sub | TSGT | 30151 | C | 100 | 27 | OH | AC | 100-120 | 115 | 1 | 1 | 146 |  | 2024-06-01
WECC-WPP |  |  | Cancelled - Other (Comment Required) | WECC | Southeast Wyoming Transmission Project | No | Reliability |  | Sawmill Creek Sub | Hammond Sub | TSGT | 30151 | C | 100 | 50 | OH | AC | 100-120 | 115 | 1 | 1 | 232 |  | 2018-12-01
WECC-WPP |  |  | Cancelled - Other (Comment Required) | WECC | Badwater-Sawmill Creek 230 kV | No | Reliability |  | Badwater Sub | Sawmill Creek Sub | TSGT | 30151 | C | 100 | 117 | OH | AC | 200-299 | 230 | 1 | 1 | 647 |  | 2022-12-01
WECC-WPP |  |  | Conceptual | WECC | Lost Canyon-Main Switch 115 kV | No | Reliability |  | Lost Canyon Sub | Main Switch Sub | TSGT | 30151 | C | 100 | 20 | OH | AC | 100-120 | 115 | 1 | 1 | 238 |  | 2027-12-01
WECC-WPP |  |  | Conceptual | WECC | Burlington (TS)-Burlington (KC) 115 kV | No | Reliability |  | Burlington, CO | Burlington (KC) Sub | TSGT | 30151 | C | 100 | 1.94 | OH | AC | 100-120 | 115 | 1 | 1 | 242 | 2020-12-01 | 2024-12-01
WECC-WPP |  |  | Completed | WECC | Sunshine-Telluride 115 kV Upgrade | No | Reliability |  | Sunshine Sub | Telluride, CO | TSGT | 30151 | C | 100 | 5 | OH | AC | 100-120 | 115 | 1 | 1 | 144 |  | 2018-12-01
WECC-WPP |  |  | Completed | WECC | West Hill - Stegall Line | No | Economics / Congestion | Reliability | West Hill 200-299kV bus | Stegall 200-299kV Sub | BHP |  | I | 100 | 127 | OH | AC | 200-299 | 230 | 1 | 1 | 478 | 2019-12-01 | 2019-12-01
WECC-WPP |  |  | Completed | WECC | Corlett Substaiton Terminal Upgrades | No | Economics / Congestion | Reliability | Corlett 115 kV | Corlett 115 kV | CLFP |  | I | 100 |  | OH | AC | 100-120 | 115 |  |  | 239 | 2018-12-01 | 2017-04-01
WECC-WPP |  |  | Conceptual | WECC | Happy Jack Terminal Upgrades | No | Economics / Congestion | Reliability | Happy Jack 115 kV | North Range 115 kV | CLFP |  | I | 100 |  | OH | AC | 100-120 | 115 |  |  | 323 | 2018-12-01
WECC-WPP |  |  | Completed | WECC | Iron Creek Project | No | Reliability |  | Lovell-Big George Line | Iron Creek Sub | TSGT | 30151 | C | 100 | 3.5 | OH | AC | 100-120 | 115 | 1 | 1 | 244 |  | 2019-12-01
WECC-WPP |  |  | Under Construction | WECC | Vollmer Project | No | Reliability |  | Jackson Fuller-Black Squirrel Line | Vollmer Sub | TSGT | 30151 | C | 100 | 2 | OH | AC | 100-120 | 115 | 1 | 1 | 242 | 2019-12-01 | 2022-07-01
WECC-WPP |  |  | Completed | WECC | Snowy Range Project | No | Reliability | Economic/Cogestion | Snowy Range Sub | Gem City Tap | TSGT | 30151 | C | 100 | 1.5 | OH | AC | 100-120 | 115 | 1 | 1 | 244 |  | 2020-12-01
WECC-WPP |  |  | Completed | WECC | Sisson Project DP | No | Reliability | Economic/Cogestion | Sisson Sub | Keota Sub | TSGT | 30151 | C | 100 | 20 | OH | AC | 100-120 | 115 | 1 | 1 | 244 |  | 2020-05-01
WECC-WPP |  |  | Completed | WECC | Osage - Sagebrush | No | Reliability |  | Osage 200-299 kV Sub | Sagebrush 200-299 kV Sub | BHP |  | I | 100 | 9.95 | OH | AC | 200-299 | 230 | 1 | 1 | 582 | 2019-12-01 | 2019-12-01
WECC-WPP |  |  | Completed | WECC | Minnekahta - Sagebrush | No | Reliability |  | Minnekahta 200-299 kV Sub | Sagebrush 200-299 kV Sub | BHP |  | I | 100 | 46.9 | OH | AC | 200-299 | 230 | 1 | 1 | 398 | 2019-12-01 | 2019-12-01
WECC-WPP |  |  | Completed | WECC | Lange - West Rapid City | No | Reliability |  | Lange 200-299 kV Sub | West Rapid City 200-299 kV Sub | BHP |  | I | 100 | 2.96 | OH | AC | 200-299 | 230 | 1 | 1 | 590 | 2019-12-01 | 2020-05-01
WECC-WPP |  |  | Completed | WECC | South Rapid City - West Rapid City | No | Reliability |  | South Rapid City 200-299 kV Sub | West Rapid City 200-299 kV Sub | BHP |  | I | 100 | 6.36 | OH | AC | 200-299 | 230 | 1 | 1 | 590 | 2019-12-01 | 2020-05-01
WECC-WPP |  |  | Completed | WECC | North Range - West Cheyenne | No | Reliability |  | North Range 115 kV | West Cheyenne 115 kV | CLFP |  | I | 100 | 3.2 | OH | AC | 100-120 | 115 | 2 | 2 | 212 | 2020-09-01 | 2020-09-01
WECC-WPP |  |  | Completed | WECC | West Cheyenne - South Cheyenne | No | Reliability |  | West Cheyenne 115 kV | South Cheyenne 115 kV | CLFP |  | I | 100 | 5.88 | OH | AC | 100-120 | 115 | 2 | 2 | 212 | 2020-09-01 | 2020-09-01
WECC-WPP |  |  | Completed | WECC | King Ranch - West Cheyenne | No | Reliability |  | King Ranch 115 kV | West Cheyenne 115 kV | CLFP |  | I | 100 | 2.56 | OH | AC | 100-120 | 115 | 2 | 2 | 212 | 2020-09-01 | 2020-09-01
WECC-WPP |  |  | Completed | WECC | West Cheyenne - Corlett | No | Reliability |  | West Cheyenne 115 kV | Corlett 115 kV | CLFP |  | I | 100 | 3.11 | OH | AC | 100-120 | 115 | 2 | 2 | 212 | 2020-09-01 | 2020-09-01
WECC-WPP |  |  | Completed | WECC | East Business Park - Skyline Rebuild | No | Reliability |  | East Business Park 115 kV | Skyline 115 kV | CLFP |  | i | 100 | 8.3 | OH | AC | 100-120 | 115 | 1 | 1 | 217 | 2020-11-01 | 2021-05-01
WECC-WPP |  |  | Planned | WECC | 115kV Maintenance Bluffview to Animas |  | Reliability |  | Bluffview Station | Animas Station | FEUS |  |  | 100 | 1.56 | OH | AC | 100-120 | 115 | 3 | 3 | 99 | 2004-08-01 | 2019-04-01
WECC-WPP |  |  | Planned | WECC | 115kV Maintenance Bluffview to Mesa |  | Reliability |  | Bluffview Station | Mesa Station | FEUS |  |  | 100 | 1.56 | OH | AC | 100-120 | 115 | 3 | 1 | 99 | 2004-08-01 | 2019-04-01
WECC-WPP |  |  | Planned | WECC | 115kV Maintenance Mesa to West Loop |  | Reliability |  | Mesa Station | West Loop Station | FEUS |  |  | 100 | 1.56 | OH | AC | 100-120 | 115 | 3 | 1 | 99 | 2004-08-01 | 2019-04-01
WECC-WPP |  |  | Under Construction | WECC | 115KV West Loop to Hood Mesa |  | Reliability |  | West Loop Station | Hood Mesa Station | FEUS |  |  | 100 | 4.5 | OH | AC | 100-120 | 115 | 1 | 1 | 192 | 1991-06-01 | 2025-04-01
WECC-WPP |  |  | Conceptual | WECC | 115kV Bluffview to Animas |  | Reliability |  | Bluffview Station | Animas Station | FEUS |  |  | 100 | 1.56 | OH | AC | 100-120 | 115 | 3 | 1 | 192 | 2004-08-01 | 2027-04-01
WECC-WPP |  |  | Conceptual | WECC | 115KV West Loop to Bluffview |  | Reliability |  | West Loop Station | Bluffview Station | FEUS |  |  | 100 | 10.74 | OH | AC | 100-120 | 115 | 1 | 1 | 192 | 1959-12-01 | 2026-04-01
WECC-WPP |  |  | Conceptual | WECC | 115kV West Loop to Glade |  | Reliability |  | West Loop Station | Glade Station | FEUS |  |  | 100 | 29 | OH | AC | 100-120 | 115 | 1 | 1 | 192 | 1959-12-01 | 2021-04-01
WECC-WPP |  |  | Conceptual | WECC | 115KV Shiprock to West Loop |  | Reliability |  | Shiprock Station | West Loop Station | FEUS |  |  | 100 | 13.75 | OH | AC | 100-120 | 115 | 1 | 1 | 192 | 1959-12-01 | 2022-04-01
WECC-WPP |  |  | Conceptual | WECC | 115KV Glade to Hare |  | Reliability |  | Glade Station | Hare Station | FEUS |  |  | 100 | 22.02 | OH | AC | 100-120 | 115 | 1 | 1 | 192 | 1959-12-01
WECC-WPP |  |  | Conceptual | WECC | 115KV Hart Canyon to Pine River |  | Reliability |  | Hart Canyon Station | Pine River Station | FEUS |  |  | 100 | 30 | OH | AC | 100-120 | 115 | 1 | 1 | 192 |  | 2024-04-01
WECC-WPP |  |  | Conceptual | WECC | 115kV Fruitlnd to Hood Mesa |  | Reliability |  | Fruitlnd Station | Hood Mesa Station | FEUS |  |  | 100 | 22.87 | OH | AC | 100-120 | 115 | 1 | 1 | 192
WECC-WPP |  |  | Conceptual | WECC | 115kV Vista to Bergin |  | Reliability |  | Vista Station | Bergin Station | FEUS |  |  | 100 | 7.05 | OH | AC | 100-120 | 115 | 1 | 1 | 192
WECC-WPP |  |  | Completed | WECC | Del Camino - Slater 115kV Line Uprate | No | Reliability |  | Del Camino | Slater | TSGT | 30151 | C | 100 | 1 | OH | AC | 100-120 | 115
WECC-WPP |  |  | Completed | WECC | Jackson Fuller-Falcon 115kV Uptate | No | Reliability |  | Jackson Fuller Sub | Falcon Sub | TSGT | 30151 | C | 100 | 2.05 | OH | AC | 100-120 | 115
WECC-WPP |  |  | Completed | WECC | Lange - Lookout 230 kV Rebuild | No | Reliability |  | Lange 200-299 kV Sub | Lookout 200-299 kV Sub | BHP |  | I | 100 | 54 | OH | AC | 200-299 | 230 | 1 | 1 | 590 | 2021-12-01 | 2022-01-01
WECC-WPP |  |  | Conceptual | WECC | 115 kV & 69 KV Ancient Trails / Knickerbocker |  | Reliability |  | Hart Canyon Station | Hare Station | FEUS |  |  | 100 | 10 | OH | AC | 100-120 | 115 | 2 | 2 | 192
WECC-WPP |  |  | Completed | WECC | Loop North Range- Corlet 115 kV into West Cheyenne | No | Reliability | Generation Integration | North Range 115 kV | Corlett 115 kV | CLFP |  | I | 100 | 2 | OH | AC | 100-120 | 115 | 2 | 2 | 212 | 2020-09-01 | 2020-09-01
WECC-WPP |  |  | Completed | WECC | Loop King Ranch - South Cheyenne 115 kV into West Cheyenne | No | Reliability | Generation Integration | King Ranch 115 kV | South Cheyenne 115 kV | CLFP |  | I | 100 | 2 | OH | AC | 100-120 | 115 | 2 | 2 | 212 | 2020-09-01 | 2020-10-01
WECC-WPP |  |  | Completed | WECC | East Business Park - Skyline 115 kV Rebuild | No | Reliability |  | East Business Park 115 kV | Skyline 115 kV | CLFP |  | i | 100 | 8.3 | OH | AC | 100-120 | 115 | 1 | 1 | 217 | 2020-11-01 | 2021-05-01
WECC-WPP |  |  | Planned | WECC | Lookout - Wyodak 230 kV Rebuild | No | Reliability |  | Lookout 200-299 kV Sub | Wyodak 200-299 kV Sub | BHP |  | I | 100 | 85 | OH | AC | 200-299 | 230 | 1 | 1 | 590 | 2022-12-01 | 2023-04-01
WECC-WPP |  |  | Under Construction | WECC | New Campstool 115 kV Substation with Double Circuit to East Business Park | No | Reliability |  | East Business Park 115 kV | Campstool 115 kV | CLFP |  | I | 100 | 1.5 | OH | AC | 100-120 | 115 | 2 | 2 | 217 | 2022-02-01 | 2022-02-01
WECC-WPP |  |  | Planned | WECC | Cheyenne Prairie - Sweetgrass 115 kV #1 | No | Reliability |  | Cheyenne Prairie Generation Station 115 kV | Sweetgrass 115 kV | CLFP |  | I | 100 | 8.1 | OH | AC | 100-120 | 115 | 2 | 2 | 285 | 2022-06-01 | 2022-06-01
WECC-WPP |  |  | Planned | WECC | Cheyenne Prairie - Sweetgrass 115 kV #2 | No | Reliability |  | Cheyenne Prairie Generation Station 115 kV | Sweetgrass 115 kV | CLFP |  | I | 100 | 8.1 | OH | AC | 100-120 | 115 | 2 | 2 | 285 | 2022-06-01 | 2022-06-01
WECC-WPP |  |  | Planned | WECC | Sweetgrass - Bison 115 kV #1 | No | Reliability |  | Sweetgrass 115 kV | Bison 115 KV | CLFP |  | I | 100 | 1.7 | OH | AC | 100-120 | 115 | 2 | 2 | 285 | 2022-06-01 | 2022-06-01
WECC-WPP |  |  | Planned | WECC | Sweetgrass - Bison 115 kV #1 | No | Reliability |  | Sweetgrass 115 kV | Bison 115 KV | CLFP |  | I | 100 | 1.7 | OH | AC | 100-120 | 115 | 2 | 2 | 285 | 2022-06-01 | 2022-06-01
WECC-WPP |  |  | Planned | WECC | Campstool - Cheyenne Prairie 115 kV #1 | No | Reliability |  | Campstool 115 kV | Cheyenne Prairie Generation Station 115 kV | CLFP |  | I | 100 | 2.3 | OH | AC | 100-120 | 115 | 2 | 2 | 285 | 2022-12-01 | 2022-12-01
WECC-WPP |  |  | Planned | WECC | Campstool - Cheyenne Prairie 115 kV #2 | No | Reliability |  | Campstool 115 kV | Cheyenne Prairie Generation Station 115 kV | CLFP |  | I | 100 | 2.3 | OH | AC | 100-120 | 115 | 2 | 2 | 285 | 2022-12-01 | 2022-12-01
WECC-WPP |  |  | Planned | WECC | Sweetgrass 115 kV substation | No | Reliability |  | NA | NA | CLFP |  | I | 100 |  | OH | AC | 100-120 | 115 |  |  | NA | 2023-03-01 | 2023-03-01
WECC-WPP |  |  | Planned | WECC | Sweetgrass - South Cheyenne 115 kV | No | Reliability |  | Sweetgrass 115 kV | South Cheyenne 115 kV | CLFP |  | I | 100 | 1.6 | OH | AC | 100-120 | 115 | 2 | 2 | 285 | 2023-06-01 | 2023-06-01
WECC-WPP |  |  | Planned | WECC | Campstool - Allison Draw 115 kV | No | Reliability | Economic | Campstool 115 kV | Allision Draw 115 kV | CLFP |  | I | 100 |  | OH | AC | 100-120 | 115 | 2 | 2 | 285 | 2024-06-01 | 2024-06-01
WECC-WPP |  |  | Planned | WECC | Allison Draw - Cheyenne Prairie 1115 kV | No | Reliability | Economic | Allision Draw 115 kV | Cheyenne Prairie Generation Station 115 kV | CLFP |  | I | 100 |  | OH | AC | 100-120 | 115 | 2 | 2 | 285 | 2024-06-01 | 2024-06-01
WECC-WPP |  |  | Planned | WECC | Allison Draw 115 kV substation | No | Reliability | Economic | NA | NA | CLFP |  | I | 100 |  | OH | AC | 100-120 | 115 |  |  | NA | 2024-06-01 | 2024-06-01
WECC-WPP |  |  | Planned | WECC | Bison - Orchard Valley 115 kV | No | Reliability | Economic | Bison 115 KV | Orchard Valley 115 kV | CLFP |  | I | 100 |  | OH | AC | 100-120 | 115 |  |  | 285 | 2024-09-01 | 2024-09-01
WECC-WPP |  |  | Planned | WECC | Orchard Valley - King Ranch 115 kV | No | Reliability | Economic | Orchard Valley 115 kV | King Ranch 115 kV | CLFP |  | I | 100 |  | OH | AC | 100-120 | 115 |  |  | 285 | 2024-09-01 | 2024-09-01
WECC-WPP |  |  | Planned | WECC | Bison - West Cheyenne 115 kV | No | Reliability | Economic | Bison 115 KV | West Cheyenne 115 kV | CLFP |  | I | 100 |  | OH | AC | 100-120 | 115 |  |  | 285 | 2024-09-01 | 2024-09-01
WECC-WPP |  |  | Planned | WECC | Orchard Valley 115 kV substation | No | Reliability | Economic | NA | NA | CLFP |  | I | 100 |  | OH | AC | 100-120 | 115 |  |  | NA | 2024-09-01 | 2024-09-01
WECC-WPP |  |  | Planned | WECC | Bluffs - Westhill 230 kV | No | Reliability | Economic | Bluffs 230 kV | Westhill 230 kV | CLFP |  | I | 100 |  | OH | AC | 200-299 | 230 | 1 | 1 | 478 | 2025-06-01 | 2025-06-01
WECC-WPP |  |  | Planned | WECC | Bluffs - Stegall 230 kV | No | Reliability | Economic | Bluffs 230 kV | Stegall 230 kV | CLFP |  | I | 100 |  | OH | AC | 200-299 | 230 | 1 | 1 | 478 | 2025-06-01 | 2025-06-01
WECC-WPP |  |  | Planned | WECC | Bluffs 230 kV substation | No | Reliability | Economic | NA | NA | CLFP |  | I | 100 |  | OH | AC | 200-299 | 230 |  |  | NA | 2025-06-01 | 2025-06-01
WECC-WPP |  |  | Planned | WECC | Sweetgrass - Bluffs 230 kV | No | Reliability | Economic | Sweetgrass 230 kV | Bluffs 230 kV | CLFP |  | I | 100 |  | OH | AC | 200-299 | 230 | 1 | 1 | 570 | 2025-06-01 | 2025-06-01
WECC-WPP |  |  | Planned | WECC | Sweetgrass 230 kV substation | No | Reliability | Economic | NA | NA | CLFP |  | I | 100 |  | OH | AC | 200-299 | 230 |  |  | NA | 2025-06-01 | 2025-06-01
WECC-WPP |  |  | Planned | WECC | Sweetgrass - West Cheyenne 230 kV | No | Reliability | Economic | Sweetgrass 230 kV | Bluffs 230 kV | CLFP |  | I | 100 |  | OH | AC | 200-299 | 230 | 1 | 1 | 570 | 2025-10-01 | 2025-10-01
WECC-WPP |  |  | Planned | WECC | West Cheyenne 230 kV substation | No | Reliability | Economic | NA | NA | CLFP |  | I | 100 |  | OH | AC | 200-299 | 230 |  |  | NA | 2025-10-01 | 2025-10-01
WECC-WPP |  |  | Planned | WECC | West Cheyenne - Windstar 230 kV | No | Reliability | Economic | West Cheyenne 230 kV | Windstar 230 kV | CLFP |  | I | 100 |  | OH | AC | 200-299 | 230 | 1 | 1 | 570 | 2025-12-01 | 2025-12-01
WECC-WPP |  |  | Planned | WECC | Slater Double Circuit Conversion | No | Reliability |  | Slater | Meadow | TSGT | 30151 | C | 100 | 4.6 | OH | AC | 100-120 | 115 | 1 |  | 239 | 2024-12-01 | 2024-12-01
WECC-WPP |  |  | Planned | WECC | Slater Double Circuit Conversion | No | Reliability |  | Slater | Longs Peak | TSGT | 30151 | C | 100 | 4.3 | OH | AC | 100-120 | 115 | 1 |  | 238 | 2024-12-01 | 2024-12-01
WECC-WPP |  |  | Planned | WECC | Burlington - Lamar 230 kV Project | Yes | Reliability |  | Burlington Sub | Lamar Sub | TSGT | 30151 | C | 100 | 95 | OH | AC | 200-299 | 230 | 1 |  | 478 | 2025-01-01 | 2025-01-01
WECC-WPP |  |  | Planned | WECC | Huckleberry 230 kV Project | Yes | Reliability |  | Huckleberry | Boone | TSGT | 30151 | C | 100 | 120 | OH | AC | 200-299 | 230 | 1 |  | 478 | 2026-01-01 | 2026-01-01
WECC-WPP |  |  | Planned | WECC | Huckleberry 230 kV Project | Yes | Reliability |  | Huckleberry | Walsenburg | TSGT | 30151 | C | 100 | 46 | OH | AC | 200-299 | 230 | 1 |  | 358 | 2026-01-01 | 2026-01-01
WECC-WPP |  |  | Planned | WECC | Huckleberry 230 kV Project | No | Reliability |  | Huckleberry | Comanche | TSGT | 30151 | C | 100 | 2.5 | OH | AC | 200-299 | 230 | 1 |  | 358 | 2026-01-01 | 2026-01-01
WECC-WPP |  |  | Planned | WECC | Badger Creek 230 kV Project | Yes | Reliability |  | Badger Creek | Henry Lake | TSGT | 30151 | C | 100 | 53 | OH | AC | 200-299 | 230 | 1 |  | 478 | 2028-01-01 | 2028-01-01
WECC-WPP |  |  | Planned | WECC | Badger Creek 230 kV Project | No | Reliability |  | Badger Creek | Story | TSGT | 30151 | C | 100 | 16.5 | OH | AC | 200-299 | 230 | 1 |  | 478 | 2028-01-01 | 2028-01-01
WECC-WPP |  |  | Planned | WECC | Badger Creek 230 kV Project | No | Reliability |  | Badger Creek | Big Sandy | TSGT | 30151 | C | 100 | 70 | OH | AC | 200-299 | 230 | 1 |  | 478 | 2028-01-01 | 2028-01-01
WECC-WPP |  |  | Planned | WECC | Big Sandy - Burlington 230 kV Uprate | No | Reliability |  | Big Sandy | Windtalker | TSGT | 30151 | C | 100 | 49.5 | OH | AC | 200-299 | 230 | 1 |  | 455 | 2028-12-01 | 2028-12-01
WECC-WPP |  |  | Planned | WECC | Big Sandy - Burlington 230 kV Uprate | No | Reliability |  | Windtalker | Landsman Creek | TSGT | 30151 | C | 100 | 26 | OH | AC | 200-299 | 230 | 1 |  | 455 | 2028-12-01 | 2028-12-01
WECC-WPP |  |  | Planned | WECC | Big Sandy - Burlington 230 kV Uprate | No | Reliability |  | Landsman Creek | Burlington | TSGT | 30151 | C | 100 | 5.2 | OH | AC | 200-299 | 230 | 1 |  | 455 | 2028-12-01 | 2028-12-01
WECC-SRSG | #N/A | 3 | Completed | WECC | Delaney - Palo Verde 400-599 kV Line | Yes | Economics / Congestion | Reliability | Maricopa Co. AZ | Wintersburg AZ | AZPS | 803 | APS | APS-90%; CADWP-10% | 15 | OH | AC | 400-599 | 525kV | 1 | 1 | 2595 | 2014-01-01 | 2016-01-01
WECC-SRSG | #N/A | 4 | Completed | WECC | Sun Valley – Trilby Wash 200-299 kV Line | No | Economics / Congestion | Reliability | Buckeye AZ | Surprise AZ | AZPS | 803 | APS | 100 | 15 | OH | AC | 200-299 | 230kV | 1 | 2 | 1903 | 2014-01-01 | 2016-01-01
WECC-SRSG | #N/A | 5 | Completed | WECC | Hassayampa - North Gila 400-599 kV line | Yes | Economics / Congestion | Reliability | Yuma AZ | Yuma AZ | AZPS | 803 | I | APS - 80%; IID - 20% | 112 | OH | AC | 400-599 | 525kV | 1 | 1 | 1194 | 2015-01-01 | 2015-01-01
WECC-SRSG | #N/A | 6 | Completed | WECC | TS2– Palm Valley 200-299 kV Line | No | Reliability | Economics / Congestion | Surprise AZ | Goodyear AZ | AZPS | 803 | I | 100 | 12 | OH | AC | 200-299 | 230kV |  | 2 | 1194 | 2015-01-01 | 2015-01-01
WECC-SRSG | #N/A | 7 | Completed | WECC | TS2– Trilby Wash 200-299 kV Line | No | Reliability | Economics / Congestion | Surprise AZ | Surprise AZ | AZPS | 803 | I | 100 | 12 | OH | AC | 200-299 | 230kV |  | 2 | 2595 | 2015-01-01 | 2015-01-01
WECC-SRSG | #N/A | 8 | Completed | WECC | Sun Valley – Morgan 400-599 kV Line | No | Economics / Congestion | Reliability | Buckeye AZ | Peoria AZ | AZPS | 803 | I | APS-90%; CADWP-10% | 40 | OH | AC | 400-599 | 525kV | 1 | 2 | 2595 | 2014-01-01 | 2018-01-01
WECC-SRSG | #N/A | 9 | Completed | WECC | Delaney - Sun Valley 400-599 kV Line | No | Economics / Congestion | Reliability | Maricopa Co. AZ | Buckeye AZ | AZPS | 803 | I | APS-90%; CADWP-10% | 28 | OH | AC | 400-599 | 525kV | 1 | 2 | 2595 | 2014-01-01 | 2016-01-01
WECC-SRSG | #N/A | 10 | Planned | WECC | North Gila - Orchard 200-299 kV Line | No | Economics / Congestion | Reliability | Yuma AZ | Yuma AZ | AZPS | 803 | I | 100 | 13 | OH | AC | 200-299 | 230kV | 1 | 2 | TBD | 2021-01-01 | 2022-06-01
WECC-SRSG | #N/A | 11 | Planned | WECC | Adams to Boothill 100-120 Transmission Line Upgrade | Yes | Reliability | Reliability | Cochise AZ | Cochise AZ | AZPS | 803 | I | 100 | 2 | OH | AC | 100-120 | 115kV | 1 | 1 | TBD | 2021-01-01 | 2021-01-01
WECC-SRSG | #N/A | 12 | Planned | WECC | Boothill to Mural 115kV Transmission Line Upgrade | No | Reliability | Reliability | Cochise AZ | Cochise AZ | AZPS | 803 | I | 100 | 1 | OH | AC | 100-120 | 115kV | 1 | 1 | TBD | 1905-07-16 | 2021-01-01
WECC-SRSG | #N/A | 13 | Planned | WECC | Country Club to Lincoln Street 230kV Underground Upgrade | No | Reliability | Reliability | Phoenix AZ | Phoenix AZ | AZPS | 803 | I | 100 | 3 | UG | AC | 200-299 | 230kV | 1 | 1 | TBD |  | 1905-07-16
WECC-SRSG | #N/A | 14 | Planned | WECC | Country Club to Meadowbrook 230kV Underground Upgrade | No | Reliability | Reliability | Phoenix AZ | Phoenix AZ | AZPS | 803 | I | 100 | 2.5 | UG | AC | 200-299 | 230kV | 1 | 1 | TBD
WECC-SRSG | #N/A | 15 | Planned | WECC | Meadowbrook to Sunnyslope 230kV Underground Upgrade | No | Reliability | Reliability | Phoenix AZ | Phoenix AZ | AZPS | 803 | I | 100 | 5.3 | UG | AC | 200-299 | 230kV | 1 | 1 | TBD
WECC-SRSG | #N/A | 16 | Planned | WECC | Country Club to Grand Terminal 230kV Underground Upgrade | No | Reliability | Reliability | Phoenix AZ | Phoenix AZ | AZPS | 803 | I | 100 | 2.5 | UG | AC | 200-299 | 230kV | 1 | 1 | TBD | 2021-01-01
WECC-SRSG | #N/A | 17 | Planned | WECC | AES 230kV Interconnection at Westwing 230kV Substation | No | Variable/Renewable Integration | Variable/Renewable Integration | Phoenix AZ | Phoenix AZ | AZPS | 803 | I | 100 |  | OH | AC | 200-299 | 230kV | 1 | 1 | TBD | 2022-01-01 | 2021-01-01
WECC-SRSG | #N/A | 18 | Planned | WECC | Runway 230kV Lines | No | Reliability | Reliability | Phoenix AZ | Phoenix AZ | AZPS | 803 | I | 100 |  | OH | AC | 200-299 | 230kV | 1 | 2 | TBD | 2022-01-01 | 2022-01-01
WECC-SRSG | #N/A | 19 | Planned | WECC | Hashknife Generation Tie Line Project | No | Reliability | Reliability | Phoenix AZ | Phoenix AZ | AZPS | 803 | I | 100 |  | OH | AC | 400-599 | 525kV | 1 | 1 | TBD | 2022-01-01 | 2022-01-01
WECC-SRSG | #N/A | 20 | Planned | WECC | Stratus 230kV Lines | No | Reliability | Reliability | Phoenix AZ | Phoenix AZ | AZPS | 803 | I | 100 |  | OH | AC | 200-299 | 230kV | 1 | 2 | TBD | 2023-01-01 | 2022-01-01
WECC-SRSG | #N/A | 21 | Planned | WECC | Three Rivers 230kV Transmission Line Project | No | Reliability | Reliability | Phoenix AZ | Phoenix AZ | AZPS | 803 | I | 100 |  | OH | AC | 200-299 | 230kV | 1 | 2 | TBD | 2023-01-01 | 2024-01-01
WECC-SRSG | #N/A | 22 | Planned | WECC | Contrail 230kV Lines | No | Reliability | Reliability | Phoenix AZ | Phoenix AZ | AZPS | 803 | I | 100 |  | OH | AC | 200-299 | 230kV | 1 | 2 | TBD | 2023-01-01 | 2024-01-01
WECC-SRSG | #N/A | 23 | Planned | WECC | TS2 230kV Lines | No | Reliability | Reliability | Phoenix AZ | Phoenix AZ | AZPS | 803 | I | 100 |  | OH | AC | 200-299 | 230kV | 1 | 2 | TBD | 2024-01-01 | 2024-01-01
WECC-SRSG | #N/A | 24 | Planned | WECC | Broadway 230kV Lines | No | Reliability | Reliability | Phoenix AZ | Phoenix AZ | AZPS | 803 | I | 100 |  | OH | AC | 200-299 | 230kV | 1 | 2 | TBD | 2025-01-01 | 2024-01-01
WECC-SRSG | #N/A | 25 | Planned | WECC | TS17 230kV Lines | No | Reliability | Reliability | Phoenix AZ | Phoenix AZ | AZPS | 803 | I | 100 |  | OH | AC | 200-299 | 230kV | 1 | 2 | TBD |  | 2025-01-01
WECC-SRSG | #N/A | 26 | Conceptual | WECC | El Sol – Westwing 230kV Line | No | Reliability | Reliability | Phoenix AZ | Phoenix AZ | AZPS | 803 | I | 100 |  | OH | AC | 200-299 | 230kV | 1 | 2 | TBD
WECC-SRSG | #N/A | 27 | Conceptual | WECC | Palo Verde – Saguaro 500kV Line | No | Reliability | Reliability | Phoenix AZ | Pinal AZ | AZPS | 803 | I | 100 |  | OH | AC | 400-599 | 525kV | 1 |  | TBD
WECC-SRSG | #N/A | 28 | Conceptual | WECC | Palm Valley – TS2 – Trilby Wash 230kV Line Circuit #2 | No | Reliability | Reliability | Pinal AZ | Pinal AZ | AZPS | 803 | I | 100 |  | OH | AC | 200-299 | 230kV | 1 | 2 | TBD
WECC-SRSG | #N/A | 29 | Conceptual | WECC | Sun Valley – Trilby Wash 230kV Line Circuit #2 | No | Reliability | Reliability | Phoenix AZ | Phoenix AZ | AZPS | 803 | I | 100 |  | OH | AC | 200-299 | 230kV | 1 | 2 | TBD
WECC-SRSG | #N/A | 30 | Conceptual | WECC | Pinal Central – Sundance 230kV Line | No | Reliability | Reliability | Pinal AZ | Pinal AZ | AZPS | 803 | I | 100 |  | OH | AC | 200-299 | 230kV | 1 | 1 | TBD
WECC-SRSG | #N/A | 31 | Conceptual | WECC | Morgan – Sun Valley 230kV Line | No | Reliability | Reliability | Phoenix AZ | Phoenix AZ | AZPS | 803 | I | 100 |  | OH | AC | 200-299 | 230kV | 1 | 2 | TBD
WECC-SRSG | #N/A | 32 | Conceptual | WECC | Orchard – Yucca 230kV Line | Yes | Reliability | Reliability | Yuma AZ | Yuma AZ | AZPS | 803 | I | 100 |  | OH | AC | 200-299 | 230kV | 1 | 2 | TBD
WECC-SRSG | #N/A | 33 | Conceptual | WECC | Sun Valley – TS10 – TS11 230kV Line | No | Reliability | Reliability | Phoenix AZ | Phoenix AZ | AZPS | 803 | I | 100 |  | OH | AC | 200-299 | 230kV | 1 |  | TBD
WECC-SRSG | #N/A | 34 | Conceptual | WECC | Buckeye – TS11 – Sun Valley 230kV Line | No | Reliability | Reliability | Phoenix AZ | Phoenix AZ | AZPS | 803 | I | 100 |  | OH | AC | 200-299 | 230kV | 1 |  | TBD
WECC-SRSG | #N/A | 35 | Conceptual | WECC | TS14 230kV Lines | No | Reliability | Reliability | Phoenix AZ | Phoenix AZ | AZPS | 803 | I | 100 |  | OH | AC | 200-299 | 230kV | 1 | 2 | TBD
WECC-SRSG | #N/A | 36 | Conceptual | WECC | Mead-Perkins Interconnection Project | Yes | Reliability | Reliability | Phoenix AZ | Phoenix AZ | AZPS | 803 | I | 100 |  | OH | AC | 100-120 | 115kV | 1 | 1 | TBD
WECC-SRSG | #N/A | 37 | Planned | WECC | Jojoba - Rudd 500kV line | Yes | Reliability | Reliability | Buckeye AZ | Maricopa, AZ | AZPS | 803 | I | TBD | 24 | OH | AC | 400-599 | 525kV | 1 | 2 | 2595 | 2028-01-01 | 2028-01-01
WECC-SRSG | #N/A | 38 | Planned | WECC | Hashknife Generation Tie Line Project | No | Variable/Renewable Integration | Variable/Renewable Integration | Navajo, AZ | Navajo, AZ | AZPS | 803 | I | TBD |  | OH | AC | 400-599 | 525kV | 1 | 1 | TBD | 2023-01-01 | 2023-01-01
WECC-SRSG | #N/A | 39 | Planned | WECC | McFarland Solar Project Generation Tie Line | No | Reliability | Reliability | Maricopa Co. AZ | Maricopa Co. AZ | AZPS | 803 | I | TBD |  | OH | AC | 400-599 | 525kV | 1 | 1 | TBD | 2022-01-01 | 2022-01-01
WECC-SRSG | #N/A | 40 | Planned | WECC | Relocation of the Morgan-Pinnacle Peak 230kV and 500 kV Lines | No | Other | Other | Maricopa Co. AZ | Maricopa Co. AZ | AZPS | 803 | I | 1 | 3.5 | OH | AC | 400-599 | 525kV | 2 | 2 | TBD | 2022-01-01 | 2022-01-01
WECC-SRSG | #N/A | 41 | Planned | WECC | Serrano Solar and Storage Project Generation Tie Line | No | Variable/Renewable Integration | Variable/Renewable Integration | Maricopa Co. AZ | Maricopa Co. AZ | AZPS | 803 | I | TBD | 6.75 | OH | AC | 200-299 | 230kV | 1 | 1 | TBD | 2023-01-01 | 2023-01-01
WECC-SRSG | #N/A | 42 | Planned | WECC | Runway Additional 230kV Lines | No | Reliability | Reliability | Maricopa Co. AZ | Maricopa Co. AZ | AZPS | 803 | I | 1 | 4 | OH | AC | 200-299 | 230kV | 2 | 2 | TBD | 2024-01-01 | 2024-01-01
WECC-SRSG | #N/A | 43 | Conceptual | WECC | TS22 500 and 230kV Lines | No | Reliability | Reliability | Maricopa Co. AZ | Maricopa Co. AZ | AZPS | 803 | I | 1 |  | OH | AC | 400-599 | 525kV | 2 | 2 | TBD | 2024-01-01 | 2024-01-01
WECC-SRSG | #N/A | 44 | Conceptual | WECC | North Gila – Orchard 230kV Line Circuit #2 | No | Reliability | Reliability | Yuma AZ | Yuma AZ | AZPS | 803 | I | 1 | 13 | OH | AC | 200-299 | 230kV | 1 | 2 | TBD
WECC-SRSG | #N/A | 45 | Conceptual | WECC | Milligan Solar and Storage Project Generator Tie Line | No | Variable/Renewable Integration | Variable/Renewable Integration | Pinal AZ | Pinal AZ | AZPS | 803 | I | TBD |  | OH | AC | 200-299 | 230kV | 1 | 1 | TBD
WECC-SRSG | #N/A | 46 | Planned | WECC | Chevelon Butte Wind Generation Tie Line Project | No | Variable/Renewable Integration | Variable/Renewable Integration | Navajo, AZ | Navajo, AZ | AZPS | 803 | I | TBD | 1 | OH | AC | 300-399 | 345kV | 1 | 1 | TBD
WECC-SRSG | #N/A | 47 | Conceptual | WECC | Afton North-Airport 115kV Line |  | Reliability | Other | Las Cruces, NM | Las Cruces, NM | EPE | 5701 | I | 100 | 12 | OH | AC | 100-120 | 115 | 1 |  | 184.8 | 2020-12-01 | 2025-01-01
WECC-SRSG | #N/A | 48 | Conceptual | WECC | Caliente-MPS 16700 115 kV Line (Reconductor) |  | Reliability | Other | El Paso, Tx | El Paso, Tx | EPE | 5701 | I | 100 | 8.5 | OH | AC | 100-120 | 115 | 1 |  | 268.1 |  | 2027-01-01
WECC-SRSG | #N/A | 49 | Conceptual | WECC | Jornada-Arroyo 115 kV Line (Reconductor/Rebuild) |  | Reliability | Other | Las Cruces, NM | Las Cruces, NM | EPE | 5701 | I | 100 | 4.9 | OH | AC | 100-120 | 115 | 1 |  | 184.8 |  | 2024-01-01
WECC-SRSG | #N/A | 50 | Conceptual | WECC | Afton North-Vado 115 kV Double Bundled Line |  | Reliability | Other | El Paso, Tx | El Paso, Tx | EPE | 5701 | I | 100 | 12 | OH | AC |  |  | 1 |  | TBD |  | 2026-01-01
WECC-SRSG | #N/A | 51 | Conceptual | WECC | Pine-Seabeck 115 kV Line |  | Reliability | Other | El Paso, Tx | El Paso, Tx | EPE | 5701 | I | 100 | 8.88 | OH | AC | 100-120 | 115 | 1 |  | 184.8 |  | 2026-01-01
WECC-SRSG | #N/A | 52 | Conceptual | WECC | Afton-Afton North 345 kV Double Bundled Line |  | Reliability | Other | El Paso, Tx | El Paso, Tx | EPE | 5701 | I | 100 | 1 | OH | AC | 300-399 | 345 | 1 |  | 1039.8 |  | 2025-01-01
WECC-SRSG | #N/A | 53 | Conceptual | WECC | Rio Grande-Sunset North 115 kV Line (Rebuild/Reconductor) |  | Reliability | Other | El Paso, Tx | El Paso, Tx | EPE | 5701 | I | 100 | 5.25 | OH | AC | 100-120 | 115 | 1 |  | 369.6 |  | 2026-01-01
WECC-SRSG | #N/A | 54 | Conceptual | WECC | Newman-Chaparal 115 kV Line (Reconductor) |  | Reliability | Other | El Paso, Tx | El Paso, Tx | EPE | 5701 | I | 100 | 2.9 | OH | AC | 100-120 | 115 | 1 |  | 369.6 |  | 2023-01-01
WECC-SRSG | #N/A | 55 | Conceptual | WECC | Moongate - Jornada Transmission Line |  | Reliability | Other | Las Cruces, NM | Las Cruces, NM | EPE | 5701 | I | 100 | 9 | OH | AC | 100-120 | 115 | 1 |  | 184.8 |  | 2023-01-01
WECC-SRSG | #N/A | 56 | Conceptual | WECC | In-and-Out into Vado 345 kV Substation from Afton North-Newman 345 kV Line |  | Reliability | Other | El Paso, Tx | El Paso, Tx | EPE | 5701 | I | 100 | 29.88 | OH | AC | 300-399 | 345 | 1 |  | 929.8 |  | 2026-01-01
WECC-SRSG | #N/A | 57 | Conceptual | WECC | Vado-Salopek 115 kV Line Double Bundled Line (Reconductor) |  | Reliability | Other | El Paso, Tx | El Paso, Tx | EPE | 5701 | I | 100 | 9 | OH | AC | 100-120 | 115 | 1 |  | 369.6 |  | 2027-01-01
WECC-SRSG | #N/A | 58 | Conceptual | WECC | Coyote-Pine 115 kV Line (Reconductor) |  | Reliability | Other | El Paso, Tx | El Paso, Tx | EPE | 5701 | I | 100 | 5.72 | OH | AC | 100-120 | 115 | 1 |  | 184.8 |  | 2026-01-01
WECC-SRSG | #N/A | 59 | Conceptual | WECC | Sparks-San Felipe Line (Conversion/Reconductor) 69 kV to 115 kV |  | Reliability | Other | El Paso, Tx | El Paso, Tx | EPE | 5701 | I | 100 | 13.3 | OH | AC | 100-120 | 69, 115 | 1 |  | 184.8 |  | 2026-01-01
WECC-SRSG | #N/A | 60 | Conceptual | WECC | Moongate-Apollo 115 kV Line (Reconductor/Rebuild) |  | Reliability | Other | Las Cruces, NM | Las Cruces, NM | EPE | 5701 | I | 100 | 6 | OH | AC | 100-120 | 115 | 1 |  | 68.5 |  | 2024-01-01
WECC-SRSG | #N/A | 61 | Conceptual | WECC | In-and-Out into Otero 345 kV and In-and-Out into Picante Substation from Caliente-Amrad 345 kV Line (Amrad to Otero) |  | Reliability | Other | El Paso, Tx | El Paso, Tx | EPE | 5701 | I | 100 | 7 | OH | AC | 300-399 | 345 | 1 |  | 785.2 |  | 2023-01-01
WECC-SRSG | #N/A | 62 | Conceptual | WECC | In-and-Out into Otero 345 kV and In-and-Out into Picante Substation from Caliente-Amrad 345 kV Line (Otero to Picante) |  | Reliability | Other | El Paso, Tx | El Paso, Tx | EPE | 5701 | I | 100 | 15.7 | OH | AC | 300-399 | 345 | 1 |  | 785.2 |  | 2023-01-01
WECC-SRSG | #N/A | 63 | Conceptual | WECC | In-and-Out into Otero 345 kV and In-and-Out into Picante Substation from Caliente-Amrad 345 kV Line (Picante to Caliente) |  | Reliability | Other | El Paso, Tx | El Paso, Tx | EPE | 5701 | I | 100 | 7.3 | OH | AC | 300-399 | 345 | 1 |  | 785.2 |  | 2023-01-01
WECC-SRSG | #N/A | 64 | Planned | WECC | Pine-Seabeck 100-120 kV Line |  | Reliability | Other | El Paso, Tx | El Paso,Tx | EPE | 5701 | I | 100 | 8.88 | OH | AC | 100-120 | 115 | 1 | 1 | 184.8 | 2020-05-01 | 2025-01-01
WECC-SRSG | #N/A | 65 | Planned | WECC | Seabeck-Horizon 100-120 kV Line |  | Reliability | Other | El Paso, Tx | El Paso,Tx | EPE | 5701 | I | 100 | 7.05 | OH | AC | 100-120 | 115 | 1 | 1 | 184.8 | 2020-05-01 | 2025-01-01
WECC-SRSG | #N/A | 66 | Planned | WECC | Seabeck-San Felipe 100-120 kV Line |  | Reliability | Other | El Paso, Tx | El Paso,Tx | EPE | 5701 | I | 100 | 18.34 | OH | AC | 100-120 | 115 | 1 | 1 | 184.8 | 2021-05-01 | 2025-01-01
WECC-SRSG | #N/A | 67 | Planned | WECC | Afton North-Vado 115kV Line |  | Reliability | Other | Las Cruces, NM | Las Cruces, NM | EPE | 5701 | I | 100 | 14 | OH | AC | 100-120 | 115 | 1 |  | 369.6 | 2022-12-01 | 2024-01-01
WECC-SRSG | #N/A | 68 | Planned | WECC | Afton-Afton North 345kV Double Bundled Line |  | Reliability | Other | Las Cruces, NM | Las Cruces, NM | EPE | 5701 | I | 100 | 1 | OH | AC | 300-399 | 345 | 1 |  | 1039.8 | 2023-05-01 | 2023-01-01
WECC-SRSG | #N/A | 69 | Planned | WECC | In-and-Out into Otero 345 kV and In-and-Out into Picante Substation from Caliente-Amrad 345 kV Line (Amrad to Otero) |  | Reliability | Other | El Paso, Tx | El Paso, Tx | EPE | 5701 | I | 100 | 7 | OH | AC | 300-399 | 345 | 1 |  | 785.2 |  | 2022-01-01
WECC-SRSG | #N/A | 70 | Planned | WECC | In-and-Out into Otero 345 kV and In-and-Out into Picante Substation from Caliente-Amrad 345 kV Line (Otero to Picante) |  | Reliability | Other | El Paso, Tx | El Paso, Tx | EPE | 5701 | I | 100 | 15.7 | OH | AC | 300-399 | 345 | 1 |  | 785.2 |  | 2022-01-01
WECC-SRSG | #N/A | 71 | Planned | WECC | In-and-Out into Otero 345 kV and In-and-Out into Picante Substation from Caliente-Amrad 345 kV Line (Picante to Caliente) |  | Reliability | Other | El Paso, Tx | El Paso, Tx | EPE | 5701 | I | 100 | 7.3 | OH | AC | 300-399 | 345 | 1 |  | 785.2 |  | 2022-01-01
WECC-SRSG | #N/A | 72 | Planned | WECC | Caliente-MPS 16700 115 kV Line (Reconductor) |  | Reliability | Other | El Paso, Tx | El Paso, Tx | EPE | 5701 | I | 100 | 8.5 | OH | AC | 100-120 | 115 | 1 |  | 268.1 |  | 2022-01-01
WECC-SRSG | #N/A | 73 | Planned | WECC | Arroyo-Cox 69 to 115 kV (Arroyo-Moongate-Reconductor) |  | Reliability | Other | Las Cruces, NM | Las Cruces, NM | EPE | 5701 | I | 100 | 12 | OH | AC | 100-120 | 115 | 1 |  | 184.8 |  | 2023-01-01
WECC-SRSG | #N/A | 74 | Planned | WECC | Apollo-Cox Line 69 to 115 kV(Moongate to Apollo Portion-Rebuild) |  | Reliability | Other | Las Cruces, NM | Las Cruces, NM | EPE | 5701 | I | 100 | 6 | OH | AC | 100-120 | 115 | 1 |  | 68.5 |  | 2023-01-01
WECC-SRSG | #N/A | 75 | Planned | WECC | Jornada-Arroyo 115 kV Line (Reconductor/Rebuild) |  | Reliability | Other | Las Cruces, NM | Las Cruces, NM | EPE | 5701 | I | 100 | 4.9 | OH | AC | 100-120 | 115 | 1 |  | 184.8 |  | 2023-01-01
WECC-SRSG | #N/A | 76 | Planned | WECC | Sparks-San Felipe Line (Conversion/Reconductor) 69 kV to 115 kV |  | Reliability | Other | El Paso, Tx | El Paso, Tx | EPE | 5701 | I | 100 | 13.3 | OH | AC | 100-120 | 69, 115 | 1 |  | 184.8 |  | 2025-01-01
WECC-SRSG | #N/A | 77 | Planned | WECC | Coyote-Pine 115 kV Line (Reconductor) |  | Reliability | Other | El Paso, Tx | El Paso, Tx | EPE | 5701 | I | 100 | 5.72 | OH | AC | 100-120 | 115 | 1 |  | 184.8 |  | 2025-01-01
WECC-SRSG | #N/A | 78 | Planned | WECC | Vado-Salopek 115 kV Line Double Bundled Line (Reconductor) |  | Reliability | Other | El Paso, Tx | El Paso, Tx | EPE | 5701 | I | 100 | 9 | OH | AC | 100-120 | 115 | 1 |  | 369.6 |  | 2026-01-01
WECC-SRSG | #N/A | 79 | Planned | WECC | Vado-Anthony 115 kV Line Double Bundled (Reconductor) |  | Reliability | Other | El Paso, Tx | El Paso, Tx | EPE | 5701 | I | 100 | 11 | OH | AC | 100-120 | 115 | 1 |  | 369.6 |  | 2027-01-01
WECC-SRSG | #N/A | 80 | Planned | WECC | In-and-Out into Vado 345 kV Substation from Afton North-Newman 345 kV Line |  | Reliability | Other | El Paso, Tx | El Paso, Tx | EPE | 5701 | I | 100 | 29.88 | OH | AC | 300-399 | 345 | 1 |  | 929.8 |  | 2030-01-01
WECC-SRSG | #N/A | 81 | Planned | WECC | Afton North-Airport 115kV Line |  | Reliability | Other | El Paso, Tx | El Paso, Tx | EPE | 5701 | I | 100 | 14 | OH | AC | 100-120 | 115 | 1 |  | 184.8 |  | 2028-01-01
WECC-SRSG | #N/A | 82 | Under Construction | WECC | Moongate - Jornada Transmission Line |  | Reliability | Other | Las Cruces, NM | Las Cruces, NM | EPE | 5701 | I | 100 | 9 | OH | AC | 100-120 | 115 | 1 |  | 184.8 |  | 2022-01-01
WECC-SRSG | #N/A | 83 | Under Construction | WECC | Newman-Chaparal 115 kV Line (Reconductor) |  | Reliability | Other | El Paso, Tx | El Paso, Tx | EPE | 5701 | I | 100 | 2.9 | OH | AC | 100-120 | 115 | 1 |  | 369.6 |  | 2022-01-01
WECC-SRSG | #N/A | 84 | Under Construction | WECC | Rio Grande-Sunset North 115 kV Line (Rebuild/Reconductor) |  | Reliability | Other | El Paso, Tx | El Paso, Tx | EPE | 5701 | I | 100 | 5.25 | OH | AC | 100-120 | 115 | 1 |  | 369.6 |  | 2025-01-01
WECC-SRSG | #N/A | 85 | Completed | WECC | Marlow-Trowbridge 115 kV (Rebuild) |  | Reliability | Other | El Paso, Tx | El Paso, Tx | EPE | 5701 | I | 100 | 1.22 | OH | AC | 100-120 | 115 | 1 |  | 181.3 |  | 2022-01-01
WECC-SRSG | #N/A | 86 | Under Construction | WECC | "S" Line Upgrade | Y | Reliability | Economics / Congestion | El Centro 230kV Switching Station | Imperial Valley 230kV Substation | IID | 9216 | O | 1 | 18.6 | OH | AC | 200-299 | 230 | 1 | 1 | 850 | 2022-01-01 | 2023-04-01
WECC-SRSG | #N/A | 87 | Conceptual | WECC | Ramon-Mirage 230kV circuit 2 | Y | Reliability |  | Ramon 230kV Substation | Mirage 230kV Substation | IID | 9216 | O | 1 | 1 | OH | AC | 200-299 | 230 | 1 | 1 | 778 |  | 2024-06-01
WECC-SRSG | #N/A | 88 | Conceptual | WECC | San Juan Basin Energy Connect Project | No | Reliability | Economics / Congestion | Shiprock, NM | near Ignaciao, CO | TSGT | 30102 | C | 100 | 70 |  | AC | 200-299 | 230 | 1 | 1 | 600 | 2012-09-01
WECC-SRSG | #N/A | 89 | Conceptual | WECC | NENM Reliability Improvement Phase II | No | Reliability |  | Hess, NM | Rosebud, NM | TSGT | 30102 | C | 100 | 27 | OH | AC | 200-299 | 230 | 1 | 1 | 621 | 2019-12-01 | 2029-12-01
WECC-SRSG | #N/A | 90 | Conceptual | WECC | NENM Reliability Improvement Phase II | No | Reliability |  | Hess, NM | Gladstone, NM | TSGT | 30102 | C | 100 | 27 | OH | AC | 200-299 | 115 | 1 | 1 | 621 | 2019-12-01 | 2029-12-01
WECC-SRSG | #N/A | 91 | Conceptual | WECC | NENM Reliability Improvement Phase I | No | Reliability |  | Gladstone, NM | Springer, NM | TSGT | 30102 | C | 100 | 61 |  | AC | 100-120 | 115 | 1 | 1 | 240 | 2019-12-01
WECC-SRSG | #N/A | 92 | Planned | WECC | San Ysidro-Torreon 115kV to 69kV Tranmission Line Conversion | No | Reliability |  | San Ysidro | Torreon | TSGT | 30102 | C | 100 | 26.5 |  | AC | 100-120 | 115 | 1 | 1 | 44.4 | 2022-12-01 | 2022-12-01
WECC-SRSG | #N/A | 93 | Conceptual | WECC | Ojo-Taos 115 kV Line | No | Economics / Congestion | Reliability | Taos | Ojo | KCEC |  | C | 100 | 30 |  | AC | 100-120 | 115 | 1 | 1 | 200 | 2024-09-01 | 2024-09-01
WECC-SRSG | #N/A | 94 | Conceptual | WECC | PNM-Mendoza 115kV Tap | Yes | Economics / Congestion | Reliability | PNM AY 115kV Line | CYGA-Mendoza Tap | CYGA |  | M | 100 | 3 | OH | AC | 100-120 | 115 | 1 | 1 | 10 | 2023-06-01 | 2023-06-01
WECC-SRSG | #N/A | 95 | Planned | WECC | Jicarilla Energy Center Generation Tie-line | Yes | Variable/Renewable Integration |  | JAN Substation 345 kV | Jan Energy Center | JANPA |  | O | 100 | 7.5 | OH | AC | 300-399 | 345 | 1 | 1 | 700 | 2021-03-01 | 2022-05-01
WECC-SRSG | #N/A | 96 | Delayed - Other (Comment Required) | WECC | Los Alamos Service Area Transmission Capacity Upgrade | No | Economics / Congestion | Other | Buckman | White Rock | Los Alamos County | 30106 | M | 100 | 12 |  | AC | 100-120 | 115 | 1 | 2 | 285 | 2015-06-01 | 2024-06-01
WECC-SRSG | #N/A | 97 | Conceptual | WECC | Los Alamos Service Area Transmission Capacity Upgrade | No | Economics / Congestion | Other | BA | STA | Los Alamos County | 30106 | M | 100 | 12 |  | AC | 100-120 | 115 | 1 | 2 | 285 | 2019-06-01 | 2029-06-01
WECC-SRSG | #N/A | 98 | Planned | WECC | Frontier - Picacho 115kV Uprate | No | Reliability |  | Frontier | Picacho | TSGT | 30102 | C | 100 | 47.9 |  | AC | 100-120 | 115 | 1 | 1 |  | 2028-03-01 | 2028-03-01
WECC-SRSG | #N/A | 99 | Planned | WECC | Alta Luna - Caballo 115kV Uprate | No | Reliability |  | Alta Luna | Caballo | TSGT | 30102 | C | 100 | 30.3 |  | AC | 100-120 | 115 | 1 | 1 |  | 2027-12-01 | 2027-12-01
WECC-SRSG | #N/A | 100 | Planned | WECC | Alta Luna - Mimbres 115kV Uprate | No | Reliability |  | Alta Luna | Mimbres | TSGT | 30102 | C | 100 | 26.7 |  | AC | 100-120 | 115 | 1 | 1 |  | 2024-12-01 | 2024-12-01
WECC-SRSG | #N/A | 101 | Completed | WECC | Clines Corners - Pajarito 345 kV line | No | Reliability | Economics / Congestion | Clines Corners | Pajaritio | PNM | 30101 | I | 1 | 153 | OH | AC | 300-399 | 345 | 1 | 1 | 1435 | 2021-12-10 | 2021-12-10
WECC-SRSG | #N/A | 102 | Planned | WECC | Sun Ranch - Rattle Snake 116 kV line | No | Reliability |  | Sun Ranch | Rattele Snake | PNM | 30101 | I | 1 | 7 | OH | AC | 100-120 | 115 | 1 | 1 | 350 | 2023-12-15
WECC-SRSG | #N/A | 103 | Planned | WECC | Person - Tome 46 to 115 kV operational upgrade | No | Reliability |  | Person | Tome | PNM | 30101 | i | 1 | 26.82 | OH | AC | 100-120 | 115 | 1 | 1 | 157 | 2023-12-15
WECC-SRSG | #N/A | 104 | Planned | WECC | Abel - Santan | No | Reliability |  | Queen Creek AZ | GIlbert AZ | SRP | 16572 | S | 100% SRP | 8 | OH | AC | 200-299 | 230 | 2 | 2 | 878 | 2020-06-01 | 2023-06-01
WECC-SRSG | #N/A | 105 | Planned | WECC | Abel - Schrader | No | Reliability |  | Queen Creek AZ | Florence AZ | SRP | 16572 | S | 100% SRP | 12 | OH | AC | 200-299 | 230 | 2 | 2 | 878 | 2020-06-01 | 2023-06-01
WECC-SRSG | #N/A | 106 | Conceptual | WECC | SUNZIA SOUTHWEST TRANSMISSION PROJECT | Yes | Variable/Renewable Integration | Variable/Renewable Integration | Corona, NM | Coolidge AZ | SWPG SunZia Transmission, LLC |  | O | Participation Project | 500 | OH | AC | 400-599 | 500 | 1 | 1 | 3000 | 2015-01-01 | 2023-01-01
WECC-SRSG | #N/A | 107 | Conceptual | WECC | Silver King to New Oakflat | No | Reliability |  | Pinal County, AZ | Ray, AZ | SRP | 16572 | S | 100% SRP | 1.5 | OH | AC | 200-299 | 230 | 2 | 2 |  | 2018-04-01
WECC-SRSG | #N/A | 108 | Conceptual | WECC | New Oakflat to New Superior | No | Reliability |  | Ray, AZ | Ray, AZ | SRP | 16572 | S | 100% SRP | 4.6 | OH | AC | 200-299 | 230 | 2 | 2 |  | 2018-02-01
WECC-SRSG | #N/A | 109 | Conceptual | WECC | Hassayampa to Pinal West No 2 | No | Reliability | Economics / Congestion | Wintersburg, AZ | Maricopa, AZ | SRP | 16572 | S | TBD | 51 | OH | AC | 400-599 | 500 | 1 | 1
WECC-SRSG | #N/A | 110 | Planned | WECC | Jojoba loop in of Hassayampa to Pinal West No 1 | No | Economics / Congestion |  | Goodyear, AZ |  | TEP | 16572 | S | TBD | 0.01 | OH | AC | 400-599 | 500 | 1 | 1 | TBD | 2016-04-01 | 2022-04-01
WECC-SRSG | #N/A | 111 | Completed | WECC | Browning to Corbell | No | Reliability |  | Mesa, AZ | Gilbert, AZ | SRP | 16572 | S | 100% SRP | 13 | OH | AC | 200-299 | 230 | 2 | 2 |  | 2019-12-01 | 2019-04-01
WECC-SRSG | #N/A | 112 | Completed | WECC | Rogers to Santan | No | Reliability |  | Mesa, AZ | Gilbert, AZ | SRP | 16572 | S | 100% SRP | 9 | OH | AC | 200-299 | 230 | 2 | 2 |  | 2019-12-01 | 2019-04-01
WECC-SRSG | #N/A | 113 | Under Construction | WECC | Price Road Corridor - Henshaw to Knox #1 | No | Reliability |  | Chandler, AZ | Chandler, AZ | SRP | 16572 | S | 100% SRP | 7 | UG | AC | 200-299 | 230 | 2 | 2 |  | 2021-09-01 | 2021-09-01
WECC-SRSG | #N/A | 114 | Under Construction | WECC | Price Road Corridor - Henshaw to Knox #2 | No | Reliability |  | Chandler, AZ | Chandler, AZ | SRP | 16572 | S | 100% SRP | 7 | UG | AC | 200-299 | 230 | 2 | 2 |  | 2021-09-01 | 2021-09-01
WECC-SRSG | #N/A | 115 | Conceptual | WECC | Copper Crossing - Abel | No | Fossil-Fired Integration |  | Florence, AZ | Florence, AZ | SRP | 16572 | S | 100% SRP | 0.08 | OH | AC | 200-299 | 230 | 2 | 2 |  | 2021-04-01
WECC-SRSG | #N/A | 116 | Planned | WECC | Southeast Power Link - Loop Future RS31 into Browning - Redhawk 230 kV lines | No | Reliability |  | Mesa, AZ | Mesa, AZ | SRP | 16572 | S | 100% SRP | 4 | OH | AC | 200-299 | 230 | 2 | 2 | 878 | 2024-05-01 | 2023-04-01
WECC-SRSG | #N/A | 117 | Planned | WECC | Southeast Power Link - Loop Future RS31 into Santan - Abel 230 kV lines | No | Reliability |  | Mesa, AZ | Mesa, AZ | SRP | 16572 | S | 100% SRP | 7 | OH | AC | 200-299 | 230 | 2 | 2 | 878 | 2023-12-01 | 2023-04-01
WECC-SRSG | #N/A | 118 | Planned | WECC | Coolidge - Hayden Reroute 115kV | No | Reliability |  | Coolidge, AZ | Coolidge, AZ | SRP | 16572 | S | 100% SRP | 1.25 | OH | AC | 100-120 | 115 | 1 | 1 | TBD | 2019-12-01 | 2024-12-01
WECC-SRSG | #N/A | 119 | Planned | WECC | Red Hawk | No | Reliability |  | Gilbert, AZ | Mesa, AZ | SRP | 16572 | S | 100% SRP | 0.1 | UG | AC | 200-299 | 230 | 1 | 1 | TBD | 2020-12-01 | 2023-12-01
WECC-SRSG | #N/A | 120 | Planned | WECC | Orme - Rudd 230 kV circuit 1 upgrade | No | Reliability |  | Phoenix, AZ | Tolleson, AZ | SRP | 16572 | S | 100% SRP | 8.4 | OH | AC | 200-299 | 230 | 2 | 2 | 1212 | 2027-04-01 | 2027-04-01
WECC-SRSG | #N/A | 121 | Planned | WECC | Orme - Rudd 230 kV circuit 2 upgrade | No | Reliability |  | Phoenix, AZ | Tolleson, AZ | SRP | 16572 | S | 100% SRP | 9.4 | OH | AC | 200-299 | 230 | 2 | 2 | 1212 | 2027-04-01 | 2027-04-01
WECC-SRSG | #N/A | 122 | Planned | WECC | Anderson - Corbell 230 kV Upgrade | No | Reliability |  | Phoenix, AZ | Gilbet, AZ | SRP | 16572 | S | 100% SRP | 17.2 | OH | AC | 200-299 | 230 | 2 | 2 | 1757 | 2027-04-01 | 2027-04-01
WECC-SRSG | #N/A | 123 | Planned | WECC | Corbell - Santan 230 kV Upgrade | No | Reliability |  | Gilbert, AZ | Gilbet, AZ | SRP | 16572 | S | 100% SRP | 6.7 | OH | AC | 200-299 | 230 | 2 | 2 | 815 | 2027-04-01 | 2027-04-01
WECC-SRSG | #N/A | 124 | Conceptual | WECC | Silver King to RS-34 | No | Reliability |  | Pinal County, AZ | Superior, AZ | SRP | 16572 | S | 100% SRP | 16.6 | OH | AC | 200-299 | 230 | 2 | 2 | 878
WECC-SRSG | #N/A | 125 | Planned | WECC | Huckleberry | No | Reliability |  | Mesa, AZ | Mesa, AZ | SRP | 16572 | S | 100% SRP | 1 | OH | AC | 200-299 | 230 | 2 | 2 | TBD | 2024-12-01 | 2024-12-01
WECC-SRSG | #N/A | 126 | Planned | WECC | New Anderson - Kyrene 230 kV Line | No | Reliability |  | Tempe, AZ | Mesa, AZ | SRP | 16572 | S | 100% SRP | 9.2 | OH | AC | 200-299 | 230 | 1 | 2 | TBD | 2028-04-01 | 2028-04-01
WECC-SRSG | #N/A | 127 | Conceptual | WECC | Kyrene West/Ocotillo 230 kV Line Loop into Knox 230 kV | No | Reliability |  | Tempe, AZ | Mesa, AZ | SRP | 16572 | S | Participation Project | 9.2 | OH | AC | 200-299 | 230 | 1 | 2 | TBD | 2027-04-01 | 2027-04-01
WECC-SRSG | #N/A | 128 | Planned | WECC | Superior - Silverking 115 kV Line Reroute | No | Other |  | Tempe, AZ | Mesa, AZ | SRP | 16572 | S | Participation Project | 1.25 | OH | AC | 100-120 | 115 | 1 | 2 | 165 | 2027-04-01 | 2027-04-01
WECC-SRSG | #N/A | 129 | Conceptual | WECC | Vail - South 300-399 kV | No | Other | Other | Vail, AZ | Sahuarita, AZ | TEP | 24211 | I | TBD | 14 | OH | AC | 300-399 |  | 1 | 1 | 1195 |  | 2030-06-01
WECC-SRSG | #N/A | 130 | Conceptual | WECC | Springerville - Greenlee 300-399 kV | No | Other | Other | Springerville, AZ | Greenlee, AZ | TEP | 24211 | I | TBD | 110 | OH | AC | 300-399 |  | 1 | 1 | 1195 |  | 2030-06-01
WECC-SRSG | #N/A | 131 | Conceptual | WECC | Tortolita - South 300-399 kV | No | Other | Other | Red Rock, AZ | Sahuarita, AZ | TEP | 24211 | I | TBD | 68 | OH | AC | 300-399 |  | 1 | 1 | 1195 |  | 2030-06-01
WECC-SRSG | #N/A | 132 | Conceptual | WECC | Westwing - South #2 | No | Other | Other | Phoenix, AZ | Sahuarita, AZ | TEP | 24211 | I | TBD | 178 | OH | AC | 400-599 |  | 1 | 1 | 540 |  | 2030-06-01
WECC-SRSG | #N/A | 133 | Conceptual | WECC | Gila River to Pinal West 400-599kV | No | Other | Other | Gila Bend, AZ | Pinal, AZ | TEP | 24211 | I | TBD | 43 | OH | AC | 400-599 |  | 1 | 1 | 540 |  | 2030-06-01
WECC-SRSG | #N/A | 134 | Completed | WECC | Irvington to Kino 138 kV | No | Reliability | Other | Tucson, AZ | Tucson, AZ | TEP | 24211 | I | 100 | 6 | OH | AC | 121-150 |  | 1 | 1 | 540 |  | 2020-06-01
WECC-SRSG | #N/A | 135 | Planned | WECC | Kino to DeMoss Petrie 138kV | No | Reliability | Other | Tucson, AZ | Tucson, AZ | TEP | 24211 | I | 100 | 6 | OH | AC | 121-150 |  | 1 | 1 | 540 |  | 2042-06-07
WECC-SRSG | #N/A | 136 | Completed | WECC | Sonoran to Cisne 138 kV | No | Other | Other | Tucson, AZ | Tucson, AZ | TEP | 24211 | I | 100 | 2 | OH | AC | 121-150 |  | 1 | 1 | 540 |  | 2021-06-01
WECC-SRSG | #N/A | 137 | Planned | WECC | Irvington to Patriot Davis Monthan 138 kV | No | Reliability | Other | Tucson, AZ | Tucson, AZ | TEP | 24211 | I | 100 | 7 | OH | AC | 121-150 |  | 1 | 1 | 540 |  | 2023-05-01
WECC-SRSG | #N/A | 138 | Planned | WECC | Patriot Davis Monthan to East Loop 138kV | No | Reliability | Other | Tucson, AZ | Tucson, AZ | TEP | 24211 | I | 100 | 4 | OH | AC | 121-150 |  | 1 | 1 | 540 |  | 2023-05-01
WECC-SRSG | #N/A | 139 | Planned | WECC | Tortolita - DeMoss Petrie 230kV | No | Reliability | Other | Red Rock, AZ | Tucson, AZ | TEP | 24211 | I | 100 | 36 | OH | AC | 200-299 | 230 | 2 | 2 |  | 2023-06-01 | 2025-05-01
WECC-SRSG | #N/A | 140 | Planned | WECC | DeMoss Petrie - Vail 230kV | No | Reliability | Other | Tucson, AZ | Vail, AZ | TEP | 24211 | I | 100 | 28 | OH | AC | 200-299 | 230 | 2 | 2 |  | 2023-06-01 | 2027-05-01
WECC-SRSG | #N/A | 141 | Planned | WECC | North Loop - Marana 138kV | No | Reliability | Other | Marana, AZ | Marana, AZ | TEP | 24211 | I | 100 | 10 | OH | AC | 121-150 | 138 | 1 | 1 | 540 | 2024-06-01 | 2069-10-25
WECC-SRSG | #N/A | 142 | Planned | WECC | Cottonwood - Bopp Donald 138kV | No | Reliability | Other | Tucson, AZ | Tucson, AZ | TEP | 24211 | I | 100 | 8 | OH | AC | 121-150 | 138 | 1 | 1 | 540 | 2027-06-01 | 2026-05-01
WECC-SRSG | #N/A | 143 | Planned | WECC | Bopp Donald - Midvale | No | Reliability | Other | Tucson, AZ | Tucson, AZ | TEP | 24211 | I | 100 | 8 | OH | AC | 121-150 | 138 | 1 | 1 | 540 | 2027-06-01 | 2027-06-01
WECC-SRSG | #N/A | 144 | Planned | WECC | Lago del Oro - Rancho Vistoso 138kV | No | Reliability | Other | Oro Valley, AZ | Oro Valley, AZ | TEP | 24211 | I | 100 | 8 | OH | AC | 121-150 | 138 | 1 | 1 | 540 | 2028-06-01 | 2028-06-01
WECC-SRSG | #N/A | 145 | Completed | WECC | Oso Grande - Empire | Yes | Other | Other | Maljamar, NM | Artesia, NM | TEP | 24211 | I | 100 | 34 | OH | AC | 300-399 | 345 | 1 | 1 | 1195 | 2020-12-01 | 2021-03-01
WECC-SRSG |  | 146 | Planned | WECC | Reconfiguration of Drexel - Midvale 138kVand Midvale - South 138kV to Drexel - TEPTDA 138kV, Midvale - TEPTDA 138kV, and TEPTDA - South 138kV | No | Reliability | Other | Tucson, AZ | Tucson, AZ | TEP | 24211 | I | 1 | 0.5 | OH | AC | 121-150 | 138 | 2 | 2 | 540 | 2027-05-01 | 2027-05-01
WECC-SRSG | #N/A | 147 | Planned | WECC | North Loop - Naranja 138kV | No | Reliability | Other | Marana, AZ | Marana, AZ | TEP | 24211 | I | 1 | 8 | OH | AC | 121-150 | 138 | 1 | 1 | 540 | 2028-05-01 | 2028-05-01
WECC-SRSG | #N/A | 148 | Planned | WECC | Naranja - La Canada 138kV | No | Reliability | Other | Marana, AZ | Marana, AZ | TEP | 24211 | I | 1 | 5 | OH | AC | 121-150 | 138 | 1 | 1 | 540 | 2028-05-01 | 2028-05-01
WECC-SRSG | #N/A | 149 | Under Construction | WECC | Dome Tap-Gila 161-kV Rebuild | No | Reliability | Economics / Congestion | Dome Tap | Gila | Western Area Power |  | F | 100 | 7.6 | OH | AC | 151-199 | 161 | 1 | 2 | 153 | 2022-06-22 | 2021-06-01
WECC-SRSG | #N/A | 150 | Under Construction | WECC | Kofa-Dome Tap 161-kV Rebuild | No | Reliability | Economics / Congestion | Kofa | DomeTap | Western Area Power |  | F | 100 | 14.93 | OH | AC | 151-199 | 161 | 2 | 2 | 167 | 2023-12-01 | 2023-06-01
WECC-SRSG | #N/A | 151 | Under Construction | WECC | Bouse-Kofa 161-kV Rebuild | No | Reliability | Economics / Congestion | Bouse | Kofa | Western Area Power |  | F | 100 | 84.33 | OH | AC | 151-199 | 161 | 2 | 2 | 153 |  | 2024-06-01
WECC-SRSG | #N/A | 152 | Under Construction | WECC | Parker-Blythe 161kV #2 | No | Reliability | Economics / Congestion | Parker | Blythe | Western Area Power |  | F | 100 | 63.84 | OH | AC | 151-199 | 161 | 1 | 1 | 162 |  | 2027-12-01
WECC-SRSG | #N/A | 153 | Conceptual | WECC | Blythe-Headgate Rock #1 line 161-kV Rebuild | No | Reliability | Economics / Congestion | Blythe | Headgate | Western Area Power | Unassigned | F | 100 | 51.75 | OH | AC | 151-199 | 161 | 1 |  | 181 |  | 2024-12-01
WECC-SRSG | #N/A | 154 | Conceptual | WECC | Blythe-Headgate Rock #1 line 161-kV Rebuild | No | Reliability | Economics / Congestion | Blythe | Headgate | Western Area Power | Unassigned | F | 100 | 51.75 | OH | AC | 151-199 | 161 | 1 |  | 181 |  | 2026-12-01
WECC-SRSG | #N/A | 155 | Conceptual | WECC | Blythe-Headgate Rock #1 line 161-kV Rebuild | No | Reliability | Economics / Congestion | Blythe | Headgate | Western Area Power | Unassigned | F | 100 | 51.75 | OH | AC | 151-199 | 161 | 1 |  | 181 |  | 2029-12-01
WECC-SRSG | #N/A | 156 | Conceptual | WECC | Gila Knob Remaining Rebuild | No | Reliability | Economics / Congestion | Gila | Knob | Western Area Power | Unassigned | F | 100 | 20 | OH | AC | 151-199 | 161 | 1 |  | 147 |  | 2026-12-01
WECC-SRSG | #N/A | 157 | Conceptual | WECC | Bouse Upgrade | No | Reliability | Economics / Congestion | Bouse | Parker | Western Area Power | Unassigned | F | 100 | 15 | OH | AC | 200-299 | 230 | 1 |  | 250 |  | 2028-12-01
WECC-SRSG | #N/A | 158 | Conceptual | WECC | Oracle-Tucson 115kV Rebuild | No | Reliability | Economics / Congestion | Oracle | Tucson | Western Area Power | Unassigned | F | 100 | 25 | OH | AC | 100-120 | 115 | 1 |  | 84 | 2029-12-01 | 2025-12-01
WECC-SRSG | #N/A | 159 | Conceptual | WECC | Bouse-Headgate Rock 161-kV Rebuild | No | Reliability | Economics / Congestion | Bouse | Headgate Rock | Western Area Power | Unassigned | F | 100 | 17.5 | OH | AC | 151-199 | 161 | 1 |  | 153 |  | 2030-12-01
SERC-FP |  | SERC-0741 | Conceptual | SERC | Stanton to Lake Highland line (7-1737) | N | Reliability | Economics or Congestion | Stanton Energy Center | Lake Highland Substation | Orlando Utilities Commission |  | M | 0.01 | 11.18 | UG | AC | 200-299 | 200-299 | 1 | 1 |  | 2022-09-16 | 2026-06-30
SERC-FP |  | SERC-2638 | Planned | SERC | Osprey to Haines City East new 230kV Line | N | Reliability | Other | Osprey | Haines City East | Duke Energy Florida, LLC |  | I | 1 | 21.4 | OH | AC | 200-299 | 200-299 | 1 | 1 | 1260 | 2024-06-01 | 2024-05-31
SERC-FP |  | SERC-2775 | Conceptual | SERC | St. Cloud 230kV Project (7-3441) | N | Reliability | Fossil-Fired Integration | Magnolia Ranch Substation (34) | Story Bend Substation (41) | Orlando Utilities Commission |  | M | 1 | 20 | OT | AC | 200-299 | 200-299 | 1 | 1 |  | 2025-12-31 | 2025-12-31
SERC-FP |  | SERC-2788 | Under Construction | SERC | Powerline to Holder 230kV, New Line | N | Reliability |  | Powerline | Holder | Duke Energy Florida, LLC |  | I | 1 | 10.3 | OH | AC | 200-299 | 200-299 | 1 | 1 | 1199 | 2023-05-21 | 2023-05-21
SERC-FP |  | SERC-2794 | Planned | SERC | Mondon Hill to Bushnell E 230kV New Line | N | Reliability |  | Mondon Hill | Bushnell E | Duke Energy Florida, LLC |  | I | 1 | 20 | OH | AC | 200-299 | 200-299 | 2 | 2 | 919 | 2024-11-30 | 2024-11-30
SERC-FP |  | SERC-2800 | Planned | SERC | Kathleen to Osprey New 230kV Line | N | Reliability |  | Kathleen | Osprey | Duke Energy Florida, LLC |  | I | 1 | 26.2 | OH | AC | 200-299 | 200-299 | 1 | 1 | 1260 | 2024-05-31 | 2024-05-31
SERC-FP |  | SERC-2809 | Planned | SERC | Fort White to Perry – 115 kV Circuit | N | Reliability |  | Fort White | Perry | Duke Energy Florida, LLC |  | I | 1 | 51.44 | OH | AC | 100-120 | 100-120 | 1 | 1 | 335 | 2023-05-31 | 2023-05-31
SERC-FP |  | SERC-2810 | Planned | SERC | Williston North to Bronson 230 kV Line | N | Reliability |  | Williston North | Bronson | Duke Energy Florida, LLC |  | I | 1 | 13.55 | OH | AC | 200-299 | 200-299 | 1 | 2 | 1195 | 2023-05-31 | 2023-05-31
SERC-FP |  | SERC-2890 | Planned | SERC | PC48 Ryder-Skypass 230kV | Y | Reliability |  | Ryder | Skypass | Florida Power & Light Co. |  | I | 1 | 11.95 | OH | AC | 200-299 | 200-299 | 1 | 1 |  | 2023-06-01 | 2023-06-01

## Transformer Projects
Assessment Area | NERC Project ID | Project ID | Project Status | Region | Project Name | Voltage - Low-Side (kV) | Voltage - High-Side (kV) | In-Service Date (Original) | In-Service Date (Expected)
SPP |  | 50451 | Completed (Provide Actual In-Service Date as Comment) | TX | Yoakum 345/230 kV Ckt 1 Transformer | 230 | 345 |  | 2019-05-31
SPP |  | 50889 | Delayed (Comment Required) | NE | Thedford 345/115 kV Transformer | 115 | 345 |  | 2025-12-31
SPP |  | 50920 | Completed (Provide Actual In-Service Date as Comment) | TX | Seminole 230/115 kV #1 Transformer | 115 | 230 |  | 2018-12-28
SPP |  | 50921 | Completed (Provide Actual In-Service Date as Comment) | TX | Seminole 230/115 kV #2 Transformer | 115 | 230 |  | 2019-04-30
SPP |  | 50922 | Completed (Provide Actual In-Service Date as Comment) | TX | Wolfforth 230/115 kV Ckt 1 Transformer | 115 | 230 |  | 2021-04-15
SPP |  | 50992 | Completed (Provide Actual In-Service Date as Comment) | TX | Tuco 230/115 kV Ckt 1 Transformer | 115 | 230 |  | 2019-06-15
SPP |  | 51039 | Completed (Provide Actual In-Service Date as Comment) | TX | Yoakum County Interchange 230/115 kV Ckt 1 Transformer | 115 | 230 |  | 2019-03-15
SPP |  | 51050 | Completed (Provide Actual In-Service Date as Comment) | TX | Yoakum County Interchange 230/115 kV Ckt 2 Transformer | 115 | 230 |  | 2019-05-07
SPP |  | 51206 | Completed (Provide Actual In-Service Date as Comment) | TX | Lynn County 115/69 kV Ckt 1 Transformer | 69 | 115 |  | 2019-05-15
SPP |  | 51450 | Completed (Provide Actual In-Service Date as Comment) | TX | Sundown 230/115 kV Transformer | 115 | 230 |  | 2020-12-15
SPP |  | 51527 | Delayed (Comment Required) | OK | Driftwood 138/69 kV Transformer | 69 | 138 |  | 2022-04-01
SPP |  | 71927 | Completed (Provide Actual In-Service Date as Comment) | SD | XFR - Roberts County 115/69 kV Transformer | 69 | 115 |  | 2019-09-30
SPP |  | 71958 | Completed (Provide Actual In-Service Date as Comment) | KS | Creswell (CRSW TX-1) 138/69/13.2 kV Transformer Ckt 1 | 69 | 138 |  | 2020-12-31
SPP |  | 71959 | Completed (Provide Actual In-Service Date as Comment) | KS | Creswell (CRSW TX-2) 138/69/13.2 kV Transformer Ckt 2 | 69 | 138 |  | 2021-06-01
SPP |  | 71964 | Delayed (Comment Required) | NE | Monolith 345/115 kV Transformer #1 | 115 | 345 |  | 2023-06-01
SPP |  | 71965 | Delayed (Comment Required) | NE | Monolith 345/115 kV Transformer #2 | 115 | 345 |  | 2023-06-01
SPP |  | 72076 | Completed (Provide Actual In-Service Date as Comment) | KS | Lawrence Hill 230/115kV Transformer | 115 | 230 |  | 2020-12-15
SPP |  | 92152 | Delayed (Comment Required) | TX | McDowell Creek 230/115kV Transformer | 115 | 230 |  | 2022-04-16
SPP |  | 102153 | Completed (Provide Actual In-Service Date as Comment) | NM | Bopco 345/115 kV Ckt 1 Transformer | 345 | 115 |  | 2021-11-15
SPP |  | 102154 | Completed (Provide Actual In-Service Date as Comment) | NM | Bopco 345/115 kV Ckt 2 Transformer | 345 | 115 |  | 2021-11-15
SPP |  | 102161 | Completed (Provide Actual In-Service Date as Comment) | NE | S1361 161 kV Substation and 345/161 kV Transformer | 161 | 345 |  | 2021-06-01
SPP |  | 102162 | Completed (Provide Actual In-Service Date as Comment) | NE | S1260 161/69 kV Transformer (161 kV) | 161 | 161 |  | 2021-06-01
SPP |  | 112357 | Completed (Provide Actual In-Service Date as Comment) | NE | S126+G140:G1690 161/69 kV Transformer (69 kV) | 69 | 161 |  | 2019-05-01 05:00
SPP |  | 112488 | Delayed (Comment Required) | OK | Pryor Junction 138/115 kV Transformer | 115 | 138 |  | 2021-11-30
SPP |  | 122511 | Completed (Provide Actual In-Service Date as Comment) | SD | Richmond 115/69 kV Transformer | 69 | 115 |  | 2021-11-01
SPP |  | 122572 | Delayed (Comment Required) | SD | North Shore 230/115 kV Transformer | 115 | 230 |  | 2022-12-31
SPP |  | 122661 | Completed (Provide Actual In-Service Date as Comment) | NE | Riverdale 230/115 kV Transformer ckt 2 | 230 | 115 |  | 2020-06-01
SPP |  | 122739 | Planned | NE | Columbus East 230/115 kV transformer | 230 | 115 |  | 2025-06-01
SPP |  | 122745 | Delayed (Comment Required) | ND | Watford City 230/115 kV Transformer Ckt 1 (KV1A) | 230 | 115 |  | 2024-06-30
SPP |  | 122746 | Delayed (Comment Required) | ND | Watford City 230/115 kV Transformer Ckt 2 (KV2A | 230 | 115 |  | 2024-06-30
SPP |  | 122850 | Planned | OK | Pleasant Valley 345/138 kV Transformer Ckt 1 | 138 | 345 |  | 2025-01-01
SPP |  | 122851 | Planned | OK | Pleasant Valley 345/138 kV Transformer Ckt 2 | 138 | 345 |  | 2025-01-01
SPP |  | 144198 | Planned | ND | East Fork 345/115 kV Transformer | 345 | 115 |  | 2023-01-01
SPP |  | 144235 | Planned | ND | Finstad 345/115 kV Ckt1 Transformer (115 kV) | 345 | 115 |  | 2023-01-01
TRE-ERCOT |  | 51990 | Under Construction | Texas RE | AEN_21TPIT51990_New_Dunlap_345kV_Auto_AT2_PMCR | 138 | 345 |  | 2021-12-31
TRE-ERCOT |  | 50954 | Planned | Texas RE | Whitepoint: Add Second Auto | 138 | 345 |  | 2022-01-01
TRE-ERCOT |  | 50966 | Planned | Texas RE | North Shore: 345 kV (Chienere LNG) RPG | 138 | 345 |  | 2024-04-01
TRE-ERCOT |  | 4490 | Cancelled (Comment Required) | Texas RE | LaPalma: Add 2nd 345/138 kV autotransformer | 138 | 345 |  | 2027-09-01
TRE-ERCOT |  | 48816 | Planned | Texas RE | Mulberry Creek: Rebuild 345 kV station | 138 | 345 |  | 2023-11-01
TRE-ERCOT |  | 5604 | Under Construction | Texas RE | Stewart Road: Construct 345 kV cut-in | 138 | 345 |  | 2021-06-01
TRE-ERCOT |  | 52197A | Completed (Provide Actual In-Service Date as Comment) | Texas RE | Jordan Auto A3 Addition (PLACID 138kV Sub) | 138 | 345 |  | 2021-05-01
TRE-ERCOT |  | 46938 | Under Construction | Texas RE | McCreeAdds600MVAAuto2 | 138 | 345 | 2021-12-31 | 2023-12-31
TRE-ERCOT |  | 5466 | Conceptual | Texas RE | Redland Switch 345/138 kV Autotransformer | 138 | 345 |  | 2022-12-01
TRE-ERCOT |  | 52303 | Under Construction | Texas RE | Quarry Field 345/138 kV Switch | 138 | 345 |  | 2021-06-15
TRE-ERCOT |  | 12TPIT0080 | Conceptual | Texas RE | Forney Sw. Sta. Second 600 MVA, 345/138 kV Autotransformer | 138 | 345 |  | 2023-05-01
TRE-ERCOT |  | 57758 | Under Construction | Texas RE | Carrollton Northwest 345/138 kV Autotransformer | 138 | 345 |  | 2021-12-01
TRE-ERCOT |  | 5981 | Conceptual | Texas RE | Shamburger North 345/138 kV Sw. Sta. | 138 | 345 |  | 2024-05-01
TRE-ERCOT |  | 4804 | Conceptual | Texas RE | Wichita Falls South 345/138 kV autotransformer | 138 | 345 |  | 2023-05-01
TRE-ERCOT |  | 59402 | Planned | Texas RE | Add Midland East Switch 345138 kV Autotransformer #2 | 138 | 345 |  | 2022-12-01
TRE-ERCOT |  | 5624 | Planned | Texas RE | Killeen Sw. Sta. 345/138 kV Autotransformer Replacement | 138 | 345 |  | 2022-05-01
TRE-ERCOT |  | 17TPIT0031 | Conceptual | Texas RE | Elkton 345/138 kV autotransformer | 138 | 345 |  | 2024-05-01
TRE-ERCOT |  | 5522 | Conceptual | Texas RE | Lake Hubbard 345/138 kV Switching Station | 138 | 345 |  | 2023-05-01
TRE-ERCOT |  | 5218B | Completed (Provide Actual In-Service Date as Comment) | Texas RE | San Miguel 345/138 kV autotransformer replacements | 138 | 345 | 2020-07-01 | 2021-04-01
TRE-ERCOT |  | Not currently in MOD | Planned | Texas RE | Nova Prime 345 - 138 kV Transformer | 138 | 345 |  | 2022-10-01
MRO-MISO |  | 19988 | Planned | RF | Add 2nd 345/138 kV transformer | 138 | 345 | 2023-12-01 | 2023-12-01
MRO-MISO |  | 20168 | Conceptual | MRO | Delano is planning to replace substation B transformer with new 12/16/20 MVA 69/12.47kV transformer. This new transformer will meet the load growth forecasted for the city and provide reliability for its customers. Reconfiguration within the substation may also allow for more customers to be served in the event one of the two 69kV transformers is out of service. This solution also includes a new fire wall between the new transformers and additional distribution feeders for load transfer. | 12.5 | 69 | 2022-04-04 | 2022-04-04
MRO-MISO |  | 19908 | Conceptual | SERC | Add a 40 MVA LTC 161/34.5kV transformer | 34.5 | 161 | 2023-06-01 | 2023-06-01
MRO-MISO |  | 20073 | Planned | SERC | Install a power transformer at Ponderosa 230 kV |  | 230 | 2024-06-01 | 2024-06-01
MRO-MISO |  | 20132 | Conceptual | MRO | Replace Pontiac 303 345/120kV Transformer. | 120 | 345 | 2025-12-31 | 2026-03-01
MRO-MISO |  | 20133 | Conceptual | MRO | Replace the Hines 201 230/120kV transformer | 120 | 230 | 2025-12-31 | 2025-12-31
MRO-MISO |  | 20138 | Conceptual | MRO | Replace the Milan #303 345/120kV transformer | 120 | 345 | 2023-12-31 | 2023-12-31
MRO-MISO |  | 20140 | Conceptual | MRO | Replace the Pontiac #301 345/120kV transformer | 120 | 345 | 2023-12-31 | 2023-12-31
MRO-MISO |  | 19999 | Planned | MRO | Add 2nd 345-161 kV xfmr | 161 | 345 | 2023-06-01 | 2023-06-01
MRO-MISO |  | 20000 | Conceptual | MRO | Add 345-161 kV Transformer | 161 | 345 | 2024-12-01 | 2024-12-01
MRO-MISO |  | 21266 | Planned | MRO | Purchase new 161 to 69 kV transformer to replenish the spare used. | 69 | 161 | 2022-09-30 | 2023-04-15
MRO-MISO |  | 21430 | Planned | MRO | Replace the 345/161 kV 560 MVA transformer at Grimes substation which failed recently. The new replacement transformer will be added as a spare 345/161kV 560 MVA transformer at Grimes substation. | 161 | 345 | 2022-09-30 | 2022-05-30
MRO-MISO |  | 20144 | Conceptual | RF | Replace the Argenta #2 345/138kV transformer. | 138 | 345 | 2025-12-31 | 2025-12-31
MRO-MISO |  | 20145 | Conceptual | RF | Replace the Tallmadge #2 345/138kV transformer. | 138 | 345 | 2025-12-31 | 2025-12-31
MRO-MISO |  | 20146 | Conceptual | RF | Replace the Tittabawassee #1 345/138kV transformer. | 138 | 345 | 2023-12-31 | 2023-12-31
MRO-MISO |  | 20147 | Conceptual | RF | Replace the Vergennes #2 345/138kV transformer. | 138 | 345 | 2023-12-31 | 2023-12-31
MRO-MISO |  | 20075 | Conceptual | MRO | Replace Forbes 3TR 230/115 kV 373 MVA Transformer and foundation | 115 | 230 | 2025-12-31 | 2025-12-31
MRO-MISO |  | 17996 | Conceptual | MRO | Add a 230/115 kV transformer at Willmar | 115 | 230 | 2022-10-31 | 2022-10-31
MRO-MISO |  | 20606 | Planned | MRO | Like-for-like replacement of the failed Maple River 345/230/13.8 kV transformer #1. Additionally, a new control house will be built. | 230 | 345 | 2022-02-04 | 2022-02-04
MRO-MISO |  | 19940 | Planned | MRO | Replace Grand Island Delta-Wye 138/69 kV TX with Wye-Wye 138/69 kV TX | 69 | 138 | 2024-12-31 | 2024-12-31
MRO-MISO |  | 19886 | Planned | MRO | Like for like replacement of Minnesota Valley TR12. TR12 is 68 years old and is experiencing performance issues. | 69 | 115 | 2021-12-15 | 2022-02-28
MRO-MISO |  | 19887 | Under Construction | MRO | End of life, like for like replacement of Eau Claire TR10. Experiencing performance issues. | 161 | 345 | 2021-12-15 | 2022-08-15
MRO-MISO |  | 19892 | Under Construction | MRO | Install Elm Creek TR4 at 115kV/34.5kV with one new 34.5kV feeders exiting the substation to remediate N-1 overloads and allow proposed new customer load | 34.5 | 115 | 2021-12-15 | 2022-06-15
MRO-MISO |  | 20229 | Planned | MRO | Transformer upgrade for J732 in Aug 17 ATC DPP cycle | 161 | 345 | 2023-11-10 | 2026-07-31
MRO-MISO |  | 11925 | Planned | RF | Install 345/161 kV, 560 MVA transformer | 161 | 345 | 2023-06-01 | 2023-06-01
MRO-MISO |  | 11925 | Planned | RF | Install 345/161 kV, 560 MVA transformer | 161 | 345 | 2023-06-01 | 2023-06-01
MRO-MISO |  | 11926 | Planned | RF | Install 345/138 kV, 560 MVA transformer | 138 | 345 | 2023-12-01 | 2023-12-01
MRO-MISO |  | 17905 | Planned | RF | Install new 161-138 kV transformer at Finn (formerly Hull) substation. | 138 | 161 | 2022-12-01 | 2022-12-01
MRO-MISO |  | 17975 | Planned | RF | Install 2nd 345-138 kV transformer at Rising Substation | 138 | 345 | 2023-06-01 | 2023-06-01
MRO-MISO |  | 17977 | Planned | RF | Install 2nd 345-138 kV transformer at Mt. Vernon West Substation. | 138 | 345 | 2022-12-01 | 2022-12-01
MRO-MISO |  | 18085 | Under Construction | RF | Replace 345-138 kV transformer #1 with new 560 MVA unit. | 138 | 345 | 2022-06-01 | 2022-06-01
MRO-MISO |  | 18086 | Planned | RF | Replace 345-138 kV transformer #2 with new 560 MVA unit. | 138 | 345 | 2022-12-01 | 2022-12-01
MRO-MISO |  | 18088 | Planned | RF | Replace 345-138 kV transformer #2 with new 560 MVA unit. | 138 | 345 | 2022-12-01 | 2023-06-01
MRO-MISO |  | 18089 | Planned | RF | Replace 345-138 kV transformer #1 with new 560 MVA unit. | 138 | 345 | 2022-12-01 | 2022-12-01
MRO-MISO |  | 18090 | Planned | RF | Replace 345-138 kV transformer with new 560 MVA unit. | 138 | 345 | 2022-12-01 | 2022-12-01
MRO-MISO |  | 17046 | Planned | RF | Install new 3000 A circuit breaker and motor-operated disconnect switch on 345 kV position V3. Replace the existing Kelso substation 336 MVA auto transformer #1 with a 560 MVA transformer. Replace the existing Kelso substation 161 kV bus tie 1-2 position H7 circuit breaker and bus disconnect switches. Replace the existing Kelso substation 161 kV position H6 circuit breaker and disconnect switch, upgrade the bus conductor of position H6 to achieve a minimum current carrying capability of 3000 A. Replace the existing Kelso substation H3 and H4 161 kV circuit breakers and disconnect switches in the CAPE-KEL-2 and KEL-MINR-2 terminals. Upgrade Kelso substation positions H3 and H4 bus conductors to achieve a minimum current carry capability of 2000 A. Replace the existing Kelso substation 161 kV disconnect switch on position H10. Replace the existing Kelso substation H11 and H12 161 kV disconnect switches (line and bus) in the CAPE-KEL-3) and KEL-MORLEY-3 terminals. | 161 | 345 | 2024-12-01 | 2023-12-01
MRO-MISO |  | 17969 | Planned | RF | Replace 345/138 kV, 560 MVA Transformer #2 with a 700 MVA unit | 138 | 345 | 2026-12-01 | 2026-12-01
MRO-MISO |  | 18241 | Conceptual | MRO | Replace Stephens 345/120kV transformer #303 | 120 | 345 | 2024-12-31 | 2024-12-31
MRO-MISO |  | 18242 | Conceptual | MRO | Replace Wayne transformer 303 with a new transformer | 120 | 345 | 2024-12-31 | 2024-12-31
MRO-MISO |  | 18243 | Conceptual | RF | Replace Transformer #2 with a new unit | 138 | 345 | 2024-12-31 | 2024-12-31
MRO-MISO |  | 18244 | Conceptual | RF | Replace Gallagher Transformer #2 with a new Transformer | 138 | 345 | 2024-12-31 | 2024-12-31
MRO-MISO |  | 15598 | Conceptual | MRO | Move existing Hilltop 1TR to Badoura. This transformer does not have LTCs. | 115 | 230 | 2025-12-31 | 2025-12-31
MRO-MISO |  | 19685 | Delayed (Comment Required) | MRO | New 115/41.6/34.5 kV transformer with LTC | 41.6 | 115 | 2022-10-31 | 2022-10-31
MRO-MISO |  | 18159 | Delayed (Comment Required) | MRO | Upgrade existing East Lanesville 37.33 MVA transformer with 84 MVA unit. | 69 | 138 | 2022-12-31 | 2023-07-01
MRO-MISO |  | 15860 | Planned | RF | Replace 69/12 kV distribution transformer T2 at the Broadview substation | 12 | 69 | 2022-12-31 | 2022-12-31
MRO-MISO |  | 15940 | Planned | RF | Replace 69/12 kV distribution transformer | 12 | 69 | 2022-12-31 | 2022-12-31
MRO-MISO |  | 15948 | Planned | RF | Replace 69/12 kV distribution transformer T1 at Fairlawn substation | 12 | 69 | 2022-12-31 | 2022-12-31
MRO-MISO |  | 15949 | Planned | RF | Replace 69/12 kV transformer T1 at Fuquay substation | 12 | 69 | 2022-12-31 | 2022-12-31
MRO-MISO |  | 15950 | Planned | RF | Replace 69/12 kV distribution transformer T1 at Hemenway substation | 12 | 69 | 2022-12-31 | 2022-12-31
MRO-MISO |  | 15958 | Planned | RF | Replace 69/12 kV distribution transformer T2 at Rockport susbtation | 12 | 69 | 2022-12-31 | 2022-12-31
MRO-MISO |  | 15960 | Planned | RF | Replace 69/12 kV distribution transformer T1 | 12 | 69 | 2022-12-31 | 2022-12-31
MRO-MISO |  | 15987 | Planned | RF | Replace one of the 69 kV distribution transformers serving Berry Plastics | 12 | 69 | 2024-12-31 | 2024-12-31
MRO-MISO |  | 11928 | Planned | RF | Install 345/230 kV transformer | 230 | 345 | 2023-12-01 | 2023-12-01
MRO-MISO |  | 11948 | Planned | RF | Install 345/138 kV transformer | 138 | 345 | 2023-12-01 | 2023-12-01
MRO-MISO |  | 13955 | Planned | SERC | 230/115 kv Autotransformer at Northpark Substation | 115 | 230 | 2023-06-01 | 2023-06-01
MRO-MISO |  | 13958 | Planned | SERC | This is just a placeholder since the project is energizing an existing autotransformer that is currently operated as normally open | 161 | 230 | 2024-12-31 | 2024-12-31
MRO-MISO |  | 15495 | Planned | MRO | Adding in a new 161/69 kV 134.4 MVA Transformer to Muscatine Switching substation. | 69 | 161 | 2022-05-01 | 2022-06-15
MRO-MISO |  | 4232 | Planned | MRO | Additional 230/115 kV transformer in the Winger Substation - 233 MVA | 115 | 230 | 2023-11-30 | 2023-11-30
MRO-MISO |  | 15951 | Conceptual | MRO | Tap the Existing Willow Creek to Chester 161 kV line with a new local load serving substation (Marion) | 13.8 | 161 | 2023-06-01 | 2023-06-01
MRO-MISO |  | 14045 | Planned | MRO | This project will install a 2nd 115/13.8 kV 50 MVA transformer, circuit switcher, 2 new feeders, and one 115 kV breaker at Louise substation. | 13.8 | 115 | 2023-10-01 | 2023-10-01
MRO-MISO |  | 14844 | Conceptual | MRO | Upgrade Red Rock TR 9 and associated bus work and equipment to higher rating | 115 | 345 | 2024-12-01 | 2024-12-01
MRO-MISO |  | 12005 | Under Construction | RF | Bloomington Rogers St. Phase 3: relocate 138kV capacitor to new bus position; replace and relocate 138/69kV Bk4 - upgrade to 100MVA; relocate 138/69kV Bk3; retire balance of old 138kV equipment | 69 | 138 | 2022-09-30 | 2022-09-30
MRO-MISO |  | 9683 | Under Construction | SERC | New 230/115 AT | 115 | 230 | 2022-06-01 | 2022-06-01
MRO-MISO |  | 9683 | Under Construction | SERC | Change out auto from 115/69 to 230/69 | 69 | 230 | 2022-06-01 | 2022-06-01
MRO-MISO |  | 9683 | Under Construction | SERC | 500/230 autotransformer | 230 | 500 | 2022-06-01 | 2022-06-01
MRO-MISO |  | 12079 | Under Construction | SERC | Replace the existing Lake Charles Bulk 138-69 kV Autotransformer #1 with a 200 MVA unit and replace necessary terminal equipment to achieve a through path rating of 200 MVA for autotransformer #1. | 69 | 138 | 2022-04-15 | 2022-04-15
MRO-MISO |  | 12079 | Under Construction | SERC | Replace the existing Lake Charles Bulk 138-69 kV Autotransformer #2 with a 200 MVA unit and replace necessary terminal equipment to achieve a through path rating of 200 MVA for autotransformer #2. | 69 | 138 | 2022-04-15 | 2022-04-15
MRO-MISO |  | 11965 | Conceptual | MRO | Add a 2nd Fletcher 161/69kV 150 MVA transformer and associated equipment. | 69 | 69 | 2027-12-31 | 2027-12-31
MRO-MISO |  | 8150 | Conceptual | MRO | Add a 161/69kV 100MVA transformer at Belle Plaine | 69 | 161 | 2024-12-31 | 2024-12-31
MRO-MISO |  | 8152 | Planned | MRO | A new 161/69kV 100MVA transformer is needed at the Parnell Substation. | 69 | 161 | 2025-12-31 | 2025-12-31
MRO-MISO |  | 8820 | Planned | SERC | 230-69 autotransformer to feed new 69kv station | 69 | 230 | 2023-05-31 | 2023-11-30
MRO-MISO |  | 8028 | Planned | MRO | Replace the Hastings transformer with a 125 MVA transformer. | 69 | 161 | 2026-06-01 | 2026-06-01
MRO-MISO |  | 4415 | Delayed (Comment Required) | RF | Veedersburg West: Add 75MVA 230/69 Bk 2 with LTC at Veedersburg West sub; add breaker to 69kV ring bus and tie in new bank; convert 230kV bus into 4-breaker ring | 69 | 230 | 2025-06-01 | 2025-01-15
MRO-MISO |  | 2143 | Conceptual | RF | Add Frances Creek 345/69kV Bank 2 - 200MVA with LTC | 69 | 345 | 2023-06-01 | 2023-06-01
NPCC-New England |  |  | Planned | NPCC | ECT Reliability Project - Card | 115 | 345 | 2023-03-31 | 2023-03-31
NPCC-New England |  |  | Planned | NPCC | QP 618 - Bay State Wind | 275 | 345 | 2026-05-31 | 2026-05-31
NPCC-New England |  |  | Planned | NPCC | QP 618 - Bay State Wind | 275 | 345 | 2026-05-31 | 2026-05-31
NPCC-New England |  |  | Planned | NPCC | QP 700 - West Barnstable | 115 | 345 | 2024-05-31 | 2024-07-31
NPCC-New England |  |  | Planned | NPCC | QP 639 - Larrabee Road | 115 | 345 | 2023-05-31 | 2023-12-31
NPCC-New York |  | 545A | Planned | NPCC | Empire State Line Project | 345 | 345 |  | 2022-06-01
NPCC-New York |  | 556 | Planned | NPCC | Gordon Road | 345 | 230 | 2023-06-01 | 2022-06-01
NPCC-New York |  |  | Planned | NPCC | Wood Street | 115 | 345 | 2023-12-01 | 2022-12-01
NPCC-New York |  |  | Conceptual | NPCC | St. Lawrence 230kV | 115 | 230 | 2021-06-01 | 2022-12-01
NPCC-New York |  |  | Conceptual | NPCC | Plattsburg | 115 | 230 | 2021-12-01 | 2022-12-01
NPCC-New York |  |  | Planned | NPCC | Rainey | 345 | 138 |  | 2023-06-01
NPCC-New York |  |  | Planned | NPCC | Rainey | 345 | 345 |  | 2023-06-01
NPCC-New York |  |  | Planned | NPCC | Hillside | 230 | 230 |  | 2023-06-01
NPCC-New York |  | 543 | Planned | NPCC | Sugarloaf | 138 | 115 |  | 2023-12-01
NPCC-New York |  | 543 | Planned | NPCC | Dover | 345 | 345 |  | 2023-12-01
NPCC-New York |  |  | Conceptual | NPCC | Niagara | 230 | 345 |  | 2023-12-01
NPCC-New York |  |  | Planned | NPCC | STAMP | 345 | 115 |  | 2023-12-01
NPCC-New York |  |  | Planned | NPCC | Lovett (New Station) | 138 | 345 |  | 2024-06-01
NPCC-New York |  |  | Planned | NPCC | Fraser | 115 | 345 | 2022-12-01 | 2024-06-01
NPCC-New York |  |  | Conceptual | NPCC | Niagara | 230 | 345 |  | 2024-12-01
NPCC-New York |  |  | Planned | NPCC | Greenwood | 345 | 138 |  | 2025-06-01
NPCC-New York |  |  | Planned | NPCC | Goethals | 345 | 138 |  | 2025-06-01
NPCC-New York |  | 1125 | Planned | NPCC | Porter | 230 | 115 |  | 2025-12-01
NPCC-New York |  | 1125 | Planned | NPCC | Haverstock | 230 | 345 |  | 2025-12-01
NPCC-New York |  | 1125 | Planned | NPCC | Adirondack | 115 | 345 |  | 2025-12-01
NPCC-New York |  | 1125 | Planned | NPCC | Willis | 345 | 230 |  | 2025-12-01
NPCC-New York |  | 1125 | Planned | NPCC | Chases Lake | 230 | 345 |  | 2025-12-01
NPCC-New York |  | 1125 | Planned | NPCC | Austin Road | 230 | 345 |  | 2025-12-01
NPCC-New York |  | 1125 | Planned | NPCC | Edic | 345 | 230 |  | 2025-12-01
NPCC-New York |  |  | Planned | NPCC | Gardenville | 115 | 230 | 2023-06-01 | 2026-06-01
NPCC-New York |  |  | Planned | NPCC | Gardenville | 115 | 230 |  | 2026-06-01
NPCC-New York |  |  | Conceptual | NPCC | Syosset | 138 | 138 |  | 2026-06-01
NPCC-New York |  |  | Planned | NPCC | South Perry | 115 | 230 | 2022-12-01 | 2027-06-01
NPCC-New York |  |  | Planned | NPCC | Oakdale 345 | 115 | 345 | 2024-12-01 | 2027-06-01
NPCC-New York |  | 556 | Planned | NPCC | Gordon Road | 345 | 230 | 2023-06-01 | 2029-06-01
NPCC-New York |  | 556 | Planned | NPCC | Gordon Road | 345 | 115 | 2023-06-01 | 2029-06-01
NPCC-New York |  |  | Planned | NPCC | Coopers Corners | 115 | 345 | 2025-12-01 | 2031-06-01
NPCC-Ontario |  |  | Under Construction | NPCC | West of Chatham Area Reinforcement - Lakeshore SS | 230 | 230 |  | 2022-09-01
NPCC-Ontario |  |  | Under Construction | NPCC | Ontario - New York Phase Angle Regulator Replacement |  |  |  | 2023-07-01
NPCC-Ontario |  |  | Under Construction | NPCC | Eastern Ontario Voltage Control | 500 | 500 |  | 2023-04-01
NPCC-Quebec |  | 1465 | Completed (Provide Actual In-Service Date as Comment) | NPCC | PRRSO_P201404_NP_Belanger_315-120-25 - T11 | 120 | 315 | 04-2014 | 10-2015
NPCC-Quebec |  | 1465 | Completed (Provide Actual In-Service Date as Comment) | NPCC | PRRSO_P201404_NP_Belanger_315-120-25 - T12 | 120 | 315 | 04-2014 | 08-2015
NPCC-Quebec |  | 2967 | Completed (Provide Actual In-Service Date as Comment) | NPCC | PSRP_Abitibi_REM_TXFOS_2x1650_MVA - T2 | 315 | 735 | 10-2014 | 12-2014
NPCC-Quebec |  | 2964 | Completed (Provide Actual In-Service Date as Comment) | NPCC | PSRP_Mont-Rothery - T12 at Goemon Station | 161 | 230 | 07-2014 | 10-2014
NPCC-Quebec |  | 2967 | Completed (Provide Actual In-Service Date as Comment) | NPCC | PSRP_Abitibi_REM_TXFOS_2x1650_MVA - T3 | 315 | 735 | 10-2015 | 12-2015
NPCC-Quebec |  | 778 | Completed (Provide Actual In-Service Date as Comment) | NPCC | PSRP_LaRomaine_local - T1 at Romaine 1 Switching Station | 161 | 315 | 12-2015 | 06-2016
NPCC-Quebec |  | 3105 | Completed (Provide Actual In-Service Date as Comment) | NPCC | PSRP_Rivière-Nouvelle_150MW - T6 at RDL Station | 230 | 315 | 12-2016 | 12-2017
NPCC-Quebec |  | 2968 | Completed (Provide Actual In-Service Date as Comment) | NPCC | PSRP_Manicouagan_REM_TXFOS_2x1650MVA - T4 | 315 | 735 | 10-2016 | 10-2016
NPCC-Quebec |  | 2901 | Completed (Provide Actual In-Service Date as Comment) | NPCC | PRRSO_P201610_T_Grand-Brule_735-120 - T1 | 120 | 735 | 10-2016 | 03-2017
NPCC-Quebec |  | 2969 | Completed (Provide Actual In-Service Date as Comment) | NPCC | PSRP_Radisson_REM_TXFOS_2x1650MVA - T2 | 315 | 735 | 10-2016 | 11-2016
NPCC-Quebec |  | 3196 | Completed (Provide Actual In-Service Date as Comment) | NPCC | RM_Txfos_187MVA_parTxfo_560MVA | 230 | 315 | 10-2016 | 10-2016
NPCC-Quebec |  | 2964 | Completed (Provide Actual In-Service Date as Comment) | NPCC | PSRP_Mont-Rothery - T1 at Micmac Station | 161 | 230 | 06-2016 | 06-2016
NPCC-Quebec |  | 2964 | Completed (Provide Actual In-Service Date as Comment) | NPCC | PSRP_Mont-Rothery - T3 at Micmac Station | 161 | 230 | 06-2017 | 06-2018
NPCC-Quebec |  | 2968 | Completed (Provide Actual In-Service Date as Comment) | NPCC | PSRP_Manicouagan_REM_TXFOS_2x1650MVA - T1 | 315 | 735 | 10-2017 | 10-2017
NPCC-Quebec |  | 2969 | Completed (Provide Actual In-Service Date as Comment) | NPCC | PSRP_Radisson_REM_TXFOS_2x1650MVA - T3 | 315 | 735 | 10-2017 | 10-2017
NPCC-Quebec |  | 3220 | Completed (Provide Actual In-Service Date as Comment) | NPCC | PRRNE_Mauricie_Addition_3e_Transformateur | 230 | 315 | 09-2017 | 11-2017
NPCC-Quebec |  | 3217 | Completed (Provide Actual In-Service Date as Comment) | NPCC | PSPR_Ajout_Poste735kV_Judith_Jasmin | 120 | 735 | 12-2018 | 12-2019
NPCC-Quebec |  | 3217 | Completed (Provide Actual In-Service Date as Comment) | NPCC | PSPR_Ajout_Poste735kV_Judith_Jasmin | 120 | 735 | 12-2018 | 12-2019
PJM |  | b1818 | Completed (Provide Actual In-Service Date as Comment) |  | Allen T-2 | 138 | 345 | 2016-06-01 | 2018-12-01
PJM |  | b2437.20 | Completed (Provide Actual In-Service Date as Comment) |  | Bayway #1 | 138 | 345 | 2015-06-01 | 2018-01-29
PJM |  | b2654.4 | Completed (Provide Actual In-Service Date as Comment) |  | Morning Star #2 | 115 | 230 | 2018-06-01 | 2018-06-28
PJM |  | b2669 | Completed (Provide Actual In-Service Date as Comment) |  | Desoto #2 | 138 | 345 | 2020-06-01 | 2019-06-11
PJM |  | s0932 | Completed (Provide Actual In-Service Date as Comment) |  | Sunbury | 230 | 500 | 2017-12-31 | 2018-08-27
PJM |  | s1646.1 | Completed (Provide Actual In-Service Date as Comment) |  | Wayne | 345 | 115 | 2020-06-01 | 2019-04-08
PJM |  | b3027.1 | Completed (Provide Actual In-Service Date as Comment) |  | Ladysmith | 500 | 230 | 2021-06-01 | 2021-07-01
PJM |  | b2557 | Completed (Provide Actual In-Service Date as Comment) |  | Avon #92 | 138 | 345 | 2019-06-01 | 2020-05-12
PJM |  | b2633.5 | Completed (Provide Actual In-Service Date as Comment) |  | Salem | 230 | 500 | 2019-04-01 | 2020-11-03
PJM |  | b2686.2 | Completed (Provide Actual In-Service Date as Comment) |  | Gordonsville #3 | 115 | 230 | 2019-06-01 | 2020-05-28
PJM |  | b2989 | Completed (Provide Actual In-Service Date as Comment) |  | Fork Union | 230 | 115 | 2020-06-01 | 2020-04-15
PJM |  | b2743.1 | Planned | RF | Rice #1 | 230 | 500 | 2020-06-01 | 2023-06-30
PJM |  | b2743.1 | Planned | RF | Rice #2 | 230 | 500 | 2020-06-01 | 2023-06-30
PJM |  | b2752.1 | Planned | RF | Furnace Run #1 | 230 | 500 | 2020-06-01 | 2023-06-01
PJM |  | b2752.1 | Planned | RF | Furnace Run #2 | 230 | 500 | 2020-06-01 | 2023-06-01
PJM |  | b3162 | Planned |  | Stevensburg | 230 | 115 | 2023-12-31 | 2023-12-31
PJM |  | b3213 | Planned |  | Chickahominy | 500 | 230 | 2023-06-01 | 2023-06-01
PJM |  | n3419 | Planned | RF | Baker 3 | 345 | 765 | 2015-06-01 | 2023-06-01
PJM |  | n4731 | Planned | RF | Benton #2 | 138 | 345 | 2017-12-01 | 2022-12-01
PJM |  | n6843 | Planned | RF | New Road 3 | 230 | 115 | 2022-06-01 | 2023-06-01
PJM |  | n6854 | Planned | RF | Homer City | 500 | 345 | 2022-06-01 | 2023-06-01
PJM |  | b1273 | Under Construction | RF | Bath | 138 | 345 | 2017-06-01 | 2022-09-30
PJM |  | b1276 | Under Construction | RF | West Milton | 138 | 345 | 2017-06-01 | 2022-09-15
PJM |  | b2778 | Completed (Provide Actual In-Service Date as Comment) | RF | Chamberlin #2 | 138 | 345 | 2021-06-02 | 2021-06-26
PJM |  | b3667 | Planned | RF | Pierce Brook #2 | 115 | 230 | 2026-06-01 | 2026-06-01
PJM |  | b3682 | Planned | RF | Hayes #3 | 345 | 138 | 2026-06-01 | 2026-06-01
PJM |  | n7508 | Planned | RF | Benton Harbor | 345 | 138 | 2024-12-01 | 2024-12-01
PJM |  | n7550 | Planned | RF | Farmville #4 | 230 | 115 | 2023-12-12 | 2023-12-12
PJM |  | n7652 | Planned | RF | Siegfried | 500 | 230 | 2023-05-21 | 2023-05-21
PJM |  | n7572 | Planned | SERC | Everetts #2 | 230 | 115 | 2024-12-31 | 2024-12-31
PJM |  | n7583 | Planned | SERC | Price George #2 | 230 | 115 | 2024-12-01 | 2024-12-01
PJM |  | n7612 | Planned | SERC | Suffolk #2 | 230 | 115 | 2024-12-01 | 2024-12-01
PJM |  | n7629 | Planned | SERC | Grottoes #2 | 230 | 115 | 2023-10-30 | 2023-10-30
PJM |  | n7643 | Planned | SERC | Chesterfield #2 | 230 | 115 | 2023-06-30 | 2023-06-30
PJM |  | n7645 | Planned | SERC | Suffolk #2 | 500 | 230 | 2024-12-31 | 2024-12-31
PJM |  | n7686 | Planned | SERC | Sedge Hill #3 | 230 | 115 | 2023-06-03 | 2023-06-03
PJM |  | n7687 | Planned | SERC | Sedge Hill #4 | 230 | 115 | 2023-06-03 | 2023-06-03
PJM |  | n7693 | Planned | RF | Pricebroke #2 | 230 | 115 | 2023-08-01 | 2023-08-01
PJM |  | n7697 | Planned | SERC | Hayes #2 | 230 | 115 | 2024-12-01 | 2024-12-01
PJM |  | n7786 | Planned | RF | Vienna #2 | 230 | 138 | 2023-12-01 | 2023-12-01
PJM |  | s2608.7 | Planned | SERC | Bristers | 500 | 230 | 2026-12-15 | 2026-12-15
PJM |  | s2609.2 | Planned | SERC | Goose Creek | 500 | 230 | 2026-12-15 | 2026-12-15
PJM |  | s2609.4 | Planned | SERC | Occoquan | 500 | 230 | 2026-12-15 | 2026-12-15
SERC-C |  | SERC-0021 | Under Construction | SERC | 2nd Brown North 345/138kV | 138 | 345 | 2015-05-30 | 2022-10-14
SERC-C |  | SERC-0531 | Planned | SERC | Collierville Substation 83 | <100 | 161 | 2023-12-31 | 2023-12-31
SERC-C |  | SERC-0532 | Planned | SERC | FedEx Customer Station | <100 | 161 | 2022-12-31 | 2023-12-31
SERC-C |  | SERC-0537 | Under Construction | SERC | Anderson 500kV Substation | 161 | 500 | 2023-10-01 | 2023-10-01
SERC-E |  | SERC-0021 | Planned | SERC | Wilkes 230/100kV Tie | 100 | 230 | 2020-12-01 | 2025-06-01
SERC-E |  | SERC-0511 | Planned | SERC | Carthage 230 kV | 115 | 230 | 2025-12-01 | 2025-12-01
SERC-E |  | SERC-0518 | Conceptual | SERC | Hodges 230/100/44 kV Tie | 100 | 230 | 2028-06-01 | 2028-06-01
SERC-E |  | SERC-0535 | Planned | SERC | Aiken 230-115 kV Transformer | 115 | 230 | 2022-11-01 | 2022-11-01
SERC-SE |  | SERC-0021 | Conceptual | SERC | Hope Hull | 115 | 230 | 2025-06-01 | 2031-06-01
SERC-SE |  | SERC-0400 | Planned | SERC | Flomaton 230/115kV Autobank | 115 | 230 | 2023-06-01 | 2023-11-01
SERC-SE |  | SERC-0436 | Planned | SERC | Possum Branch | 115 | 230 | 2022-06-01 | 2023-12-01
SERC-SE |  | SERC-0457 | Planned | SERC | Argyle autotransformer | 115 | 230 | 2021-12-01 | 2022-06-01
SERC-SE |  | SERC-0458 | Planned | SERC | Sinai autotransformer | 161 | 230 | 2021-12-01 | 2022-06-01
SERC-SE |  | SERC-0459 | Planned | SERC | Dalton City #11 | <100 | 115 | 2021-06-01 | 2023-02-01
SERC-SE |  | SERC-0462 | Planned | SERC | Silverhill TS 3rd Transformer | 115 | 230 | 2025-06-01 | 2025-06-01
SERC-SE |  | SERC-0520 | Under Construction | SERC | Pond Fork | 115 | 230 | 2023-06-01 | 2022-10-21
SERC-SE |  | SERC-0521 | Under Construction | SERC | Dorsett | 115 | 230 | 2022-06-01 | 2022-06-01
SERC-SE |  | SERC-0522 | Under Construction | SERC | Dorsett | 115 | 230 | 2022-06-01 | 2022-06-01
SERC-SE |  | SERC-0554 | Planned | SERC | North Americus | 115 | 230 | 2024-12-01 | 2024-12-01
SERC-SE |  | SERC-0555 | Planned | SERC | North Americus | 115 | 230 | 2024-12-01 | 2024-12-01
SERC-SE |  | SERC-0556 | Planned | SERC | Center primary | 115 | 230 | 2024-12-01 | 2024-12-01
SERC-SE |  | SERC-0557 | Planned | SERC | Center primary | 115 | 230 | 2024-12-01 | 2024-12-01
SERC-SE |  | SERC-0558 | Planned | SERC | Oasis | 115 | 230 | 2022-10-01 | 2022-10-01
SERC-SE |  | SERC-0559 | Planned | SERC | Morning Hornet | 115 | 230 | 2022-10-01 | 2022-10-01
SERC-SE |  | SERC-0560 | Under Construction | SERC | Union City | 230 | 500 | 2022-05-10 | 2022-05-10
SERC-SE |  | SERC-0561 | Under Construction | SERC | Union City | 230 | 500 | 2022-05-10 | 2022-05-10
WECC-AB |  |  | Completed (Provide Actual In-Service Date as Comment) | WECC | 287ST1 -- 813-34 Red Deer Area Transmission Development; EN34 - New Hazelwood 240/138kV Substation 287S | 138 | 240 | 2017-03-01 | 2017-03-01
WECC-AB |  |  | Completed (Provide Actual In-Service Date as Comment) | WECC | 244ST1 -- 787-6 Southern Alberta Transmission Reinforcement; Energization 6 - Med Hat Area 138kV Line Development | 138 | 240 | 2016-04-01 | 2016-04-01
WECC-AB |  |  | Completed (Provide Actual In-Service Date as Comment) | WECC | 244ST2 -- 787-6 Southern Alberta Transmission Reinforcement; Energization 6 - Med Hat Area 138kV Line Development | 138 | 240 | 2016-04-01 | 2016-04-01
WECC-AB |  |  | Completed (Provide Actual In-Service Date as Comment) | WECC | 289ST1 -- 850-2 South and West of Edmonton Transmission Development; Energization 2 - New Saunders Lake 240/138kV Substation; re-terminate 910L, 914L, 780L & 858L at Saunders Lake; build lines between Nisku & proposed Saunders Lake; and reconfiguration of | 138 | 240 | 2017-07-01 | 2017-07-01
WECC-AB |  |  | Completed (Provide Actual In-Service Date as Comment) | WECC | 367ST1 -- 850-1 South and West of Edmonton Transmission Development; Energization 1 - Harry Smith Sub | 138 | 240 | 2017-07-01 | 2017-07-01
WECC-AB |  |  | Completed (Provide Actual In-Service Date as Comment) | WECC | 367ST2 -- 850-1 South and West of Edmonton Transmission Development; Energization 1 - Harry Smith Sub | 138 | 240 | 2017-07-01 | 2017-07-01
WECC-AB |  |  | Completed (Provide Actual In-Service Date as Comment) | WECC | 289ST2 -- 850-2 South and West of Edmonton Transmission Development; Energization 2 - New Saunders Lake 240/138kV Substation; re-terminate 910L, 914L, 780L & 858L at Saunders Lake; build lines between Nisku & proposed Saunders Lake; and reconfiguration of | 138 | 240 | 2017-07-01 | 2017-07-01
WECC-AB |  |  | Planned | WECC | 491ST1 -- 787-7 Southern Alberta Transmission Reinforcement; Energization 7 - Castle Rock Ridge to Chapel Rock 240 kV Line | 240 | 500 | 2023-05-01 | 2023-05-01
WECC-AB |  |  | Planned | WECC | 491ST2 -- 787-7 Southern Alberta Transmission Reinforcement; Energization 7 - Castle Rock Ridge to Chapel Rock 240 kV Line | 240 | 500 | 2023-05-01 | 2023-05-01
WECC-AB |  |  | Completed (Provide Actual In-Service Date as Comment) | WECC | 951S1201T -- 1590-1 Fort McMurray West 500 kV Transmission Project | 240 | 500 | 2019-06-01 | 2019-06-01
WECC-BC |  |  | Completed (Provide Actual In-Service Date as Comment) | WECC | Mica T4 replacement | 16 | 500 | 2020-11-01 | 2020-09-03
WECC-BC |  |  | Completed (Provide Actual In-Service Date as Comment) | WECC | Two Transformers at South Bank | 138 | 500 | 2020-10-09 | 2020-10-09
WECC-BC |  |  | Completed (Provide Actual In-Service Date as Comment) | WECC | Two Transformers at South Bank | 230 | 500 | 2021-10-01 | 2021-05-28
WECC-BC |  |  | Completed (Provide Actual In-Service Date as Comment) | WECC | Mica T3 replacement | 16 | 500 | 2021-09-01 | 2021-08-01
WECC-BC |  |  | Planned | WECC | Kelowna Bulk Transformer Capacity Addition | 138 | 230 | 2022-06-01 | 2022-06-01
WECC-BC |  |  | Planned | WECC | Mica T2 replacement | 16 | 500 | 2022-10-28 | 2022-09-01
WECC-BC |  |  | Planned | WECC | Skeena T3 500/287/12.6 kV Transformer | 287 | 500 | 2026-10-01 | 2026-10-01
WECC-BC |  |  | Planned | WECC | Bridge River T4A 345/230 kV Transformer replacement | 230 | 345 | 2022-12-01 | 2022-12-01
WECC-BC |  |  | Planned | WECC | Bridge River T4B 345/230 kV Transformer replacement | 230 | 345 | 2022-12-01 | 2022-12-01
WECC-BC |  |  | Planned | WECC | Three transformers at Seabridge Gold Mine | 138 | 287 | 2024-10-01 | 2024-10-01
WECC-BC |  |  | Planned | WECC | Mount Lehman substation T3 230/25 kV Transformer | 25 | 230 | 2023-07-31 | 2023-07-31
WECC-CAMX |  |  | Planned | WECC | Tijuana Uno Bank 4 | 69 | 230 |  | 2023-11-01
WECC-CAMX |  |  | Planned | WECC | Panamericana Potencia Bank 3 | 69 | 230 |  | 2023-12-01
WECC-CAMX |  |  | Planned | WECC | El Arrajal Bank 1 | 115 | 230 |  | 2024-02-01
WECC-CAMX |  |  | Planned | WECC | Panamericana Potencia Bank 4 | 69 | 230 |  | 2024-04-01
WECC-CAMX |  |  | Planned | WECC | Metropoli Potencia Bank 5 | 69 | 230 |  | 2025-04-01
WECC-CAMX |  |  | Planned | WECC | COBURN SUB: REPL 230/60 KV BK 1 | 115 | 230 |  | 2021-05-01
WECC-CAMX |  |  | Planned | WECC | Fulton 230/115 kV Transformer | 115 | 230 |  | 2021-05-01
WECC-CAMX |  |  | Completed (Provide Actual In-Service Date as Comment) | WECC | Gates 500/230 kV Transformer No. 2 | 230 | 500 |  | 2019-12-01
WECC-CAMX |  |  | Planned | WECC | Kern PP 230 kV Area Reinforcement | 115 | 230 |  | 2023-04-01
WECC-CAMX |  |  | Planned | WECC | Pittsburg 230/115 kV Transformer Capacity Increase | 115 | 230 |  | 2026-01-01
WECC-CAMX |  |  | Planned | WECC | Rio Oso 230/115 kV Transformers | 115 | 230 |  | 2024-06-01
WECC-CAMX |  |  | Planned | WECC | Rio Oso: Rebuild Substation | 115 | 230 |  | 2022-06-01
WECC-CAMX |  |  | Planned | WECC | Rio Oso: Rebuild Substation | 115 | 230 |  | 2022-06-01
WECC-CAMX |  |  | Planned | WECC | Wilson 115 kV Area Reinforcement | 115 | 230 |  | 2023-05-01
WECC-CAMX |  |  | Planned | WECC | Wilson 115 kV Area Reinforcement | 115 | 230 |  | 2023-05-01
WECC-CAMX |  |  | Planned | WECC | Cottonwood 230/115 kV Transformers 1 and 4 Replacement Project | 115 | 230 |  | 2024-10-01
WECC-CAMX |  |  | Planned | WECC | Gold Hill 230/115 kV Transformer Addition Project | 115 | 230 |  | 2028-06-01
WECC-CAMX |  |  | Planned | WECC | Table Mountain second 500/230 kV transformer | 230 | 500 |  | 2027-01-01
WECC-CAMX |  |  | Planned | WECC | New Collinsville 500 kV substation Transformer 1 | 500 | 230 |  | 2028-01-01
WECC-CAMX |  |  | Planned | WECC | New Collinsville 500 kV substation Transformer 2 | 500 | 230 |  | 2028-01-01
WECC-CAMX |  |  | Planned | WECC | New Manning 500 kV substation Transmormer 1 | 500 | 230 |  | 2028-01-01
WECC-CAMX |  |  | Planned | WECC | New Manning 500 kV substation Transmormer 2 | 500 | 230 |  | 2028-01-01
WECC-CAMX |  |  | Planned | WECC | Victorville Auto-transformer Bank K | 287 | 500 |  | 2022-05-06
WECC-CAMX |  |  | Planned | WECC | Toluca Bank H | 230 | 500 |  | 2021-12-01
WECC-CAMX |  |  | Under Construction | WECC | Olympic Bank E and F - Upgrade | 138 | 230 |  | 2022-04-01
WECC-CAMX |  |  | Planned | WECC | Century Receiving Station Bank F | 138 | 287 |  | 2021-03-31
WECC-CAMX |  |  | Planned | WECC | Mead Bank M replacement | 230 | 287 |  | TBD
WECC-CAMX |  |  | Planned | WECC | Scattergood Phase shifter Replacement | 138 | 138 |  | TBD
WECC-CAMX |  |  | Under Construction | WECC | New Haskell 230/115 kV Bank G | 115 | 230 |  | 2022-12-31
WECC-CAMX |  |  | Under Construction | WECC | Replace RS-E Bank H | 230 | 500 |  | 2023-05-01
WECC-WPP |  |  | Completed (Provide Actual In-Service Date as Comment) | WECC | Raver Transformer Addition | 242 | 525 | 2022-05-01 | 2021-11-01
WECC-WPP |  |  | Completed (Provide Actual In-Service Date as Comment) | WECC | Longview Transformer Additition | 115 | 230 |  | 2021-08-01
WECC-WPP |  |  | Planned | WECC | Lincoln Rock 230/115-kV Transformer | 115 | 230 | 2022-08-01
WECC-WPP |  |  | Planned | WECC | 287ST1 -- 813-34 Red Deer Area Transmission Development; EN34 - New Hazelwood 240/138kV Substation 287S
WECC-WPP |  |  | Planned | WECC | 244ST1 -- 787-6 Southern Alberta Transmission Reinforcement; Energization 6 - Med Hat Area 138kV Line Development
WECC-WPP |  |  | Planned | WECC | 244ST2 -- 787-6 Southern Alberta Transmission Reinforcement; Energization 6 - Med Hat Area 138kV Line Development
WECC-WPP |  |  | Planned | WECC | 289ST1 -- 850-2 South and West of Edmonton Transmission Development; Energization 2 - New Saunders Lake 240/138kV Substation; re-terminate 910L, 914L, 780L & 858L at Saunders Lake; build lines between Nisku & proposed Saunders Lake; and reconfiguration of
WECC-WPP |  |  | Planned | WECC | 367ST1 -- 850-1 South and West of Edmonton Transmission Development; Energization 1 - Harry Smith Sub
WECC-WPP |  |  | Planned | WECC | 367ST2 -- 850-1 South and West of Edmonton Transmission Development; Energization 1 - Harry Smith Sub
WECC-WPP |  |  | Planned | WECC | 289ST2 -- 850-2 South and West of Edmonton Transmission Development; Energization 2 - New Saunders Lake 240/138kV Substation; re-terminate 910L, 914L, 780L & 858L at Saunders Lake; build lines between Nisku & proposed Saunders Lake; and reconfiguration of
WECC-WPP |  |  | Planned | WECC | 491ST1 -- 787-7 Southern Alberta Transmission Reinforcement; Energization 7 - Castle Rock Ridge to Chapel Rock 240 kV Line
WECC-WPP |  |  | Planned | WECC | 491ST2 -- 787-7 Southern Alberta Transmission Reinforcement; Energization 7 - Castle Rock Ridge to Chapel Rock 240 kV Line
WECC-WPP |  |  | Planned | WECC | 951S1201T -- 1590-1 Fort McMurray West 500 kV Transmission Project
WECC-WPP |  |  | Conceptual | WECC | Borah T501 | 345 | 500 | 2015-06-01 | 2032-06-01
WECC-WPP |  |  | Completed (Provide Actual In-Service Date as Comment) | WECC | Midpoint T231 | 138 | 230 | 2020-12-01 | 2020-12-01
WECC-WPP |  |  | Completed (Provide Actual In-Service Date as Comment) | WECC | Cloverdale T231 | 138 | 230 | 2021-12-01 | 2021-06-01
WECC-WPP |  |  | Conceptual | WECC | Midpoint T502 | 345 | 500 | 2015-06-01 | 2026-06-01
WECC-WPP |  |  | Completed (Provide Actual In-Service Date as Comment) | WECC | Harry Allen 500 /230 kV TX #3 | 230 | 525 |  | 2016-12-01
WECC-WPP |  |  | Planned | WECC | West Tracy 345 / 120kV TX #1 | 120 | 345 |  | 2022-04-01
WECC-WPP |  |  | Planned | WECC | Bordertown 345 / 120kV TX #1 | 120 | 345 |  | 2025-11-01
WECC-WPP |  |  | Planned | WECC | Comstock Meadows 345/120kV TX#1 | 120 | 345 |  | 2023-11-01
WECC-WPP |  |  | Cancelled (Comment Required) | WECC | Tolson | 138 | 230 |  | 2020-06-01
WECC-WPP |  |  | Completed (Provide Actual In-Service Date as Comment) | WECC | McDonald | 138 | 230 |  | 2019-08-01
WECC-WPP |  |  | Completed (Provide Actual In-Service Date as Comment) | WECC | Magnolia 230/138 kV TX#2 | 138 | 230 |  | 2020-06-01
WECC-WPP |  |  | Planned | WECC | Pecos 230/138kV TX#5 | 138 | 230 |  | 2022-11-01
WECC-WPP |  |  | Planned | WECC | South Butte | 100 | 161 |  | 2022-01-01
WECC-WPP |  |  | Planned | WECC | South Butte | 100 | 161 |  | 2022-01-01
WECC-WPP |  |  | Planned | WECC | South Butte | 160 | 230 |  | 2022-01-01
WECC-WPP |  |  | Planned | WECC | Mill Creek | 160 | 230 |  | 2021-01-01
WECC-WPP |  |  | Planned | WECC | Mill Creek | 160 | 230 |  | 2021-01-01
WECC-WPP |  |  | Planned | WECC | Mill Creek | 160 | 230 |  | 2021-01-01
WECC-WPP |  |  | Completed (Provide Actual In-Service Date as Comment) | WECC | Gateway West Stage 1, Aeolus West | 230 | 500 |  | 2020-12-01
WECC-WPP |  |  | Under Construction | WECC | Gateway West Stage 1, Bridger/Anticline West | 345 | 500 |  | 2020-12-01
WECC-WPP |  |  | Planned | WECC | Gateway West Stage 1, Bridger/Anticline West | 345 | 345 |  | 2024-12-01
WECC-WPP |  |  |  | WECC | Gateway West Stage 1, Populus West | 345 | 500 |  | 2024-12-01
WECC-WPP |  |  | Planned | WECC | St. George Transformer | 138 | 345 |  | 2026-05-01
WECC-WPP |  |  |  | WECC | Spanish Fork | 138 | 345 |  | 2020-05-01
WECC-WPP |  |  | Planned | WECC | Goshen | 161 | 345 |  | 2021-09-20
WECC-WPP |  |  | Planned | WECC | Gateway West Stage 1, Aeolus South | 345 | 500 |  | 2024-12-01
WECC-WPP |  |  | Planned | WECC | Jim Bridger Transformer Upgrade | 230 | 345 |  | 2022-05-01
WECC-WPP |  |  | Planned | WECC | Bridgerland Transformer | 138 | 345 |  | 2023-11-01
WECC-WPP |  |  | Planned | WECC | Camp Williams Transformer Upgrade | 138 | 345 |  | 2025-05-01
WECC-WPP |  |  | Planned | WECC | Nibley Transformer | 25 | 138 |  | 2022-05-01
WECC-WPP |  |  | Planned | WECC | Sams Valley New Substation | 230 | 500 | 2022-11-01 | 2024-05-15
WECC-WPP |  |  | Completed (Provide Actual In-Service Date as Comment) | WECC | Blue Lake VWR3 | 115 | 230 | 2020-03-01 | 2020-03-01
WECC-WPP |  |  | Planned | WECC | Evergreen VWR1 | 115 | 230 | 2028-06-01 | 2028-06-01
WECC-WPP |  |  | Planned | WECC | Evergreen VWR2 | 115 | 230 | 2024-06-01 | 2024-06-01
WECC-WPP |  |  | Planned | WECC | Evergreen VWR3 | 115 | 230 | 2024-06-01 | 2024-06-01
WECC-WPP |  |  | Completed (Provide Actual In-Service Date as Comment) | WECC | Harborton VWR2 | 115 | 230 | 2021-04-01 | 2021-04-01
WECC-WPP |  |  | Completed (Provide Actual In-Service Date as Comment) | WECC | Horizon VWR3 | 115 | 230 | 2021-06-01 | 2021-05-01
WECC-WPP |  |  | Planned | WECC | Monitor VWR1 | 115 | 230 | 2025-06-01 | 2025-06-01
WECC-WPP |  |  | Completed (Provide Actual In-Service Date as Comment) | WECC | System Spare | 44 | 115 |  | 2016-05-01
WECC-WPP |  |  | Conceptual | WECC | Rifle | 115 | 230 |  | 2020-05-01
WECC-WPP |  |  | Planned | WECC | Citadel | 12.47 | 115 |  | 2023-12-01
WECC-WPP |  |  | Planned | WECC | Delbert | 12.47 | 115 |  | 2027-12-01
WECC-WPP |  |  | Planned | WECC | Spring Valley | 12.47 | 115 |  | 2025-12-01
WECC-WPP |  |  | Planned | WECC | Meadows | 12.47 | 115 |  | 2021-03-01
WECC-WPP |  |  | Planned | WECC | Franktown | 12.47 | 115 |  | 2022-03-01
WECC-WPP |  |  | Conceptual | WECC | La Junta 115 kV Substation | 69 | 115
WECC-WPP |  |  | Under Construction | WECC | Avery Substation | 13.8 | 230 |  | 2022-05-01
WECC-WPP |  |  | Planned | WECC | Husky Substation | 115 | 230 |  | 2024-12-01
WECC-WPP |  |  | Planned | WECC | Graham Creek Substation | 13.8 | 115 |  | 2024-12-01
WECC-WPP |  |  | Planned | WECC | Barker Substation | 13.8 | 230 |  | 2025-10-01
WECC-WPP |  |  | Conceptual | WECC | Beebe Draw Substation | 13.8 | 230 |  | 2025-06-01
WECC-WPP |  |  | Planned | WECC | Lemon Gulch | 12.47 | 230 |  | 2023-12-01
WECC-WPP |  |  | Under Construction | WECC | Hogback Substation | 69 | 115 | 2021-10-01 | 2022-04-01
WECC-WPP |  |  | Under Construction | WECC | North Penrose Substation | 13.2 | 115 | 2021-10-01 | 2022-06-01
WECC-WPP |  |  | Under Construction | WECC | Pueblo West Substation | 13.2 | 115 | 2022-01-01 | 2022-10-01
WECC-WPP |  |  | Conceptual | WECC | Vasquez | 13.8 | 115
WECC-WPP |  |  | Planned | WECC | Titan (Waterton TR4 Expansion) | 13.8 | 230 |  | 2023-05-01
WECC-WPP |  |  | Planned | WECC | Mirasol Substation |  | 230 |  | 2022-06-01
WECC-WPP |  |  | Conceptual | WECC | High Point | 13.8 | 230 |  | 2026-05-01
WECC-WPP |  |  | Conceptual | WECC | Dove Valley | 13.8 | 115 | 2023-12-01
WECC-WPP |  |  | Conceptual | WECC | Stock Show | 13.8 | 115 |  | 2026-05-01
WECC-WPP |  |  | Planned | WECC | Timberline Park | 115 | 230 |  | 2023-03-01
WECC-WPP |  |  | Under Construction | WECC | South Fowler Substation | 69 | 115 | 2021-12-01 | 2022-03-01
WECC-WPP |  |  | Planned | WECC | Tundra Substation |  | 345 |  | 2022-06-01
WECC-WPP |  |  | Completed (Provide Actual In-Service Date as Comment) | WECC | Steamboat Springs | 13.8 | 230 |  | 2021-10-01
WECC-WPP |  |  | Planned | WECC | Timberline Park | 115 | 230 |  | 2023-03-01
WECC-WPP |  |  | Planned | WECC | Valley | 12.47 | 115 |  | 2024-03-01
WECC-WPP |  |  | Planned | WECC | Longs Peak | 115 | 230 |  | 2025-05-01
WECC-WPP |  |  | Planned | WECC | Black Hollow Sun | 34.5 | 230 |  | 2024-10-01
WECC-WPP |  |  | Planned | WECC | Horizon Substation | 13.2 | 230 |  | 2023-01-01
WECC-WPP |  |  | Planned | WECC | Fuller | 13.2 | 230 |  | 2023-06-01
WECC-WPP |  |  | Planned | WECC | Briargate | 115 | 230 |  | 2023-04-01
WECC-WPP |  |  | Planned | WECC | Kelker | 115 | 230 |  | 2025-04-01
WECC-WPP |  |  | Planned | WECC | Kettle Creek | 13.2 | 115 |  | 2023-04-01
WECC-WPP |  |  | Planned | WECC | Flying Horse | 13.2 | 115 |  | 2025-04-01
WECC-WPP |  |  | Planned | WECC | Happy Canyon | 12.47 | 115 |  | 2022-12-01
WECC-WPP |  |  | Planned | WECC | Bluestone Valley Phase 2 | 69 | 230 |  | 2023-05-01
WECC-WPP |  |  | Planned | WECC | Rodrigues 115 kV Substation | 13.8 | 115 | 2023-06-01 | 2023-06-01
WECC-WPP |  |  | Planned | WECC | Elizabeth Substation Upgrade | 12.5 | 115 |  | 2023-12-01
WECC-WPP |  |  | Planned | WECC | Roxborough T2 | 12.5 | 115 |  | 2023-12-01
WECC-WPP |  |  | Planned | WECC | Outback Substation | 12.5 | 115 |  | 2029-03-01
WECC-WPP |  |  | Planned | WECC | Dawson Ridge | 12.5 | 115 |  | 2026-03-01
WECC-WPP |  |  | Planned | WECC | Greenland T2 | 12.5 | 115 |  | 2023-12-01
WECC-WPP |  |  | Planned | WECC | Parker Substation Upgrade | 12.5 | 115 |  | 2025-12-01
WECC-WPP |  |  | Planned | WECC | Peakview Substation Upgrade | 12.5 | 115 |  | 2026-12-01
WECC-WPP |  |  | Planned | WECC | Canal Crossing |  | 345 |  | 2025-12-01
WECC-WPP |  |  | Planned | WECC | Goose Creek |  | 345 |  | 2025-12-01
WECC-WPP |  |  | Planned | WECC | May Valley | 34.5 | 345 |  | 2025-12-01
WECC-WPP |  |  | Conceptual | WECC | Longhorn |  | 345 |  | 2025-12-01
WECC-WPP |  |  | Planned | WECC | Ft. St. Vrain | 230 | 345 |  | 2026-12-01
WECC-WPP |  |  | Planned | WECC | Stagecoach Switching Station |  | 230 |  | 2024-12-01
WECC-WPP |  |  | Planned | WECC | Lakeside Substation Transformer | 115 | 230 |  | 2022-10-01
WECC-WPP |  |  | Planned | WECC | Tono Substation Transformer Replacement | 115 | 500 |  | 2023-10-01
WECC-WPP |  |  | Planned | WECC | Mayfield Bank 1 | 13.2 kV | 320 kV |  | 2021-01-01
WECC-WPP |  |  | Planned | WECC | Southwest Substation Bank 1 | 115 kV | 230 kV |  | 2022-01-01
WECC-WPP |  |  | Planned | WECC | Southwest Substation Bank 2 | 115 kV | 230 kV |  | 2024-01-01
WECC-WPP |  |  | Completed | WECC | Yellowcreek 230/69 kV Transformer #2 | 69 | 230 |  | 2021-11-01
WECC-WPP |  |  | Delayed - Load Growth | WECC | Swan Ranch 115 kV Substation | 24.9 | 115
WECC-WPP |  |  | Complete | WECC | King Ranch 115 kV Substation | 24.9 | 115 |  | 2017-09-01
WECC-WPP |  |  | Complete | WECC | Sagebrush Substation | 69 | 230 |  | 2019-12-01
WECC-WPP |  |  | Complete | WECC | West Rapid City Substation | 69 | 230 |  | 2020-05-01
WECC-WPP |  |  | Completed (Provide Actual In-Service Date as Comment) | WECC | Ault 345/230 kV Transformer KU1A | 230 | 345 |  | 2019-09-01
WECC-WPP |  |  | Under Construction | WECC | Sawmill Creek | 115 | 230 |  | 2021-09-01
WECC-WPP |  |  | Planned | WECC | Jackson Fuller Transformer #2 | 115 | 230 |  | 2021-12-01
WECC-WPP |  |  | Planned | WECC | Wayne Child Phase II | 230 | 345 |  | 2022-12-01
WECC-WPP |  |  | Under Construction | WECC | Maintenance Foot Hills | 13.8 | 115 |  | 2019-10-01
WECC-WPP |  |  | Planned | WECC | Maintenance College | 13.8 | 115 |  | 2019-10-01
WECC-WPP |  |  | Planned | WECC | Maintenance Hogback | 13.8 | 115 |  | 2019-10-01
WECC-WPP |  |  | Under Construction | WECC | Cottonwood | 13.8 | 115 |  | 2019-12-01
WECC-WPP |  |  | Planned | WECC | Twin Peaks | 13.8 | 115 |  | 2020-05-01
WECC-WPP |  |  | Conceptual | WECC | Animas | 13.8/69 | 115 |  | 2020-05-01
WECC-WPP |  |  | Conceptual | WECC | Bergin | 13.8/69 | 115 |  | 2021-05-01
WECC-WPP |  |  | Conceptual | WECC | Ancient Trails / Knickerbocker | 69 | 115 |  | 2022-05-01
WECC-WPP |  |  | Planned | WECC | Kelker 230/115 kV Autotransformer | 115 | 230 |  | 2018-06-01
WECC-WPP |  |  | Planned | WECC | Cottonwood 230/115kV Autotransformer | 115 | 230 |  | 2019-12-01
WECC-WPP |  |  | Completed (Provide Actual In-Service Date as Comment) | WECC | Lazy Dog | 13.2 | 115 |  | 2020-04-01
WECC-WPP |  |  | Planned | WECC | Carey T2 | 12.5 | 230 |  | 2021-06-01
WECC-WPP |  |  | Planned | WECC | Smoky Hill | 69 | 115 |  | 2022-12-01
WECC-WPP |  |  | Planned | WECC | Whiterock T2 | 69 | 115 |  | 2020-12-01
WECC-WPP |  |  | Planned | WECC | Hemingford | 34.5 | 115 |  | 2022-12-01
WECC-WPP |  |  | Planned | WECC | North Park T2 | 24.9 | 230 |  | 2022-12-01
WECC-WPP |  |  | Planned | WECC | Fuller T2 | 115 | 230 |  | 2023-01-01
WECC-WPP |  |  | Completed (Provide Actual In-Service Date as Comment) | WECC | Gateway | 12.5 | 115 |  | 2020-03-01
WECC-WPP |  |  | Under Construction | WECC | Cottonwood | 13.8 | 115 |  | 2021-06-01
WECC-WPP |  |  | Planned | WECC | Animas | 13.8/69 | 115 |  | 2022-12-01
WECC-WPP |  |  | Planned | WECC | Bergin | 13.8/69 | 115 |  | 2023-12-01
WECC-WPP |  |  | Planned | WECC | Hare |  | 115 |  | 2024-12-01
WECC-WPP |  |  | Conceptual | WECC | Twin Peaks | 13.8 | 115 |  | 2023-12-01
WECC-WPP |  |  | Conceptual | WECC | Ancient Trails / Knickerbocker | 13.8/69 | 115 |  | 2024-12-01
WECC-WPP |  |  | Conceptual | WECC | "Name Unknow" New Gallegos | 13.8/69 | 115
WECC-WPP |  |  | Conceptual | WECC | Bluffview | 13.8 | 115 |  | 2021-12-01
WECC-WPP |  |  | Conceptual | WECC | Foothills | 13.8 | 115 |  | 2025-12-01
WECC-WPP |  |  | Conceptual | WECC | La Plata | 13.8 | 115 |  | 2021-12-01
WECC-WPP |  |  | Conceptual | WECC | Hart Canyon | 13.8 | 115 |  | 2024-12-01
WECC-WPP |  |  | Conceptual | WECC | Glade |  | 115 |  | 2024-12-01
WECC-WPP |  |  | Conceptual | WECC | Navajo | 13.8 | 115 |  | 2024-12-01
WECC-WPP |  |  | Under Construction | WECC | Campstool 115 kV Substation | 24.9 | 115 | 2022-02-01 | 2022-02-01
WECC-WPP |  |  | Under Construction | WECC | Bison 115 kV Substation | 24.9 | 115 | 2022-06-01 | 2022-06-01
WECC-WPP |  |  | Planned | WECC | Allison Draw 115 kV Substation | 13.8 | 115 | 2024-06-01 | 2024-06-01
WECC-WPP |  |  | Planned | WECC | Orchard Valley 115 kV Substation | 13.8 | 115 | 2024-09-01 | 2024-09-01
WECC-WPP |  |  | Planned | WECC | Sweetgrass 230/115 kV Transformer #1 | 115 | 230 | 2025-06-01 | 2025-06-01
WECC-WPP |  |  | Planned | WECC | Sweetgrass 230/115 kV Transformer #2 | 115 | 230 | 2025-06-01 | 2025-06-01
WECC-WPP |  |  | Planned | WECC | West Cheyenne 230/115 kV Transformer #1 | 115 | 230 | 2025-10-01 | 2025-10-01
WECC-WPP |  |  | Planned | WECC | West Cheyenne 230/115 kV Transformer #2 | 115 | 230 | 2025-10-01 | 2025-10-01
WECC-SRSG |  | 1 | Planned | WECC | North Gila | 230 | 500 | 2021-06-01 | 2022-06-01
WECC-SRSG |  | 2 | Completed (Provide Actual In-Service Date as Comment) | WECC | Sun Valley | 230 | 500 | 2016-06-01 | 2016-06-01
WECC-SRSG |  | 3 | Completed (Provide Actual In-Service Date as Comment) | WECC | Mazatzal | 69 | 345 | 2018-06-01 | 2018-06-01
WECC-SRSG |  | 4 | Completed (Provide Actual In-Service Date as Comment) | WECC | Trilby Wash | 69 | 230 | 2015-06-01 | 2015-06-01
WECC-SRSG |  | 5 | Planned | WECC | Orchard | 69 | 230 | 2021-06-01 | 2021-06-01
WECC-SRSG |  | 6 | Cancelled (Comment Required) | WECC | Saguaro | 69 | 230 | 2021-06-01 | 2021-06-01
WECC-SRSG |  | 7 | Cancelled (Comment Required) | WECC | Yavapai | 69 | 230 | 2021-06-01 | 2021-06-01
WECC-SRSG |  | 8 | Cancelled (Comment Required) | WECC | Palm Valley | 69 | 230 | 2019-06-01 | 2019-06-01
WECC-SRSG |  | 9 | Cancelled (Comment Required) | WECC | Raceway | 69 | 230 | 2018-06-01 | 2018-06-01
WECC-SRSG |  | 10 | Cancelled (Comment Required) | WECC | Buckeye | 69 | 230 | 2016-06-01 | 2016-06-01
WECC-SRSG |  | 11 | Cancelled (Comment Required) | WECC | Prescott | 115 | 230 | 2017-06-01 | 2017-06-01
WECC-SRSG |  | 12 | Completed (Provide Actual In-Service Date as Comment) | WECC | Delaney | 69 | 500 | 2016-06-01 | 2016-06-01
WECC-SRSG |  | 13 | Completed (Provide Actual In-Service Date as Comment) | WECC | Four Corners | 345 | 500 | 2017-06-01 | 2017-06-01
WECC-SRSG |  | 14 | Cancelled (Comment Required) | WECC | Four Corners | 345 | 500 | 2017-06-01 | 2017-06-01
WECC-SRSG |  | 15 | Completed (Provide Actual In-Service Date as Comment) | WECC | TS4/Freedom | 69 | 230 | 2020-06-01 | 2020-06-01
WECC-SRSG |  | 16 | Completed (Provide Actual In-Service Date as Comment) | WECC | Scatter Wash | 69 | 230 | 2020-06-01 | 2020-06-01
WECC-SRSG |  | 17 | Planned | WECC | Runway | 69 | 230 | 2021-06-01 | 2022-06-01
WECC-SRSG |  | 18 | Planned | WECC | Stratus | 69 | 230 | 2022-06-01 | 2022-06-01
WECC-SRSG |  | 19 | Planned | WECC | Three Rivers | 69 | 230 | 2023-06-01 | 2023-06-01
WECC-SRSG |  | 20 | Planned | WECC | Contrail | 69 | 230 | 2023-06-01 | 2023-06-01
WECC-SRSG |  | 21 | Planned | WECC | Brodway | 69 | 230 | 2024-06-01 | 2024-06-01
WECC-SRSG |  | 22 | Planned | WECC | TS17 | 69 | 230 | 2025-06-01 | 2025-06-01
WECC-SRSG |  | 23 | Planned | WECC | Raceway 230/69kV Transformer Addition (1 unit) | 69 | 230
WECC-SRSG |  | 24 | Planned | WECC | Sun Valley 500/230kV Transformer Addition (1 unit) | 69 | 230
WECC-SRSG |  | 25 | Planned | WECC | Sun Valley 230/69kV Transformer Addition (1 unit) | 69 | 230
WECC-SRSG |  | 26 | Planned | WECC | Trilby Wash 230/69kV Transformer Addition (1 unit) | 69 | 230
WECC-SRSG |  | 27 | Planned | WECC | Westwing 230/69kV Transformer Addition (1 unit) | 69 | 230
WECC-SRSG |  | 28 | Planned | WECC | Scatter Wash 230/69kV Transformer Addition (1 unit) | 69 | 230
WECC-SRSG |  | 29 | Planned | WECC | Lone Peak 230/69kV Transformer Addition (1 unit) | 69 | 230
WECC-SRSG |  | 30 | Planned | WECC | Palm Valley 230/69kV Transformer Addition (1 unit) | 69 | 230
WECC-SRSG |  | 31 | Planned | WECC | Freedom 230/69kV Transformer Addition (1 unit | 69 | 230
WECC-SRSG |  | 32 | Planned | WECC | Ocotillo 230/69kV Transformer Addition (1 unit) | 69 | 230
WECC-SRSG |  | 33 | Planned | WECC | West Phoenix 230/69kV Transformer Addition (1 unit) | 69 | 230
WECC-SRSG |  | 34 | Planned | WECC | Avery 230/69kV Transformer Addition (1 unit) | 69 | 230 |  | 2022-06-01
WECC-SRSG |  | 35 | Planned | WECC | TS2 230/69kV Transformer Addition (1 unit) | 69 | 230
WECC-SRSG |  | 36 | Conceptual | WECC | Komatke 230/69kV Substation | 69 | 230
WECC-SRSG |  | 37 | Conceptual | WECC | Avery 230/69kV Substation | 69 | 230
WECC-SRSG |  | 38 | Conceptual | WECC | TS21 500/230kV Substation | 230 | 500
WECC-SRSG |  |  | Planned | WECC | AFTON North | 115 | 345 |  | 2024-01-01
WECC-SRSG |  |  | Planned | WECC | AFTON North | 115 | 345 |  | 2024-01-01
WECC-SRSG |  |  | Planned | WECC | Vado | 115 | 345 |  | 2030-01-01
WECC-SRSG |  |  | Conceptual | WECC | AFTON North | 115 | 345 |  | 2025-01-01
WECC-SRSG |  |  | Conceptual | WECC | AFTON North | 115 | 345 |  | 2025-01-01
WECC-SRSG |  |  | Conceptual | WECC | Vado | 115 | 345 |  | 2026-01-01
WECC-SRSG |  |  | Planned | WECC | ECSS Transformer Bank 5 Addition | 92kV | 230kV |  | 2023-04-01
WECC-SRSG |  |  | Planned | WECC | Allison II | 13.8 | 115 |  | 2022-07-01
WECC-SRSG |  |  | Conceptual | WECC | Medoza Tap | 13.2 | 115 |  | 2023-06-01
WECC-SRSG |  |  | Completed (Provide Actual In-Service Date as Comment) | WECC | TA3 Substation Upgrade | 13.2 | 115 |  | 2020-07-01
WECC-SRSG |  |  | Completed (Provide Actual In-Service Date as Comment) | WECC | Petroglyph | 12.47 | 115 |  | 2021-03-01
WECC-SRSG |  |  | Under Construction | WECC | Palomas | 12.47 | 115 | 2022-12-31
WECC-SRSG |  |  | Under Construction | WECC | Prospertiy | 12.47 | 115 | 2022-12-31
WECC-SRSG |  |  | Planned | WECC | St. Cecila | 12.47 | 115 | 2023-12-31
WECC-SRSG |  |  | Under Construction | WECC | Sagebursh 115 | 12.47 | 115 | 2022-12-31
WECC-SRSG |  |  | Under Construction | WECC | Rattle Snake | 12.47 | 115 | 2022-12-31
WECC-SRSG |  |  | Planned | WECC | Henshaw | 69 | 230 |  | 2023-04-01
WECC-SRSG |  |  | Planned | WECC | Browning | 69 | 230 |  | 2026-04-01
WECC-SRSG |  |  | Conceptual | WECC | New Superior | 115 | 230 |  | 2026-04-01
WECC-SRSG |  |  | Conceptual | WECC | New Oakflat | 115 | 230 |  | 2026-04-01
WECC-SRSG |  |  | Conceptual | WECC | Pfiester | 69 | 230
WECC-SRSG |  |  | Conceptual | WECC | RS31 No 1 | 69 | 230 |  | 2024-04-01
WECC-SRSG |  |  | Conceptual | WECC | RS31 No 2 | 69 | 230 |  | 2024-04-01
WECC-SRSG |  |  | Conceptual | WECC | RS32 | 69 | 230 |  | 2020-04-01
WECC-SRSG |  |  | Planned | WECC | Rogers | 69 | 230 |  | 2022-04-01
WECC-SRSG |  |  | Planned | WECC | Browning #3 | 230 | 500 |  | 2024-04-01
WECC-SRSG |  |  | Planned | WECC | Browning #4 | 230 | 500 |  | 2027-04-01
WECC-SRSG |  |  | Conceptual | WECC | Silver King #3 | 230 | 500 |  | 2029-04-01
WECC-SRSG |  |  | Planned | WECC | Huckleberry | 69 | 230 |  | 2024-04-01
WECC-SRSG |  |  | Planned | WECC | Anderson | 69 | 230 |  | 2026-04-01
WECC-SRSG |  |  | Planned | WECC | Orme | 69 | 230 |  | 2028-04-01
WECC-SRSG |  |  | Planned | WECC | Santan | 69 | 230 |  | 2029-04-01
WECC-SRSG |  |  | Planned | WECC | Dinosaur | 69 | 230 |  | 2030-04-01
WECC-SRSG |  |  | Planned | WECC | Dinosaur | 69 | 230 |  | 2023-04-01
WECC-SRSG |  |  | Planned | WECC | DeMoss Petrie | 138 | 230 | 2023-06-01 | 2025-05-31
WECC-SRSG |  |  | Planned | WECC | Vail | 230 | 345 | 2303-06-02 | 2027-05-31
WECC-SRSG |  |  | Planned | WECC | Tortolita sub | 230 | 500 | 2023-06-03 | 2025-05-31
WECC-SRSG |  |  | Planned | WECC | Westwing | 500 | 345 | 2022-07-31 | 2022-07-31
WECC-SRSG |  |  | Planned | WECC | Pinal West | 500 | 345 | 2022-10-31 | 2022-10-31
WECC-SRSG |  |  | Conceptual | WECC | Gila Sub 69-kV Rebuild |  | 69 |  | 2025-01-01
WECC-SRSG |  |  | Conceptual | WECC | Gila Substation 34.5/14kv |  |  |  | 2027-01-01
WECC-SRSG |  |  | Conceptual | WECC | Parker sub 230kV Replacments | 161 | 230 |  | 2029-01-01
WECC-SRSG |  |  | Conceptual | WECC | Bouse Upgrade |  | 230 |  | 2028-12-01
SERC-FP |  | SERC-0021 | Planned | SERC | Brooksridge 500kV | 230 | 500 | 2023-05-01 | 2023-05-30
SERC-FP |  | SERC-0541 | Planned | SERC | Tarpon springs 230kV | 115 | 230 | 2024-05-30 | 2024-05-30
SERC-FP |  | SERC-0542 | Planned | SERC | Fortieth Street 230kV | 115 | 230 | 2024-05-30 | 2024-05-30
SERC-FP |  | SERC-0543 | Planned | SERC | Mondon hill 230kV | 115 | 230 | 2024-11-30 | 2024-11-30
SERC-FP |  | SERC-0544 | Planned | SERC | Mondon hill 230kV | 115 | 230 | 2024-11-30 | 2024-11-30
SERC-FP |  | SERC-0545 | Under Construction | SERC | Powerline 230kV | 115 | 230 | 2023-05-21 | 2023-05-21
SERC-FP |  | SERC-0546 | Under Construction | SERC | Powerline 230kV | 115 | 230 | 2023-05-21 | 2023-05-21
SERC-FP |  | SERC-0562 | Planned | SERC | PS41 Greynolds #2 230/138kV | 138 | 230 | 2023-06-01 | 2023-06-01
SERC-FP |  | SERC-0563 | Planned | SERC | PS44 Deerfield 230/138kV | 138 | 230 | 2024-06-01 | 2024-06-01
SERC-FP |  | SERC-0564 | Planned | SERC | PS54 Quarry #2 500/230kV | 230 | 500 | 2023-06-01 | 2023-06-01
SERC-FP |  | SERC-0565 | Planned | SERC | PS59 Fla City 230/138kV | 138 | 230 | 2023-06-01 | 2023-06-01
SERC-FP |  | SERC-0566 | Planned | SERC | PS60 Gratigny #2 230/138kV | 138 | 230 | 2023-06-01 | 2023-06-01
SERC-FP |  | SERC-0567 | Planned | SERC | PW33 Woods 230/138kV | 138 | 230 | 2025-12-01 | 2025-12-01