2007 | CA | NPCC | Maritimes | Maritimes | DCWEO | Energy-Only Resources (Operable) | 13 | 43 | 43 | 43 | 43 | 43 | 43 | 43 | 43 | 43 | 43
2007 | CA | NPCC | Maritimes | Maritimes | DCWFP | Full-Responsibility Purchases (portion of total purchases) | 10 | 10 | 10 | 10 | 10 | 10 | 10 | 10 | 10 | 10 | 10
2007 | CA | NPCC | Maritimes | Maritimes | DCWFS | Full-Responsibility Sales (portion of total sales) | 0 | 0 | 0 | 0 | 0 | 0 | 0 | 0 | 0 | 0 | 0
2007 | CA | NPCC | Maritimes | Maritimes | DCWIC | Inoperable capacity | 0 | 0 | 0 | 0 | 0 | 0 | 0 | 0 | 0 | 0 | 0
2007 | CA | NPCC | Maritimes | Maritimes | DCWICC | Inoperable Committed Capacity | 0 | 0 | 0 | 0 | 0 | 0 | 0 | 0 | 0 | 0 | 0
2007 | CA | NPCC | Maritimes | Maritimes | DCWICE | Inoperable Energy Only Capacity | 0 | 0 | 0 | 0 | 0 | 0 | 0 | 0 | 0 | 0 | 0
2007 | CA | NPCC | Maritimes | Maritimes | DCWICU | Inoperable Uncommitted Capacity | 0 | 0 | 0 | 0 | 0 | 0 | 0 | 0 | 0 | 0 | 0
2007 | CA | NPCC | Maritimes | Maritimes | DCWIN | Internal Demand | 5530 | 5802 | 5896 | 5947 | 6060 | 6174 | 6290 | 6400 | 6514 | 6627 | 6743
2007 | CA | NPCC | Maritimes | Maritimes | DCWIT | Interruptible Demand | 389 | 408 | 413 | 417 | 422 | 426 | 430 | 434 | 438 | 442 | 446
2007 | CA | NPCC | Maritimes | Maritimes | DCWLM | Direct Control Load Management | 0 | 0 | 0 | 0 | 0 | 0 | 0 | 0 | 0 | 0 | 0
2007 | CA | NPCC | Maritimes | Maritimes | DCWNC | Net Capacity Resources | 6500 | 6501 | 6021 | 6705 | 6677 | 6906 | 6945 | 6945 | 6945 | 6945 | 6945
2007 | CA | NPCC | Maritimes | Maritimes | DCWNI | Projected Net Internal Demand | 5141 | 5394 | 5483 | 5530 | 5638 | 5749 | 5860 | 5966 | 6076 | 6186 | 6297
2007 | CA | NPCC | Maritimes | Maritimes | DCWNUC | Committed | 0 | 0 | 0 | 0 | 0 | 0 | 0 | 0 | 0 | 0 | 0
2007 | CA | NPCC | Maritimes | Maritimes | DCWNUE | Energy Only | 0 | 0 | 80 | 80 | 80 | 80 | 80 | 80 | 80 | 80 | 80
2007 | CA | NPCC | Maritimes | Maritimes | DCWNUU | Uncommitted | 0 | 0 | 0 | 0 | 0 | 0 | 0 | 0 | 0 | 0 | 0
2007 | CA | NPCC | Maritimes | Maritimes | DCWOEU | OPERABLE ENERGY-ONLY AND UNCOMMITTED RESOURCES | 13 | 72 | 152 | 208 | 257 | 306 | 358 | 358 | 358 | 758 | 758
2007 | CA | NPCC | Maritimes | Maritimes | DCWOIC | Derated Operable Internal Capacity | 6650 | 6651 | 6171 | 6855 | 6827 | 6856 | 6895 | 6895 | 6895 | 6895 | 6895
2007 | CA | NPCC | Maritimes | Maritimes | DCWOTL | Other Capacity < 1 MW | 0 | 0 | 0 | 0 | 0 | 0 | 0 | 0 | 0 | 0 | 0
2007 | CA | NPCC | Maritimes | Maritimes | DCWP | Projected Purchases and Incoming Adjustments | 50 | 50 | 50 | 50 | 50 | 50 | 50 | 50 | 50 | 50 | 50
2007 | CA | NPCC | Maritimes | Maritimes | DCWPCA | PLANNED CAPACITY ADDITIONS | 0 | 29 | 205 | 261 | 310 | 359 | 411 | 411 | 411 | 811 | 811
2007 | CA | NPCC | Maritimes | Maritimes | DCWPU | Purchases | 0 | 0 | 0 | 0 | 0 | 0 | 0 | 0 | 0 | 0 | 0
2007 | CA | NPCC | Maritimes | Maritimes | DCWREI | Planned Retirements of Existing Inoperable Capacity | 0 | 0 | 0 | 0 | 0 | 0 | 0 | 0 | 0 | 0 | 0
2007 | CA | NPCC | Maritimes | Maritimes | DCWREP | Existing Net Purchases from Non-reporting Parties within Region/Subregion | 40 | 0 | 0 | 0 | 0 | 0 | 0 | 0 | 0 | 0 | 0
2007 | CA | NPCC | Maritimes | Maritimes | DCWRIC | Return to Service of Existing Inoperable Capacity | 0 | 0 | 0 | 0 | 0 | 0 | 0 | 0 | 0 | 0 | 0
2007 | CA | NPCC | Maritimes | Maritimes | DCWRNR | Planned Negative Reratings of Existing Capacity | 0 | 12 | 558 | 0 | 0 | 0 | 0 | 0 | 0 | 0 | 0
2007 | CA | NPCC | Maritimes | Maritimes | DCWRPR | Planned Positive Reratings of Existing Capacity | 0 | 4 | 4 | 102 | 112 | 112 | 112 | 112 | 112 | 112 | 112
2007 | CA | NPCC | Maritimes | Maritimes | DCWRRA | CAPACITY RERATINGS, RETIREMENTS AND ADJUSTMENTS | 40 | 41 | -477 | 207 | 179 | 208 | 247 | 247 | 247 | 247 | 247
2007 | CA | NPCC | Maritimes | Maritimes | DCWS | Projected Sales and Outgoing Adjustments | 200 | 200 | 200 | 200 | 200 | 0 | 0 | 0 | 0 | 0 | 0
2007 | CA | NPCC | Maritimes | Maritimes | DCWSA | Sales | 200 | 200 | 200 | 200 | 200 | 0 | 0 | 0 | 0 | 0 | 0
2007 | CA | NPCC | Maritimes | Maritimes | DCWSM | Planned Outage or Scheduled Maintenance | 0 | 0 | 0 | 0 | 0 | 0 | 0 | 0 | 0 | 0 | 0
2007 | CA | NPCC | Maritimes | Maritimes | DCWST | Standby Demand | 0 | 0 | 0 | 0 | 0 | 0 | 0 | 0 | 0 | 0 | 0
2007 | CA | NPCC | Maritimes | Maritimes | DCWT | Total Internal Capacity | 6663 | 6723 | 6381 | 7121 | 7142 | 7220 | 7311 | 7311 | 7311 | 7711 | 7711
2007 | CA | NPCC | Maritimes | Maritimes | DCWTEX | Existing Capacity | 6623 | 6653 | 6653 | 6653 | 6653 | 6653 | 6653 | 6653 | 6653 | 6653 | 6653
2007 | CA | NPCC | Maritimes | Maritimes | DCWTI | Projected Total Internal Demand | 5530 | 5802 | 5896 | 5947 | 6060 | 6174 | 6290 | 6400 | 6514 | 6627 | 6743
2007 | CA | NPCC | Maritimes | Maritimes | DCWTL | Transmission-Limited Resources | 0 | 0 | 0 | 0 | 0 | 0 | 0 | 0 | 0 | 0 | 0
2007 | CA | NPCC | Maritimes | Maritimes | DCWTNP | Net Purchases From Non-reporting Parties Within Region/Subregion | 0 | 49 | 77 | 105 | 124 | 153 | 192 | 192 | 192 | 192 | 192
2007 | CA | NPCC | Maritimes | Maritimes | DCWTO | Operable Total Internal Capacity | 6663 | 6723 | 6381 | 7121 | 7142 | 7220 | 7311 | 7311 | 7311 | 7711 | 7711
2007 | CA | NPCC | Maritimes | Maritimes | DCWTP | Total Potential Resources | 6513 | 6573 | 6173 | 6913 | 6934 | 7212 | 7303 | 7303 | 7303 | 7703 | 7703
2007 | CA | NPCC | Maritimes | Maritimes | DCWTPN | Planned – NOT under construction & positive rerating | 0 | 0 | 80 | 80 | 80 | 80 | 80 | 80 | 80 | 80 | 80
2007 | CA | NPCC | Maritimes | Maritimes | DCWTPU | Planned Additions of New Capacity and Planned Uprates to Existing Capacity | 0 | 29 | 125 | 181 | 230 | 279 | 331 | 331 | 331 | 731 | 731
2007 | CA | NPCC | Maritimes | Maritimes | DCWTRE | Planned Retirements and Planned Deratings | 0 | 0 | 0 | 0 | 57 | 57 | 57 | 57 | 57 | 57 | 57
2007 | CA | NPCC | Maritimes | Maritimes | DCWUC | Uncommitted Resources (Operable) | 0 | 0 | 0 | 0 | 0 | 0 | 0 | 0 | 0 | 0 | 0
2007 | CA | NPCC | Maritimes | Maritimes | DCWUCC | Committed | 0 | 0 | 96 | 96 | 96 | 96 | 96 | 96 | 96 | 96 | 96
2007 | CA | NPCC | Maritimes | Maritimes | DCWUCE | Energy Only | 0 | 29 | 29 | 29 | 29 | 29 | 29 | 29 | 29 | 29 | 29
2007 | CA | NPCC | Maritimes | Maritimes | DCWUCU | Uncommitted | 0 | 0 | 0 | 56 | 105 | 154 | 206 | 206 | 206 | 606 | 606
2007 | CA | NPCC | Maritimes | Maritimes | DCWXC | COMMITTED | 6610 | 6610 | 6610 | 6610 | 6610 | 6610 | 6610 | 6610 | 6610 | 6610 | 6610
2007 | CA | NPCC | Maritimes | Maritimes | DCWXCI | Inoperable | 0 | 0 | 0 | 0 | 0 | 0 | 0 | 0 | 0 | 0 | 0
2007 | CA | NPCC | Maritimes | Maritimes | DCWXCO | Operable | 6610 | 6610 | 6610 | 6610 | 6610 | 6610 | 6610 | 6610 | 6610 | 6610 | 6610
2007 | CA | NPCC | Maritimes | Maritimes | DCWXE | ENERGY ONLY | 13 | 43 | 43 | 43 | 43 | 43 | 43 | 43 | 43 | 43 | 43
2007 | CA | NPCC | Maritimes | Maritimes | DCWXEI | Inoperable | 0 | 0 | 0 | 0 | 0 | 0 | 0 | 0 | 0 | 0 | 0
2007 | CA | NPCC | Maritimes | Maritimes | DCWXU | UNCOMMITTED | 0 | 0 | 0 | 0 | 0 | 0 | 0 | 0 | 0 | 0 | 0
2007 | CA | NPCC | Maritimes | Maritimes | DCWXUI | Inoperable | 0 | 0 | 0 | 0 | 0 | 0 | 0 | 0 | 0 | 0 | 0
2007 | CA | NPCC | Ontario | Ontario | CWTF | Total | 27140 | 29159 | 30810 | 31882 | 33517 | 34410 | 34410 | 34410 | 34410 | 34410 | 34410
2007 | CA | NPCC | Ontario | Ontario | DCWAI | Owned Capacity/Entitlement Located Externally | 0 | 0 | 0 | 0 | 0 | 0 | 0 | 0 | 0 | 0 | 0
2007 | CA | NPCC | Ontario | Ontario | DCWAO | Capacity Owned by/Entitlement Held by External Entity | 0 | 0 | 0 | 0 | 0 | 0 | 0 | 0 | 0 | 0 | 0
2007 | CA | NPCC | Ontario | Ontario | DCWCD | Conditional derates | 222 | 380 | 380 | 380 | 380 | 380 | 380 | 380 | 380 | 380 | 380
2007 | CA | NPCC | Ontario | Ontario | DCWDGG | Distributed Generator Capacity >= 1 MW | 0 | 0 | 0 | 0 | 0 | 0 | 0 | 0 | 0 | 0 | 0
2007 | CA | NPCC | Ontario | Ontario | DCWDGL | Distributed Generator Capacity < 1 MW | 0 | 0 | 0 | 0 | 0 | 0 | 0 | 0 | 0 | 0 | 0
2007 | CA | NPCC | Ontario | Ontario | DCWDIC | Deliverable Internal Capacity | 27140 | 29076 | 30727 | 31799 | 33517 | 34410 | 34410 | 34410 | 34410 | 34410 | 34410
2007 | CA | NPCC | Ontario | Ontario | DCWDR | Derates and Decreases in Seasonal Rated Capacity | 2232 | 2178 | 2749 | 2766 | 2773 | 2804 | 2804 | 2804 | 2804 | 2804 | 2804
2007 | CA | NPCC | Ontario | Ontario | DCWDTO | Derated Operable Total Internal Capacity | 27140 | 29159 | 30810 | 31882 | 33517 | 34410 | 34410 | 34410 | 34410 | 34410 | 34410
2007 | CA | NPCC | Ontario | Ontario | DCWEO | Energy-Only Resources (Operable) | 0 | 0 | 0 | 0 | 0 | 0 | 0 | 0 | 0 | 0 | 0
2007 | CA | NPCC | Ontario | Ontario | DCWFP | Full-Responsibility Purchases (portion of total purchases) | 0 | 0 | 0 | 0 | 0 | 0 | 0 | 0 | 0 | 0 | 0
2007 | CA | NPCC | Ontario | Ontario | DCWFS | Full-Responsibility Sales (portion of total sales) | 0 | 0 | 0 | 0 | 0 | 0 | 0 | 0 | 0 | 0 | 0
2007 | CA | NPCC | Ontario | Ontario | DCWIC | Inoperable capacity | 1540 | 1540 | 1540 | 770 | 0 | 0 | 0 | 0 | 0 | 0 | 0
2007 | CA | NPCC | Ontario | Ontario | DCWICC | Inoperable Committed Capacity | 0 | 0 | 0 | 0 | 0 | 0 | 0 | 0 | 0 | 0 | 0
2007 | CA | NPCC | Ontario | Ontario | DCWICE | Inoperable Energy Only Capacity | 0 | 0 | 0 | 0 | 0 | 0 | 0 | 0 | 0 | 0 | 0
2007 | CA | NPCC | Ontario | Ontario | DCWICU | Inoperable Uncommitted Capacity | 0 | 0 | 0 | 0 | 0 | 0 | 0 | 0 | 0 | 0 | 0
2007 | CA | NPCC | Ontario | Ontario | DCWIN | Internal Demand | 23935 | 24356 | 23956 | 23430 | 23137 | 22776 | 23013 | 23002 | 22947 | 22892 | 22838
2007 | CA | NPCC | Ontario | Ontario | DCWIT | Interruptible Demand | 0 | 236 | 236 | 236 | 236 | 236 | 236 | 236 | 236 | 236 | 236
2007 | CA | NPCC | Ontario | Ontario | DCWLM | Direct Control Load Management | 0 | 0 | 0 | 0 | 0 | 0 | 0 | 0 | 0 | 0 | 0
2007 | CA | NPCC | Ontario | Ontario | DCWNC | Net Capacity Resources | 27140 | 29076 | 30727 | 31799 | 33517 | 34410 | 34410 | 34410 | 34410 | 34410 | 34410
2007 | CA | NPCC | Ontario | Ontario | DCWNI | Projected Net Internal Demand | 23935 | 24120 | 23720 | 23194 | 22901 | 22540 | 22777 | 22766 | 22711 | 22656 | 22602
2007 | CA | NPCC | Ontario | Ontario | DCWNUC | Committed | 0 | 0 | 936 | 1104 | 1976 | 2130 | 2130 | 2130 | 2130 | 2130 | 2130
2007 | CA | NPCC | Ontario | Ontario | DCWNUE | Energy Only | 0 | 0 | 0 | 0 | 0 | 0 | 0 | 0 | 0 | 0 | 0
2007 | CA | NPCC | Ontario | Ontario | DCWNUU | Uncommitted | 0 | 0 | 0 | 0 | 0 | 0 | 0 | 0 | 0 | 0 | 0
2007 | CA | NPCC | Ontario | Ontario | DCWOEU | OPERABLE ENERGY-ONLY AND UNCOMMITTED RESOURCES | 0 | 0 | 0 | 0 | 0 | 0 | 0 | 0 | 0 | 0 | 0
2007 | CA | NPCC | Ontario | Ontario | DCWOIC | Derated Operable Internal Capacity | 27140 | 29159 | 30810 | 31882 | 33517 | 34410 | 34410 | 34410 | 34410 | 34410 | 34410
2007 | CA | NPCC | Ontario | Ontario | DCWOTL | Other Capacity < 1 MW | 0 | 0 | 0 | 0 | 0 | 0 | 0 | 0 | 0 | 0 | 0
2007 | CA | NPCC | Ontario | Ontario | DCWP | Projected Purchases and Incoming Adjustments | 0 | 0 | 0 | 0 | 0 | 0 | 0 | 0 | 0 | 0 | 0
2007 | CA | NPCC | Ontario | Ontario | DCWPCA | PLANNED CAPACITY ADDITIONS | 0 | 584 | 3185 | 4274 | 5146 | 5300 | 5300 | 5300 | 5300 | 5300 | 5300
2007 | CA | NPCC | Ontario | Ontario | DCWPU | Purchases | 0 | 0 | 0 | 0 | 0 | 0 | 0 | 0 | 0 | 0 | 0
2007 | CA | NPCC | Ontario | Ontario | DCWREI | Planned Retirements of Existing Inoperable Capacity | 0 | 0 | 0 | 0 | 0 | 0 | 0 | 0 | 0 | 0 | 0
2007 | CA | NPCC | Ontario | Ontario | DCWREP | Existing Net Purchases from Non-reporting Parties within Region/Subregion | 0 | 0 | 0 | 0 | 0 | 0 | 0 | 0 | 0 | 0 | 0
2007 | CA | NPCC | Ontario | Ontario | DCWRIC | Return to Service of Existing Inoperable Capacity | 0 | 0 | 0 | 770 | 1540 | 1540 | 1540 | 1540 | 1540 | 1540 | 1540
2007 | CA | NPCC | Ontario | Ontario | DCWRNR | Planned Negative Reratings of Existing Capacity | 0 | 0 | 0 | 0 | 0 | 0 | 0 | 0 | 0 | 0 | 0
2007 | CA | NPCC | Ontario | Ontario | DCWRPR | Planned Positive Reratings of Existing Capacity | 0 | 27 | 54 | 54 | 54 | 54 | 54 | 54 | 54 | 54 | 54
2007 | CA | NPCC | Ontario | Ontario | DCWRRA | CAPACITY RERATINGS, RETIREMENTS AND ADJUSTMENTS | 0 | 24 | 35 | 35 | 35 | 35 | 35 | 35 | 35 | 35 | 35
2007 | CA | NPCC | Ontario | Ontario | DCWS | Projected Sales and Outgoing Adjustments | 0 | 0 | 0 | 0 | 0 | 0 | 0 | 0 | 0 | 0 | 0
2007 | CA | NPCC | Ontario | Ontario | DCWSA | Sales | 0 | 0 | 0 | 0 | 0 | 0 | 0 | 0 | 0 | 0 | 0
2007 | CA | NPCC | Ontario | Ontario | DCWSM | Planned Outage or Scheduled Maintenance | 1837 | 485 | 875 | 1645 | 1645 | 875 | 875 | 875 | 875 | 875 | 875
2007 | CA | NPCC | Ontario | Ontario | DCWST | Standby Demand | 0 | 0 | 0 | 0 | 0 | 0 | 0 | 0 | 0 | 0 | 0
2007 | CA | NPCC | Ontario | Ontario | DCWT | Total Internal Capacity | 32749 | 33362 | 35974 | 37063 | 37935 | 38089 | 38089 | 38089 | 38089 | 38089 | 38089
2007 | CA | NPCC | Ontario | Ontario | DCWTEX | Existing Capacity | 32749 | 32754 | 32754 | 32754 | 32754 | 32754 | 32754 | 32754 | 32754 | 32754 | 32754
2007 | CA | NPCC | Ontario | Ontario | DCWTI | Projected Total Internal Demand | 23935 | 24356 | 23956 | 23430 | 23137 | 22776 | 23013 | 23002 | 22947 | 22892 | 22838
2007 | CA | NPCC | Ontario | Ontario | DCWTL | Transmission-Limited Resources | 0 | 83 | 83 | 83 | 0 | 0 | 0 | 0 | 0 | 0 | 0
2007 | CA | NPCC | Ontario | Ontario | DCWTNP | Net Purchases From Non-reporting Parties Within Region/Subregion | 0 | 0 | 0 | 0 | 0 | 0 | 0 | 0 | 0 | 0 | 0
2007 | CA | NPCC | Ontario | Ontario | DCWTO | Operable Total Internal Capacity | 31209 | 31822 | 34434 | 36293 | 37935 | 38089 | 38089 | 38089 | 38089 | 38089 | 38089
2007 | CA | NPCC | Ontario | Ontario | DCWTP | Total Potential Resources | 27140 | 29159 | 30810 | 31882 | 33517 | 34410 | 34410 | 34410 | 34410 | 34410 | 34410
2007 | CA | NPCC | Ontario | Ontario | DCWTPN | Planned – NOT under construction & positive rerating | 0 | 0 | 936 | 1104 | 1976 | 2130 | 2130 | 2130 | 2130 | 2130 | 2130
2007 | CA | NPCC | Ontario | Ontario | DCWTPU | Planned Additions of New Capacity and Planned Uprates to Existing Capacity | 0 | 584 | 2249 | 3170 | 3170 | 3170 | 3170 | 3170 | 3170 | 3170 | 3170
2007 | CA | NPCC | Ontario | Ontario | DCWTRE | Planned Retirements and Planned Deratings | 0 | 3 | 19 | 19 | 19 | 19 | 19 | 19 | 19 | 19 | 19
2007 | CA | NPCC | Ontario | Ontario | DCWUC | Uncommitted Resources (Operable) | 0 | 0 | 0 | 0 | 0 | 0 | 0 | 0 | 0 | 0 | 0
2007 | CA | NPCC | Ontario | Ontario | DCWUCC | Committed | 0 | 584 | 2249 | 3170 | 3170 | 3170 | 3170 | 3170 | 3170 | 3170 | 3170
2007 | CA | NPCC | Ontario | Ontario | DCWUCE | Energy Only | 0 | 0 | 0 | 0 | 0 | 0 | 0 | 0 | 0 | 0 | 0
2007 | CA | NPCC | Ontario | Ontario | DCWUCU | Uncommitted | 0 | 0 | 0 | 0 | 0 | 0 | 0 | 0 | 0 | 0 | 0
2007 | CA | NPCC | Ontario | Ontario | DCWXC | COMMITTED | 32749 | 32754 | 32754 | 32754 | 32754 | 32754 | 32754 | 32754 | 32754 | 32754 | 32754
2007 | CA | NPCC | Ontario | Ontario | DCWXCI | Inoperable | 1540 | 1540 | 1540 | 1540 | 1540 | 1540 | 1540 | 1540 | 1540 | 1540 | 1540
2007 | CA | NPCC | Ontario | Ontario | DCWXCO | Operable | 31209 | 31214 | 31214 | 31214 | 31214 | 31214 | 31214 | 31214 | 31214 | 31214 | 31214
2007 | CA | NPCC | Ontario | Ontario | DCWXE | ENERGY ONLY | 0 | 0 | 0 | 0 | 0 | 0 | 0 | 0 | 0 | 0 | 0
2007 | CA | NPCC | Ontario | Ontario | DCWXEI | Inoperable | 0 | 0 | 0 | 0 | 0 | 0 | 0 | 0 | 0 | 0 | 0
2007 | CA | NPCC | Ontario | Ontario | DCWXU | UNCOMMITTED | 0 | 0 | 0 | 0 | 0 | 0 | 0 | 0 | 0 | 0 | 0
2007 | CA | NPCC | Ontario | Ontario | DCWXUI | Inoperable | 0 | 0 | 0 | 0 | 0 | 0 | 0 | 0 | 0 | 0 | 0
2007 | CA | NPCC | Quebec | Quebec | CWTF | Total | 40567 | 42295 | 42899 | 43388 | 43884 | 44382 | 45959 | 46410 | 47011 | 47012 | 47288
2007 | CA | NPCC | Quebec | Quebec | DCWAI | Owned Capacity/Entitlement Located Externally | 0 | 0 | 0 | 0 | 0 | 0 | 0 | 0 | 0 | 0 | 0
2007 | CA | NPCC | Quebec | Quebec | DCWAO | Capacity Owned by/Entitlement Held by External Entity | 0 | 0 | 0 | 0 | 0 | 0 | 0 | 0 | 0 | 0 | 0
2007 | CA | NPCC | Quebec | Quebec | DCWCD | Conditional derates | 0 | 0 | 0 | 0 | 0 | 0 | 0 | 0 | 0 | 0 | 0
2007 | CA | NPCC | Quebec | Quebec | DCWDGG | Distributed Generator Capacity >= 1 MW | 0 | 0 | 0 | 0 | 0 | 0 | 0 | 0 | 0 | 0 | 0
2007 | CA | NPCC | Quebec | Quebec | DCWDGL | Distributed Generator Capacity < 1 MW | 0 | 0 | 0 | 0 | 0 | 0 | 0 | 0 | 0 | 0 | 0
2007 | CA | NPCC | Quebec | Quebec | DCWDIC | Deliverable Internal Capacity | 39087 | 40169 | 40645 | 40684 | 40680 | 40619 | 41635 | 41636 | 42237 | 42238 | 42514
2007 | CA | NPCC | Quebec | Quebec | DCWDR | Derates and Decreases in Seasonal Rated Capacity | 1391 | 2090 | 2254 | 2704 | 3204 | 3764 | 4324 | 4774 | 4774 | 4774 | 4774
2007 | CA | NPCC | Quebec | Quebec | DCWDTO | Derated Operable Total Internal Capacity | 39087 | 40169 | 40645 | 40684 | 40680 | 40619 | 41635 | 41636 | 42237 | 42238 | 42514
2007 | CA | NPCC | Quebec | Quebec | DCWEO | Energy-Only Resources (Operable) | 0 | 0 | 0 | 0 | 0 | 0 | 0 | 0 | 0 | 0 | 0
2007 | CA | NPCC | Quebec | Quebec | DCWFP | Full-Responsibility Purchases (portion of total purchases) | 0 | 0 | 0 | 0 | 0 | 0 | 0 | 0 | 0 | 0 | 0
2007 | CA | NPCC | Quebec | Quebec | DCWFS | Full-Responsibility Sales (portion of total sales) | 0 | 0 | 0 | 0 | 0 | 0 | 0 | 0 | 0 | 0 | 0
2007 | CA | NPCC | Quebec | Quebec | DCWIC | Inoperable capacity | 0 | 0 | 0 | 0 | 0 | 0 | 0 | 0 | 0 | 0 | 0
2007 | CA | NPCC | Quebec | Quebec | DCWICC | Inoperable Committed Capacity | 0 | 0 | 0 | 0 | 0 | 0 | 0 | 0 | 0 | 0 | 0
2007 | CA | NPCC | Quebec | Quebec | DCWICE | Inoperable Energy Only Capacity | 0 | 0 | 0 | 0 | 0 | 0 | 0 | 0 | 0 | 0 | 0
2007 | CA | NPCC | Quebec | Quebec | DCWICU | Inoperable Uncommitted Capacity | 0 | 0 | 0 | 0 | 0 | 0 | 0 | 0 | 0 | 0 | 0
2007 | CA | NPCC | Quebec | Quebec | DCWIN | Internal Demand | 0 | 0 | 0 | 0 | 0 | 0 | 0 | 0 | 0 | 0 | 0
2007 | CA | NPCC | Quebec | Quebec | DCWIT | Interruptible Demand | 1079 | 1265 | 1265 | 1265 | 1265 | 1265 | 1265 | 1265 | 1265 | 1265 | 1265
2007 | CA | NPCC | Quebec | Quebec | DCWLM | Direct Control Load Management | 0 | 250 | 250 | 250 | 250 | 250 | 250 | 250 | 250 | 250 | 250
2007 | CA | NPCC | Quebec | Quebec | DCWNC | Net Capacity Resources | 38185 | 39914 | 40390 | 40429 | 40425 | 40164 | 41237 | 41238 | 41839 | 42062 | 42363
2007 | CA | NPCC | Quebec | Quebec | DCWNI | Projected Net Internal Demand | 35172 | 35024 | 35383 | 35756 | 36008 | 36201 | 36413 | 36618 | 36824 | 36981 | 37233
2007 | CA | NPCC | Quebec | Quebec | DCWNUC | Committed | 0 | 150 | 260 | 710 | 1210 | 1769 | 2330 | 2780 | 2780 | 2780 | 2780
2007 | CA | NPCC | Quebec | Quebec | DCWNUE | Energy Only | 0 | 0 | 0 | 0 | 0 | 0 | 0 | 0 | 0 | 0 | 0
2007 | CA | NPCC | Quebec | Quebec | DCWNUU | Uncommitted | 0 | 0 | 0 | 0 | 0 | 0 | 0 | 0 | 600 | 600 | 875
2007 | CA | NPCC | Quebec | Quebec | DCWOEU | OPERABLE ENERGY-ONLY AND UNCOMMITTED RESOURCES | 0 | 0 | 0 | 0 | 0 | 0 | 0 | 0 | 600 | 600 | 875
2007 | CA | NPCC | Quebec | Quebec | DCWOIC | Derated Operable Internal Capacity | 39087 | 40169 | 40645 | 40684 | 40680 | 40619 | 41635 | 41636 | 42237 | 42238 | 42514
2007 | CA | NPCC | Quebec | Quebec | DCWOTL | Other Capacity < 1 MW | 0 | 0 | 0 | 0 | 0 | 0 | 0 | 0 | 0 | 0 | 0
2007 | CA | NPCC | Quebec | Quebec | DCWP | Projected Purchases and Incoming Adjustments | 200 | 200 | 200 | 200 | 200 | 0 | 0 | 0 | 0 | 0 | 0
2007 | CA | NPCC | Quebec | Quebec | DCWPCA | PLANNED CAPACITY ADDITIONS | 0 | 658 | 1214 | 1664 | 2164 | 3278 | 4178 | 4628 | 5228 | 5228 | 5502
2007 | CA | NPCC | Quebec | Quebec | DCWPU | Purchases | 200 | 200 | 200 | 200 | 200 | 0 | 0 | 0 | 0 | 0 | 0
2007 | CA | NPCC | Quebec | Quebec | DCWREI | Planned Retirements of Existing Inoperable Capacity | 0 | 0 | 0 | 0 | 0 | 0 | 0 | 0 | 0 | 0 | 0
2007 | CA | NPCC | Quebec | Quebec | DCWREP | Existing Net Purchases from Non-reporting Parties within Region/Subregion | 0 | 0 | 0 | 0 | 0 | 0 | 0 | 0 | 0 | 0 | 0
2007 | CA | NPCC | Quebec | Quebec | DCWRIC | Return to Service of Existing Inoperable Capacity | 0 | 0 | 0 | 0 | 0 | 0 | 0 | 0 | 0 | 0 | 0
2007 | CA | NPCC | Quebec | Quebec | DCWRNR | Planned Negative Reratings of Existing Capacity | 0 | 0 | 5 | 16 | 21 | 637 | 0 | 0 | 0 | 0 | 0
2007 | CA | NPCC | Quebec | Quebec | DCWRPR | Planned Positive Reratings of Existing Capacity | 0 | 44 | 96 | 145 | 145 | 145 | 183 | 183 | 183 | 183 | 183
2007 | CA | NPCC | Quebec | Quebec | DCWRRA | CAPACITY RERATINGS, RETIREMENTS AND ADJUSTMENTS | 0 | 44 | 91 | 129 | 124 | -492 | 183 | 183 | 183 | 183 | 183
2007 | CA | NPCC | Quebec | Quebec | DCWS | Projected Sales and Outgoing Adjustments | 1102 | 455 | 455 | 455 | 455 | 455 | 398 | 398 | 398 | 176 | 151
2007 | CA | NPCC | Quebec | Quebec | DCWSA | Sales | 1102 | 455 | 455 | 455 | 455 | 455 | 398 | 398 | 398 | 176 | 151
2007 | CA | NPCC | Quebec | Quebec | DCWSM | Planned Outage or Scheduled Maintenance | 89 | 36 | 0 | 0 | 0 | 0 | 0 | 0 | 0 | 0 | 0
2007 | CA | NPCC | Quebec | Quebec | DCWST | Standby Demand | 0 | 0 | 0 | 0 | 0 | 0 | 0 | 0 | 0 | 0 | 0
2007 | CA | NPCC | Quebec | Quebec | DCWT | Total Internal Capacity | 40567 | 42295 | 42899 | 43388 | 43884 | 44382 | 45959 | 46410 | 47011 | 47012 | 47288
2007 | CA | NPCC | Quebec | Quebec | DCWTEX | Existing Capacity | 40567 | 41594 | 41594 | 41595 | 41596 | 41597 | 41599 | 41600 | 41601 | 41602 | 41603
2007 | CA | NPCC | Quebec | Quebec | DCWTI | Projected Total Internal Demand | 36251 | 36539 | 36898 | 37271 | 37523 | 37716 | 37928 | 38133 | 38339 | 38496 | 38748
2007 | CA | NPCC | Quebec | Quebec | DCWTL | Transmission-Limited Resources | 0 | 0 | 0 | 0 | 0 | 0 | 0 | 0 | 0 | 0 | 0
2007 | CA | NPCC | Quebec | Quebec | DCWTNP | Net Purchases From Non-reporting Parties Within Region/Subregion | 0 | 0 | 0 | 0 | 0 | 0 | 0 | 0 | 0 | 0 | 0
2007 | CA | NPCC | Quebec | Quebec | DCWTO | Operable Total Internal Capacity | 40567 | 42295 | 42899 | 43388 | 43884 | 44382 | 45959 | 46410 | 47011 | 47012 | 47288
2007 | CA | NPCC | Quebec | Quebec | DCWTP | Total Potential Resources | 38185 | 39914 | 40390 | 40429 | 40425 | 40164 | 41237 | 41238 | 41839 | 42062 | 42363
2007 | CA | NPCC | Quebec | Quebec | DCWTPN | Planned – NOT under construction & positive rerating | 0 | 150 | 260 | 710 | 1210 | 1769 | 2330 | 2780 | 3380 | 3380 | 3655
2007 | CA | NPCC | Quebec | Quebec | DCWTPU | Planned Additions of New Capacity and Planned Uprates to Existing Capacity | 0 | 508 | 954 | 954 | 954 | 1508 | 1848 | 1848 | 1848 | 1848 | 1848
2007 | CA | NPCC | Quebec | Quebec | DCWTRE | Planned Retirements and Planned Deratings | 0 | 0 | 0 | 0 | 0 | 0 | 0 | 0 | 0 | 0 | 0
2007 | CA | NPCC | Quebec | Quebec | DCWUC | Uncommitted Resources (Operable) | 0 | 0 | 0 | 0 | 0 | 0 | 0 | 0 | 0 | 0 | 0
2007 | CA | NPCC | Quebec | Quebec | DCWUCC | Committed | 0 | 508 | 954 | 954 | 954 | 1508 | 1848 | 1848 | 1848 | 1848 | 1848
2007 | CA | NPCC | Quebec | Quebec | DCWUCE | Energy Only | 0 | 0 | 0 | 0 | 0 | 0 | 0 | 0 | 0 | 0 | 0
2007 | CA | NPCC | Quebec | Quebec | DCWUCU | Uncommitted | 0 | 0 | 0 | 0 | 0 | 0 | 0 | 0 | 0 | 0 | 0
2007 | CA | NPCC | Quebec | Quebec | DCWXC | COMMITTED | 40567 | 41594 | 41594 | 41595 | 41596 | 41597 | 41599 | 41600 | 41601 | 41602 | 41603
2007 | CA | NPCC | Quebec | Quebec | DCWXCI | Inoperable | 0 | 0 | 0 | 0 | 0 | 0 | 0 | 0 | 0 | 0 | 0
2007 | CA | NPCC | Quebec | Quebec | DCWXCO | Operable | 40567 | 41594 | 41594 | 41595 | 41596 | 41597 | 41599 | 41600 | 41601 | 41602 | 41603
2007 | CA | NPCC | Quebec | Quebec | DCWXE | ENERGY ONLY | 0 | 0 | 0 | 0 | 0 | 0 | 0 | 0 | 0 | 0 | 0
2007 | CA | NPCC | Quebec | Quebec | DCWXEI | Inoperable | 0 | 0 | 0 | 0 | 0 | 0 | 0 | 0 | 0 | 0 | 0
2007 | CA | NPCC | Quebec | Quebec | DCWXU | UNCOMMITTED | 0 | 0 | 0 | 0 | 0 | 0 | 0 | 0 | 0 | 0 | 0
2007 | CA | NPCC | Quebec | Quebec | DCWXUI | Inoperable | 0 | 0 | 0 | 0 | 0 | 0 | 0 | 0 | 0 | 0 | 0
2007 | CA | WECC | - | - | CWTF | Total | 25267 | 25633 | 25723 | 25753 | 26313 | 26763 | 26763 | 26763 | 26763 | 26763 | 26763
2007 | CA | WECC | - | - | DCWAI | Owned Capacity/Entitlement Located Externally | 0 | 0 | 0 | 0 | 0 | 0 | 0 | 0 | 0 | 0 | 0
2007 | CA | WECC | - | - | DCWAO | Capacity Owned by/Entitlement Held by External Entity | 50 | 50 | 50 | 50 | 50 | 50 | 0 | 0 | 0 | 0 | 0
2007 | CA | WECC | - | - | DCWCD | Conditional derates | 0 | 0 | 0 | 0 | 0 | 0 | 0 | 0 | 0 | 0 | 0
2007 | CA | WECC | - | - | DCWDGG | Distributed Generator Capacity >= 1 MW | 0 | 0 | 0 | 0 | 0 | 0 | 0 | 0 | 0 | 0 | 0
2007 | CA | WECC | - | - | DCWDGL | Distributed Generator Capacity < 1 MW | 0 | 0 | 0 | 0 | 0 | 0 | 0 | 0 | 0 | 0 | 0
2007 | CA | WECC | - | - | DCWDIC | Deliverable Internal Capacity | 22707 | 23892 | 23956 | 23956 | 23956 | 23956 | 23956 | 23956 | 23956 | 23956 | 23956
2007 | CA | WECC | - | - | DCWDR | Derates and Decreases in Seasonal Rated Capacity | 1485 | 1538 | 1538 | 1538 | 1538 | 1538 | 1538 | 1538 | 1538 | 1538 | 1538
2007 | CA | WECC | - | - | DCWDTO | Derated Operable Total Internal Capacity | 22707 | 23892 | 24041 | 24071 | 24631 | 25081 | 25081 | 25081 | 25081 | 25081 | 25081
2007 | CA | WECC | - | - | DCWEO | Energy-Only Resources (Operable) | 0 | 0 | 0 | 0 | 0 | 0 | 0 | 0 | 0 | 0 | 0
2007 | CA | WECC | - | - | DCWFP | Full-Responsibility Purchases (portion of total purchases) | 0 | 0 | 0 | 0 | 0 | 0 | 0 | 0 | 0 | 0 | 0
2007 | CA | WECC | - | - | DCWFS | Full-Responsibility Sales (portion of total sales) | 134 | 116 | 116 | 116 | 116 | 116 | 116 | 116 | 129 | 129 | 129
2007 | CA | WECC | - | - | DCWIC | Inoperable capacity | 0 | 0 | 0 | 0 | 0 | 0 | 0 | 0 | 0 | 0 | 0
2007 | CA | WECC | - | - | DCWICC | Inoperable Committed Capacity | 0 | 0 | 0 | 0 | 0 | 0 | 0 | 0 | 0 | 0 | 0
2007 | CA | WECC | - | - | DCWICE | Inoperable Energy Only Capacity | 0 | 0 | 0 | 0 | 0 | 0 | 0 | 0 | 0 | 0 | 0
2007 | CA | WECC | - | - | DCWICU | Inoperable Uncommitted Capacity | 0 | 0 | 0 | 0 | 0 | 0 | 0 | 0 | 0 | 0 | 0
2007 | CA | WECC | - | - | DCWIN | Internal Demand | 20863 | 21680 | 22215 | 22646 | 23122 | 23438 | 23793 | 24260 | 24629 | 25014 | 25487
2007 | CA | WECC | - | - | DCWIT | Interruptible Demand | 0 | 0 | 0 | 0 | 0 | 0 | 0 | 0 | 0 | 0 | 0
2007 | CA | WECC | - | - | DCWLM | Direct Control Load Management | 299 | 299 | 299 | 299 | 299 | 299 | 299 | 299 | 299 | 299 | 299
2007 | CA | WECC | - | - | DCWNC | Net Capacity Resources | 22523 | 25924 | 26717 | 27093 | 26740 | 26829 | 26993 | 27208 | 27437 | 27658 | 27852
2007 | CA | WECC | - | - | DCWNI | Projected Net Internal Demand | 20564 | 21381 | 21916 | 22347 | 22823 | 23139 | 23494 | 23961 | 24330 | 24715 | 25188
2007 | CA | WECC | - | - | DCWNUC | Committed | 0 | 0 | 0 | 0 | 0 | 0 | 0 | 0 | 0 | 0 | 0
2007 | CA | WECC | - | - | DCWNUE | Energy Only | 0 | 0 | 0 | 0 | 0 | 0 | 0 | 0 | 0 | 0 | 0
2007 | CA | WECC | - | - | DCWNUU | Uncommitted | 0 | 0 | 85 | 115 | 675 | 1125 | 1125 | 1125 | 1125 | 1125 | 1125
2007 | CA | WECC | - | - | DCWOEU | OPERABLE ENERGY-ONLY AND UNCOMMITTED RESOURCES | 0 | 0 | 85 | 115 | 675 | 1125 | 1125 | 1125 | 1125 | 1125 | 1125
2007 | CA | WECC | - | - | DCWOIC | Derated Operable Internal Capacity | 22707 | 23892 | 23956 | 23956 | 23956 | 23956 | 23956 | 23956 | 23956 | 23956 | 23956
2007 | CA | WECC | - | - | DCWOTL | Other Capacity < 1 MW | 0 | 0 | 0 | 0 | 0 | 0 | 0 | 0 | 0 | 0 | 0
2007 | CA | WECC | - | - | DCWP | Projected Purchases and Incoming Adjustments | 0 | 2198 | 2927 | 3303 | 2950 | 3039 | 3153 | 3368 | 3610 | 3831 | 4025
2007 | CA | WECC | - | - | DCWPCA | PLANNED CAPACITY ADDITIONS | 0 | 361 | 446 | 476 | 1036 | 1486 | 1486 | 1486 | 1486 | 1486 | 1486
2007 | CA | WECC | - | - | DCWPU | Purchases | 0 | 2198 | 2927 | 3303 | 2950 | 3039 | 3153 | 3368 | 3610 | 3831 | 4025
2007 | CA | WECC | - | - | DCWREI | Planned Retirements of Existing Inoperable Capacity | 0 | 0 | 0 | 0 | 0 | 0 | 0 | 0 | 0 | 0 | 0
2007 | CA | WECC | - | - | DCWREP | Existing Net Purchases from Non-reporting Parties within Region/Subregion | 0 | 0 | 0 | 0 | 0 | 0 | 0 | 0 | 0 | 0 | 0
2007 | CA | WECC | - | - | DCWRIC | Return to Service of Existing Inoperable Capacity | 0 | 0 | 0 | 0 | 0 | 0 | 0 | 0 | 0 | 0 | 0
2007 | CA | WECC | - | - | DCWRNR | Planned Negative Reratings of Existing Capacity | 0 | 0 | 0 | 0 | 0 | 0 | 0 | 0 | 0 | 0 | 0
2007 | CA | WECC | - | - | DCWRPR | Planned Positive Reratings of Existing Capacity | 0 | 5 | 10 | 10 | 10 | 10 | 10 | 10 | 10 | 10 | 10
2007 | CA | WECC | - | - | DCWRRA | CAPACITY RERATINGS, RETIREMENTS AND ADJUSTMENTS | 0 | 5 | 10 | 10 | 10 | 10 | 10 | 10 | 10 | 10 | 10
2007 | CA | WECC | - | - | DCWS | Projected Sales and Outgoing Adjustments | 184 | 166 | 166 | 166 | 166 | 166 | 116 | 116 | 129 | 129 | 129
2007 | CA | WECC | - | - | DCWSA | Sales | 134 | 116 | 116 | 116 | 116 | 116 | 116 | 116 | 129 | 129 | 129
2007 | CA | WECC | - | - | DCWSM | Planned Outage or Scheduled Maintenance | 1074 | 202 | 143 | 143 | 143 | 143 | 143 | 143 | 143 | 143 | 143
2007 | CA | WECC | - | - | DCWST | Standby Demand | 0 | 0 | 0 | 0 | 0 | 0 | 0 | 0 | 0 | 0 | 0
2007 | CA | WECC | - | - | DCWT | Total Internal Capacity | 25266 | 25632 | 25722 | 25752 | 26312 | 26762 | 26762 | 26762 | 26762 | 26762 | 26762
2007 | CA | WECC | - | - | DCWTEX | Existing Capacity | 25266 | 25266 | 25266 | 25266 | 25266 | 25266 | 25266 | 25266 | 25266 | 25266 | 25266
2007 | CA | WECC | - | - | DCWTI | Projected Total Internal Demand | 20863 | 21680 | 22215 | 22646 | 23122 | 23438 | 23793 | 24260 | 24629 | 25014 | 25487
2007 | CA | WECC | - | - | DCWTL | Transmission-Limited Resources | 0 | 0 | 0 | 0 | 0 | 0 | 0 | 0 | 0 | 0 | 0
2007 | CA | WECC | - | - | DCWTNP | Net Purchases From Non-reporting Parties Within Region/Subregion | 0 | 0 | 0 | 0 | 0 | 0 | 0 | 0 | 0 | 0 | 0
2007 | CA | WECC | - | - | DCWTO | Operable Total Internal Capacity | 25266 | 25632 | 25722 | 25752 | 26312 | 26762 | 26762 | 26762 | 26762 | 26762 | 26762
2007 | CA | WECC | - | - | DCWTP | Total Potential Resources | 22523 | 25924 | 26802 | 27208 | 27415 | 27954 | 28118 | 28333 | 28562 | 28783 | 28977
2007 | CA | WECC | - | - | DCWTPN | Planned – NOT under construction & positive rerating | 0 | 0 | 85 | 115 | 675 | 1125 | 1125 | 1125 | 1125 | 1125 | 1125
2007 | CA | WECC | - | - | DCWTPU | Planned Additions of New Capacity and Planned Uprates to Existing Capacity | 0 | 361 | 361 | 361 | 361 | 361 | 361 | 361 | 361 | 361 | 361
2007 | CA | WECC | - | - | DCWTRE | Planned Retirements and Planned Deratings | 0 | 0 | 0 | 0 | 0 | 0 | 0 | 0 | 0 | 0 | 0
2007 | CA | WECC | - | - | DCWUC | Uncommitted Resources (Operable) | 0 | 0 | 0 | 0 | 0 | 0 | 0 | 0 | 0 | 0 | 0
2007 | CA | WECC | - | - | DCWUCC | Committed | 0 | 361 | 361 | 361 | 361 | 361 | 361 | 361 | 361 | 361 | 361
2007 | CA | WECC | - | - | DCWUCE | Energy Only | 0 | 0 | 0 | 0 | 0 | 0 | 0 | 0 | 0 | 0 | 0
2007 | CA | WECC | - | - | DCWUCU | Uncommitted | 0 | 0 | 0 | 0 | 0 | 0 | 0 | 0 | 0 | 0 | 0
2007 | CA | WECC | - | - | DCWXC | COMMITTED | 25266 | 25266 | 25266 | 25266 | 25266 | 25266 | 25266 | 25266 | 25266 | 25266 | 25266
2007 | CA | WECC | - | - | DCWXCI | Inoperable | 0 | 0 | 0 | 0 | 0 | 0 | 0 | 0 | 0 | 0 | 0
2007 | CA | WECC | - | - | DCWXCO | Operable | 25266 | 25266 | 25266 | 25266 | 25266 | 25266 | 25266 | 25266 | 25266 | 25266 | 25266
2007 | CA | WECC | - | - | DCWXE | ENERGY ONLY | 0 | 0 | 0 | 0 | 0 | 0 | 0 | 0 | 0 | 0 | 0
2007 | CA | WECC | - | - | DCWXEI | Inoperable | 0 | 0 | 0 | 0 | 0 | 0 | 0 | 0 | 0 | 0 | 0
2007 | CA | WECC | - | - | DCWXU | UNCOMMITTED | 0 | 0 | 0 | 0 | 0 | 0 | 0 | 0 | 0 | 0 | 0
2007 | CA | WECC | - | - | DCWXUI | Inoperable | 0 | 0 | 0 | 0 | 0 | 0 | 0 | 0 | 0 | 0 | 0
2007 | MX | WECC | CA-MX | - | CWTF | Total | 2358 | 2358 | 2358 | 2840 | 2933 | 2933 | 2933 | 2933 | 2933 | 2933 | 2933
2007 | MX | WECC | CA-MX | - | DCWAI | Owned Capacity/Entitlement Located Externally | 0 | 0 | 0 | 0 | 0 | 0 | 0 | 0 | 0 | 0 | 0
2007 | MX | WECC | CA-MX | - | DCWAO | Capacity Owned by/Entitlement Held by External Entity | 0 | 0 | 0 | 0 | 0 | 0 | 0 | 0 | 0 | 0 | 0
2007 | MX | WECC | CA-MX | - | DCWCD | Conditional derates | 0 | 0 | 0 | 0 | 0 | 0 | 0 | 0 | 0 | 0 | 0
2007 | MX | WECC | CA-MX | - | DCWDGG | Distributed Generator Capacity >= 1 MW | 0 | 0 | 0 | 0 | 0 | 0 | 0 | 0 | 0 | 0 | 0
2007 | MX | WECC | CA-MX | - | DCWDGL | Distributed Generator Capacity < 1 MW | 0 | 0 | 0 | 0 | 0 | 0 | 0 | 0 | 0 | 0 | 0
2007 | MX | WECC | CA-MX | - | DCWDIC | Deliverable Internal Capacity | 2358 | 2057 | 1951 | 2481 | 2503 | 2395 | 2405 | 2405 | 2405 | 2405 | 2405
2007 | MX | WECC | CA-MX | - | DCWDR | Derates and Decreases in Seasonal Rated Capacity | 0 | 0 | 0 | 0 | 0 | 0 | 0 | 0 | 0 | 0 | 0
2007 | MX | WECC | CA-MX | - | DCWDTO | Derated Operable Total Internal Capacity | 2358 | 2057 | 1951 | 2481 | 2503 | 2395 | 2405 | 2405 | 2405 | 2405 | 2405
2007 | MX | WECC | CA-MX | - | DCWEO | Energy-Only Resources (Operable) | 0 | 0 | 0 | 0 | 0 | 0 | 0 | 0 | 0 | 0 | 0
2007 | MX | WECC | CA-MX | - | DCWFP | Full-Responsibility Purchases (portion of total purchases) | 0 | 0 | 0 | 0 | 0 | 0 | 0 | 0 | 0 | 0 | 0
2007 | MX | WECC | CA-MX | - | DCWFS | Full-Responsibility Sales (portion of total sales) | 0 | 0 | 0 | 0 | 0 | 0 | 0 | 0 | 0 | 0 | 0
2007 | MX | WECC | CA-MX | - | DCWIC | Inoperable capacity | 0 | 0 | 0 | 0 | 0 | 0 | 0 | 0 | 0 | 0 | 0
2007 | MX | WECC | CA-MX | - | DCWICC | Inoperable Committed Capacity | 0 | 0 | 0 | 0 | 0 | 0 | 0 | 0 | 0 | 0 | 0
2007 | MX | WECC | CA-MX | - | DCWICE | Inoperable Energy Only Capacity | 0 | 0 | 0 | 0 | 0 | 0 | 0 | 0 | 0 | 0 | 0
2007 | MX | WECC | CA-MX | - | DCWICU | Inoperable Uncommitted Capacity | 0 | 0 | 0 | 0 | 0 | 0 | 0 | 0 | 0 | 0 | 0
2007 | MX | WECC | CA-MX | - | DCWIN | Internal Demand | 1482 | 1549 | 1641 | 1723 | 1830 | 1938 | 2045 | 2157 | 2279 | 2401 | 2529
2007 | MX | WECC | CA-MX | - | DCWIT | Interruptible Demand | 0 | 0 | 0 | 0 | 0 | 0 | 0 | 0 | 0 | 0 | 0
2007 | MX | WECC | CA-MX | - | DCWLM | Direct Control Load Management | 0 | 0 | 0 | 0 | 0 | 0 | 0 | 0 | 0 | 0 | 0
2007 | MX | WECC | CA-MX | - | DCWNC | Net Capacity Resources | 2358 | 2057 | 1951 | 2481 | 2503 | 2395 | 2405 | 2436 | 2574 | 2712 | 2811
2007 | MX | WECC | CA-MX | - | DCWNI | Projected Net Internal Demand | 1482 | 1549 | 1641 | 1723 | 1830 | 1938 | 2045 | 2157 | 2279 | 2401 | 2529
2007 | MX | WECC | CA-MX | - | DCWNUC | Committed | 0 | 0 | 0 | 0 | 0 | 0 | 0 | 0 | 0 | 0 | 0
2007 | MX | WECC | CA-MX | - | DCWNUE | Energy Only | 0 | 0 | 0 | 0 | 0 | 0 | 0 | 0 | 0 | 0 | 0
2007 | MX | WECC | CA-MX | - | DCWNUU | Uncommitted | 0 | 0 | 0 | 0 | 0 | 0 | 0 | 0 | 0 | 0 | 0
2007 | MX | WECC | CA-MX | - | DCWOEU | OPERABLE ENERGY-ONLY AND UNCOMMITTED RESOURCES | 0 | 0 | 0 | 0 | 0 | 0 | 0 | 0 | 0 | 0 | 0
2007 | MX | WECC | CA-MX | - | DCWOIC | Derated Operable Internal Capacity | 2358 | 2057 | 1951 | 2481 | 2503 | 2395 | 2405 | 2405 | 2405 | 2405 | 2405
2007 | MX | WECC | CA-MX | - | DCWOTL | Other Capacity < 1 MW | 0 | 0 | 0 | 0 | 0 | 0 | 0 | 0 | 0 | 0 | 0
2007 | MX | WECC | CA-MX | - | DCWP | Projected Purchases and Incoming Adjustments | 0 | 0 | 0 | 0 | 0 | 0 | 0 | 31 | 169 | 307 | 406
2007 | MX | WECC | CA-MX | - | DCWPCA | PLANNED CAPACITY ADDITIONS | 0 | 0 | 0 | 482 | 575 | 575 | 575 | 575 | 575 | 575 | 575
2007 | MX | WECC | CA-MX | - | DCWPU | Purchases | 0 | 0 | 0 | 0 | 0 | 0 | 0 | 31 | 169 | 307 | 406
2007 | MX | WECC | CA-MX | - | DCWREI | Planned Retirements of Existing Inoperable Capacity | 0 | 0 | 0 | 0 | 0 | 0 | 0 | 0 | 0 | 0 | 0
2007 | MX | WECC | CA-MX | - | DCWREP | Existing Net Purchases from Non-reporting Parties within Region/Subregion | 0 | 0 | 0 | 0 | 0 | 0 | 0 | 0 | 0 | 0 | 0
2007 | MX | WECC | CA-MX | - | DCWRIC | Return to Service of Existing Inoperable Capacity | 0 | 0 | 0 | 0 | 0 | 0 | 0 | 0 | 0 | 0 | 0
2007 | MX | WECC | CA-MX | - | DCWRNR | Planned Negative Reratings of Existing Capacity | 0 | 0 | 0 | 0 | 0 | 0 | 0 | 0 | 0 | 0 | 0
2007 | MX | WECC | CA-MX | - | DCWRPR | Planned Positive Reratings of Existing Capacity | 0 | 0 | 0 | 0 | 0 | 0 | 0 | 0 | 0 | 0 | 0
2007 | MX | WECC | CA-MX | - | DCWRRA | CAPACITY RERATINGS, RETIREMENTS AND ADJUSTMENTS | 0 | 0 | 0 | 0 | 0 | 0 | 0 | 0 | 0 | 0 | 0
2007 | MX | WECC | CA-MX | - | DCWS | Projected Sales and Outgoing Adjustments | 0 | 0 | 0 | 0 | 0 | 0 | 0 | 0 | 0 | 0 | 0
2007 | MX | WECC | CA-MX | - | DCWSA | Sales | 0 | 0 | 0 | 0 | 0 | 0 | 0 | 0 | 0 | 0 | 0
2007 | MX | WECC | CA-MX | - | DCWSM | Planned Outage or Scheduled Maintenance | 0 | 301 | 407 | 359 | 430 | 538 | 528 | 528 | 528 | 528 | 528
2007 | MX | WECC | CA-MX | - | DCWST | Standby Demand | 0 | 0 | 0 | 0 | 0 | 0 | 0 | 0 | 0 | 0 | 0
2007 | MX | WECC | CA-MX | - | DCWT | Total Internal Capacity | 2358 | 2358 | 2358 | 2840 | 2933 | 2933 | 2933 | 2933 | 2933 | 2933 | 2933
2007 | MX | WECC | CA-MX | - | DCWTEX | Existing Capacity | 2358 | 2358 | 2358 | 2358 | 2358 | 2358 | 2358 | 2358 | 2358 | 2358 | 2358
2007 | MX | WECC | CA-MX | - | DCWTI | Projected Total Internal Demand | 1482 | 1549 | 1641 | 1723 | 1830 | 1938 | 2045 | 2157 | 2279 | 2401 | 2529
2007 | MX | WECC | CA-MX | - | DCWTL | Transmission-Limited Resources | 0 | 0 | 0 | 0 | 0 | 0 | 0 | 0 | 0 | 0 | 0
2007 | MX | WECC | CA-MX | - | DCWTNP | Net Purchases From Non-reporting Parties Within Region/Subregion | 0 | 0 | 0 | 0 | 0 | 0 | 0 | 0 | 0 | 0 | 0
2007 | MX | WECC | CA-MX | - | DCWTO | Operable Total Internal Capacity | 2358 | 2358 | 2358 | 2840 | 2933 | 2933 | 2933 | 2933 | 2933 | 2933 | 2933
2007 | MX | WECC | CA-MX | - | DCWTP | Total Potential Resources | 2358 | 2057 | 1951 | 2481 | 2503 | 2395 | 2405 | 2436 | 2574 | 2712 | 2811
2007 | MX | WECC | CA-MX | - | DCWTPN | Planned – NOT under construction & positive rerating | 0 | 0 | 0 | 0 | 0 | 0 | 0 | 0 | 0 | 0 | 0
2007 | MX | WECC | CA-MX | - | DCWTPU | Planned Additions of New Capacity and Planned Uprates to Existing Capacity | 0 | 0 | 0 | 482 | 575 | 575 | 575 | 575 | 575 | 575 | 575
2007 | MX | WECC | CA-MX | - | DCWTRE | Planned Retirements and Planned Deratings | 0 | 0 | 0 | 0 | 0 | 0 | 0 | 0 | 0 | 0 | 0
2007 | MX | WECC | CA-MX | - | DCWUC | Uncommitted Resources (Operable) | 0 | 0 | 0 | 0 | 0 | 0 | 0 | 0 | 0 | 0 | 0
2007 | MX | WECC | CA-MX | - | DCWUCC | Committed | 0 | 0 | 0 | 482 | 575 | 575 | 575 | 575 | 575 | 575 | 575
2007 | MX | WECC | CA-MX | - | DCWUCE | Energy Only | 0 | 0 | 0 | 0 | 0 | 0 | 0 | 0 | 0 | 0 | 0
2007 | MX | WECC | CA-MX | - | DCWUCU | Uncommitted | 0 | 0 | 0 | 0 | 0 | 0 | 0 | 0 | 0 | 0 | 0
2007 | MX | WECC | CA-MX | - | DCWXC | COMMITTED | 2358 | 2358 | 2358 | 2358 | 2358 | 2358 | 2358 | 2358 | 2358 | 2358 | 2358
2007 | MX | WECC | CA-MX | - | DCWXCI | Inoperable | 0 | 0 | 0 | 0 | 0 | 0 | 0 | 0 | 0 | 0 | 0
2007 | MX | WECC | CA-MX | - | DCWXCO | Operable | 2358 | 2358 | 2358 | 2358 | 2358 | 2358 | 2358 | 2358 | 2358 | 2358 | 2358
2007 | MX | WECC | CA-MX | - | DCWXE | ENERGY ONLY | 0 | 0 | 0 | 0 | 0 | 0 | 0 | 0 | 0 | 0 | 0
2007 | MX | WECC | CA-MX | - | DCWXEI | Inoperable | 0 | 0 | 0 | 0 | 0 | 0 | 0 | 0 | 0 | 0 | 0
2007 | MX | WECC | CA-MX | - | DCWXU | UNCOMMITTED | 0 | 0 | 0 | 0 | 0 | 0 | 0 | 0 | 0 | 0 | 0
2007 | MX | WECC | CA-MX | - | DCWXUI | Inoperable | 0 | 0 | 0 | 0 | 0 | 0 | 0 | 0 | 0 | 0 | 0
2007 | TL | MRO | - | - | CWTF | Total | 50875 | 52479 | 53372 | 53791 | 54735 | 55119 | 55862 | 56654 | 56569 | 56732 | 56763
2007 | TL | MRO | - | - | DCWAI | Owned Capacity/Entitlement Located Externally | 54 | 0 | 0 | 0 | 0 | 0 | 0 | 0 | 0 | 0 | 0
2007 | TL | MRO | - | - | DCWAO | Capacity Owned by/Entitlement Held by External Entity | 144 | 0 | 0 | 0 | 0 | 0 | 0 | 0 | 0 | 0 | 0
2007 | TL | MRO | - | - | DCWCD | Conditional derates | 0 | 0 | 0 | 0 | 0 | 0 | 0 | 0 | 0 | 0 | 0
2007 | TL | MRO | - | - | DCWDGG | Distributed Generator Capacity >= 1 MW | 137 | 132 | 132 | 132 | 132 | 132 | 132 | 132 | 132 | 132 | 132
2007 | TL | MRO | - | - | DCWDGL | Distributed Generator Capacity < 1 MW | 27 | 27 | 27 | 27 | 27 | 27 | 27 | 27 | 27 | 27 | 27
2007 | TL | MRO | - | - | DCWDIC | Deliverable Internal Capacity | 51560 | 52533 | 53379 | 54409 | 54844 | 55223 | 55907 | 56415 | 56460 | 56654 | 57315
2007 | TL | MRO | - | - | DCWDR | Derates and Decreases in Seasonal Rated Capacity | 308 | 0 | 0 | 0 | 0 | 0 | 0 | 0 | 0 | 0 | 0
2007 | TL | MRO | - | - | DCWDTO | Derated Operable Total Internal Capacity | 52385 | 52633 | 53479 | 54509 | 54944 | 55323 | 56007 | 56515 | 56560 | 56754 | 57415
2007 | TL | MRO | - | - | DCWEO | Energy-Only Resources (Operable) | 100 | 100 | 100 | 100 | 100 | 100 | 100 | 100 | 100 | 100 | 100
2007 | TL | MRO | - | - | DCWFP | Full-Responsibility Purchases (portion of total purchases) | 246 | 266 | 251 | 231 | 211 | 236 | 236 | 236 | 236 | 236 | 236
2007 | TL | MRO | - | - | DCWFS | Full-Responsibility Sales (portion of total sales) | 111 | 101 | 21 | 21 | 21 | 21 | 21 | 21 | 21 | 21 | 21
2007 | TL | MRO | - | - | DCWIC | Inoperable capacity | 839 | 33 | 33 | 33 | 33 | 33 | 33 | 33 | 33 | 33 | 33
2007 | TL | MRO | - | - | DCWICC | Inoperable Committed Capacity | 0 | 0 | 0 | 0 | 0 | 0 | 0 | 0 | 0 | 0 | 0
2007 | TL | MRO | - | - | DCWICE | Inoperable Energy Only Capacity | 0 | 0 | 0 | 0 | 0 | 0 | 0 | 0 | 0 | 0 | 0
2007 | TL | MRO | - | - | DCWICU | Inoperable Uncommitted Capacity | 0 | 0 | 0 | 0 | 0 | 0 | 0 | 0 | 0 | 0 | 0
2007 | TL | MRO | - | - | DCWIN | Internal Demand | 41804 | 42752 | 44025 | 45121 | 46004 | 46615 | 47354 | 48024 | 48706 | 49346 | 50094
2007 | TL | MRO | - | - | DCWIT | Interruptible Demand | 943 | 945 | 949 | 945 | 848 | 846 | 843 | 844 | 845 | 845 | 847
2007 | TL | MRO | - | - | DCWLM | Direct Control Load Management | 198 | 225 | 227 | 227 | 228 | 230 | 232 | 234 | 238 | 240 | 242
2007 | TL | MRO | - | - | DCWNC | Net Capacity Resources | 54789 | 55950 | 57031 | 57404 | 57938 | 58383 | 59008 | 58316 | 58358 | 58552 | 59204
2007 | TL | MRO | - | - | DCWNI | Projected Net Internal Demand | 40667 | 41586 | 42853 | 43953 | 44932 | 45543 | 46283 | 46950 | 47627 | 48265 | 49009
2007 | TL | MRO | - | - | DCWNUC | Committed | 0 | 0 | 132 | 388 | 542 | 921 | 1676 | 2084 | 2132 | 2326 | 2987
2007 | TL | MRO | - | - | DCWNUE | Energy Only | 0 | 0 | 0 | 0 | 0 | 0 | 0 | 0 | 0 | 0 | 0
2007 | TL | MRO | - | - | DCWNUU | Uncommitted | 0 | 0 | 0 | 0 | 0 | 0 | 0 | 0 | 0 | 0 | 0
2007 | TL | MRO | - | - | DCWOEU | OPERABLE ENERGY-ONLY AND UNCOMMITTED RESOURCES | 100 | 100 | 100 | 100 | 100 | 100 | 100 | 100 | 100 | 100 | 100
2007 | TL | MRO | - | - | DCWOIC | Derated Operable Internal Capacity | 52285 | 52533 | 53379 | 54409 | 54844 | 55223 | 55907 | 56415 | 56460 | 56654 | 57315
2007 | TL | MRO | - | - | DCWOTL | Other Capacity < 1 MW | 42 | 42 | 42 | 42 | 42 | 42 | 42 | 42 | 42 | 42 | 42
2007 | TL | MRO | - | - | DCWP | Projected Purchases and Incoming Adjustments | 4080 | 3862 | 4017 | 3472 | 3402 | 3368 | 3309 | 2034 | 2031 | 2031 | 2022
2007 | TL | MRO | - | - | DCWPCA | PLANNED CAPACITY ADDITIONS | 0 | 984 | 1598 | 2678 | 2963 | 3342 | 4144 | 4652 | 4700 | 4894 | 5555
2007 | TL | MRO | - | - | DCWPU | Purchases | 4026 | 3862 | 4017 | 3472 | 3402 | 3368 | 3309 | 2034 | 2031 | 2031 | 2022
2007 | TL | MRO | - | - | DCWREI | Planned Retirements of Existing Inoperable Capacity | 0 | 0 | 0 | 0 | 0 | 0 | 0 | 0 | 0 | 0 | 0
2007 | TL | MRO | - | - | DCWREP | Existing Net Purchases from Non-reporting Parties within Region/Subregion | 0 | 0 | 0 | 0 | 0 | 0 | 0 | 0 | 0 | 0 | 0
2007 | TL | MRO | - | - | DCWRIC | Return to Service of Existing Inoperable Capacity | 0 | 0 | 0 | 0 | 0 | 0 | 0 | 0 | 0 | 0 | 0
2007 | TL | MRO | - | - | DCWRNR | Planned Negative Reratings of Existing Capacity | 0 | 0 | 0 | 0 | 0 | 0 | 0 | 0 | 0 | 0 | 0
2007 | TL | MRO | - | - | DCWRPR | Planned Positive Reratings of Existing Capacity | 0 | 0 | 0 | 0 | 0 | 0 | 0 | 0 | 0 | 0 | 0
2007 | TL | MRO | - | - | DCWRRA | CAPACITY RERATINGS, RETIREMENTS AND ADJUSTMENTS | 0 | -2 | -4 | -18 | -18 | -18 | -136 | -136 | -139 | -139 | -139
2007 | TL | MRO | - | - | DCWS | Projected Sales and Outgoing Adjustments | 851 | 445 | 365 | 477 | 308 | 208 | 208 | 133 | 133 | 133 | 133
2007 | TL | MRO | - | - | DCWSA | Sales | 707 | 445 | 365 | 477 | 308 | 208 | 208 | 133 | 133 | 133 | 133
2007 | TL | MRO | - | - | DCWSM | Planned Outage or Scheduled Maintenance | 0 | 365 | 131 | 167 | 17 | 17 | 17 | 17 | 17 | 17 | 17
2007 | TL | MRO | - | - | DCWST | Standby Demand | 4 | 4 | 4 | 4 | 4 | 4 | 4 | 4 | 4 | 4 | 4
2007 | TL | MRO | - | - | DCWT | Total Internal Capacity | 53532 | 53031 | 53643 | 54709 | 54994 | 55373 | 56057 | 56565 | 56610 | 56804 | 57465
2007 | TL | MRO | - | - | DCWTEX | Existing Capacity | 53532 | 52049 | 52049 | 52049 | 52049 | 52049 | 52049 | 52049 | 52049 | 52049 | 52049
2007 | TL | MRO | - | - | DCWTI | Projected Total Internal Demand | 41808 | 42756 | 44029 | 45125 | 46008 | 46619 | 47358 | 48028 | 48710 | 49350 | 50098
2007 | TL | MRO | - | - | DCWTL | Transmission-Limited Resources | 725 | 0 | 0 | 0 | 0 | 0 | 0 | 0 | 0 | 0 | 0
2007 | TL | MRO | - | - | DCWTNP | Net Purchases From Non-reporting Parties Within Region/Subregion | 0 | 0 | 0 | 0 | 0 | 0 | 0 | 0 | 0 | 0 | 0
2007 | TL | MRO | - | - | DCWTO | Operable Total Internal Capacity | 52693 | 52998 | 53610 | 54676 | 54961 | 55340 | 56024 | 56532 | 56577 | 56771 | 57432
2007 | TL | MRO | - | - | DCWTP | Total Potential Resources | 55614 | 56050 | 57131 | 57504 | 58038 | 58483 | 59108 | 58416 | 58458 | 58652 | 59304
2007 | TL | MRO | - | - | DCWTPN | Planned – NOT under construction & positive rerating | 0 | 0 | 132 | 388 | 542 | 921 | 1676 | 2084 | 2132 | 2326 | 2987
2007 | TL | MRO | - | - | DCWTPU | Planned Additions of New Capacity and Planned Uprates to Existing Capacity | 0 | 984 | 1466 | 2290 | 2421 | 2421 | 2468 | 2568 | 2568 | 2568 | 2568
2007 | TL | MRO | - | - | DCWTRE | Planned Retirements and Planned Deratings | 0 | 2 | 4 | 18 | 18 | 18 | 136 | 136 | 139 | 139 | 139
2007 | TL | MRO | - | - | DCWUC | Uncommitted Resources (Operable) | 0 | 0 | 0 | 0 | 0 | 0 | 0 | 0 | 0 | 0 | 0
2007 | TL | MRO | - | - | DCWUCC | Committed | 0 | 984 | 1466 | 2290 | 2421 | 2421 | 2468 | 2568 | 2568 | 2568 | 2568
2007 | TL | MRO | - | - | DCWUCE | Energy Only | 0 | 0 | 0 | 0 | 0 | 0 | 0 | 0 | 0 | 0 | 0
2007 | TL | MRO | - | - | DCWUCU | Uncommitted | 0 | 0 | 0 | 0 | 0 | 0 | 0 | 0 | 0 | 0 | 0
2007 | TL | MRO | - | - | DCWXC | COMMITTED | 53432 | 51949 | 51949 | 51949 | 51949 | 51949 | 51949 | 51949 | 51949 | 51949 | 51949
2007 | TL | MRO | - | - | DCWXCI | Inoperable | 839 | 33 | 33 | 33 | 33 | 33 | 33 | 33 | 33 | 33 | 33
2007 | TL | MRO | - | - | DCWXCO | Operable | 52593 | 51916 | 51916 | 51916 | 51916 | 51916 | 51916 | 51916 | 51916 | 51916 | 51916
2007 | TL | MRO | - | - | DCWXE | ENERGY ONLY | 100 | 100 | 100 | 100 | 100 | 100 | 100 | 100 | 100 | 100 | 100
2007 | TL | MRO | - | - | DCWXEI | Inoperable | 0 | 0 | 0 | 0 | 0 | 0 | 0 | 0 | 0 | 0 | 0
2007 | TL | MRO | - | - | DCWXU | UNCOMMITTED | 0 | 0 | 0 | 0 | 0 | 0 | 0 | 0 | 0 | 0 | 0
2007 | TL | MRO | - | - | DCWXUI | Inoperable | 0 | 0 | 0 | 0 | 0 | 0 | 0 | 0 | 0 | 0 | 0
2007 | TL | NPCC | - | - | CWTF | Total | 149760 | 153396 | 155101 | 156860 | 159542 | 161011 | 162679 | 163130 | 163731 | 164132 | 164408
2007 | TL | NPCC | - | - | DCWAI | Owned Capacity/Entitlement Located Externally | 380 | 1040 | 1040 | 1040 | 1040 | 1040 | 1040 | 1040 | 1040 | 1040 | 1040
2007 | TL | NPCC | - | - | DCWAO | Capacity Owned by/Entitlement Held by External Entity | 0 | 0 | 0 | 0 | 0 | 0 | 0 | 0 | 0 | 0 | 0
2007 | TL | NPCC | - | - | DCWCD | Conditional derates | 222 | 380 | 380 | 380 | 380 | 380 | 380 | 380 | 380 | 380 | 380
2007 | TL | NPCC | - | - | DCWDGG | Distributed Generator Capacity >= 1 MW | 0 | 0 | 0 | 0 | 0 | 0 | 0 | 0 | 0 | 0 | 0
2007 | TL | NPCC | - | - | DCWDGL | Distributed Generator Capacity < 1 MW | 0 | 0 | 0 | 0 | 0 | 0 | 0 | 0 | 0 | 0 | 0
2007 | TL | NPCC | - | - | DCWDIC | Deliverable Internal Capacity | 148280 | 151156 | 152665 | 153905 | 156121 | 156982 | 158037 | 158038 | 158639 | 158640 | 158916
2007 | TL | NPCC | - | - | DCWDR | Derates and Decreases in Seasonal Rated Capacity | 3661 | 4306 | 5099 | 5566 | 6035 | 6626 | 7186 | 7636 | 7636 | 7636 | 7636
2007 | TL | NPCC | - | - | DCWDTO | Derated Operable Total Internal Capacity | 148312 | 151330 | 153179 | 155825 | 158832 | 159742 | 160849 | 161950 | 162551 | 162952 | 163228
2007 | TL | NPCC | - | - | DCWEO | Energy-Only Resources (Operable) | 13 | 43 | 43 | 43 | 43 | 43 | 43 | 43 | 43 | 43 | 43
2007 | TL | NPCC | - | - | DCWFP | Full-Responsibility Purchases (portion of total purchases) | 2986 | 486 | 461 | 451 | 451 | 451 | 451 | 451 | 401 | 401 | 401
2007 | TL | NPCC | - | - | DCWFS | Full-Responsibility Sales (portion of total sales) | 1409 | 616 | 616 | 616 | 606 | 606 | 606 | 606 | 606 | 606 | 606
2007 | TL | NPCC | - | - | DCWIC | Inoperable capacity | 1540 | 1540 | 1540 | 770 | 0 | 0 | 0 | 0 | 0 | 0 | 0
2007 | TL | NPCC | - | - | DCWICC | Inoperable Committed Capacity | 0 | 0 | 0 | 0 | 0 | 0 | 0 | 0 | 0 | 0 | 0
2007 | TL | NPCC | - | - | DCWICE | Inoperable Energy Only Capacity | 0 | 0 | 0 | 0 | 0 | 0 | 0 | 0 | 0 | 0 | 0
2007 | TL | NPCC | - | - | DCWICU | Inoperable Uncommitted Capacity | 0 | 0 | 0 | 0 | 0 | 0 | 0 | 0 | 0 | 0 | 0
2007 | TL | NPCC | - | - | DCWIN | Internal Demand | 78134 | 79380 | 79803 | 79888 | 80331 | 80699 | 81841 | 82567 | 83267 | 83940 | 84643
2007 | TL | NPCC | - | - | DCWIT | Interruptible Demand | 2230 | 2737 | 2742 | 2746 | 2751 | 2755 | 2759 | 2763 | 2767 | 2771 | 2775
2007 | TL | NPCC | - | - | DCWLM | Direct Control Load Management | 0 | 250 | 250 | 250 | 250 | 250 | 250 | 250 | 250 | 250 | 250
2007 | TL | NPCC | - | - | DCWNC | Net Capacity Resources | 149125 | 151601 | 153085 | 154315 | 156541 | 157402 | 158514 | 158515 | 159066 | 159289 | 159590
2007 | TL | NPCC | - | - | DCWNI | Projected Net Internal Demand | 112155 | 112932 | 113709 | 114163 | 114853 | 115411 | 116760 | 117687 | 118589 | 119416 | 120366
2007 | TL | NPCC | - | - | DCWNUC | Committed | 0 | 150 | 1196 | 1814 | 3186 | 3899 | 4460 | 4910 | 4910 | 4910 | 4910
2007 | TL | NPCC | - | - | DCWNUE | Energy Only | 0 | 0 | 80 | 80 | 80 | 80 | 80 | 80 | 80 | 80 | 80
2007 | TL | NPCC | - | - | DCWNUU | Uncommitted | 0 | 0 | 260 | 1610 | 2435 | 2435 | 2435 | 3535 | 4135 | 4135 | 4410
2007 | TL | NPCC | - | - | DCWOEU | OPERABLE ENERGY-ONLY AND UNCOMMITTED RESOURCES | 32 | 91 | 431 | 1837 | 2711 | 2760 | 2812 | 3912 | 4512 | 4912 | 5187
2007 | TL | NPCC | - | - | DCWOIC | Derated Operable Internal Capacity | 148280 | 151239 | 152748 | 153988 | 156121 | 156982 | 158037 | 158038 | 158639 | 158640 | 158916
2007 | TL | NPCC | - | - | DCWOTL | Other Capacity < 1 MW | 0 | 0 | 0 | 0 | 0 | 0 | 0 | 0 | 0 | 0 | 0
2007 | TL | NPCC | - | - | DCWP | Projected Purchases and Incoming Adjustments | 3556 | 1716 | 1691 | 1681 | 1681 | 1481 | 1481 | 1481 | 1431 | 1431 | 1431
2007 | TL | NPCC | - | - | DCWPCA | PLANNED CAPACITY ADDITIONS | 0 | 1375 | 4968 | 8223 | 10969 | 12286 | 13238 | 14788 | 15388 | 15788 | 16062
2007 | TL | NPCC | - | - | DCWPU | Purchases | 3176 | 676 | 651 | 641 | 641 | 441 | 441 | 441 | 391 | 391 | 391
2007 | TL | NPCC | - | - | DCWREI | Planned Retirements of Existing Inoperable Capacity | 0 | 0 | 0 | 0 | 0 | 0 | 0 | 0 | 0 | 0 | 0
2007 | TL | NPCC | - | - | DCWREP | Existing Net Purchases from Non-reporting Parties within Region/Subregion | 40 | 0 | 0 | 0 | 0 | 0 | 0 | 0 | 0 | 0 | 0
2007 | TL | NPCC | - | - | DCWRIC | Return to Service of Existing Inoperable Capacity | 0 | 0 | 0 | 770 | 1540 | 1540 | 1540 | 1540 | 1540 | 1540 | 1540
2007 | TL | NPCC | - | - | DCWRNR | Planned Negative Reratings of Existing Capacity | 0 | 12 | 563 | 16 | 21 | 637 | 0 | 0 | 0 | 0 | 0
2007 | TL | NPCC | - | - | DCWRPR | Planned Positive Reratings of Existing Capacity | 0 | 105 | 214 | 391 | 431 | 431 | 469 | 469 | 469 | 469 | 469
2007 | TL | NPCC | - | - | DCWRRA | CAPACITY RERATINGS, RETIREMENTS AND ADJUSTMENTS | 40 | -492 | -1090 | -1233 | -1236 | -1823 | -1109 | -1109 | -1109 | -1109 | -1109
2007 | TL | NPCC | - | - | DCWS | Projected Sales and Outgoing Adjustments | 2711 | 1271 | 1271 | 1271 | 1261 | 1061 | 1004 | 1004 | 1004 | 782 | 757
2007 | TL | NPCC | - | - | DCWSA | Sales | 2711 | 1271 | 1271 | 1271 | 1261 | 1061 | 1004 | 1004 | 1004 | 782 | 757
2007 | TL | NPCC | - | - | DCWSM | Planned Outage or Scheduled Maintenance | 1926 | 521 | 875 | 1645 | 1645 | 875 | 875 | 875 | 875 | 875 | 875
2007 | TL | NPCC | - | - | DCWST | Standby Demand | 0 | 0 | 0 | 0 | 0 | 0 | 0 | 0 | 0 | 0 | 0
2007 | TL | NPCC | - | - | DCWT | Total Internal Capacity | 155439 | 157697 | 160693 | 163806 | 166512 | 167242 | 168910 | 170461 | 171062 | 171463 | 171739
2007 | TL | NPCC | - | - | DCWTEX | Existing Capacity | 155399 | 156815 | 156815 | 156816 | 156779 | 156780 | 156782 | 156783 | 156784 | 156785 | 156786
2007 | TL | NPCC | - | - | DCWTI | Projected Total Internal Demand | 114385 | 115919 | 116701 | 117159 | 117854 | 118415 | 119769 | 120700 | 121606 | 122436 | 123391
2007 | TL | NPCC | - | - | DCWTL | Transmission-Limited Resources | 0 | 83 | 83 | 83 | 0 | 0 | 0 | 0 | 0 | 0 | 0
2007 | TL | NPCC | - | - | DCWTNP | Net Purchases From Non-reporting Parties Within Region/Subregion | 0 | 49 | 77 | 105 | 124 | 153 | 192 | 192 | 192 | 192 | 192
2007 | TL | NPCC | - | - | DCWTO | Operable Total Internal Capacity | 153899 | 156157 | 159153 | 163036 | 166512 | 167242 | 168910 | 170461 | 171062 | 171463 | 171739
2007 | TL | NPCC | - | - | DCWTP | Total Potential Resources | 149157 | 151775 | 153599 | 156235 | 159252 | 160162 | 161326 | 162427 | 162978 | 163601 | 163902
2007 | TL | NPCC | - | - | DCWTPN | Planned – NOT under construction & positive rerating | 0 | 150 | 1536 | 3504 | 5701 | 6414 | 6975 | 8525 | 9125 | 9125 | 9400
2007 | TL | NPCC | - | - | DCWTPU | Planned Additions of New Capacity and Planned Uprates to Existing Capacity | 0 | 1225 | 3432 | 4719 | 5268 | 5871 | 6263 | 6263 | 6263 | 6663 | 6663
2007 | TL | NPCC | - | - | DCWTRE | Planned Retirements and Planned Deratings | 0 | 634 | 818 | 1713 | 1770 | 1770 | 1770 | 1770 | 1770 | 1770 | 1770
2007 | TL | NPCC | - | - | DCWUC | Uncommitted Resources (Operable) | 19 | 19 | 19 | 19 | 19 | 19 | 19 | 19 | 19 | 19 | 19
2007 | TL | NPCC | - | - | DCWUCC | Committed | 0 | 1196 | 3403 | 4634 | 5134 | 5688 | 6028 | 6028 | 6028 | 6028 | 6028
2007 | TL | NPCC | - | - | DCWUCE | Energy Only | 0 | 29 | 29 | 29 | 29 | 29 | 29 | 29 | 29 | 29 | 29
2007 | TL | NPCC | - | - | DCWUCU | Uncommitted | 0 | 0 | 0 | 56 | 105 | 154 | 206 | 206 | 206 | 606 | 606
2007 | TL | NPCC | - | - | DCWXC | COMMITTED | 155367 | 156753 | 156753 | 156754 | 156717 | 156718 | 156720 | 156721 | 156722 | 156723 | 156724
2007 | TL | NPCC | - | - | DCWXCI | Inoperable | 1540 | 1540 | 1540 | 1540 | 1540 | 1540 | 1540 | 1540 | 1540 | 1540 | 1540
2007 | TL | NPCC | - | - | DCWXCO | Operable | 153827 | 155213 | 155213 | 155214 | 155177 | 155178 | 155180 | 155181 | 155182 | 155183 | 155184
2007 | TL | NPCC | - | - | DCWXE | ENERGY ONLY | 13 | 43 | 43 | 43 | 43 | 43 | 43 | 43 | 43 | 43 | 43
2007 | TL | NPCC | - | - | DCWXEI | Inoperable | 0 | 0 | 0 | 0 | 0 | 0 | 0 | 0 | 0 | 0 | 0
2007 | TL | NPCC | - | - | DCWXU | UNCOMMITTED | 19 | 19 | 19 | 19 | 19 | 19 | 19 | 19 | 19 | 19 | 19
2007 | TL | NPCC | - | - | DCWXUI | Inoperable | 0 | 0 | 0 | 0 | 0 | 0 | 0 | 0 | 0 | 0 | 0
2007 | TL | WECC | - | - | CWTF | Total | 203325 | 209162 | 212390 | 217402 | 219789 | 220251 | 220263 | 220263 | 220263 | 220263 | 220263
2007 | TL | WECC | - | - | DCWAI | Owned Capacity/Entitlement Located Externally | 0 | 0 | 0 | 0 | 0 | 0 | 0 | 0 | 0 | 0 | 0
2007 | TL | WECC | - | - | DCWAO | Capacity Owned by/Entitlement Held by External Entity | 0 | 0 | 0 | 0 | 0 | 0 | 0 | 0 | 0 | 0 | 0
2007 | TL | WECC | - | - | DCWCD | Conditional derates | 0 | 0 | 0 | 0 | 0 | 0 | 0 | 0 | 0 | 0 | 0
2007 | TL | WECC | - | - | DCWDGG | Distributed Generator Capacity >= 1 MW | 0 | 0 | 0 | 0 | 0 | 0 | 0 | 0 | 0 | 0 | 0
2007 | TL | WECC | - | - | DCWDGL | Distributed Generator Capacity < 1 MW | 0 | 0 | 0 | 0 | 0 | 0 | 0 | 0 | 0 | 0 | 0
2007 | TL | WECC | - | - | DCWDIC | Deliverable Internal Capacity | 185804 | 194706 | 195649 | 197363 | 198227 | 197990 | 198750 | 198543 | 197962 | 198643 | 198309
2007 | TL | WECC | - | - | DCWDR | Derates and Decreases in Seasonal Rated Capacity | 8517 | 10193 | 10430 | 10538 | 10538 | 10538 | 10538 | 10538 | 10538 | 10538 | 10538
2007 | TL | WECC | - | - | DCWDTO | Derated Operable Total Internal Capacity | 185914 | 195269 | 197592 | 202616 | 204650 | 204863 | 205623 | 205416 | 204835 | 205516 | 205182
2007 | TL | WECC | - | - | DCWEO | Energy-Only Resources (Operable) | 0 | 0 | 0 | 0 | 0 | 0 | 0 | 0 | 0 | 0 | 0
2007 | TL | WECC | - | - | DCWFP | Full-Responsibility Purchases (portion of total purchases) | 668 | 677 | 677 | 640 | 547 | 411 | 418 | 419 | 421 | 424 | 426
2007 | TL | WECC | - | - | DCWFS | Full-Responsibility Sales (portion of total sales) | 205 | 187 | 184 | 184 | 186 | 187 | 187 | 188 | 188 | 189 | 189
2007 | TL | WECC | - | - | DCWIC | Inoperable capacity | 0 | 0 | 0 | 0 | 0 | 0 | 0 | 0 | 0 | 0 | 0
2007 | TL | WECC | - | - | DCWICC | Inoperable Committed Capacity | 0 | 0 | 0 | 0 | 0 | 0 | 0 | 0 | 0 | 0 | 0
2007 | TL | WECC | - | - | DCWICE | Inoperable Energy Only Capacity | 0 | 0 | 0 | 0 | 0 | 0 | 0 | 0 | 0 | 0 | 0
2007 | TL | WECC | - | - | DCWICU | Inoperable Uncommitted Capacity | 0 | 0 | 0 | 0 | 0 | 0 | 0 | 0 | 0 | 0 | 0
2007 | TL | WECC | - | - | DCWIN | Internal Demand | 132477 | 133291 | 135630 | 138423 | 140868 | 142896 | 145153 | 147610 | 149939 | 152332 | 154594
2007 | TL | WECC | - | - | DCWIT | Interruptible Demand | 2235 | 2291 | 2314 | 2347 | 2348 | 2360 | 2362 | 2365 | 2367 | 2394 | 2396
2007 | TL | WECC | - | - | DCWLM | Direct Control Load Management | 343 | 343 | 373 | 403 | 434 | 489 | 538 | 579 | 619 | 653 | 682
2007 | TL | WECC | - | - | DCWNC | Net Capacity Resources | 186267 | 195196 | 196142 | 197819 | 198588 | 198214 | 198981 | 198774 | 198195 | 198878 | 198546
2007 | TL | WECC | - | - | DCWNI | Projected Net Internal Demand | 129899 | 130657 | 132943 | 135673 | 138086 | 140047 | 142253 | 144666 | 146953 | 149285 | 151516
2007 | TL | WECC | - | - | DCWNUC | Committed | 0 | 0 | 0 | 0 | 0 | 0 | 0 | 0 | 0 | 0 | 0
2007 | TL | WECC | - | - | DCWNUE | Energy Only | 0 | 0 | 0 | 0 | 0 | 0 | 0 | 0 | 0 | 0 | 0
2007 | TL | WECC | - | - | DCWNUU | Uncommitted | 0 | 453 | 1833 | 5143 | 6313 | 6763 | 6763 | 6763 | 6763 | 6763 | 6763
2007 | TL | WECC | - | - | DCWOEU | OPERABLE ENERGY-ONLY AND UNCOMMITTED RESOURCES | 0 | 453 | 1833 | 5143 | 6313 | 6763 | 6763 | 6763 | 6763 | 6763 | 6763
2007 | TL | WECC | - | - | DCWOIC | Derated Operable Internal Capacity | 185914 | 194816 | 195759 | 197473 | 198337 | 198100 | 198860 | 198653 | 198072 | 198753 | 198419
2007 | TL | WECC | - | - | DCWOTL | Other Capacity < 1 MW | 0 | 0 | 0 | 0 | 0 | 0 | 0 | 0 | 0 | 0 | 0
2007 | TL | WECC | - | - | DCWP | Projected Purchases and Incoming Adjustments | 668 | 677 | 677 | 640 | 547 | 411 | 418 | 419 | 421 | 424 | 426
2007 | TL | WECC | - | - | DCWPCA | PLANNED CAPACITY ADDITIONS | 0 | 5533 | 8670 | 13720 | 16045 | 16495 | 16495 | 16495 | 16495 | 16495 | 16495
2007 | TL | WECC | - | - | DCWPU | Purchases | 668 | 677 | 677 | 640 | 547 | 411 | 418 | 419 | 421 | 424 | 426
2007 | TL | WECC | - | - | DCWREI | Planned Retirements of Existing Inoperable Capacity | 0 | 0 | 0 | 0 | 0 | 0 | 0 | 0 | 0 | 0 | 0
2007 | TL | WECC | - | - | DCWREP | Existing Net Purchases from Non-reporting Parties within Region/Subregion | 0 | 0 | 0 | 0 | 0 | 0 | 0 | 0 | 0 | 0 | 0
2007 | TL | WECC | - | - | DCWRIC | Return to Service of Existing Inoperable Capacity | 0 | 0 | 0 | 0 | 0 | 0 | 0 | 0 | 0 | 0 | 0
2007 | TL | WECC | - | - | DCWRNR | Planned Negative Reratings of Existing Capacity | 0 | 0 | 5 | 5 | 5 | 5 | 5 | 160 | 160 | 160 | 160
2007 | TL | WECC | - | - | DCWRPR | Planned Positive Reratings of Existing Capacity | 0 | 303 | 413 | 375 | 437 | 449 | 461 | 616 | 616 | 616 | 616
2007 | TL | WECC | - | - | DCWRRA | CAPACITY RERATINGS, RETIREMENTS AND ADJUSTMENTS | 0 | 303 | 393 | 355 | 417 | 429 | 441 | 441 | 441 | 441 | 441
2007 | TL | WECC | - | - | DCWS | Projected Sales and Outgoing Adjustments | 205 | 187 | 184 | 184 | 186 | 187 | 187 | 188 | 188 | 189 | 189
2007 | TL | WECC | - | - | DCWSA | Sales | 205 | 187 | 184 | 184 | 186 | 187 | 187 | 188 | 188 | 189 | 189
2007 | TL | WECC | - | - | DCWSM | Planned Outage or Scheduled Maintenance | 8892 | 3697 | 4364 | 4244 | 4597 | 4846 | 4098 | 4305 | 4886 | 4205 | 4539
2007 | TL | WECC | - | - | DCWST | Standby Demand | 0 | 0 | 0 | 0 | 0 | 0 | 0 | 0 | 0 | 0 | 0
2007 | TL | WECC | - | - | DCWT | Total Internal Capacity | 203323 | 209159 | 212386 | 217398 | 219785 | 220247 | 220259 | 220259 | 220259 | 220259 | 220259
2007 | TL | WECC | - | - | DCWTEX | Existing Capacity | 203323 | 203323 | 203323 | 203323 | 203323 | 203323 | 203323 | 203323 | 203323 | 203323 | 203323
2007 | TL | WECC | - | - | DCWTI | Projected Total Internal Demand | 132477 | 133291 | 135630 | 138423 | 140868 | 142896 | 145153 | 147610 | 149939 | 152332 | 154594
2007 | TL | WECC | - | - | DCWTL | Transmission-Limited Resources | 110 | 110 | 110 | 110 | 110 | 110 | 110 | 110 | 110 | 110 | 110
2007 | TL | WECC | - | - | DCWTNP | Net Purchases From Non-reporting Parties Within Region/Subregion | 0 | 0 | 0 | 0 | 0 | 0 | 0 | 0 | 0 | 0 | 0
2007 | TL | WECC | - | - | DCWTO | Operable Total Internal Capacity | 203323 | 209159 | 212386 | 217398 | 219785 | 220247 | 220259 | 220259 | 220259 | 220259 | 220259
2007 | TL | WECC | - | - | DCWTP | Total Potential Resources | 186377 | 195759 | 198085 | 203072 | 205011 | 205087 | 205854 | 205647 | 205068 | 205751 | 205419
2007 | TL | WECC | - | - | DCWTPN | Planned – NOT under construction & positive rerating | 0 | 453 | 1833 | 5143 | 6313 | 6763 | 6763 | 6763 | 6763 | 6763 | 6763
2007 | TL | WECC | - | - | DCWTPU | Planned Additions of New Capacity and Planned Uprates to Existing Capacity | 0 | 5080 | 6837 | 8577 | 9732 | 9732 | 9732 | 9732 | 9732 | 9732 | 9732
2007 | TL | WECC | - | - | DCWTRE | Planned Retirements and Planned Deratings | 0 | 0 | 15 | 15 | 15 | 15 | 15 | 15 | 15 | 15 | 15
2007 | TL | WECC | - | - | DCWUC | Uncommitted Resources (Operable) | 0 | 0 | 0 | 0 | 0 | 0 | 0 | 0 | 0 | 0 | 0
2007 | TL | WECC | - | - | DCWUCC | Committed | 0 | 5080 | 6837 | 8577 | 9732 | 9732 | 9732 | 9732 | 9732 | 9732 | 9732
2007 | TL | WECC | - | - | DCWUCE | Energy Only | 0 | 0 | 0 | 0 | 0 | 0 | 0 | 0 | 0 | 0 | 0
2007 | TL | WECC | - | - | DCWUCU | Uncommitted | 0 | 0 | 0 | 0 | 0 | 0 | 0 | 0 | 0 | 0 | 0
2007 | TL | WECC | - | - | DCWXC | COMMITTED | 203323 | 203323 | 203323 | 203323 | 203323 | 203323 | 203323 | 203323 | 203323 | 203323 | 203323
2007 | TL | WECC | - | - | DCWXCI | Inoperable | 0 | 0 | 0 | 0 | 0 | 0 | 0 | 0 | 0 | 0 | 0
2007 | TL | WECC | - | - | DCWXCO | Operable | 203323 | 203323 | 203323 | 203323 | 203323 | 203323 | 203323 | 203323 | 203323 | 203323 | 203323
2007 | TL | WECC | - | - | DCWXE | ENERGY ONLY | 0 | 0 | 0 | 0 | 0 | 0 | 0 | 0 | 0 | 0 | 0
2007 | TL | WECC | - | - | DCWXEI | Inoperable | 0 | 0 | 0 | 0 | 0 | 0 | 0 | 0 | 0 | 0 | 0
2007 | TL | WECC | - | - | DCWXU | UNCOMMITTED | 0 | 0 | 0 | 0 | 0 | 0 | 0 | 0 | 0 | 0 | 0
2007 | TL | WECC | - | - | DCWXUI | Inoperable | 0 | 0 | 0 | 0 | 0 | 0 | 0 | 0 | 0 | 0 | 0
2007 | US | TRE | - | ERCOT | CWTF | Total | 69285 | 71478 | 74342 | 74277 | 75628 | 76428 | 76448 | 76448 | 76448 | 76448 | 76448
2007 | US | TRE | - | ERCOT | DCWAI | Owned Capacity/Entitlement Located Externally | 0 | 0 | 0 | 0 | 0 | 0 | 0 | 0 | 0 | 0 | 0
2007 | US | TRE | - | ERCOT | DCWAO | Capacity Owned by/Entitlement Held by External Entity | 0 | 218 | 247 | 247 | 247 | 247 | 247 | 247 | 247 | 247 | 247
2007 | US | TRE | - | ERCOT | DCWCD | Conditional derates | 0 | 0 | 0 | 0 | 0 | 0 | 0 | 0 | 0 | 0 | 0
2007 | US | TRE | - | ERCOT | DCWDGG | Distributed Generator Capacity >= 1 MW | 93 | 93 | 93 | 93 | 93 | 93 | 93 | 93 | 93 | 93 | 93
2007 | US | TRE | - | ERCOT | DCWDGL | Distributed Generator Capacity < 1 MW | bar: 2230 to 2775
2007 | US | TRE | - | ERCOT | DCWDIC | Deliverable Internal Capacity | 69284 | 71478 | 74342 | 74277 | 75628 | 76259 | 76279 | 76279 | 76279 | 76279 | 76279
2007 | US | TRE | - | ERCOT | DCWDR | Derates and Decreases in Seasonal Rated Capacity | 2483 | 4769 | 4941 | 4941 | 4941 | 4941 | 4941 | 4941 | 4941 | 4941 | 4941
2007 | US | TRE | - | ERCOT | DCWDTO | Derated Operable Total Internal Capacity | 69459 | 78695 | 88670 | 95836 | 99967 | 101098 | 101318 | 101518 | 104218 | 104218 | 104218
2007 | US | TRE | - | ERCOT | DCWEO | Energy-Only Resources (Operable) | 0 | 0 | 0 | 0 | 0 | 0 | 0 | 0 | 0 | 0 | 0
2007 | US | TRE | - | ERCOT | DCWFP | Full-Responsibility Purchases (portion of total purchases) | 0 | 0 | 0 | 0 | 0 | 0 | 0 | 0 | 0 | 0 | 0
2007 | US | TRE | - | ERCOT | DCWFS | Full-Responsibility Sales (portion of total sales) | 0 | 0 | 0 | 0 | 0 | 0 | 0 | 0 | 0 | 0 | 0
2007 | US | TRE | - | ERCOT | DCWIC | Inoperable capacity | 6405 | 5798 | 5780 | 5780 | 5511 | 5680 | 5660 | 5660 | 5660 | 5660 | 5660
2007 | US | TRE | - | ERCOT | DCWICC | Inoperable Committed Capacity | 0 | 0 | 0 | 0 | 0 | 0 | 0 | 0 | 0 | 0 | 0
2007 | US | TRE | - | ERCOT | DCWICE | Inoperable Energy Only Capacity | 0 | 0 | 0 | 0 | 0 | 0 | 0 | 0 | 0 | 0 | 0
2007 | US | TRE | - | ERCOT | DCWICU | Inoperable Uncommitted Capacity | 0 | 0 | 0 | 0 | 0 | 0 | 0 | 0 | 0 | 0 | 0
2007 | US | TRE | - | ERCOT | DCWIN | Internal Demand | 50402 | 47163 | 48243 | 49362 | 50326 | 51047 | 52382 | 53511 | 54598 | 55946 | 57178
2007 | US | TRE | - | ERCOT | DCWIT | Interruptible Demand | 0 | 1125 | 1125 | 1125 | 1125 | 1125 | 1125 | 1125 | 1125 | 1125 | 1125
2007 | US | TRE | - | ERCOT | DCWLM | Direct Control Load Management | 0 | 0 | 0 | 0 | 0 | 0 | 0 | 0 | 0 | 0 | 0
2007 | US | TRE | - | ERCOT | DCWNC | Net Capacity Resources | 69965 | 72031 | 74895 | 74830 | 76181 | 76812 | 76832 | 76832 | 76832 | 76832 | 76832
2007 | US | TRE | - | ERCOT | DCWNI | Projected Net Internal Demand | 50402 | 46038 | 47118 | 48237 | 49201 | 49922 | 51257 | 52386 | 53473 | 54821 | 56053
2007 | US | TRE | - | ERCOT | DCWNUC | Committed | 0 | 1310 | 1499 | 1499 | 2249 | 3049 | 3049 | 3049 | 3049 | 3049 | 3049
2007 | US | TRE | - | ERCOT | DCWNUE | Energy Only | 0 | 0 | 0 | 0 | 0 | 0 | 0 | 0 | 0 | 0 | 0
2007 | US | TRE | - | ERCOT | DCWNUU | Uncommitted | 0 | 3437 | 8817 | 13757 | 16537 | 17037 | 17237 | 17437 | 20137 | 20137 | 20137
2007 | US | TRE | - | ERCOT | DCWOEU | OPERABLE ENERGY-ONLY AND UNCOMMITTED RESOURCES | 175 | 7217 | 14328 | 21559 | 24339 | 24839 | 25039 | 25239 | 27939 | 27939 | 27939
2007 | US | TRE | - | ERCOT | DCWOIC | Derated Operable Internal Capacity | 69284 | 71478 | 74342 | 74277 | 75628 | 76259 | 76279 | 76279 | 76279 | 76279 | 76279
2007 | US | TRE | - | ERCOT | DCWOTL | Other Capacity < 1 MW | 0 | 0 | 0 | 0 | 0 | 0 | 0 | 0 | 0 | 0 | 0
2007 | US | TRE | - | ERCOT | DCWP | Projected Purchases and Incoming Adjustments | 681 | 771 | 800 | 800 | 800 | 800 | 800 | 800 | 800 | 800 | 800
2007 | US | TRE | - | ERCOT | DCWPCA | PLANNED CAPACITY ADDITIONS | 0 | 8113 | 15963 | 23194 | 26724 | 28024 | 28224 | 28424 | 31124 | 31124 | 31124
2007 | US | TRE | - | ERCOT | DCWPU | Purchases | 681 | 771 | 800 | 800 | 800 | 800 | 800 | 800 | 800 | 800 | 800
2007 | US | TRE | - | ERCOT | DCWREI | Planned Retirements of Existing Inoperable Capacity | 0 | 0 | 0 | 0 | 0 | 0 | 0 | 0 | 0 | 0 | 0
2007 | US | TRE | - | ERCOT | DCWREP | Existing Net Purchases from Non-reporting Parties within Region/Subregion | 0 | 0 | 0 | 0 | 0 | 0 | 0 | 0 | 0 | 0 | 0
2007 | US | TRE | - | ERCOT | DCWRIC | Return to Service of Existing Inoperable Capacity | 0 | 76 | 94 | 94 | 363 | 194 | 214 | 214 | 214 | 214 | 214
2007 | US | TRE | - | ERCOT | DCWRNR | Planned Negative Reratings of Existing Capacity | 0 | 174 | 342 | 342 | 10 | 10 | 10 | 10 | 10 | 10 | 10
2007 | US | TRE | - | ERCOT | DCWRPR | Planned Positive Reratings of Existing Capacity | 0 | 0 | 0 | 0 | 0 | 0 | 0 | 0 | 0 | 0 | 0
2007 | US | TRE | - | ERCOT | DCWRRA | CAPACITY RERATINGS, RETIREMENTS AND ADJUSTMENTS | 0 | -729 | -897 | -962 | -630 | -630 | -630 | -630 | -630 | -630 | -630
2007 | US | TRE | - | ERCOT | DCWS | Projected Sales and Outgoing Adjustments | 0 | 218 | 247 | 247 | 247 | 247 | 247 | 247 | 247 | 247 | 247
2007 | US | TRE | - | ERCOT | DCWSA | Sales | 0 | 0 | 0 | 0 | 0 | 0 | 0 | 0 | 0 | 0 | 0
2007 | US | TRE | - | ERCOT | DCWSM | Planned Outage or Scheduled Maintenance | 3993 | 2447 | 0 | 0 | 0 | 0 | 0 | 0 | 0 | 0 | 0
2007 | US | TRE | - | ERCOT | DCWST | Standby Demand | 0 | 0 | 0 | 0 | 0 | 0 | 0 | 0 | 0 | 0 | 0
2007 | US | TRE | - | ERCOT | DCWT | Total Internal Capacity | 82340 | 91709 | 99391 | 106557 | 110419 | 111719 | 111919 | 112119 | 114819 | 114819 | 114819
2007 | US | TRE | - | ERCOT | DCWTEX | Existing Capacity | 82340 | 84325 | 84325 | 84325 | 84325 | 84325 | 84325 | 84325 | 84325 | 84325 | 84325
2007 | US | TRE | - | ERCOT | DCWTI | Projected Total Internal Demand | 50402 | 47163 | 48243 | 49362 | 50326 | 51047 | 52382 | 53511 | 54598 | 55946 | 57178
2007 | US | TRE | - | ERCOT | DCWTL | Transmission-Limited Resources | 0 | 0 | 0 | 0 | 0 | 0 | 0 | 0 | 0 | 0 | 0
2007 | US | TRE | - | ERCOT | DCWTNP | Net Purchases From Non-reporting Parties Within Region/Subregion | 0 | 0 | 0 | 0 | 0 | 0 | 0 | 0 | 0 | 0 | 0
2007 | US | TRE | - | ERCOT | DCWTO | Operable Total Internal Capacity | 75935 | 85911 | 93611 | 100777 | 104908 | 106039 | 106259 | 106459 | 109159 | 109159 | 109159
2007 | US | TRE | - | ERCOT | DCWTP | Total Potential Resources | 70140 | 79248 | 89223 | 96389 | 100520 | 101651 | 101871 | 102071 | 104771 | 104771 | 104771
2007 | US | TRE | - | ERCOT | DCWTPN | Planned – NOT under construction & positive rerating | 0 | 4747 | 10316 | 15256 | 18786 | 20086 | 20286 | 20486 | 23186 | 23186 | 23186
2007 | US | TRE | - | ERCOT | DCWTPU | Planned Additions of New Capacity and Planned Uprates to Existing Capacity | 0 | 3366 | 5647 | 7938 | 7938 | 7938 | 7938 | 7938 | 7938 | 7938 | 7938
2007 | US | TRE | - | ERCOT | DCWTRE | Planned Retirements and Planned Deratings | 0 | 555 | 555 | 620 | 620 | 620 | 620 | 620 | 620 | 620 | 620
2007 | US | TRE | - | ERCOT | DCWUC | Uncommitted Resources (Operable) | 175 | 914 | 914 | 914 | 914 | 914 | 914 | 914 | 914 | 914 | 914
2007 | US | TRE | - | ERCOT | DCWUCC | Committed | 0 | 500 | 1050 | 1050 | 1050 | 1050 | 1050 | 1050 | 1050 | 1050 | 1050
2007 | US | TRE | - | ERCOT | DCWUCE | Energy Only | 0 | 0 | 0 | 0 | 0 | 0 | 0 | 0 | 0 | 0 | 0
2007 | US | TRE | - | ERCOT | DCWUCU | Uncommitted | 0 | 2866 | 4597 | 6888 | 6888 | 6888 | 6888 | 6888 | 6888 | 6888 | 6888
2007 | US | TRE | - | ERCOT | DCWXC | COMMITTED | 75760 | 77537 | 77537 | 77537 | 77537 | 77537 | 77537 | 77537 | 77537 | 77537 | 77537
2007 | US | TRE | - | ERCOT | DCWXCI | Inoperable | 0 | 0 | 0 | 0 | 0 | 0 | 0 | 0 | 0 | 0 | 0
2007 | US | TRE | - | ERCOT | DCWXCO | Operable | 75760 | 77537 | 77537 | 77537 | 77537 | 77537 | 77537 | 77537 | 77537 | 77537 | 77537
2007 | US | TRE | - | ERCOT | DCWXE | ENERGY ONLY | 0 | 0 | 0 | 0 | 0 | 0 | 0 | 0 | 0 | 0 | 0
2007 | US | TRE | - | ERCOT | DCWXEI | Inoperable | 0 | 0 | 0 | 0 | 0 | 0 | 0 | 0 | 0 | 0 | 0
2007 | US | TRE | - | ERCOT | DCWXU | UNCOMMITTED | 6580 | 6788 | 6788 | 6788 | 6788 | 6788 | 6788 | 6788 | 6788 | 6788 | 6788
2007 | US | TRE | - | ERCOT | DCWXUI | Inoperable | 6405 | 5874 | 5874 | 5874 | 5874 | 5874 | 5874 | 5874 | 5874 | 5874 | 5874
2007 | US | FRCC | - | FRCC | CWTF | Total | 53745 | 55872 | 56112 | 58137 | 60122 | 61081 | 62610 | 65658 | 67564 | 68468 | 69975
2007 | US | FRCC | - | FRCC | DCWAI | Owned Capacity/Entitlement Located Externally | 852 | 866 | 856 | 856 | 856 | 856 | 856 | 856 | 856 | 856 | 856
2007 | US | FRCC | - | FRCC | DCWAO | Capacity Owned by/Entitlement Held by External Entity | 0 | 0 | 0 | 0 | 0 | 0 | 0 | 0 | 0 | 0 | 0
2007 | US | FRCC | - | FRCC | DCWCD | Conditional derates | 0 | 0 | 0 | 0 | 0 | 0 | 0 | 0 | 0 | 0 | 0
2007 | US | FRCC | - | FRCC | DCWDGG | Distributed Generator Capacity >= 1 MW | 0 | 0 | 0 | 0 | 0 | 0 | 0 | 0 | 0 | 0 | 0
2007 | US | FRCC | - | FRCC | DCWDGL | Distributed Generator Capacity < 1 MW | 0 | 0 | 0 | 0 | 0 | 0 | 0 | 0 | 0 | 0 | 0
2007 | US | FRCC | - | FRCC | DCWDIC | Deliverable Internal Capacity | 51384 | 55269 | 56112 | 58137 | 60122 | 61081 | 62610 | 65658 | 67564 | 68468 | 69975
2007 | US | FRCC | - | FRCC | DCWDR | Derates and Decreases in Seasonal Rated Capacity | 0 | 0 | 0 | 0 | 0 | 0 | 0 | 0 | 0 | 0 | 0
2007 | US | FRCC | - | FRCC | DCWDTO | Derated Operable Total Internal Capacity | 52574 | 56496 | 57339 | 59364 | 61349 | 62308 | 63837 | 66885 | 68791 | 69695 | 71202
2007 | US | FRCC | - | FRCC | DCWEO | Energy-Only Resources (Operable) | 0 | 0 | 0 | 0 | 0 | 0 | 0 | 0 | 0 | 0 | 0
2007 | US | FRCC | - | FRCC | DCWFP | Full-Responsibility Purchases (portion of total purchases) | 1552 | 1627 | 1702 | 1702 | 1342 | 1342 | 1342 | 1342 | 1342 | 1271 | 1271
2007 | US | FRCC | - | FRCC | DCWFS | Full-Responsibility Sales (portion of total sales) | 0 | 0 | 0 | 0 | 0 | 0 | 0 | 0 | 0 | 0 | 0
2007 | US | FRCC | - | FRCC | DCWIC | Inoperable capacity | 187 | 205 | 205 | 205 | 205 | 205 | 205 | 205 | 205 | 205 | 205
2007 | US | FRCC | - | FRCC | DCWICC | Inoperable Committed Capacity | 0 | 0 | 0 | 0 | 0 | 0 | 0 | 0 | 0 | 0 | 0
2007 | US | FRCC | - | FRCC | DCWICE | Inoperable Energy Only Capacity | 0 | 0 | 0 | 0 | 0 | 0 | 0 | 0 | 0 | 0 | 0
2007 | US | FRCC | - | FRCC | DCWICU | Inoperable Uncommitted Capacity | 0 | 0 | 0 | 0 | 0 | 0 | 0 | 0 | 0 | 0 | 0
2007 | US | FRCC | - | FRCC | DCWIN | Internal Demand | 42526 | 49526 | 50737 | 51673 | 52780 | 53872 | 54986 | 56155 | 57468 | 58853 | 60292
2007 | US | FRCC | - | FRCC | DCWIT | Interruptible Demand | 76 | 834 | 835 | 836 | 846 | 847 | 848 | 849 | 843 | 839 | 839
2007 | US | FRCC | - | FRCC | DCWLM | Direct Control Load Management | 343 | 2699 | 2790 | 2846 | 2905 | 2961 | 3021 | 3083 | 3146 | 3180 | 3179
2007 | US | FRCC | - | FRCC | DCWNC | Net Capacity Resources | 53788 | 57762 | 58670 | 60695 | 62320 | 63279 | 64808 | 67856 | 69762 | 70595 | 72102
2007 | US | FRCC | - | FRCC | DCWNI | Projected Net Internal Demand | 42107 | 45993 | 47112 | 47991 | 49029 | 50064 | 51117 | 52223 | 53479 | 54834 | 56274
2007 | US | FRCC | - | FRCC | DCWNUC | Committed | 0 | 0 | 191 | 1671 | 3934 | 4252 | 6580 | 9448 | 12067 | 14661 | 16250
2007 | US | FRCC | - | FRCC | DCWNUE | Energy Only | 0 | 0 | 0 | 0 | 0 | 0 | 0 | 0 | 0 | 0 | 0
2007 | US | FRCC | - | FRCC | DCWNUU | Uncommitted | 0 | 0 | 0 | 0 | 0 | 0 | 0 | 0 | 0 | 0 | 0
2007 | US | FRCC | - | FRCC | DCWOEU | OPERABLE ENERGY-ONLY AND UNCOMMITTED RESOURCES | 1190 | 1227 | 1227 | 1227 | 1227 | 1227 | 1227 | 1227 | 1227 | 1227 | 1227
2007 | US | FRCC | - | FRCC | DCWOIC | Derated Operable Internal Capacity | 51384 | 55269 | 56112 | 58137 | 60122 | 61081 | 62610 | 65658 | 67564 | 68468 | 69975
2007 | US | FRCC | - | FRCC | DCWOTL | Other Capacity < 1 MW | 0 | 0 | 0 | 0 | 0 | 0 | 0 | 0 | 0 | 0 | 0
2007 | US | FRCC | - | FRCC | DCWP | Projected Purchases and Incoming Adjustments | 2404 | 2493 | 2558 | 2558 | 2198 | 2198 | 2198 | 2198 | 2198 | 2127 | 2127
2007 | US | FRCC | - | FRCC | DCWPCA | PLANNED CAPACITY ADDITIONS | 0 | 2058 | 2750 | 5509 | 7772 | 8090 | 10418 | 13286 | 15905 | 18499 | 20088
2007 | US | FRCC | - | FRCC | DCWPU | Purchases | 1552 | 1627 | 1702 | 1702 | 1342 | 1342 | 1342 | 1342 | 1342 | 1271 | 1271
2007 | US | FRCC | - | FRCC | DCWREI | Planned Retirements of Existing Inoperable Capacity | 0 | 0 | 0 | 0 | 0 | 0 | 0 | 0 | 0 | 0 | 0
2007 | US | FRCC | - | FRCC | DCWREP | Existing Net Purchases from Non-reporting Parties within Region/Subregion | 0 | 0 | 0 | 0 | 0 | 0 | 0 | 0 | 0 | 0 | 0
2007 | US | FRCC | - | FRCC | DCWRIC | Return to Service of Existing Inoperable Capacity | 0 | 0 | 0 | 0 | 0 | 0 | 0 | 0 | 0 | 0 | 0
2007 | US | FRCC | - | FRCC | DCWRNR | Planned Negative Reratings of Existing Capacity | 0 | 154 | 325 | 359 | 388 | 388 | 388 | 388 | 388 | 388 | 388
2007 | US | FRCC | - | FRCC | DCWRPR | Planned Positive Reratings of Existing Capacity | 0 | 205 | 305 | 384 | 384 | 524 | 535 | 535 | 535 | 535 | 535
2007 | US | FRCC | - | FRCC | DCWRRA | CAPACITY RERATINGS, RETIREMENTS AND ADJUSTMENTS | 0 | 6274 | 5822 | 5088 | 4810 | 5451 | 4652 | 4832 | 4119 | 2430 | 2348
2007 | US | FRCC | - | FRCC | DCWS | Projected Sales and Outgoing Adjustments | 0 | 0 | 0 | 0 | 0 | 0 | 0 | 0 | 0 | 0 | 0
2007 | US | FRCC | - | FRCC | DCWSA | Sales | 0 | 0 | 0 | 0 | 0 | 0 | 0 | 0 | 0 | 0 | 0
2007 | US | FRCC | - | FRCC | DCWSM | Planned Outage or Scheduled Maintenance | 890 | 603 | 0 | 0 | 0 | 0 | 0 | 0 | 0 | 0 | 0
2007 | US | FRCC | - | FRCC | DCWST | Standby Demand | 0 | 0 | 0 | 0 | 0 | 0 | 0 | 0 | 0 | 0 | 0
2007 | US | FRCC | - | FRCC | DCWT | Total Internal Capacity | 53651 | 57304 | 57544 | 59569 | 61554 | 62513 | 64042 | 67090 | 68996 | 69900 | 71407
2007 | US | FRCC | - | FRCC | DCWTEX | Existing Capacity | 53651 | 48972 | 48972 | 48972 | 48972 | 48972 | 48972 | 48972 | 48972 | 48972 | 48972
2007 | US | FRCC | - | FRCC | DCWTI | Projected Total Internal Demand | 42526 | 49526 | 50737 | 51673 | 52780 | 53872 | 54986 | 56155 | 57468 | 58853 | 60292
2007 | US | FRCC | - | FRCC | DCWTL | Transmission-Limited Resources | 0 | 0 | 0 | 0 | 0 | 0 | 0 | 0 | 0 | 0 | 0
2007 | US | FRCC | - | FRCC | DCWTNP | Net Purchases From Non-reporting Parties Within Region/Subregion | 0 | 6223 | 5841 | 5526 | 5348 | 5849 | 5039 | 5242 | 4681 | 3070 | 2988
2007 | US | FRCC | - | FRCC | DCWTO | Operable Total Internal Capacity | 53464 | 57099 | 57339 | 59364 | 61349 | 62308 | 63837 | 66885 | 68791 | 69695 | 71202
2007 | US | FRCC | - | FRCC | DCWTP | Total Potential Resources | 54978 | 58989 | 59897 | 61922 | 63547 | 64506 | 66035 | 69083 | 70989 | 71822 | 73329
2007 | US | FRCC | - | FRCC | DCWTPN | Planned – NOT under construction & positive rerating | 0 | 0 | 191 | 1671 | 3934 | 4252 | 6580 | 9448 | 12067 | 14661 | 16250
2007 | US | FRCC | - | FRCC | DCWTPU | Planned Additions of New Capacity and Planned Uprates to Existing Capacity | 0 | 2058 | 2559 | 3838 | 3838 | 3838 | 3838 | 3838 | 3838 | 3838 | 3838
2007 | US | FRCC | - | FRCC | DCWTRE | Planned Retirements and Planned Deratings | 0 | 0 | 0 | 464 | 534 | 534 | 534 | 557 | 709 | 788 | 788
2007 | US | FRCC | - | FRCC | DCWUC | Uncommitted Resources (Operable) | 1190 | 1227 | 1227 | 1227 | 1227 | 1227 | 1227 | 1227 | 1227 | 1227 | 1227
2007 | US | FRCC | - | FRCC | DCWUCC | Committed | 0 | 2058 | 2559 | 3838 | 3838 | 3838 | 3838 | 3838 | 3838 | 3838 | 3838
2007 | US | FRCC | - | FRCC | DCWUCE | Energy Only | 0 | 0 | 0 | 0 | 0 | 0 | 0 | 0 | 0 | 0 | 0
2007 | US | FRCC | - | FRCC | DCWUCU | Uncommitted | 0 | 0 | 0 | 0 | 0 | 0 | 0 | 0 | 0 | 0 | 0
2007 | US | FRCC | - | FRCC | DCWXC | COMMITTED | 52274 | 47540 | 47540 | 47540 | 47540 | 47540 | 47540 | 47540 | 47540 | 47540 | 47540
2007 | US | FRCC | - | FRCC | DCWXCI | Inoperable | 0 | 0 | 0 | 0 | 0 | 0 | 0 | 0 | 0 | 0 | 0
2007 | US | FRCC | - | FRCC | DCWXCO | Operable | 52274 | 47540 | 47540 | 47540 | 47540 | 47540 | 47540 | 47540 | 47540 | 47540 | 47540
2007 | US | FRCC | - | FRCC | DCWXE | ENERGY ONLY | 0 | 0 | 0 | 0 | 0 | 0 | 0 | 0 | 0 | 0 | 0
2007 | US | FRCC | - | FRCC | DCWXEI | Inoperable | 0 | 0 | 0 | 0 | 0 | 0 | 0 | 0 | 0 | 0 | 0
2007 | US | FRCC | - | FRCC | DCWXU | UNCOMMITTED | 1377 | 1432 | 1432 | 1432 | 1432 | 1432 | 1432 | 1432 | 1432 | 1432 | 1432
2007 | US | FRCC | - | FRCC | DCWXUI | Inoperable | 187 | 205 | 205 | 205 | 205 | 205 | 205 | 205 | 205 | 205 | 205
2007 | US | MRO | - | - | CWTF | Total | 41834 | 43424 | 44251 | 44652 | 45571 | 45888 | 46498 | 47290 | 47205 | 47207 | 47208
2007 | US | MRO | - | - | DCWAI | Owned Capacity/Entitlement Located Externally | 54 | 0 | 0 | 0 | 0 | 0 | 0 | 0 | 0 | 0 | 0
2007 | US | MRO | - | - | DCWAO | Capacity Owned by/Entitlement Held by External Entity | 144 | 0 | 0 | 0 | 0 | 0 | 0 | 0 | 0 | 0 | 0
2007 | US | MRO | - | - | DCWCD | Conditional derates | 0 | 0 | 0 | 0 | 0 | 0 | 0 | 0 | 0 | 0 | 0
2007 | US | MRO | - | - | DCWDGG | Distributed Generator Capacity >= 1 MW | 137 | 132 | 132 | 132 | 132 | 132 | 132 | 132 | 132 | 132 | 132
2007 | US | MRO | - | - | DCWDGL | Distributed Generator Capacity < 1 MW | 27 | 27 | 27 | 27 | 27 | 27 | 27 | 27 | 27 | 27 | 27
2007 | US | MRO | - | - | DCWDIC | Deliverable Internal Capacity | 42669 | 43382 | 44187 | 45200 | 45611 | 45922 | 46473 | 46981 | 47026 | 47029 | 47690
2007 | US | MRO | - | - | DCWDR | Derates and Decreases in Seasonal Rated Capacity | 308 | 0 | 0 | 0 | 0 | 0 | 0 | 0 | 0 | 0 | 0
2007 | US | MRO | - | - | DCWDTO | Derated Operable Total Internal Capacity | 43394 | 43382 | 44187 | 45200 | 45611 | 45922 | 46473 | 46981 | 47026 | 47029 | 47690
2007 | US | MRO | - | - | DCWEO | Energy-Only Resources (Operable) | 0 | 0 | 0 | 0 | 0 | 0 | 0 | 0 | 0 | 0 | 0
2007 | US | MRO | - | - | DCWFP | Full-Responsibility Purchases (portion of total purchases) | 246 | 266 | 251 | 231 | 211 | 236 | 236 | 236 | 236 | 236 | 236
2007 | US | MRO | - | - | DCWFS | Full-Responsibility Sales (portion of total sales) | 611 | 601 | 521 | 521 | 521 | 521 | 521 | 521 | 521 | 621 | 421
2007 | US | MRO | - | - | DCWIC | Inoperable capacity | 799 | 33 | 33 | 33 | 33 | 33 | 33 | 33 | 33 | 33 | 33
2007 | US | MRO | - | - | DCWICC | Inoperable Committed Capacity | 0 | 0 | 0 | 0 | 0 | 0 | 0 | 0 | 0 | 0 | 0
2007 | US | MRO | - | - | DCWICE | Inoperable Energy Only Capacity | 0 | 0 | 0 | 0 | 0 | 0 | 0 | 0 | 0 | 0 | 0
2007 | US | MRO | - | - | DCWICU | Inoperable Uncommitted Capacity | 0 | 0 | 0 | 0 | 0 | 0 | 0 | 0 | 0 | 0 | 0
2007 | US | MRO | - | - | DCWIN | Internal Demand | 34643 | 35461 | 36621 | 37607 | 38354 | 38893 | 39564 | 40205 | 40845 | 41518 | 42175
2007 | US | MRO | - | - | DCWIT | Interruptible Demand | 656 | 658 | 662 | 658 | 561 | 559 | 556 | 557 | 558 | 558 | 560
2007 | US | MRO | - | - | DCWLM | Direct Control Load Management | 198 | 225 | 227 | 227 | 228 | 230 | 232 | 234 | 238 | 240 | 242
2007 | US | MRO | - | - | DCWNC | Net Capacity Resources | 46308 | 46959 | 47999 | 48325 | 48785 | 49162 | 49624 | 48932 | 48974 | 48327 | 49179
2007 | US | MRO | - | - | DCWNI | Projected Net Internal Demand | 33793 | 34582 | 35736 | 36726 | 37569 | 38108 | 38780 | 39418 | 40053 | 40724 | 41377
2007 | US | MRO | - | - | DCWNUC | Committed | 0 | 0 | 91 | 329 | 459 | 770 | 1392 | 1800 | 1848 | 1851 | 2512
2007 | US | MRO | - | - | DCWNUE | Energy Only | 0 | 0 | 0 | 0 | 0 | 0 | 0 | 0 | 0 | 0 | 0
2007 | US | MRO | - | - | DCWNUU | Uncommitted | 0 | 0 | 0 | 0 | 0 | 0 | 0 | 0 | 0 | 0 | 0
2007 | US | MRO | - | - | DCWOEU | OPERABLE ENERGY-ONLY AND UNCOMMITTED RESOURCES | 0 | 0 | 0 | 0 | 0 | 0 | 0 | 0 | 0 | 0 | 0
2007 | US | MRO | - | - | DCWOIC | Derated Operable Internal Capacity | 43394 | 43382 | 44187 | 45200 | 45611 | 45922 | 46473 | 46981 | 47026 | 47029 | 47690
2007 | US | MRO | - | - | DCWOTL | Other Capacity < 1 MW | 42 | 42 | 42 | 42 | 42 | 42 | 42 | 42 | 42 | 42 | 42
2007 | US | MRO | - | - | DCWP | Projected Purchases and Incoming Adjustments | 4990 | 4522 | 4677 | 4102 | 3982 | 3948 | 3859 | 2584 | 2581 | 2031 | 2022
2007 | US | MRO | - | - | DCWPCA | PLANNED CAPACITY ADDITIONS | 0 | 980 | 1553 | 2616 | 2877 | 3188 | 3857 | 4365 | 4413 | 4416 | 5077
2007 | US | MRO | - | - | DCWPU | Purchases | 4936 | 4522 | 4677 | 4102 | 3982 | 3948 | 3859 | 2584 | 2581 | 2031 | 2022
2007 | US | MRO | - | - | DCWREI | Planned Retirements of Existing Inoperable Capacity | 0 | 0 | 0 | 0 | 0 | 0 | 0 | 0 | 0 | 0 | 0
2007 | US | MRO | - | - | DCWREP | Existing Net Purchases from Non-reporting Parties within Region/Subregion | 0 | 0 | 0 | 0 | 0 | 0 | 0 | 0 | 0 | 0 | 0
2007 | US | MRO | - | - | DCWRIC | Return to Service of Existing Inoperable Capacity | 0 | 0 | 0 | 0 | 0 | 0 | 0 | 0 | 0 | 0 | 0
2007 | US | MRO | - | - | DCWRNR | Planned Negative Reratings of Existing Capacity | 0 | 0 | 0 | 0 | 0 | 0 | 0 | 0 | 0 | 0 | 0
2007 | US | MRO | - | - | DCWRPR | Planned Positive Reratings of Existing Capacity | 0 | 0 | 0 | 0 | 0 | 0 | 0 | 0 | 0 | 0 | 0
2007 | US | MRO | - | - | DCWRRA | CAPACITY RERATINGS, RETIREMENTS AND ADJUSTMENTS | 0 | -2 | -4 | -18 | -18 | -18 | -136 | -136 | -139 | -139 | -139
2007 | US | MRO | - | - | DCWS | Projected Sales and Outgoing Adjustments | 1351 | 945 | 865 | 977 | 808 | 708 | 708 | 633 | 633 | 733 | 533
2007 | US | MRO | - | - | DCWSA | Sales | 1207 | 945 | 865 | 977 | 808 | 708 | 708 | 633 | 633 | 733 | 533
2007 | US | MRO | - | - | DCWSM | Planned Outage or Scheduled Maintenance | 0 | 348 | 114 | 150 | 0 | 0 | 0 | 0 | 0 | 0 | 0
2007 | US | MRO | - | - | DCWST | Standby Demand | 4 | 4 | 4 | 4 | 4 | 4 | 4 | 4 | 4 | 4 | 4
2007 | US | MRO | - | - | DCWT | Total Internal Capacity | 44501 | 43763 | 44334 | 45383 | 45644 | 45955 | 46506 | 47014 | 47059 | 47062 | 47723
2007 | US | MRO | - | - | DCWTEX | Existing Capacity | 44501 | 42785 | 42785 | 42785 | 42785 | 42785 | 42785 | 42785 | 42785 | 42785 | 42785
2007 | US | MRO | - | - | DCWTI | Projected Total Internal Demand | 34647 | 35465 | 36625 | 37611 | 38358 | 38897 | 39568 | 40209 | 40849 | 41522 | 42179
2007 | US | MRO | - | - | DCWTL | Transmission-Limited Resources | 725 | 0 | 0 | 0 | 0 | 0 | 0 | 0 | 0 | 0 | 0
2007 | US | MRO | - | - | DCWTNP | Net Purchases From Non-reporting Parties Within Region/Subregion | 0 | 0 | 0 | 0 | 0 | 0 | 0 | 0 | 0 | 0 | 0
2007 | US | MRO | - | - | DCWTO | Operable Total Internal Capacity | 43702 | 43730 | 44301 | 45350 | 45611 | 45922 | 46473 | 46981 | 47026 | 47029 | 47690
2007 | US | MRO | - | - | DCWTP | Total Potential Resources | 47033 | 46959 | 47999 | 48325 | 48785 | 49162 | 49624 | 48932 | 48974 | 48327 | 49179
2007 | US | MRO | - | - | DCWTPN | Planned – NOT under construction & positive rerating | 0 | 0 | 91 | 329 | 459 | 770 | 1392 | 1800 | 1848 | 1851 | 2512
2007 | US | MRO | - | - | DCWTPU | Planned Additions of New Capacity and Planned Uprates to Existing Capacity | 0 | 980 | 1462 | 2287 | 2418 | 2418 | 2465 | 2565 | 2565 | 2565 | 2565
2007 | US | MRO | - | - | DCWTRE | Planned Retirements and Planned Deratings | 0 | 2 | 4 | 18 | 18 | 18 | 136 | 136 | 139 | 139 | 139
2007 | US | MRO | - | - | DCWUC | Uncommitted Resources (Operable) | 0 | 0 | 0 | 0 | 0 | 0 | 0 | 0 | 0 | 0 | 0
2007 | US | MRO | - | - | DCWUCC | Committed | 0 | 980 | 1462 | 2287 | 2418 | 2418 | 2465 | 2565 | 2565 | 2565 | 2565
2007 | US | MRO | - | - | DCWUCE | Energy Only | 0 | 0 | 0 | 0 | 0 | 0 | 0 | 0 | 0 | 0 | 0
2007 | US | MRO | - | - | DCWUCU | Uncommitted | 0 | 0 | 0 | 0 | 0 | 0 | 0 | 0 | 0 | 0 | 0
2007 | US | MRO | - | - | DCWXC | COMMITTED | 44501 | 42785 | 42785 | 42785 | 42785 | 42785 | 42785 | 42785 | 42785 | 42785 | 42785
2007 | US | MRO | - | - | DCWXCI | Inoperable | 799 | 33 | 33 | 33 | 33 | 33 | 33 | 33 | 33 | 33 | 33
2007 | US | MRO | - | - | DCWXCO | Operable | 43702 | 42752 | 42752 | 42752 | 42752 | 42752 | 42752 | 42752 | 42752 | 42752 | 42752
2007 | US | MRO | - | - | DCWXE | ENERGY ONLY | 0 | 0 | 0 | 0 | 0 | 0 | 0 | 0 | 0 | 0 | 0
2007 | US | MRO | - | - | DCWXEI | Inoperable | 0 | 0 | 0 | 0 | 0 | 0 | 0 | 0 | 0 | 0 | 0
2007 | US | MRO | - | - | DCWXU | UNCOMMITTED | 0 | 0 | 0 | 0 | 0 | 0 | 0 | 0 | 0 | 0 | 0
2007 | US | MRO | - | - | DCWXUI | Inoperable | 0 | 0 | 0 | 0 | 0 | 0 | 0 | 0 | 0 | 0 | 0
2007 | US | NPCC | - | - | CWTF | Total | 75403 | 75262 | 75124 | 74570 | 75100 | 75100 | 75100 | 75100 | 75100 | 75100 | 75100
2007 | US | NPCC | - | - | DCWAI | Owned Capacity/Entitlement Located Externally | 330 | 990 | 990 | 990 | 990 | 990 | 990 | 990 | 990 | 990 | 990
2007 | US | NPCC | - | - | DCWAO | Capacity Owned by/Entitlement Held by External Entity | 0 | 0 | 0 | 0 | 0 | 0 | 0 | 0 | 0 | 0 | 0
2007 | US | NPCC | - | - | DCWCD | Conditional derates | 0 | 0 | 0 | 0 | 0 | 0 | 0 | 0 | 0 | 0 | 0
2007 | US | NPCC | - | - | DCWDGG | Distributed Generator Capacity >= 1 MW | 0 | 0 | 0 | 0 | 0 | 0 | 0 | 0 | 0 | 0 | 0
2007 | US | NPCC | - | - | DCWDGL | Distributed Generator Capacity < 1 MW | 0 | 0 | 0 | 0 | 0 | 0 | 0 | 0 | 0 | 0 | 0
2007 | US | NPCC | - | - | DCWDIC | Deliverable Internal Capacity | 75403 | 75260 | 75122 | 74567 | 75097 | 75097 | 75097 | 75097 | 75097 | 75097 | 75097
2007 | US | NPCC | - | - | DCWDR | Derates and Decreases in Seasonal Rated Capacity | 38 | 38 | 38 | 38 | 0 | 0 | 0 | 0 | 0 | 0 | 0
2007 | US | NPCC | - | - | DCWDTO | Derated Operable Total Internal Capacity | 75422 | 75279 | 75401 | 76196 | 77551 | 77551 | 77551 | 78651 | 78651 | 78651 | 78651
2007 | US | NPCC | - | - | DCWEO | Energy-Only Resources (Operable) | 0 | 0 | 0 | 0 | 0 | 0 | 0 | 0 | 0 | 0 | 0
2007 | US | NPCC | - | - | DCWFP | Full-Responsibility Purchases (portion of total purchases) | 2976 | 476 | 451 | 441 | 441 | 441 | 441 | 441 | 391 | 391 | 391
2007 | US | NPCC | - | - | DCWFS | Full-Responsibility Sales (portion of total sales) | 1409 | 616 | 616 | 616 | 606 | 606 | 606 | 606 | 606 | 606 | 606
2007 | US | NPCC | - | - | DCWIC | Inoperable capacity | 0 | 0 | 0 | 0 | 0 | 0 | 0 | 0 | 0 | 0 | 0
2007 | US | NPCC | - | - | DCWICC | Inoperable Committed Capacity | 0 | 0 | 0 | 0 | 0 | 0 | 0 | 0 | 0 | 0 | 0
2007 | US | NPCC | - | - | DCWICE | Inoperable Energy Only Capacity | 0 | 0 | 0 | 0 | 0 | 0 | 0 | 0 | 0 | 0 | 0
2007 | US | NPCC | - | - | DCWICU | Inoperable Uncommitted Capacity | 0 | 0 | 0 | 0 | 0 | 0 | 0 | 0 | 0 | 0 | 0
2007 | US | NPCC | - | - | DCWIN | Internal Demand | 48669 | 49222 | 49951 | 50511 | 51134 | 51749 | 52538 | 53165 | 53806 | 54421 | 55062
2007 | US | NPCC | - | - | DCWIT | Interruptible Demand | 762 | 828 | 828 | 828 | 828 | 828 | 828 | 828 | 828 | 828 | 828
2007 | US | NPCC | - | - | DCWLM | Direct Control Load Management | 0 | 0 | 0 | 0 | 0 | 0 | 0 | 0 | 0 | 0 | 0
2007 | US | NPCC | - | - | DCWNC | Net Capacity Resources | 77300 | 76110 | 75947 | 75382 | 75922 | 75922 | 75922 | 75922 | 75872 | 75872 | 75872
2007 | US | NPCC | - | - | DCWNI | Projected Net Internal Demand | 47907 | 48394 | 49123 | 49683 | 50306 | 50921 | 51710 | 52337 | 52978 | 53593 | 54234
2007 | US | NPCC | - | - | DCWNUC | Committed | 0 | 0 | 0 | 0 | 0 | 0 | 0 | 0 | 0 | 0 | 0
2007 | US | NPCC | - | - | DCWNUE | Energy Only | 0 | 0 | 0 | 0 | 0 | 0 | 0 | 0 | 0 | 0 | 0
2007 | US | NPCC | - | - | DCWNUU | Uncommitted | 0 | 0 | 260 | 1610 | 2435 | 2435 | 2435 | 3535 | 3535 | 3535 | 3535
2007 | US | NPCC | - | - | DCWOEU | OPERABLE ENERGY-ONLY AND UNCOMMITTED RESOURCES | 19 | 19 | 279 | 1629 | 2454 | 2454 | 2454 | 3554 | 3554 | 3554 | 3554
2007 | US | NPCC | - | - | DCWOIC | Derated Operable Internal Capacity | 75403 | 75260 | 75122 | 74567 | 75097 | 75097 | 75097 | 75097 | 75097 | 75097 | 75097
2007 | US | NPCC | - | - | DCWOTL | Other Capacity < 1 MW | 0 | 0 | 0 | 0 | 0 | 0 | 0 | 0 | 0 | 0 | 0
2007 | US | NPCC | - | - | DCWP | Projected Purchases and Incoming Adjustments | 3306 | 1466 | 1441 | 1431 | 1431 | 1431 | 1431 | 1431 | 1381 | 1381 | 1381
2007 | US | NPCC | - | - | DCWPCA | PLANNED CAPACITY ADDITIONS | 0 | 104 | 364 | 2024 | 3349 | 3349 | 3349 | 4449 | 4449 | 4449 | 4449
2007 | US | NPCC | - | - | DCWPU | Purchases | 2976 | 476 | 451 | 441 | 441 | 441 | 441 | 441 | 391 | 391 | 391
2007 | US | NPCC | - | - | DCWREI | Planned Retirements of Existing Inoperable Capacity | 0 | 0 | 0 | 0 | 0 | 0 | 0 | 0 | 0 | 0 | 0
2007 | US | NPCC | - | - | DCWREP | Existing Net Purchases from Non-reporting Parties within Region/Subregion | 0 | 0 | 0 | 0 | 0 | 0 | 0 | 0 | 0 | 0 | 0
2007 | US | NPCC | - | - | DCWRIC | Return to Service of Existing Inoperable Capacity | 0 | 0 | 0 | 0 | 0 | 0 | 0 | 0 | 0 | 0 | 0
2007 | US | NPCC | - | - | DCWRNR | Planned Negative Reratings of Existing Capacity | 0 | 0 | 0 | 0 | 0 | 0 | 0 | 0 | 0 | 0 | 0
2007 | US | NPCC | - | - | DCWRPR | Planned Positive Reratings of Existing Capacity | 0 | 30 | 60 | 90 | 120 | 120 | 120 | 120 | 120 | 120 | 120
2007 | US | NPCC | - | - | DCWRRA | CAPACITY RERATINGS, RETIREMENTS AND ADJUSTMENTS | 0 | -601 | -739 | -1604 | -1574 | -1574 | -1574 | -1574 | -1574 | -1574 | -1574
2007 | US | NPCC | - | - | DCWS | Projected Sales and Outgoing Adjustments | 1409 | 616 | 616 | 616 | 606 | 606 | 606 | 606 | 606 | 606 | 606
2007 | US | NPCC | - | - | DCWSA | Sales | 1409 | 616 | 616 | 616 | 606 | 606 | 606 | 606 | 606 | 606 | 606
2007 | US | NPCC | - | - | DCWSM | Planned Outage or Scheduled Maintenance | 0 | 0 | 0 | 0 | 0 | 0 | 0 | 0 | 0 | 0 | 0
2007 | US | NPCC | - | - | DCWST | Standby Demand | 0 | 0 | 0 | 0 | 0 | 0 | 0 | 0 | 0 | 0 | 0
2007 | US | NPCC | - | - | DCWT | Total Internal Capacity | 75460 | 75317 | 75439 | 76234 | 77551 | 77551 | 77551 | 78651 | 78651 | 78651 | 78651
2007 | US | NPCC | - | - | DCWTEX | Existing Capacity | 75460 | 75814 | 75814 | 75814 | 75776 | 75776 | 75776 | 75776 | 75776 | 75776 | 75776
2007 | US | NPCC | - | - | DCWTI | Projected Total Internal Demand | 48669 | 49222 | 49951 | 50511 | 51134 | 51749 | 52538 | 53165 | 53806 | 54421 | 55062
2007 | US | NPCC | - | - | DCWTL | Transmission-Limited Resources | 0 | 0 | 0 | 0 | 0 | 0 | 0 | 0 | 0 | 0 | 0
2007 | US | NPCC | - | - | DCWTNP | Net Purchases From Non-reporting Parties Within Region/Subregion | 0 | 0 | 0 | 0 | 0 | 0 | 0 | 0 | 0 | 0 | 0
2007 | US | NPCC | - | - | DCWTO | Operable Total Internal Capacity | 75460 | 75317 | 75439 | 76234 | 77551 | 77551 | 77551 | 78651 | 78651 | 78651 | 78651
2007 | US | NPCC | - | - | DCWTP | Total Potential Resources | 77319 | 76129 | 76226 | 77011 | 78376 | 78376 | 78376 | 79476 | 79426 | 79426 | 79426
2007 | US | NPCC | - | - | DCWTPN | Planned – NOT under construction & positive rerating | 0 | 0 | 260 | 1610 | 2435 | 2435 | 2435 | 3535 | 3535 | 3535 | 3535
2007 | US | NPCC | - | - | DCWTPU | Planned Additions of New Capacity and Planned Uprates to Existing Capacity | 0 | 104 | 104 | 414 | 914 | 914 | 914 | 914 | 914 | 914 | 914
2007 | US | NPCC | - | - | DCWTRE | Planned Retirements and Planned Deratings | 0 | 631 | 799 | 1694 | 1694 | 1694 | 1694 | 1694 | 1694 | 1694 | 1694
2007 | US | NPCC | - | - | DCWUC | Uncommitted Resources (Operable) | 19 | 19 | 19 | 19 | 19 | 19 | 19 | 19 | 19 | 19 | 19
2007 | US | NPCC | - | - | DCWUCC | Committed | 0 | 104 | 104 | 414 | 914 | 914 | 914 | 914 | 914 | 914 | 914
2007 | US | NPCC | - | - | DCWUCE | Energy Only | 0 | 0 | 0 | 0 | 0 | 0 | 0 | 0 | 0 | 0 | 0
2007 | US | NPCC | - | - | DCWUCU | Uncommitted | 0 | 0 | 0 | 0 | 0 | 0 | 0 | 0 | 0 | 0 | 0
2007 | US | NPCC | - | - | DCWXC | COMMITTED | 75441 | 75795 | 75795 | 75795 | 75757 | 75757 | 75757 | 75757 | 75757 | 75757 | 75757
2007 | US | NPCC | - | - | DCWXCI | Inoperable | 0 | 0 | 0 | 0 | 0 | 0 | 0 | 0 | 0 | 0 | 0
2007 | US | NPCC | - | - | DCWXCO | Operable | 75441 | 75795 | 75795 | 75795 | 75757 | 75757 | 75757 | 75757 | 75757 | 75757 | 75757
2007 | US | NPCC | - | - | DCWXE | ENERGY ONLY | 0 | 0 | 0 | 0 | 0 | 0 | 0 | 0 | 0 | 0 | 0
2007 | US | NPCC | - | - | DCWXEI | Inoperable | 0 | 0 | 0 | 0 | 0 | 0 | 0 | 0 | 0 | 0 | 0
2007 | US | NPCC | - | - | DCWXU | UNCOMMITTED | 19 | 19 | 19 | 19 | 19 | 19 | 19 | 19 | 19 | 19 | 19
2007 | US | NPCC | - | - | DCWXUI | Inoperable | 0 | 0 | 0 | 0 | 0 | 0 | 0 | 0 | 0 | 0 | 0
2007 | US | NPCC | New England | New England | CWTF | Total | 33819 | 34155 | 34155 | 34155 | 34155 | 34155 | 34155 | 34155 | 34155 | 34155 | 34155
2007 | US | NPCC | New England | New England | DCWAI | Owned Capacity/Entitlement Located Externally | 0 | 0 | 0 | 0 | 0 | 0 | 0 | 0 | 0 | 0 | 0
2007 | US | NPCC | New England | New England | DCWAO | Capacity Owned by/Entitlement Held by External Entity | 0 | 0 | 0 | 0 | 0 | 0 | 0 | 0 | 0 | 0 | 0
2007 | US | NPCC | New England | New England | DCWCD | Conditional derates | 0 | 0 | 0 | 0 | 0 | 0 | 0 | 0 | 0 | 0 | 0
2007 | US | NPCC | New England | New England | DCWDGG | Distributed Generator Capacity >= 1 MW | 0 | 0 | 0 | 0 | 0 | 0 | 0 | 0 | 0 | 0 | 0
2007 | US | NPCC | New England | New England | DCWDGL | Distributed Generator Capacity < 1 MW | 0 | 0 | 0 | 0 | 0 | 0 | 0 | 0 | 0 | 0 | 0
2007 | US | NPCC | New England | New England | DCWDIC | Deliverable Internal Capacity | 33819 | 34155 | 34155 | 34155 | 34155 | 34155 | 34155 | 34155 | 34155 | 34155 | 34155
2007 | US | NPCC | New England | New England | DCWDR | Derates and Decreases in Seasonal Rated Capacity | 38 | 38 | 38 | 38 | 0 | 0 | 0 | 0 | 0 | 0 | 0
2007 | US | NPCC | New England | New England | DCWDTO | Derated Operable Total Internal Capacity | 33838 | 34174 | 34174 | 34174 | 34174 | 34174 | 34174 | 34174 | 34174 | 34174 | 34174
2007 | US | NPCC | New England | New England | DCWEO | Energy-Only Resources (Operable) | 0 | 0 | 0 | 0 | 0 | 0 | 0 | 0 | 0 | 0 | 0
2007 | US | NPCC | New England | New England | DCWFP | Full-Responsibility Purchases (portion of total purchases) | 1269 | 401 | 401 | 391 | 391 | 391 | 391 | 391 | 391 | 391 | 391
2007 | US | NPCC | New England | New England | DCWFS | Full-Responsibility Sales (portion of total sales) | 343 | 343 | 343 | 343 | 343 | 343 | 343 | 343 | 343 | 343 | 343
2007 | US | NPCC | New England | New England | DCWIC | Inoperable capacity | 0 | 0 | 0 | 0 | 0 | 0 | 0 | 0 | 0 | 0 | 0
2007 | US | NPCC | New England | New England | DCWICC | Inoperable Committed Capacity | 0 | 0 | 0 | 0 | 0 | 0 | 0 | 0 | 0 | 0 | 0
2007 | US | NPCC | New England | New England | DCWICE | Inoperable Energy Only Capacity | 0 | 0 | 0 | 0 | 0 | 0 | 0 | 0 | 0 | 0 | 0
2007 | US | NPCC | New England | New England | DCWICU | Inoperable Uncommitted Capacity | 0 | 0 | 0 | 0 | 0 | 0 | 0 | 0 | 0 | 0 | 0
2007 | US | NPCC | New England | New England | DCWIN | Internal Demand | 23612 | 23898 | 24203 | 24463 | 24793 | 25093 | 25368 | 25643 | 25913 | 26183 | 26448
2007 | US | NPCC | New England | New England | DCWIT | Interruptible Demand | 762 | 828 | 828 | 828 | 828 | 828 | 828 | 828 | 828 | 828 | 828
2007 | US | NPCC | New England | New England | DCWLM | Direct Control Load Management | 0 | 0 | 0 | 0 | 0 | 0 | 0 | 0 | 0 | 0 | 0
2007 | US | NPCC | New England | New England | DCWNC | Net Capacity Resources | 34745 | 34213 | 34213 | 34203 | 34203 | 34203 | 34203 | 34203 | 34203 | 34203 | 34203
2007 | US | NPCC | New England | New England | DCWNI | Projected Net Internal Demand | 22850 | 23070 | 23375 | 23635 | 23965 | 24265 | 24540 | 24815 | 25085 | 25355 | 25620
2007 | US | NPCC | New England | New England | DCWNUC | Committed | 0 | 0 | 0 | 0 | 0 | 0 | 0 | 0 | 0 | 0 | 0
2007 | US | NPCC | New England | New England | DCWNUE | Energy Only | 0 | 0 | 0 | 0 | 0 | 0 | 0 | 0 | 0 | 0 | 0
2007 | US | NPCC | New England | New England | DCWNUU | Uncommitted | 0 | 0 | 0 | 0 | 0 | 0 | 0 | 0 | 0 | 0 | 0
2007 | US | NPCC | New England | New England | DCWOEU | OPERABLE ENERGY-ONLY AND UNCOMMITTED RESOURCES | 19 | 19 | 19 | 19 | 19 | 19 | 19 | 19 | 19 | 19 | 19
2007 | US | NPCC | New England | New England | DCWOIC | Derated Operable Internal Capacity | 33819 | 34155 | 34155 | 34155 | 34155 | 34155 | 34155 | 34155 | 34155 | 34155 | 34155
2007 | US | NPCC | New England | New England | DCWOTL | Other Capacity < 1 MW | 0 | 0 | 0 | 0 | 0 | 0 | 0 | 0 | 0 | 0 | 0
2007 | US | NPCC | New England | New England | DCWP | Projected Purchases and Incoming Adjustments | 1269 | 401 | 401 | 391 | 391 | 391 | 391 | 391 | 391 | 391 | 391
2007 | US | NPCC | New England | New England | DCWPCA | PLANNED CAPACITY ADDITIONS | 0 | 104 | 104 | 104 | 104 | 104 | 104 | 104 | 104 | 104 | 104
2007 | US | NPCC | New England | New England | DCWPU | Purchases | 1269 | 401 | 401 | 391 | 391 | 391 | 391 | 391 | 391 | 391 | 391
2007 | US | NPCC | New England | New England | DCWREI | Planned Retirements of Existing Inoperable Capacity | 0 | 0 | 0 | 0 | 0 | 0 | 0 | 0 | 0 | 0 | 0
2007 | US | NPCC | New England | New England | DCWREP | Existing Net Purchases from Non-reporting Parties within Region/Subregion | 0 | 0 | 0 | 0 | 0 | 0 | 0 | 0 | 0 | 0 | 0
2007 | US | NPCC | New England | New England | DCWRIC | Return to Service of Existing Inoperable Capacity | 0 | 0 | 0 | 0 | 0 | 0 | 0 | 0 | 0 | 0 | 0
2007 | US | NPCC | New England | New England | DCWRNR | Planned Negative Reratings of Existing Capacity | 0 | 0 | 0 | 0 | 0 | 0 | 0 | 0 | 0 | 0 | 0
2007 | US | NPCC | New England | New England | DCWRPR | Planned Positive Reratings of Existing Capacity | 0 | 0 | 0 | 0 | 0 | 0 | 0 | 0 | 0 | 0 | 0
2007 | US | NPCC | New England | New England | DCWRRA | CAPACITY RERATINGS, RETIREMENTS AND ADJUSTMENTS | 0 | 0 | 0 | 0 | 0 | 0 | 0 | 0 | 0 | 0 | 0
2007 | US | NPCC | New England | New England | DCWS | Projected Sales and Outgoing Adjustments | 343 | 343 | 343 | 343 | 343 | 343 | 343 | 343 | 343 | 343 | 343
2007 | US | NPCC | New England | New England | DCWSA | Sales | 343 | 343 | 343 | 343 | 343 | 343 | 343 | 343 | 343 | 343 | 343
2007 | US | NPCC | New England | New England | DCWSM | Planned Outage or Scheduled Maintenance | 0 | 0 | 0 | 0 | 0 | 0 | 0 | 0 | 0 | 0 | 0
2007 | US | NPCC | New England | New England | DCWST | Standby Demand | 0 | 0 | 0 | 0 | 0 | 0 | 0 | 0 | 0 | 0 | 0
2007 | US | NPCC | New England | New England | DCWT | Total Internal Capacity | 33876 | 34212 | 34212 | 34212 | 34174 | 34174 | 34174 | 34174 | 34174 | 34174 | 34174
2007 | US | NPCC | New England | New England | DCWTEX | Existing Capacity | 33876 | 34108 | 34108 | 34108 | 34070 | 34070 | 34070 | 34070 | 34070 | 34070 | 34070
2007 | US | NPCC | New England | New England | DCWTI | Projected Total Internal Demand | 23612 | 23898 | 24203 | 24463 | 24793 | 25093 | 25368 | 25643 | 25913 | 26183 | 26448
2007 | US | NPCC | New England | New England | DCWTL | Transmission-Limited Resources | 0 | 0 | 0 | 0 | 0 | 0 | 0 | 0 | 0 | 0 | 0
2007 | US | NPCC | New England | New England | DCWTNP | Net Purchases From Non-reporting Parties Within Region/Subregion | 0 | 0 | 0 | 0 | 0 | 0 | 0 | 0 | 0 | 0 | 0
2007 | US | NPCC | New England | New England | DCWTO | Operable Total Internal Capacity | 33876 | 34212 | 34212 | 34212 | 34174 | 34174 | 34174 | 34174 | 34174 | 34174 | 34174
2007 | US | NPCC | New England | New England | DCWTP | Total Potential Resources | 34764 | 34232 | 34232 | 34222 | 34222 | 34222 | 34222 | 34222 | 34222 | 34222 | 34222
2007 | US | NPCC | New England | New England | DCWTPN | Planned – NOT under construction & positive rerating | 0 | 0 | 0 | 0 | 0 | 0 | 0 | 0 | 0 | 0 | 0
2007 | US | NPCC | New England | New England | DCWTPU | Planned Additions of New Capacity and Planned Uprates to Existing Capacity | 0 | 104 | 104 | 104 | 104 | 104 | 104 | 104 | 104 | 104 | 104
2007 | US | NPCC | New England | New England | DCWTRE | Planned Retirements and Planned Deratings | 0 | 0 | 0 | 0 | 0 | 0 | 0 | 0 | 0 | 0 | 0
2007 | US | NPCC | New England | New England | DCWUC | Uncommitted Resources (Operable) | 19 | 19 | 19 | 19 | 19 | 19 | 19 | 19 | 19 | 19 | 19
2007 | US | NPCC | New England | New England | DCWUCC | Committed | 0 | 104 | 104 | 104 | 104 | 104 | 104 | 104 | 104 | 104 | 104
2007 | US | NPCC | New England | New England | DCWUCE | Energy Only | 0 | 0 | 0 | 0 | 0 | 0 | 0 | 0 | 0 | 0 | 0
2007 | US | NPCC | New England | New England | DCWUCU | Uncommitted | 0 | 0 | 0 | 0 | 0 | 0 | 0 | 0 | 0 | 0 | 0
2007 | US | NPCC | New England | New England | DCWXC | COMMITTED | 33857 | 34089 | 34089 | 34089 | 34051 | 34051 | 34051 | 34051 | 34051 | 34051 | 34051
2007 | US | NPCC | New England | New England | DCWXCI | Inoperable | 0 | 0 | 0 | 0 | 0 | 0 | 0 | 0 | 0 | 0 | 0
2007 | US | NPCC | New England | New England | DCWXCO | Operable | 33857 | 34089 | 34089 | 34089 | 34051 | 34051 | 34051 | 34051 | 34051 | 34051 | 34051
2007 | US | NPCC | New England | New England | DCWXE | ENERGY ONLY | 0 | 0 | 0 | 0 | 0 | 0 | 0 | 0 | 0 | 0 | 0
2007 | US | NPCC | New England | New England | DCWXEI | Inoperable | 0 | 0 | 0 | 0 | 0 | 0 | 0 | 0 | 0 | 0 | 0
2007 | US | NPCC | New England | New England | DCWXU | UNCOMMITTED | 19 | 19 | 19 | 19 | 19 | 19 | 19 | 19 | 19 | 19 | 19
2007 | US | NPCC | New England | New England | DCWXUI | Inoperable | 0 | 0 | 0 | 0 | 0 | 0 | 0 | 0 | 0 | 0 | 0
2007 | US | NPCC | New York | New York | CWTF | Total | 41584 | 41107 | 40969 | 40415 | 40945 | 40945 | 40945 | 40945 | 40945 | 40945 | 40945
2007 | US | NPCC | New York | New York | DCWAI | Owned Capacity/Entitlement Located Externally | 330 | 990 | 990 | 990 | 990 | 990 | 990 | 990 | 990 | 990 | 990
2007 | US | NPCC | New York | New York | DCWAO | Capacity Owned by/Entitlement Held by External Entity | 0 | 0 | 0 | 0 | 0 | 0 | 0 | 0 | 0 | 0 | 0
2007 | US | NPCC | New York | New York | DCWCD | Conditional derates | 0 | 0 | 0 | 0 | 0 | 0 | 0 | 0 | 0 | 0 | 0
2007 | US | NPCC | New York | New York | DCWDGG | Distributed Generator Capacity >= 1 MW | 0 | 0 | 0 | 0 | 0 | 0 | 0 | 0 | 0 | 0 | 0
2007 | US | NPCC | New York | New York | DCWDGL | Distributed Generator Capacity < 1 MW | 0 | 0 | 0 | 0 | 0 | 0 | 0 | 0 | 0 | 0 | 0
2007 | US | NPCC | New York | New York | DCWDIC | Deliverable Internal Capacity | 41584 | 41105 | 40967 | 40412 | 40942 | 40942 | 40942 | 40942 | 40942 | 40942 | 40942
2007 | US | NPCC | New York | New York | DCWDR | Derates and Decreases in Seasonal Rated Capacity | 0 | 0 | 0 | 0 | 0 | 0 | 0 | 0 | 0 | 0 | 0
2007 | US | NPCC | New York | New York | DCWDTO | Derated Operable Total Internal Capacity | 41584 | 41105 | 41227 | 42022 | 43377 | 43377 | 43377 | 44477 | 44477 | 44477 | 44477
2007 | US | NPCC | New York | New York | DCWEO | Energy-Only Resources (Operable) | 0 | 0 | 0 | 0 | 0 | 0 | 0 | 0 | 0 | 0 | 0
2007 | US | NPCC | New York | New York | DCWFP | Full-Responsibility Purchases (portion of total purchases) | 1707 | 75 | 50 | 50 | 50 | 50 | 50 | 50 | 0 | 0 | 0
2007 | US | NPCC | New York | New York | DCWFS | Full-Responsibility Sales (portion of total sales) | 1066 | 273 | 273 | 273 | 263 | 263 | 263 | 263 | 263 | 263 | 263
2007 | US | NPCC | New York | New York | DCWIC | Inoperable capacity | 0 | 0 | 0 | 0 | 0 | 0 | 0 | 0 | 0 | 0 | 0
2007 | US | NPCC | New York | New York | DCWICC | Inoperable Committed Capacity | 0 | 0 | 0 | 0 | 0 | 0 | 0 | 0 | 0 | 0 | 0
2007 | US | NPCC | New York | New York | DCWICE | Inoperable Energy Only Capacity | 0 | 0 | 0 | 0 | 0 | 0 | 0 | 0 | 0 | 0 | 0
2007 | US | NPCC | New York | New York | DCWICU | Inoperable Uncommitted Capacity | 0 | 0 | 0 | 0 | 0 | 0 | 0 | 0 | 0 | 0 | 0
2007 | US | NPCC | New York | New York | DCWIN | Internal Demand | 25057 | 25324 | 25748 | 26048 | 26341 | 26656 | 27170 | 27522 | 27893 | 28238 | 28614
2007 | US | NPCC | New York | New York | DCWIT | Interruptible Demand | 0 | 0 | 0 | 0 | 0 | 0 | 0 | 0 | 0 | 0 | 0
2007 | US | NPCC | New York | New York | DCWLM | Direct Control Load Management | 0 | 0 | 0 | 0 | 0 | 0 | 0 | 0 | 0 | 0 | 0
2007 | US | NPCC | New York | New York | DCWNC | Net Capacity Resources | 42555 | 41897 | 41734 | 41179 | 41719 | 41719 | 41719 | 41719 | 41669 | 41669 | 41669
2007 | US | NPCC | New York | New York | DCWNI | Projected Net Internal Demand | 25057 | 25324 | 25748 | 26048 | 26341 | 26656 | 27170 | 27522 | 27893 | 28238 | 28614
2007 | US | NPCC | New York | New York | DCWNUC | Committed | 0 | 0 | 0 | 0 | 0 | 0 | 0 | 0 | 0 | 0 | 0
2007 | US | NPCC | New York | New York | DCWNUE | Energy Only | 0 | 0 | 0 | 0 | 0 | 0 | 0 | 0 | 0 | 0 | 0
2007 | US | NPCC | New York | New York | DCWNUU | Uncommitted | 0 | 0 | 260 | 1610 | 2435 | 2435 | 2435 | 3535 | 3535 | 3535 | 3535
2007 | US | NPCC | New York | New York | DCWOEU | OPERABLE ENERGY-ONLY AND UNCOMMITTED RESOURCES | 0 | 0 | 260 | 1610 | 2435 | 2435 | 2435 | 3535 | 3535 | 3535 | 3535
2007 | US | NPCC | New York | New York | DCWOIC | Derated Operable Internal Capacity | 41584 | 41105 | 40967 | 40412 | 40942 | 40942 | 40942 | 40942 | 40942 | 40942 | 40942
2007 | US | NPCC | New York | New York | DCWOTL | Other Capacity < 1 MW | 0 | 0 | 0 | 0 | 0 | 0 | 0 | 0 | 0 | 0 | 0
2007 | US | NPCC | New York | New York | DCWP | Projected Purchases and Incoming Adjustments | 2037 | 1065 | 1040 | 1040 | 1040 | 1040 | 1040 | 1040 | 990 | 990 | 990
2007 | US | NPCC | New York | New York | DCWPCA | PLANNED CAPACITY ADDITIONS | 0 | 0 | 260 | 1920 | 3245 | 3245 | 3245 | 4345 | 4345 | 4345 | 4345
2007 | US | NPCC | New York | New York | DCWPU | Purchases | 1707 | 75 | 50 | 50 | 50 | 50 | 50 | 50 | 0 | 0 | 0
2007 | US | NPCC | New York | New York | DCWREI | Planned Retirements of Existing Inoperable Capacity | 0 | 0 | 0 | 0 | 0 | 0 | 0 | 0 | 0 | 0 | 0
2007 | US | NPCC | New York | New York | DCWREP | Existing Net Purchases from Non-reporting Parties within Region/Subregion | 0 | 0 | 0 | 0 | 0 | 0 | 0 | 0 | 0 | 0 | 0
2007 | US | NPCC | New York | New York | DCWRIC | Return to Service of Existing Inoperable Capacity | 0 | 0 | 0 | 0 | 0 | 0 | 0 | 0 | 0 | 0 | 0
2007 | US | NPCC | New York | New York | DCWRNR | Planned Negative Reratings of Existing Capacity | 0 | 0 | 0 | 0 | 0 | 0 | 0 | 0 | 0 | 0 | 0
2007 | US | NPCC | New York | New York | DCWRPR | Planned Positive Reratings of Existing Capacity | 0 | 30 | 60 | 90 | 120 | 120 | 120 | 120 | 120 | 120 | 120
2007 | US | NPCC | New York | New York | DCWRRA | CAPACITY RERATINGS, RETIREMENTS AND ADJUSTMENTS | 0 | -601 | -739 | -1604 | -1574 | -1574 | -1574 | -1574 | -1574 | -1574 | -1574
2007 | US | NPCC | New York | New York | DCWS | Projected Sales and Outgoing Adjustments | 1066 | 273 | 273 | 273 | 263 | 263 | 263 | 263 | 263 | 263 | 263
2007 | US | NPCC | New York | New York | DCWSA | Sales | 1066 | 273 | 273 | 273 | 263 | 263 | 263 | 263 | 263 | 263 | 263
2007 | US | NPCC | New York | New York | DCWSM | Planned Outage or Scheduled Maintenance | 0 | 0 | 0 | 0 | 0 | 0 | 0 | 0 | 0 | 0 | 0
2007 | US | NPCC | New York | New York | DCWST | Standby Demand | 0 | 0 | 0 | 0 | 0 | 0 | 0 | 0 | 0 | 0 | 0
2007 | US | NPCC | New York | New York | DCWT | Total Internal Capacity | 41584 | 41105 | 41227 | 42022 | 43377 | 43377 | 43377 | 44477 | 44477 | 44477 | 44477
2007 | US | NPCC | New York | New York | DCWTEX | Existing Capacity | 41584 | 41706 | 41706 | 41706 | 41706 | 41706 | 41706 | 41706 | 41706 | 41706 | 41706
2007 | US | NPCC | New York | New York | DCWTI | Projected Total Internal Demand | 25057 | 25324 | 25748 | 26048 | 26341 | 26656 | 27170 | 27522 | 27893 | 28238 | 28614
2007 | US | NPCC | New York | New York | DCWTL | Transmission-Limited Resources | 0 | 0 | 0 | 0 | 0 | 0 | 0 | 0 | 0 | 0 | 0
2007 | US | NPCC | New York | New York | DCWTNP | Net Purchases From Non-reporting Parties Within Region/Subregion | 0 | 0 | 0 | 0 | 0 | 0 | 0 | 0 | 0 | 0 | 0
2007 | US | NPCC | New York | New York | DCWTO | Operable Total Internal Capacity | 41584 | 41105 | 41227 | 42022 | 43377 | 43377 | 43377 | 44477 | 44477 | 44477 | 44477
2007 | US | NPCC | New York | New York | DCWTP | Total Potential Resources | 42555 | 41897 | 41994 | 42789 | 44154 | 44154 | 44154 | 45254 | 45204 | 45204 | 45204
2007 | US | NPCC | New York | New York | DCWTPN | Planned – NOT under construction & positive rerating | 0 | 0 | 260 | 1610 | 2435 | 2435 | 2435 | 3535 | 3535 | 3535 | 3535
2007 | US | NPCC | New York | New York | DCWTPU | Planned Additions of New Capacity and Planned Uprates to Existing Capacity | 0 | 0 | 0 | 310 | 810 | 810 | 810 | 810 | 810 | 810 | 810
2007 | US | NPCC | New York | New York | DCWTRE | Planned Retirements and Planned Deratings | 0 | 631 | 799 | 1694 | 1694 | 1694 | 1694 | 1694 | 1694 | 1694 | 1694
2007 | US | NPCC | New York | New York | DCWUC | Uncommitted Resources (Operable) | 0 | 0 | 0 | 0 | 0 | 0 | 0 | 0 | 0 | 0 | 0
2007 | US | NPCC | New York | New York | DCWUCC | Committed | 0 | 0 | 0 | 310 | 810 | 810 | 810 | 810 | 810 | 810 | 810
2007 | US | NPCC | New York | New York | DCWUCE | Energy Only | 0 | 0 | 0 | 0 | 0 | 0 | 0 | 0 | 0 | 0 | 0
2007 | US | NPCC | New York | New York | DCWUCU | Uncommitted | 0 | 0 | 0 | 0 | 0 | 0 | 0 | 0 | 0 | 0 | 0
2007 | US | NPCC | New York | New York | DCWXC | COMMITTED | 41584 | 41706 | 41706 | 41706 | 41706 | 41706 | 41706 | 41706 | 41706 | 41706 | 41706
2007 | US | NPCC | New York | New York | DCWXCI | Inoperable | 0 | 0 | 0 | 0 | 0 | 0 | 0 | 0 | 0 | 0 | 0
2007 | US | NPCC | New York | New York | DCWXCO | Operable | 41584 | 41706 | 41706 | 41706 | 41706 | 41706 | 41706 | 41706 | 41706 | 41706 | 41706
2007 | US | NPCC | New York | New York | DCWXE | ENERGY ONLY | 0 | 0 | 0 | 0 | 0 | 0 | 0 | 0 | 0 | 0 | 0
2007 | US | NPCC | New York | New York | DCWXEI | Inoperable | 0 | 0 | 0 | 0 | 0 | 0 | 0 | 0 | 0 | 0 | 0
2007 | US | NPCC | New York | New York | DCWXU | UNCOMMITTED | 0 | 0 | 0 | 0 | 0 | 0 | 0 | 0 | 0 | 0 | 0
2007 | US | NPCC | New York | New York | DCWXUI | Inoperable | 0 | 0 | 0 | 0 | 0 | 0 | 0 | 0 | 0 | 0 | 0
2007 | US | RF | - | - | CWTF | Total | 223397 | 223221 | 224833 | 225463 | 226670 | 226625 | 226650 | 226672 | 226672 | 226672 | 226672
2007 | US | RF | - | - | DCWAI | Owned Capacity/Entitlement Located Externally | 1202 | 1202 | 1202 | 1202 | 1202 | 1202 | 1202 | 1202 | 1202 | 1202 | 1202
2007 | US | RF | - | - | DCWAO | Capacity Owned by/Entitlement Held by External Entity | 0 | 0 | 0 | 0 | 0 | 0 | 0 | 0 | 0 | 0 | 0
2007 | US | RF | - | - | DCWCD | Conditional derates | 0 | 0 | 0 | 0 | 0 | 0 | 0 | 0 | 0 | 0 | 0
2007 | US | RF | - | - | DCWDGG | Distributed Generator Capacity >= 1 MW | 0 | 0 | 0 | 0 | 0 | 0 | 0 | 0 | 0 | 0 | 0
2007 | US | RF | - | - | DCWDGL | Distributed Generator Capacity < 1 MW | 0 | 0 | 0 | 0 | 0 | 0 | 0 | 0 | 0 | 0 | 0
2007 | US | RF | - | - | DCWDIC | Deliverable Internal Capacity | 223397 | 218698 | 219339 | 220042 | 221296 | 221206 | 221226 | 221217 | 221217 | 221217 | 221217
2007 | US | RF | - | - | DCWDR | Derates and Decreases in Seasonal Rated Capacity | 0 | 0 | 144 | 144 | 144 | 144 | 144 | 144 | 144 | 144 | 144
2007 | US | RF | - | - | DCWDTO | Derated Operable Total Internal Capacity | 228697 | 223998 | 224639 | 225342 | 226596 | 226506 | 226526 | 226517 | 226517 | 226517 | 226517
2007 | US | RF | - | - | DCWEO | Energy-Only Resources (Operable) | 4500 | 4500 | 4500 | 4500 | 4500 | 4500 | 4500 | 4500 | 4500 | 4500 | 4500
2007 | US | RF | - | - | DCWFP | Full-Responsibility Purchases (portion of total purchases) | 0 | 0 | 0 | 0 | 0 | 0 | 0 | 0 | 0 | 0 | 0
2007 | US | RF | - | - | DCWFS | Full-Responsibility Sales (portion of total sales) | 0 | 0 | 0 | 0 | 0 | 0 | 0 | 0 | 0 | 0 | 0
2007 | US | RF | - | - | DCWIC | Inoperable capacity | 0 | 0 | 0 | 0 | 0 | 0 | 0 | 0 | 0 | 0 | 0
2007 | US | RF | - | - | DCWICC | Inoperable Committed Capacity | 0 | 0 | 0 | 0 | 0 | 0 | 0 | 0 | 0 | 0 | 0
2007 | US | RF | - | - | DCWICE | Inoperable Energy Only Capacity | 0 | 0 | 0 | 0 | 0 | 0 | 0 | 0 | 0 | 0 | 0
2007 | US | RF | - | - | DCWICU | Inoperable Uncommitted Capacity | 0 | 0 | 0 | 0 | 0 | 0 | 0 | 0 | 0 | 0 | 0
2007 | US | RF | - | - | DCWIN | Internal Demand | 152200 | 150100 | 152000 | 153800 | 155900 | 158200 | 159900 | 161600 | 163400 | 165400 | 167700
2007 | US | RF | - | - | DCWIT | Interruptible Demand | 0 | 1700 | 1700 | 1600 | 1600 | 1600 | 1600 | 1600 | 1600 | 1600 | 1600
2007 | US | RF | - | - | DCWLM | Direct Control Load Management | 0 | 600 | 600 | 600 | 600 | 600 | 600 | 600 | 600 | 600 | 600
2007 | US | RF | - | - | DCWNC | Net Capacity Resources | 224599 | 219407 | 220541 | 221244 | 222498 | 222408 | 222428 | 222419 | 222419 | 222419 | 222419
2007 | US | RF | - | - | DCWNI | Projected Net Internal Demand | 152200 | 147800 | 149700 | 151600 | 153700 | 156000 | 157700 | 159400 | 161200 | 163200 | 165500
2007 | US | RF | - | - | DCWNUC | Committed | 0 | 0 | 0 | 530 | 1737 | 1837 | 1937 | 1937 | 1937 | 1937 | 1937
2007 | US | RF | - | - | DCWNUE | Energy Only | 0 | 0 | 0 | 0 | 0 | 0 | 0 | 0 | 0 | 0 | 0
2007 | US | RF | - | - | DCWNUU | Uncommitted | 0 | 0 | 0 | 0 | 0 | 0 | 0 | 0 | 0 | 0 | 0
2007 | US | RF | - | - | DCWOEU | OPERABLE ENERGY-ONLY AND UNCOMMITTED RESOURCES | 5300 | 5300 | 5300 | 5300 | 5300 | 5300 | 5300 | 5300 | 5300 | 5300 | 5300
2007 | US | RF | - | - | DCWOIC | Derated Operable Internal Capacity | 223397 | 218698 | 219339 | 220042 | 221296 | 221206 | 221226 | 221217 | 221217 | 221217 | 221217
2007 | US | RF | - | - | DCWOTL | Other Capacity < 1 MW | 0 | 0 | 0 | 0 | 0 | 0 | 0 | 0 | 0 | 0 | 0
2007 | US | RF | - | - | DCWP | Projected Purchases and Incoming Adjustments | 1202 | 1806 | 1202 | 1202 | 1202 | 1202 | 1202 | 1202 | 1202 | 1202 | 1202
2007 | US | RF | - | - | DCWPCA | PLANNED CAPACITY ADDITIONS | 0 | 417 | 2076 | 2606 | 3813 | 3913 | 4013 | 4013 | 4013 | 4013 | 4013
2007 | US | RF | - | - | DCWPU | Purchases | 0 | 604 | 0 | 0 | 0 | 0 | 0 | 0 | 0 | 0 | 0
2007 | US | RF | - | - | DCWREI | Planned Retirements of Existing Inoperable Capacity | 0 | 0 | 0 | 0 | 0 | 0 | 0 | 0 | 0 | 0 | 0
2007 | US | RF | - | - | DCWREP | Existing Net Purchases from Non-reporting Parties within Region/Subregion | 0 | 0 | 0 | 0 | 0 | 0 | 0 | 0 | 0 | 0 | 0
2007 | US | RF | - | - | DCWRIC | Return to Service of Existing Inoperable Capacity | 0 | 0 | 0 | 0 | 0 | 0 | 0 | 0 | 0 | 0 | 0
2007 | US | RF | - | - | DCWRNR | Planned Negative Reratings of Existing Capacity | 0 | 0 | 0 | 0 | 0 | 10 | 19 | 28 | 28 | 28 | 28
2007 | US | RF | - | - | DCWRPR | Planned Positive Reratings of Existing Capacity | 0 | 381 | 463 | 636 | 743 | 788 | 833 | 833 | 833 | 833 | 833
2007 | US | RF | - | - | DCWRRA | CAPACITY RERATINGS, RETIREMENTS AND ADJUSTMENTS | 0 | -211 | -1085 | -912 | -865 | -1055 | -1135 | -1144 | -1144 | -1144 | -1144
2007 | US | RF | - | - | DCWS | Projected Sales and Outgoing Adjustments | 0 | 1097 | 0 | 0 | 0 | 0 | 0 | 0 | 0 | 0 | 0
2007 | US | RF | - | - | DCWSA | Sales | 0 | 1097 | 0 | 0 | 0 | 0 | 0 | 0 | 0 | 0 | 0
2007 | US | RF | - | - | DCWSM | Planned Outage or Scheduled Maintenance | 0 | 3000 | 3000 | 3000 | 3000 | 3000 | 3000 | 3000 | 3000 | 3000 | 3000
2007 | US | RF | - | - | DCWST | Standby Demand | 0 | 0 | 0 | 0 | 0 | 0 | 0 | 0 | 0 | 0 | 0
2007 | US | RF | - | - | DCWT | Total Internal Capacity | 228697 | 226998 | 227783 | 228486 | 229740 | 229650 | 229670 | 229661 | 229661 | 229661 | 229661
2007 | US | RF | - | - | DCWTEX | Existing Capacity | 228697 | 226792 | 226792 | 226792 | 226792 | 226792 | 226792 | 226792 | 226792 | 226792 | 226792
2007 | US | RF | - | - | DCWTI | Projected Total Internal Demand | 152200 | 150100 | 152000 | 153800 | 155900 | 158200 | 159900 | 161600 | 163400 | 165400 | 167700
2007 | US | RF | - | - | DCWTL | Transmission-Limited Resources | 0 | 0 | 0 | 0 | 0 | 0 | 0 | 0 | 0 | 0 | 0
2007 | US | RF | - | - | DCWTNP | Net Purchases From Non-reporting Parties Within Region/Subregion | 0 | 0 | 0 | 0 | 0 | 0 | 0 | 0 | 0 | 0 | 0
2007 | US | RF | - | - | DCWTO | Operable Total Internal Capacity | 228697 | 226998 | 227783 | 228486 | 229740 | 229650 | 229670 | 229661 | 229661 | 229661 | 229661
2007 | US | RF | - | - | DCWTP | Total Potential Resources | 229899 | 224707 | 225841 | 226544 | 227798 | 227708 | 227728 | 227719 | 227719 | 227719 | 227719
2007 | US | RF | - | - | DCWTPN | Planned – NOT under construction & positive rerating | 0 | 0 | 0 | 530 | 1737 | 1837 | 1937 | 1937 | 1937 | 1937 | 1937
2007 | US | RF | - | - | DCWTPU | Planned Additions of New Capacity and Planned Uprates to Existing Capacity | 0 | 417 | 2076 | 2076 | 2076 | 2076 | 2076 | 2076 | 2076 | 2076 | 2076
2007 | US | RF | - | - | DCWTRE | Planned Retirements and Planned Deratings | 0 | 592 | 1548 | 1548 | 1608 | 1833 | 1949 | 1949 | 1949 | 1949 | 1949
2007 | US | RF | - | - | DCWUC | Uncommitted Resources (Operable) | 800 | 800 | 800 | 800 | 800 | 800 | 800 | 800 | 800 | 800 | 800
2007 | US | RF | - | - | DCWUCC | Committed | 0 | 417 | 2076 | 2076 | 2076 | 2076 | 2076 | 2076 | 2076 | 2076 | 2076
2007 | US | RF | - | - | DCWUCE | Energy Only | 0 | 0 | 0 | 0 | 0 | 0 | 0 | 0 | 0 | 0 | 0
2007 | US | RF | - | - | DCWUCU | Uncommitted | 0 | 0 | 0 | 0 | 0 | 0 | 0 | 0 | 0 | 0 | 0
2007 | US | RF | - | - | DCWXC | COMMITTED | 223397 | 221492 | 221492 | 221492 | 221492 | 221492 | 221492 | 221492 | 221492 | 221492 | 221492
2007 | US | RF | - | - | DCWXCI | Inoperable | 0 | 0 | 0 | 0 | 0 | 0 | 0 | 0 | 0 | 0 | 0
2007 | US | RF | - | - | DCWXCO | Operable | 223397 | 221492 | 221492 | 221492 | 221492 | 221492 | 221492 | 221492 | 221492 | 221492 | 221492
2007 | US | RF | - | - | DCWXE | ENERGY ONLY | 4500 | 4500 | 4500 | 4500 | 4500 | 4500 | 4500 | 4500 | 4500 | 4500 | 4500
2007 | US | RF | - | - | DCWXEI | Inoperable | 0 | 0 | 0 | 0 | 0 | 0 | 0 | 0 | 0 | 0 | 0
2007 | US | RF | - | - | DCWXU | UNCOMMITTED | 800 | 800 | 800 | 800 | 800 | 800 | 800 | 800 | 800 | 800 | 800
2007 | US | RF | - | - | DCWXUI | Inoperable | 0 | 0 | 0 | 0 | 0 | 0 | 0 | 0 | 0 | 0 | 0
2007 | US | SERC | - | - | CWTF | Total | 215741 | 218016 | 220283 | 223019 | 228265 | 233082 | 236899 | 240891 | 244074 | 247892 | 254457
2007 | US | SERC | - | - | DCWAI | Owned Capacity/Entitlement Located Externally | 0 | 0 | 0 | 0 | 0 | 0 | 0 | 0 | 0 | 0 | 0
2007 | US | SERC | - | - | DCWAO | Capacity Owned by/Entitlement Held by External Entity | 0 | 0 | 0 | 0 | 0 | 0 | 0 | 0 | 0 | 0 | 0
2007 | US | SERC | - | - | DCWCD | Conditional derates | 0 | 0 | 0 | 0 | 0 | 0 | 0 | 0 | 0 | 0 | 0
2007 | US | SERC | - | - | DCWDGG | Distributed Generator Capacity >= 1 MW | 0 | 0 | 0 | 0 | 0 | 0 | 0 | 0 | 0 | 0 | 0
2007 | US | SERC | - | - | DCWDGL | Distributed Generator Capacity < 1 MW | 0 | 0 | 0 | 0 | 0 | 0 | 0 | 0 | 0 | 0 | 0
2007 | US | SERC | - | - | DCWDIC | Deliverable Internal Capacity | 227219 | 230124 | 231380 | 233423 | 237481 | 242944 | 246706 | 251177 | 255085 | 258999 | 267005
2007 | US | SERC | - | - | DCWDR | Derates and Decreases in Seasonal Rated Capacity | -29 | -29 | -29 | -29 | -29 | -29 | -29 | -29 | -29 | -29 | -29
2007 | US | SERC | - | - | DCWDTO | Derated Operable Total Internal Capacity | 261870 | 266239 | 268738 | 271406 | 278535 | 287782 | 292829 | 297194 | 300930 | 306266 | 314690
2007 | US | SERC | - | - | DCWEO | Energy-Only Resources (Operable) | 695 | 695 | 695 | 695 | 695 | 695 | 695 | 695 | 695 | 695 | 695
2007 | US | SERC | - | - | DCWFP | Full-Responsibility Purchases (portion of total purchases) | 0 | 0 | 0 | 0 | 0 | 0 | 0 | 0 | 0 | 0 | 0
2007 | US | SERC | - | - | DCWFS | Full-Responsibility Sales (portion of total sales) | 0 | 0 | 0 | 0 | 0 | 0 | 0 | 0 | 0 | 0 | 0
2007 | US | SERC | - | - | DCWIC | Inoperable capacity | 5739 | 3602 | 3483 | 3483 | 3483 | 3483 | 3483 | 3483 | 3483 | 3483 | 3483
2007 | US | SERC | - | - | DCWICC | Inoperable Committed Capacity | 0 | 0 | 0 | 0 | 0 | 0 | 0 | 0 | 0 | 0 | 0
2007 | US | SERC | - | - | DCWICE | Inoperable Energy Only Capacity | 0 | 0 | 0 | 0 | 0 | 0 | 0 | 0 | 0 | 0 | 0
2007 | US | SERC | - | - | DCWICU | Inoperable Uncommitted Capacity | 0 | 0 | 0 | 0 | 0 | 0 | 0 | 0 | 0 | 0 | 0
2007 | US | SERC | - | - | DCWIN | Internal Demand | 175142 | 178316 | 181725 | 185393 | 187757 | 190987 | 193672 | 196652 | 199912 | 203455 | 207143
2007 | US | SERC | - | - | DCWIT | Interruptible Demand | 2517 | 4443 | 4463 | 4466 | 4414 | 4458 | 4448 | 4470 | 4470 | 4492 | 4514
2007 | US | SERC | - | - | DCWLM | Direct Control Load Management | 543 | 858 | 871 | 876 | 884 | 889 | 899 | 910 | 922 | 933 | 944
2007 | US | SERC | - | - | DCWNC | Net Capacity Resources | 227435 | 231917 | 232732 | 233256 | 237419 | 242897 | 246507 | 250993 | 254890 | 260877 | 269099
2007 | US | SERC | - | - | DCWNI | Projected Net Internal Demand | 172103 | 173036 | 176412 | 180072 | 182480 | 185661 | 188346 | 191293 | 194541 | 198051 | 201706
2007 | US | SERC | - | - | DCWNUC | Committed | 0 | 0 | 0 | 0 | 5250 | 10066 | 14057 | 18050 | 21233 | 25050 | 31615
2007 | US | SERC | - | - | DCWNUE | Energy Only | 0 | 0 | 0 | 0 | 120 | 120 | 120 | 120 | 120 | 120 | 120
2007 | US | SERC | - | - | DCWNUU | Uncommitted | 0 | 0 | 0 | 0 | 2311 | 5740 | 7025 | 6919 | 6747 | 8169 | 8587
2007 | US | SERC | - | - | DCWOEU | OPERABLE ENERGY-ONLY AND UNCOMMITTED RESOURCES | 34651 | 36115 | 37357 | 37983 | 41054 | 44838 | 46123 | 46017 | 45845 | 47267 | 47685
2007 | US | SERC | - | - | DCWOIC | Derated Operable Internal Capacity | 227219 | 230124 | 231380 | 233423 | 237481 | 242944 | 246706 | 251177 | 255085 | 258999 | 267005
2007 | US | SERC | - | - | DCWOTL | Other Capacity < 1 MW | 0 | 0 | 0 | 0 | 0 | 0 | 0 | 0 | 0 | 0 | 0
2007 | US | SERC | - | - | DCWP | Projected Purchases and Incoming Adjustments | 3505 | 5052 | 4564 | 3681 | 3397 | 3423 | 3304 | 3404 | 3427 | 3554 | 3515
2007 | US | SERC | - | - | DCWPCA | PLANNED CAPACITY ADDITIONS | 0 | 0 | 3508 | 6164 | 14485 | 23086 | 28362 | 32248 | 35259 | 40499 | 47482
2007 | US | SERC | - | - | DCWPU | Purchases | 3505 | 5052 | 4564 | 3681 | 3397 | 3423 | 3304 | 3404 | 3427 | 3554 | 3515
2007 | US | SERC | - | - | DCWREI | Planned Retirements of Existing Inoperable Capacity | 0 | 0 | 0 | 0 | 0 | 0 | 0 | 0 | 0 | 0 | 0
2007 | US | SERC | - | - | DCWREP | Existing Net Purchases from Non-reporting Parties within Region/Subregion | 14784 | 0 | 0 | 0 | 0 | 0 | 0 | 0 | 0 | 0 | 0
2007 | US | SERC | - | - | DCWRIC | Return to Service of Existing Inoperable Capacity | 0 | 1128 | 1247 | 1247 | 1247 | 1247 | 1247 | 1247 | 1247 | 1247 | 1247
2007 | US | SERC | - | - | DCWRNR | Planned Negative Reratings of Existing Capacity | 0 | 0 | 0 | 0 | 0 | 0 | 0 | 0 | 0 | 0 | 0
2007 | US | SERC | - | - | DCWRPR | Planned Positive Reratings of Existing Capacity | 0 | 0 | 0 | 0 | 0 | 0 | 0 | 0 | 0 | 0 | 0
2007 | US | SERC | - | - | DCWRRA | CAPACITY RERATINGS, RETIREMENTS AND ADJUSTMENTS | 14784 | 13276 | 12147 | 12160 | 10968 | 11614 | 11385 | 11864 | 12589 | 12685 | 14126
2007 | US | SERC | - | - | DCWS | Projected Sales and Outgoing Adjustments | 3289 | 3259 | 3213 | 3848 | 3459 | 3470 | 3503 | 3588 | 3622 | 1676 | 1421
2007 | US | SERC | - | - | DCWSA | Sales | 3289 | 3259 | 3213 | 3848 | 3459 | 3470 | 3503 | 3588 | 3622 | 1676 | 1421
2007 | US | SERC | - | - | DCWSM | Planned Outage or Scheduled Maintenance | 0 | 0 | 0 | 0 | 0 | 0 | 0 | 0 | 0 | 0 | 0
2007 | US | SERC | - | - | DCWST | Standby Demand | 21 | 21 | 21 | 21 | 21 | 21 | 21 | 21 | 21 | 21 | 21
2007 | US | SERC | - | - | DCWT | Total Internal Capacity | 267580 | 269812 | 272191 | 274860 | 281989 | 291236 | 296283 | 300648 | 304384 | 309720 | 318144
2007 | US | SERC | - | - | DCWTEX | Existing Capacity | 252796 | 256536 | 256536 | 256536 | 256536 | 256536 | 256536 | 256536 | 256536 | 256536 | 256536
2007 | US | SERC | - | - | DCWTI | Projected Total Internal Demand | 175163 | 178337 | 181746 | 185414 | 187778 | 191008 | 193693 | 196673 | 199933 | 203476 | 207164
2007 | US | SERC | - | - | DCWTL | Transmission-Limited Resources | 0 | 0 | 0 | 0 | 0 | 0 | 0 | 0 | 0 | 0 | 0
2007 | US | SERC | - | - | DCWTNP | Net Purchases From Non-reporting Parties Within Region/Subregion | 0 | 13276 | 12147 | 12160 | 10968 | 11614 | 11559 | 12038 | 12763 | 12859 | 14300
2007 | US | SERC | - | - | DCWTO | Operable Total Internal Capacity | 261841 | 266210 | 268709 | 271377 | 278506 | 287753 | 292800 | 297165 | 300901 | 306237 | 314661
2007 | US | SERC | - | - | DCWTP | Total Potential Resources | 262086 | 268032 | 270088 | 271239 | 278473 | 287735 | 292630 | 297010 | 300735 | 308144 | 316784
2007 | US | SERC | - | - | DCWTPN | Planned – NOT under construction & positive rerating | 0 | 0 | 0 | 0 | 7681 | 15926 | 21202 | 25089 | 28100 | 33339 | 40322
2007 | US | SERC | - | - | DCWTPU | Planned Additions of New Capacity and Planned Uprates to Existing Capacity | 0 | 0 | 3508 | 6164 | 6804 | 7159 | 7159 | 7159 | 7159 | 7159 | 7159
2007 | US | SERC | - | - | DCWTRE | Planned Retirements and Planned Deratings | 0 | 0 | 0 | 0 | 0 | 0 | 174 | 174 | 174 | 174 | 174
2007 | US | SERC | - | - | DCWUC | Uncommitted Resources (Operable) | 33956 | 35420 | 35420 | 35420 | 35420 | 35420 | 35420 | 35420 | 35420 | 35420 | 35420
2007 | US | SERC | - | - | DCWUCC | Committed | 0 | 0 | 2266 | 4296 | 4296 | 4296 | 4296 | 4296 | 4296 | 4296 | 4296
2007 | US | SERC | - | - | DCWUCE | Energy Only | 0 | 0 | 175 | 1527 | 2167 | 2522 | 2522 | 2522 | 2522 | 2522 | 2522
2007 | US | SERC | - | - | DCWUCU | Uncommitted | 0 | 0 | 1067 | 341 | 341 | 341 | 341 | 341 | 341 | 341 | 341
2007 | US | SERC | - | - | DCWXC | COMMITTED | 215741 | 218017 | 218017 | 218017 | 218017 | 218017 | 218017 | 218017 | 218017 | 218017 | 218017
2007 | US | SERC | - | - | DCWXCI | Inoperable | 3335 | 2326 | 2326 | 2326 | 2326 | 2326 | 2326 | 2326 | 2326 | 2326 | 2326
2007 | US | SERC | - | - | DCWXCO | Operable | 212406 | 215691 | 215691 | 215691 | 215691 | 215691 | 215691 | 215691 | 215691 | 215691 | 215691
2007 | US | SERC | - | - | DCWXE | ENERGY ONLY | 695 | 695 | 695 | 695 | 695 | 695 | 695 | 695 | 695 | 695 | 695
2007 | US | SERC | - | - | DCWXEI | Inoperable | 0 | 0 | 0 | 0 | 0 | 0 | 0 | 0 | 0 | 0 | 0
2007 | US | SERC | - | - | DCWXU | UNCOMMITTED | 36360 | 37824 | 37824 | 37824 | 37824 | 37824 | 37824 | 37824 | 37824 | 37824 | 37824
2007 | US | SERC | - | - | DCWXUI | Inoperable | 2404 | 2404 | 2404 | 2404 | 2404 | 2404 | 2404 | 2404 | 2404 | 2404 | 2404
2007 | US | SERC | Central | - | CWTF | Total | 45776 | 46732 | 47605 | 48252 | 49916 | 50532 | 50358 | 50588 | 51512 | 52178 | 53426
2007 | US | SERC | Central | - | DCWAI | Owned Capacity/Entitlement Located Externally | 0 | 0 | 0 | 0 | 0 | 0 | 0 | 0 | 0 | 0 | 0
2007 | US | SERC | Central | - | DCWAO | Capacity Owned by/Entitlement Held by External Entity | 0 | 0 | 0 | 0 | 0 | 0 | 0 | 0 | 0 | 0 | 0
2007 | US | SERC | Central | - | DCWCD | Conditional derates | 0 | 0 | 0 | 0 | 0 | 0 | 0 | 0 | 0 | 0 | 0
2007 | US | SERC | Central | - | DCWDGG | Distributed Generator Capacity >= 1 MW | 0 | 0 | 0 | 0 | 0 | 0 | 0 | 0 | 0 | 0 | 0
2007 | US | SERC | Central | - | DCWDGL | Distributed Generator Capacity < 1 MW | 0 | 0 | 0 | 0 | 0 | 0 | 0 | 0 | 0 | 0 | 0
2007 | US | SERC | Central | - | DCWDIC | Deliverable Internal Capacity | 47604 | 47695 | 48544 | 49191 | 50641 | 51243 | 51074 | 51290 | 52219 | 52889 | 54142
2007 | US | SERC | Central | - | DCWDR | Derates and Decreases in Seasonal Rated Capacity | -29 | -29 | -29 | -29 | -29 | -29 | -29 | -29 | -29 | -29 | -29
2007 | US | SERC | Central | - | DCWDTO | Derated Operable Total Internal Capacity | 50326 | 51137 | 52161 | 52808 | 55128 | 55730 | 55561 | 55777 | 56706 | 57376 | 58629
2007 | US | SERC | Central | - | DCWEO | Energy-Only Resources (Operable) | 500 | 500 | 500 | 500 | 500 | 500 | 500 | 500 | 500 | 500 | 500
2007 | US | SERC | Central | - | DCWFP | Full-Responsibility Purchases (portion of total purchases) | 0 | 0 | 0 | 0 | 0 | 0 | 0 | 0 | 0 | 0 | 0
2007 | US | SERC | Central | - | DCWFS | Full-Responsibility Sales (portion of total sales) | 0 | 0 | 0 | 0 | 0 | 0 | 0 | 0 | 0 | 0 | 0
2007 | US | SERC | Central | - | DCWIC | Inoperable capacity | 3469 | 1339 | 1339 | 1339 | 1339 | 1339 | 1339 | 1339 | 1339 | 1339 | 1339
2007 | US | SERC | Central | - | DCWICC | Inoperable Committed Capacity | 0 | 0 | 0 | 0 | 0 | 0 | 0 | 0 | 0 | 0 | 0
2007 | US | SERC | Central | - | DCWICE | Inoperable Energy Only Capacity | 0 | 0 | 0 | 0 | 0 | 0 | 0 | 0 | 0 | 0 | 0
2007 | US | SERC | Central | - | DCWICU | Inoperable Uncommitted Capacity | 0 | 0 | 0 | 0 | 0 | 0 | 0 | 0 | 0 | 0 | 0
2007 | US | SERC | Central | - | DCWIN | Internal Demand | 41257 | 42191 | 42743 | 43783 | 44502 | 44427 | 44746 | 45076 | 45772 | 46616 | 47549
2007 | US | SERC | Central | - | DCWIT | Interruptible Demand | 128 | 1728 | 1728 | 1678 | 1678 | 1678 | 1678 | 1678 | 1678 | 1678 | 1678
2007 | US | SERC | Central | - | DCWLM | Direct Control Load Management | 0 | 114 | 122 | 122 | 122 | 122 | 122 | 122 | 122 | 122 | 122
2007 | US | SERC | Central | - | DCWNC | Net Capacity Resources | 47662 | 47878 | 48627 | 49274 | 50724 | 51326 | 51157 | 51373 | 52302 | 52972 | 54225
2007 | US | SERC | Central | - | DCWNI | Projected Net Internal Demand | 41129 | 40349 | 40893 | 41983 | 42702 | 42627 | 42946 | 43276 | 43972 | 44816 | 45749
2007 | US | SERC | Central | - | DCWNUC | Committed | 0 | 0 | 0 | 0 | 1664 | 2280 | 2280 | 2510 | 3434 | 4100 | 5348
2007 | US | SERC | Central | - | DCWNUE | Energy Only | 0 | 0 | 0 | 0 | 120 | 120 | 120 | 120 | 120 | 120 | 120
2007 | US | SERC | Central | - | DCWNUU | Uncommitted | 0 | 0 | 0 | 0 | 750 | 750 | 750 | 750 | 750 | 750 | 750
2007 | US | SERC | Central | - | DCWOEU | OPERABLE ENERGY-ONLY AND UNCOMMITTED RESOURCES | 2722 | 3442 | 3617 | 3617 | 4487 | 4487 | 4487 | 4487 | 4487 | 4487 | 4487
2007 | US | SERC | Central | - | DCWOIC | Derated Operable Internal Capacity | 47604 | 47695 | 48544 | 49191 | 50641 | 51243 | 51074 | 51290 | 52219 | 52889 | 54142
2007 | US | SERC | Central | - | DCWOTL | Other Capacity < 1 MW | 0 | 0 | 0 | 0 | 0 | 0 | 0 | 0 | 0 | 0 | 0
2007 | US | SERC | Central | - | DCWP | Projected Purchases and Incoming Adjustments | 176 | 276 | 176 | 176 | 176 | 176 | 176 | 176 | 176 | 176 | 176
2007 | US | SERC | Central | - | DCWPCA | PLANNED CAPACITY ADDITIONS | 0 | 0 | 1048 | 1695 | 4229 | 4845 | 4845 | 5075 | 5999 | 6665 | 7913
2007 | US | SERC | Central | - | DCWPU | Purchases | 176 | 276 | 176 | 176 | 176 | 176 | 176 | 176 | 176 | 176 | 176
2007 | US | SERC | Central | - | DCWREI | Planned Retirements of Existing Inoperable Capacity | 0 | 0 | 0 | 0 | 0 | 0 | 0 | 0 | 0 | 0 | 0
2007 | US | SERC | Central | - | DCWREP | Existing Net Purchases from Non-reporting Parties within Region/Subregion | 2864 | 0 | 0 | 0 | 0 | 0 | 0 | 0 | 0 | 0 | 0
2007 | US | SERC | Central | - | DCWRIC | Return to Service of Existing Inoperable Capacity | 0 | 1065 | 1065 | 1065 | 1065 | 1065 | 1065 | 1065 | 1065 | 1065 | 1065
2007 | US | SERC | Central | - | DCWRNR | Planned Negative Reratings of Existing Capacity | 0 | 0 | 0 | 0 | 0 | 0 | 0 | 0 | 0 | 0 | 0
2007 | US | SERC | Central | - | DCWRPR | Planned Positive Reratings of Existing Capacity | 0 | 0 | 0 | 0 | 0 | 0 | 0 | 0 | 0 | 0 | 0
2007 | US | SERC | Central | - | DCWRRA | CAPACITY RERATINGS, RETIREMENTS AND ADJUSTMENTS | 2864 | -131 | -155 | -155 | -369 | -383 | -552 | -566 | -561 | -557 | -552
2007 | US | SERC | Central | - | DCWS | Projected Sales and Outgoing Adjustments | 118 | 93 | 93 | 93 | 93 | 93 | 93 | 93 | 93 | 93 | 93
2007 | US | SERC | Central | - | DCWSA | Sales | 118 | 93 | 93 | 93 | 93 | 93 | 93 | 93 | 93 | 93 | 93
2007 | US | SERC | Central | - | DCWSM | Planned Outage or Scheduled Maintenance | 0 | 0 | 0 | 0 | 0 | 0 | 0 | 0 | 0 | 0 | 0
2007 | US | SERC | Central | - | DCWST | Standby Demand | 0 | 0 | 0 | 0 | 0 | 0 | 0 | 0 | 0 | 0 | 0
2007 | US | SERC | Central | - | DCWT | Total Internal Capacity | 53766 | 52447 | 53471 | 54118 | 56438 | 57040 | 56871 | 57087 | 58016 | 58686 | 59939
2007 | US | SERC | Central | - | DCWTEX | Existing Capacity | 50902 | 52578 | 52578 | 52578 | 52578 | 52578 | 52578 | 52578 | 52578 | 52578 | 52578
2007 | US | SERC | Central | - | DCWTI | Projected Total Internal Demand | 41257 | 42191 | 42743 | 43783 | 44502 | 44427 | 44746 | 45076 | 45772 | 46616 | 47549
2007 | US | SERC | Central | - | DCWTL | Transmission-Limited Resources | 0 | 0 | 0 | 0 | 0 | 0 | 0 | 0 | 0 | 0 | 0
2007 | US | SERC | Central | - | DCWTNP | Net Purchases From Non-reporting Parties Within Region/Subregion | 0 | -131 | -155 | -155 | -369 | -383 | -378 | -392 | -387 | -383 | -378
2007 | US | SERC | Central | - | DCWTO | Operable Total Internal Capacity | 50297 | 51108 | 52132 | 52779 | 55099 | 55701 | 55532 | 55748 | 56677 | 57347 | 58600
2007 | US | SERC | Central | - | DCWTP | Total Potential Resources | 50384 | 51320 | 52244 | 52891 | 55211 | 55813 | 55644 | 55860 | 56789 | 57459 | 58712
2007 | US | SERC | Central | - | DCWTPN | Planned – NOT under construction & positive rerating | 0 | 0 | 0 | 0 | 2534 | 3150 | 3150 | 3380 | 4304 | 4970 | 6218
2007 | US | SERC | Central | - | DCWTPU | Planned Additions of New Capacity and Planned Uprates to Existing Capacity | 0 | 0 | 1048 | 1695 | 1695 | 1695 | 1695 | 1695 | 1695 | 1695 | 1695
2007 | US | SERC | Central | - | DCWTRE | Planned Retirements and Planned Deratings | 0 | 0 | 0 | 0 | 0 | 0 | 174 | 174 | 174 | 174 | 174
2007 | US | SERC | Central | - | DCWUC | Uncommitted Resources (Operable) | 2222 | 2942 | 2942 | 2942 | 2942 | 2942 | 2942 | 2942 | 2942 | 2942 | 2942
2007 | US | SERC | Central | - | DCWUCC | Committed | 0 | 0 | 873 | 1520 | 1520 | 1520 | 1520 | 1520 | 1520 | 1520 | 1520
2007 | US | SERC | Central | - | DCWUCE | Energy Only | 0 | 0 | 175 | 175 | 175 | 175 | 175 | 175 | 175 | 175 | 175
2007 | US | SERC | Central | - | DCWUCU | Uncommitted | 0 | 0 | 0 | 0 | 0 | 0 | 0 | 0 | 0 | 0 | 0
2007 | US | SERC | Central | - | DCWXC | COMMITTED | 45776 | 46732 | 46732 | 46732 | 46732 | 46732 | 46732 | 46732 | 46732 | 46732 | 46732
2007 | US | SERC | Central | - | DCWXCI | Inoperable | 1065 | 0 | 0 | 0 | 0 | 0 | 0 | 0 | 0 | 0 | 0
2007 | US | SERC | Central | - | DCWXCO | Operable | 44711 | 46732 | 46732 | 46732 | 46732 | 46732 | 46732 | 46732 | 46732 | 46732 | 46732
2007 | US | SERC | Central | - | DCWXE | ENERGY ONLY | 500 | 500 | 500 | 500 | 500 | 500 | 500 | 500 | 500 | 500 | 500
2007 | US | SERC | Central | - | DCWXEI | Inoperable | 0 | 0 | 0 | 0 | 0 | 0 | 0 | 0 | 0 | 0 | 0
2007 | US | SERC | Central | - | DCWXU | UNCOMMITTED | 4626 | 5346 | 5346 | 5346 | 5346 | 5346 | 5346 | 5346 | 5346 | 5346 | 5346
2007 | US | SERC | Central | - | DCWXUI | Inoperable | 2404 | 2404 | 2404 | 2404 | 2404 | 2404 | 2404 | 2404 | 2404 | 2404 | 2404
2007 | US | SERC | Delta | - | CWTF | Total | 29359 | 29919 | 30399 | 31594 | 32244 | 33284 | 33764 | 34924 | 35404 | 35404 | 36924
2007 | US | SERC | Delta | - | DCWAI | Owned Capacity/Entitlement Located Externally | 0 | 0 | 0 | 0 | 0 | 0 | 0 | 0 | 0 | 0 | 0
2007 | US | SERC | Delta | - | DCWAO | Capacity Owned by/Entitlement Held by External Entity | 0 | 0 | 0 | 0 | 0 | 0 | 0 | 0 | 0 | 0 | 0
2007 | US | SERC | Delta | - | DCWCD | Conditional derates | 0 | 0 | 0 | 0 | 0 | 0 | 0 | 0 | 0 | 0 | 0
2007 | US | SERC | Delta | - | DCWDGG | Distributed Generator Capacity >= 1 MW | 0 | 0 | 0 | 0 | 0 | 0 | 0 | 0 | 0 | 0 | 0
2007 | US | SERC | Delta | - | DCWDGL | Distributed Generator Capacity < 1 MW | 0 | 0 | 0 | 0 | 0 | 0 | 0 | 0 | 0 | 0 | 0
2007 | US | SERC | Delta | - | DCWDIC | Deliverable Internal Capacity | 33586 | 32390 | 32526 | 32303 | 32653 | 33693 | 34173 | 35333 | 35813 | 35813 | 37333
2007 | US | SERC | Delta | - | DCWDR | Derates and Decreases in Seasonal Rated Capacity | 0 | 0 | 0 | 0 | 0 | 0 | 0 | 0 | 0 | 0 | 0
2007 | US | SERC | Delta | - | DCWDTO | Derated Operable Total Internal Capacity | 47252 | 46056 | 46192 | 45969 | 46851 | 47891 | 48371 | 49531 | 50011 | 50011 | 51531
2007 | US | SERC | Delta | - | DCWEO | Energy-Only Resources (Operable) | 0 | 0 | 0 | 0 | 0 | 0 | 0 | 0 | 0 | 0 | 0
2007 | US | SERC | Delta | - | DCWFP | Full-Responsibility Purchases (portion of total purchases) | 0 | 0 | 0 | 0 | 0 | 0 | 0 | 0 | 0 | 0 | 0
2007 | US | SERC | Delta | - | DCWFS | Full-Responsibility Sales (portion of total sales) | 0 | 0 | 0 | 0 | 0 | 0 | 0 | 0 | 0 | 0 | 0
2007 | US | SERC | Delta | - | DCWIC | Inoperable capacity | 568 | 568 | 568 | 568 | 568 | 568 | 568 | 568 | 568 | 568 | 568
2007 | US | SERC | Delta | - | DCWICC | Inoperable Committed Capacity | 0 | 0 | 0 | 0 | 0 | 0 | 0 | 0 | 0 | 0 | 0
2007 | US | SERC | Delta | - | DCWICE | Inoperable Energy Only Capacity | 0 | 0 | 0 | 0 | 0 | 0 | 0 | 0 | 0 | 0 | 0
2007 | US | SERC | Delta | - | DCWICU | Inoperable Uncommitted Capacity | 0 | 0 | 0 | 0 | 0 | 0 | 0 | 0 | 0 | 0 | 0
2007 | US | SERC | Delta | - | DCWIN | Internal Demand | 23252 | 23120 | 23685 | 24086 | 23726 | 25067 | 25490 | 26005 | 26565 | 27123 | 27687
2007 | US | SERC | Delta | - | DCWIT | Interruptible Demand | 472 | 474 | 483 | 510 | 469 | 524 | 524 | 545 | 545 | 566 | 587
2007 | US | SERC | Delta | - | DCWLM | Direct Control Load Management | 0 | 0 | 0 | 0 | 0 | 0 | 0 | 0 | 0 | 0 | 0
2007 | US | SERC | Delta | - | DCWNC | Net Capacity Resources | 33980 | 32875 | 32871 | 32612 | 33116 | 34231 | 34711 | 35871 | 36351 | 36351 | 37871
2007 | US | SERC | Delta | - | DCWNI | Projected Net Internal Demand | 22786 | 22652 | 23208 | 23582 | 23263 | 24549 | 24972 | 25466 | 26026 | 26563 | 27106
2007 | US | SERC | Delta | - | DCWNUC | Committed | 0 | 0 | 0 | 0 | 650 | 1690 | 2170 | 3330 | 3810 | 3810 | 5330
2007 | US | SERC | Delta | - | DCWNUE | Energy Only | 0 | 0 | 0 | 0 | 0 | 0 | 0 | 0 | 0 | 0 | 0
2007 | US | SERC | Delta | - | DCWNUU | Uncommitted | 0 | 0 | 0 | 0 | 532 | 532 | 532 | 532 | 532 | 532 | 532
2007 | US | SERC | Delta | - | DCWOEU | OPERABLE ENERGY-ONLY AND UNCOMMITTED RESOURCES | 13666 | 13666 | 13666 | 13666 | 14198 | 14198 | 14198 | 14198 | 14198 | 14198 | 14198
2007 | US | SERC | Delta | - | DCWOIC | Derated Operable Internal Capacity | 33586 | 32390 | 32526 | 32303 | 32653 | 33693 | 34173 | 35333 | 35813 | 35813 | 37333
2007 | US | SERC | Delta | - | DCWOTL | Other Capacity < 1 MW | 0 | 0 | 0 | 0 | 0 | 0 | 0 | 0 | 0 | 0 | 0
2007 | US | SERC | Delta | - | DCWP | Projected Purchases and Incoming Adjustments | 629 | 729 | 629 | 593 | 590 | 590 | 590 | 590 | 590 | 590 | 590
2007 | US | SERC | Delta | - | DCWPCA | PLANNED CAPACITY ADDITIONS | 0 | 0 | 480 | 970 | 2152 | 3192 | 3672 | 4832 | 5312 | 5312 | 6832
2007 | US | SERC | Delta | - | DCWPU | Purchases | 629 | 729 | 629 | 593 | 590 | 590 | 590 | 590 | 590 | 590 | 590
2007 | US | SERC | Delta | - | DCWREI | Planned Retirements of Existing Inoperable Capacity | 0 | 0 | 0 | 0 | 0 | 0 | 0 | 0 | 0 | 0 | 0
2007 | US | SERC | Delta | - | DCWREP | Existing Net Purchases from Non-reporting Parties within Region/Subregion | 4795 | 0 | 0 | 0 | 0 | 0 | 0 | 0 | 0 | 0 | 0
2007 | US | SERC | Delta | - | DCWRIC | Return to Service of Existing Inoperable Capacity | 0 | 0 | 0 | 0 | 0 | 0 | 0 | 0 | 0 | 0 | 0
2007 | US | SERC | Delta | - | DCWRNR | Planned Negative Reratings of Existing Capacity | 0 | 0 | 0 | 0 | 0 | 0 | 0 | 0 | 0 | 0 | 0
2007 | US | SERC | Delta | - | DCWRPR | Planned Positive Reratings of Existing Capacity | 0 | 0 | 0 | 0 | 0 | 0 | 0 | 0 | 0 | 0 | 0
2007 | US | SERC | Delta | - | DCWRRA | CAPACITY RERATINGS, RETIREMENTS AND ADJUSTMENTS | 4795 | 3039 | 2695 | 1982 | 1682 | 1682 | 1682 | 1682 | 1682 | 1682 | 1682
2007 | US | SERC | Delta | - | DCWS | Projected Sales and Outgoing Adjustments | 235 | 244 | 284 | 284 | 127 | 52 | 52 | 52 | 52 | 52 | 52
2007 | US | SERC | Delta | - | DCWSA | Sales | 235 | 244 | 284 | 284 | 127 | 52 | 52 | 52 | 52 | 52 | 52
2007 | US | SERC | Delta | - | DCWSM | Planned Outage or Scheduled Maintenance | 0 | 0 | 0 | 0 | 0 | 0 | 0 | 0 | 0 | 0 | 0
2007 | US | SERC | Delta | - | DCWST | Standby Demand | 6 | 6 | 6 | 6 | 6 | 6 | 6 | 6 | 6 | 6 | 6
2007 | US | SERC | Delta | - | DCWT | Total Internal Capacity | 47820 | 46624 | 46760 | 46537 | 47419 | 48459 | 48939 | 50099 | 50579 | 50579 | 52099
2007 | US | SERC | Delta | - | DCWTEX | Existing Capacity | 43025 | 43585 | 43585 | 43585 | 43585 | 43585 | 43585 | 43585 | 43585 | 43585 | 43585
2007 | US | SERC | Delta | - | DCWTI | Projected Total Internal Demand | 23258 | 23126 | 23691 | 24092 | 23732 | 25073 | 25496 | 26011 | 26571 | 27129 | 27693
2007 | US | SERC | Delta | - | DCWTL | Transmission-Limited Resources | 0 | 0 | 0 | 0 | 0 | 0 | 0 | 0 | 0 | 0 | 0
2007 | US | SERC | Delta | - | DCWTNP | Net Purchases From Non-reporting Parties Within Region/Subregion | 0 | 3039 | 2695 | 1982 | 1682 | 1682 | 1682 | 1682 | 1682 | 1682 | 1682
2007 | US | SERC | Delta | - | DCWTO | Operable Total Internal Capacity | 47252 | 46056 | 46192 | 45969 | 46851 | 47891 | 48371 | 49531 | 50011 | 50011 | 51531
2007 | US | SERC | Delta | - | DCWTP | Total Potential Resources | 47646 | 46541 | 46537 | 46278 | 47314 | 48429 | 48909 | 50069 | 50549 | 50549 | 52069
2007 | US | SERC | Delta | - | DCWTPN | Planned – NOT under construction & positive rerating | 0 | 0 | 0 | 0 | 1182 | 2222 | 2702 | 3862 | 4342 | 4342 | 5862
2007 | US | SERC | Delta | - | DCWTPU | Planned Additions of New Capacity and Planned Uprates to Existing Capacity | 0 | 0 | 480 | 970 | 970 | 970 | 970 | 970 | 970 | 970 | 970
2007 | US | SERC | Delta | - | DCWTRE | Planned Retirements and Planned Deratings | 0 | 0 | 0 | 0 | 0 | 0 | 0 | 0 | 0 | 0 | 0
2007 | US | SERC | Delta | - | DCWUC | Uncommitted Resources (Operable) | 13666 | 13666 | 13666 | 13666 | 13666 | 13666 | 13666 | 13666 | 13666 | 13666 | 13666
2007 | US | SERC | Delta | - | DCWUCC | Committed | 0 | 0 | 480 | 970 | 970 | 970 | 970 | 970 | 970 | 970 | 970
2007 | US | SERC | Delta | - | DCWUCE | Energy Only | 0 | 0 | 0 | 0 | 0 | 0 | 0 | 0 | 0 | 0 | 0
2007 | US | SERC | Delta | - | DCWUCU | Uncommitted | 0 | 0 | 0 | 0 | 0 | 0 | 0 | 0 | 0 | 0 | 0
2007 | US | SERC | Delta | - | DCWXC | COMMITTED | 29359 | 29919 | 29919 | 29919 | 29919 | 29919 | 29919 | 29919 | 29919 | 29919 | 29919
2007 | US | SERC | Delta | - | DCWXCI | Inoperable | 568 | 568 | 568 | 568 | 568 | 568 | 568 | 568 | 568 | 568 | 568
2007 | US | SERC | Delta | - | DCWXCO | Operable | 28791 | 29351 | 29351 | 29351 | 29351 | 29351 | 29351 | 29351 | 29351 | 29351 | 29351
2007 | US | SERC | Delta | - | DCWXE | ENERGY ONLY | 0 | 0 | 0 | 0 | 0 | 0 | 0 | 0 | 0 | 0 | 0
2007 | US | SERC | Delta | - | DCWXEI | Inoperable | 0 | 0 | 0 | 0 | 0 | 0 | 0 | 0 | 0 | 0 | 0
2007 | US | SERC | Delta | - | DCWXU | UNCOMMITTED | 13666 | 13666 | 13666 | 13666 | 13666 | 13666 | 13666 | 13666 | 13666 | 13666 | 13666
2007 | US | SERC | Delta | - | DCWXUI | Inoperable | 0 | 0 | 0 | 0 | 0 | 0 | 0 | 0 | 0 | 0 | 0
2007 | US | SERC | Gateway | - | CWTF | Total | 18741 | 18807 | 18813 | 18935 | 18937 | 18944 | 19119 | 19119 | 19119 | 19119 | 19119
2007 | US | SERC | Gateway | - | DCWAI | Owned Capacity/Entitlement Located Externally | 0 | 0 | 0 | 0 | 0 | 0 | 0 | 0 | 0 | 0 | 0
2007 | US | SERC | Gateway | - | DCWAO | Capacity Owned by/Entitlement Held by External Entity | 0 | 0 | 0 | 0 | 0 | 0 | 0 | 0 | 0 | 0 | 0
2007 | US | SERC | Gateway | - | DCWCD | Conditional derates | 0 | 0 | 0 | 0 | 0 | 0 | 0 | 0 | 0 | 0 | 0
2007 | US | SERC | Gateway | - | DCWDGG | Distributed Generator Capacity >= 1 MW | 0 | 0 | 0 | 0 | 0 | 0 | 0 | 0 | 0 | 0 | 0
2007 | US | SERC | Gateway | - | DCWDGL | Distributed Generator Capacity < 1 MW | 0 | 0 | 0 | 0 | 0 | 0 | 0 | 0 | 0 | 0 | 0
2007 | US | SERC | Gateway | - | DCWDIC | Deliverable Internal Capacity | 18512 | 21420 | 20369 | 19750 | 20147 | 20202 | 20458 | 20519 | 20356 | 20485 | 21353
2007 | US | SERC | Gateway | - | DCWDR | Derates and Decreases in Seasonal Rated Capacity | 0 | 0 | 0 | 0 | 0 | 0 | 0 | 0 | 0 | 0 | 0
2007 | US | SERC | Gateway | - | DCWDTO | Derated Operable Total Internal Capacity | 27476 | 30570 | 29674 | 29088 | 27349 | 29347 | 30582 | 30618 | 30358 | 30397 | 31776
2007 | US | SERC | Gateway | - | DCWEO | Energy-Only Resources (Operable) | 0 | 0 | 0 | 0 | 0 | 0 | 0 | 0 | 0 | 0 | 0
2007 | US | SERC | Gateway | - | DCWFP | Full-Responsibility Purchases (portion of total purchases) | 0 | 0 | 0 | 0 | 0 | 0 | 0 | 0 | 0 | 0 | 0
2007 | US | SERC | Gateway | - | DCWFS | Full-Responsibility Sales (portion of total sales) | 0 | 0 | 0 | 0 | 0 | 0 | 0 | 0 | 0 | 0 | 0
2007 | US | SERC | Gateway | - | DCWIC | Inoperable capacity | 0 | 0 | 0 | 0 | 0 | 0 | 0 | 0 | 0 | 0 | 0
2007 | US | SERC | Gateway | - | DCWICC | Inoperable Committed Capacity | 0 | 0 | 0 | 0 | 0 | 0 | 0 | 0 | 0 | 0 | 0
2007 | US | SERC | Gateway | - | DCWICE | Inoperable Energy Only Capacity | 0 | 0 | 0 | 0 | 0 | 0 | 0 | 0 | 0 | 0 | 0
2007 | US | SERC | Gateway | - | DCWICU | Inoperable Uncommitted Capacity | 0 | 0 | 0 | 0 | 0 | 0 | 0 | 0 | 0 | 0 | 0
2007 | US | SERC | Gateway | - | DCWIN | Internal Demand | 14711 | 14631 | 14760 | 14936 | 15112 | 15275 | 15432 | 15589 | 15745 | 15903 | 16084
2007 | US | SERC | Gateway | - | DCWIT | Interruptible Demand | 43 | 43 | 43 | 43 | 43 | 43 | 43 | 43 | 43 | 43 | 43
2007 | US | SERC | Gateway | - | DCWLM | Direct Control Load Management | 75 | 75 | 75 | 75 | 75 | 75 | 75 | 75 | 75 | 75 | 75
2007 | US | SERC | Gateway | - | DCWNC | Net Capacity Resources | 18741 | 23177 | 21824 | 20594 | 20770 | 20840 | 21094 | 21170 | 20996 | 21198 | 22282
2007 | US | SERC | Gateway | - | DCWNI | Projected Net Internal Demand | 14593 | 14513 | 14642 | 14818 | 14994 | 15157 | 15314 | 15471 | 15627 | 15785 | 15966
2007 | US | SERC | Gateway | - | DCWNUC | Committed | 0 | 0 | 0 | 0 | 6 | 13 | 188 | 188 | 188 | 188 | 188
2007 | US | SERC | Gateway | - | DCWNUE | Energy Only | 0 | 0 | 0 | 0 | 0 | 0 | 0 | 0 | 0 | 0 | 0
2007 | US | SERC | Gateway | - | DCWNUU | Uncommitted | 0 | 0 | 0 | 0 | -2776 | -1188 | -209 | -234 | -331 | -421 | 90
2007 | US | SERC | Gateway | - | DCWOEU | OPERABLE ENERGY-ONLY AND UNCOMMITTED RESOURCES | 8964 | 9150 | 9305 | 9338 | 7202 | 9145 | 10124 | 10099 | 10002 | 9912 | 10423
2007 | US | SERC | Gateway | - | DCWOIC | Derated Operable Internal Capacity | 18512 | 21420 | 20369 | 19750 | 20147 | 20202 | 20458 | 20519 | 20356 | 20485 | 21353
2007 | US | SERC | Gateway | - | DCWOTL | Other Capacity < 1 MW | 0 | 0 | 0 | 0 | 0 | 0 | 0 | 0 | 0 | 0 | 0
2007 | US | SERC | Gateway | - | DCWP | Projected Purchases and Incoming Adjustments | 229 | 1757 | 1455 | 844 | 623 | 638 | 636 | 651 | 640 | 713 | 929
2007 | US | SERC | Gateway | - | DCWPCA | PLANNED CAPACITY ADDITIONS | 0 | 0 | 161 | 314 | -1816 | 134 | 1288 | 1263 | 1166 | 1076 | 1587
2007 | US | SERC | Gateway | - | DCWPU | Purchases | 229 | 1757 | 1455 | 844 | 623 | 638 | 636 | 651 | 640 | 713 | 929
2007 | US | SERC | Gateway | - | DCWREI | Planned Retirements of Existing Inoperable Capacity | 0 | 0 | 0 | 0 | 0 | 0 | 0 | 0 | 0 | 0 | 0
2007 | US | SERC | Gateway | - | DCWREP | Existing Net Purchases from Non-reporting Parties within Region/Subregion | -229 | 0 | 0 | 0 | 0 | 0 | 0 | 0 | 0 | 0 | 0
2007 | US | SERC | Gateway | - | DCWRIC | Return to Service of Existing Inoperable Capacity | 0 | 0 | 0 | 0 | 0 | 0 | 0 | 0 | 0 | 0 | 0
2007 | US | SERC | Gateway | - | DCWRNR | Planned Negative Reratings of Existing Capacity | 0 | 0 | 0 | 0 | 0 | 0 | 0 | 0 | 0 | 0 | 0
2007 | US | SERC | Gateway | - | DCWRPR | Planned Positive Reratings of Existing Capacity | 0 | 0 | 0 | 0 | 0 | 0 | 0 | 0 | 0 | 0 | 0
2007 | US | SERC | Gateway | - | DCWRRA | CAPACITY RERATINGS, RETIREMENTS AND ADJUSTMENTS | -229 | 2612 | 1555 | 816 | 1207 | 1255 | 1336 | 1397 | 1234 | 1363 | 2231
2007 | US | SERC | Gateway | - | DCWS | Projected Sales and Outgoing Adjustments | 0 | 0 | 0 | 0 | 0 | 0 | 0 | 0 | 0 | 0 | 0
2007 | US | SERC | Gateway | - | DCWSA | Sales | 0 | 0 | 0 | 0 | 0 | 0 | 0 | 0 | 0 | 0 | 0
2007 | US | SERC | Gateway | - | DCWSM | Planned Outage or Scheduled Maintenance | 0 | 0 | 0 | 0 | 0 | 0 | 0 | 0 | 0 | 0 | 0
2007 | US | SERC | Gateway | - | DCWST | Standby Demand | 0 | 0 | 0 | 0 | 0 | 0 | 0 | 0 | 0 | 0 | 0
2007 | US | SERC | Gateway | - | DCWT | Total Internal Capacity | 27476 | 30570 | 29674 | 29088 | 27349 | 29347 | 30582 | 30618 | 30358 | 30397 | 31776
2007 | US | SERC | Gateway | - | DCWTEX | Existing Capacity | 27705 | 27958 | 27958 | 27958 | 27958 | 27958 | 27958 | 27958 | 27958 | 27958 | 27958
2007 | US | SERC | Gateway | - | DCWTI | Projected Total Internal Demand | 14711 | 14631 | 14760 | 14936 | 15112 | 15275 | 15432 | 15589 | 15745 | 15903 | 16084
2007 | US | SERC | Gateway | - | DCWTL | Transmission-Limited Resources | 0 | 0 | 0 | 0 | 0 | 0 | 0 | 0 | 0 | 0 | 0
2007 | US | SERC | Gateway | - | DCWTNP | Net Purchases From Non-reporting Parties Within Region/Subregion | 0 | 2612 | 1555 | 816 | 1207 | 1255 | 1336 | 1397 | 1234 | 1363 | 2231
2007 | US | SERC | Gateway | - | DCWTO | Operable Total Internal Capacity | 27476 | 30570 | 29674 | 29088 | 27349 | 29347 | 30582 | 30618 | 30358 | 30397 | 31776
2007 | US | SERC | Gateway | - | DCWTP | Total Potential Resources | 27705 | 32327 | 31129 | 29932 | 27972 | 29985 | 31218 | 31269 | 30998 | 31110 | 32705
2007 | US | SERC | Gateway | - | DCWTPN | Planned – NOT under construction & positive rerating | 0 | 0 | 0 | 0 | -2770 | -1175 | -21 | -46 | -143 | -233 | 278
2007 | US | SERC | Gateway | - | DCWTPU | Planned Additions of New Capacity and Planned Uprates to Existing Capacity | 0 | 0 | 161 | 314 | 954 | 1309 | 1309 | 1309 | 1309 | 1309 | 1309
2007 | US | SERC | Gateway | - | DCWTRE | Planned Retirements and Planned Deratings | 0 | 0 | 0 | 0 | 0 | 0 | 0 | 0 | 0 | 0 | 0
2007 | US | SERC | Gateway | - | DCWUC | Uncommitted Resources (Operable) | 8964 | 9150 | 9150 | 9150 | 9150 | 9150 | 9150 | 9150 | 9150 | 9150 | 9150
2007 | US | SERC | Gateway | - | DCWUCC | Committed | 0 | 0 | 6 | 126 | 126 | 126 | 126 | 126 | 126 | 126 | 126
2007 | US | SERC | Gateway | - | DCWUCE | Energy Only | 0 | 0 | 0 | 1352 | 1992 | 2347 | 2347 | 2347 | 2347 | 2347 | 2347
2007 | US | SERC | Gateway | - | DCWUCU | Uncommitted | 0 | 0 | 155 | -1164 | -1164 | -1164 | -1164 | -1164 | -1164 | -1164 | -1164
2007 | US | SERC | Gateway | - | DCWXC | COMMITTED | 18741 | 18808 | 18808 | 18808 | 18808 | 18808 | 18808 | 18808 | 18808 | 18808 | 18808
2007 | US | SERC | Gateway | - | DCWXCI | Inoperable | 0 | 0 | 0 | 0 | 0 | 0 | 0 | 0 | 0 | 0 | 0
2007 | US | SERC | Gateway | - | DCWXCO | Operable | 18741 | 18808 | 18808 | 18808 | 18808 | 18808 | 18808 | 18808 | 18808 | 18808 | 18808
2007 | US | SERC | Gateway | - | DCWXE | ENERGY ONLY | 0 | 0 | 0 | 0 | 0 | 0 | 0 | 0 | 0 | 0 | 0
2007 | US | SERC | Gateway | - | DCWXEI | Inoperable | 0 | 0 | 0 | 0 | 0 | 0 | 0 | 0 | 0 | 0 | 0
2007 | US | SERC | Gateway | - | DCWXU | UNCOMMITTED | 8964 | 9150 | 9150 | 9150 | 9150 | 9150 | 9150 | 9150 | 9150 | 9150 | 9150
2007 | US | SERC | Gateway | - | DCWXUI | Inoperable | 0 | 0 | 0 | 0 | 0 | 0 | 0 | 0 | 0 | 0 | 0
2007 | US | SERC | Southeastern | - | CWTF | Total | 54832 | 54842 | 54876 | 54907 | 57140 | 58865 | 60229 | 61412 | 62641 | 64701 | 65915
2007 | US | SERC | Southeastern | - | DCWAI | Owned Capacity/Entitlement Located Externally | 0 | 0 | 0 | 0 | 0 | 0 | 0 | 0 | 0 | 0 | 0
2007 | US | SERC | Southeastern | - | DCWAO | Capacity Owned by/Entitlement Held by External Entity | 0 | 0 | 0 | 0 | 0 | 0 | 0 | 0 | 0 | 0 | 0
2007 | US | SERC | Southeastern | - | DCWCD | Conditional derates | 0 | 0 | 0 | 0 | 0 | 0 | 0 | 0 | 0 | 0 | 0
2007 | US | SERC | Southeastern | - | DCWDGG | Distributed Generator Capacity >= 1 MW | 0 | 0 | 0 | 0 | 0 | 0 | 0 | 0 | 0 | 0 | 0
2007 | US | SERC | Southeastern | - | DCWDGL | Distributed Generator Capacity < 1 MW | 0 | 0 | 0 | 0 | 0 | 0 | 0 | 0 | 0 | 0 | 0
2007 | US | SERC | Southeastern | - | DCWDIC | Deliverable Internal Capacity | 57279 | 57295 | 57692 | 59203 | 61300 | 63119 | 64290 | 65919 | 67957 | 70493 | 72194
2007 | US | SERC | Southeastern | - | DCWDR | Derates and Decreases in Seasonal Rated Capacity | 0 | 0 | 0 | 0 | 0 | 0 | 0 | 0 | 0 | 0 | 0
2007 | US | SERC | Southeastern | - | DCWDTO | Derated Operable Total Internal Capacity | 63819 | 63835 | 64774 | 66338 | 69556 | 71296 | 72390 | 73938 | 75891 | 78339 | 79947
2007 | US | SERC | Southeastern | - | DCWEO | Energy-Only Resources (Operable) | 195 | 195 | 195 | 195 | 195 | 195 | 195 | 195 | 195 | 195 | 195
2007 | US | SERC | Southeastern | - | DCWFP | Full-Responsibility Purchases (portion of total purchases) | 0 | 0 | 0 | 0 | 0 | 0 | 0 | 0 | 0 | 0 | 0
2007 | US | SERC | Southeastern | - | DCWFS | Full-Responsibility Sales (portion of total sales) | 0 | 0 | 0 | 0 | 0 | 0 | 0 | 0 | 0 | 0 | 0
2007 | US | SERC | Southeastern | - | DCWIC | Inoperable capacity | 1639 | 1758 | 1639 | 1639 | 1639 | 1639 | 1639 | 1639 | 1639 | 1639 | 1639
2007 | US | SERC | Southeastern | - | DCWICC | Inoperable Committed Capacity | 0 | 0 | 0 | 0 | 0 | 0 | 0 | 0 | 0 | 0 | 0
2007 | US | SERC | Southeastern | - | DCWICE | Inoperable Energy Only Capacity | 0 | 0 | 0 | 0 | 0 | 0 | 0 | 0 | 0 | 0 | 0
2007 | US | SERC | Southeastern | - | DCWICU | Inoperable Uncommitted Capacity | 0 | 0 | 0 | 0 | 0 | 0 | 0 | 0 | 0 | 0 | 0
2007 | US | SERC | Southeastern | - | DCWIN | Internal Demand | 40554 | 41604 | 42671 | 43774 | 44839 | 45817 | 46796 | 47839 | 48837 | 49919 | 51036
2007 | US | SERC | Southeastern | - | DCWIT | Interruptible Demand | 1281 | 1297 | 1296 | 1311 | 1311 | 1311 | 1312 | 1312 | 1311 | 1311 | 1311
2007 | US | SERC | Southeastern | - | DCWLM | Direct Control Load Management | 20 | 20 | 20 | 20 | 20 | 20 | 20 | 20 | 20 | 20 | 20
2007 | US | SERC | Southeastern | - | DCWNC | Net Capacity Resources | 55768 | 55798 | 56182 | 57057 | 59586 | 61244 | 62382 | 63926 | 65930 | 70412 | 72368
2007 | US | SERC | Southeastern | - | DCWNI | Projected Net Internal Demand | 39268 | 40302 | 41370 | 42458 | 43523 | 44501 | 45479 | 46522 | 47521 | 48603 | 49720
2007 | US | SERC | Southeastern | - | DCWNUC | Committed | 0 | 0 | 0 | 0 | 2233 | 3958 | 5322 | 6505 | 7734 | 9794 | 11008
2007 | US | SERC | Southeastern | - | DCWNUE | Energy Only | 0 | 0 | 0 | 0 | 0 | 0 | 0 | 0 | 0 | 0 | 0
2007 | US | SERC | Southeastern | - | DCWNUU | Uncommitted | 0 | 0 | 0 | 0 | 1121 | 1042 | 965 | 884 | 799 | 711 | 618
2007 | US | SERC | Southeastern | - | DCWOEU | OPERABLE ENERGY-ONLY AND UNCOMMITTED RESOURCES | 6540 | 6540 | 7081 | 7135 | 8256 | 8177 | 8100 | 8019 | 7934 | 7846 | 7753
2007 | US | SERC | Southeastern | - | DCWOIC | Derated Operable Internal Capacity | 57279 | 57295 | 57692 | 59203 | 61300 | 63119 | 64290 | 65919 | 67957 | 70493 | 72194
2007 | US | SERC | Southeastern | - | DCWOTL | Other Capacity < 1 MW | 0 | 0 | 0 | 0 | 0 | 0 | 0 | 0 | 0 | 0 | 0
2007 | US | SERC | Southeastern | - | DCWP | Projected Purchases and Incoming Adjustments | 865 | 865 | 865 | 865 | 1065 | 990 | 990 | 990 | 990 | 990 | 990
2007 | US | SERC | Southeastern | - | DCWPCA | PLANNED CAPACITY ADDITIONS | 0 | 0 | 574 | 660 | 4014 | 5660 | 6947 | 8049 | 9193 | 11165 | 12286
2007 | US | SERC | Southeastern | - | DCWPU | Purchases | 865 | 865 | 865 | 865 | 1065 | 990 | 990 | 990 | 990 | 990 | 990
2007 | US | SERC | Southeastern | - | DCWREI | Planned Retirements of Existing Inoperable Capacity | 0 | 0 | 0 | 0 | 0 | 0 | 0 | 0 | 0 | 0 | 0
2007 | US | SERC | Southeastern | - | DCWREP | Existing Net Purchases from Non-reporting Parties within Region/Subregion | 4086 | 0 | 0 | 0 | 0 | 0 | 0 | 0 | 0 | 0 | 0
2007 | US | SERC | Southeastern | - | DCWRIC | Return to Service of Existing Inoperable Capacity | 0 | 0 | 119 | 119 | 119 | 119 | 119 | 119 | 119 | 119 | 119
2007 | US | SERC | Southeastern | - | DCWRNR | Planned Negative Reratings of Existing Capacity | 0 | 0 | 0 | 0 | 0 | 0 | 0 | 0 | 0 | 0 | 0
2007 | US | SERC | Southeastern | - | DCWRPR | Planned Positive Reratings of Existing Capacity | 0 | 0 | 0 | 0 | 0 | 0 | 0 | 0 | 0 | 0 | 0
2007 | US | SERC | Southeastern | - | DCWRRA | CAPACITY RERATINGS, RETIREMENTS AND ADJUSTMENTS | 4086 | 4211 | 4456 | 5935 | 5799 | 5893 | 5700 | 6146 | 6955 | 7431 | 7918
2007 | US | SERC | Southeastern | - | DCWS | Projected Sales and Outgoing Adjustments | 2376 | 2362 | 2376 | 3011 | 2779 | 2865 | 2898 | 2983 | 3017 | 1071 | 816
2007 | US | SERC | Southeastern | - | DCWSA | Sales | 2376 | 2362 | 2376 | 3011 | 2779 | 2865 | 2898 | 2983 | 3017 | 1071 | 816
2007 | US | SERC | Southeastern | - | DCWSM | Planned Outage or Scheduled Maintenance | 0 | 0 | 0 | 0 | 0 | 0 | 0 | 0 | 0 | 0 | 0
2007 | US | SERC | Southeastern | - | DCWST | Standby Demand | 15 | 15 | 15 | 15 | 15 | 15 | 15 | 15 | 15 | 15 | 15
2007 | US | SERC | Southeastern | - | DCWT | Total Internal Capacity | 65458 | 65593 | 66412 | 67977 | 71195 | 72935 | 74029 | 75577 | 77530 | 79978 | 81586
2007 | US | SERC | Southeastern | - | DCWTEX | Existing Capacity | 61372 | 61382 | 61382 | 61382 | 61382 | 61382 | 61382 | 61382 | 61382 | 61382 | 61382
2007 | US | SERC | Southeastern | - | DCWTI | Projected Total Internal Demand | 40569 | 41619 | 42686 | 43789 | 44854 | 45832 | 46811 | 47854 | 48852 | 49934 | 51051
2007 | US | SERC | Southeastern | - | DCWTL | Transmission-Limited Resources | 0 | 0 | 0 | 0 | 0 | 0 | 0 | 0 | 0 | 0 | 0
2007 | US | SERC | Southeastern | - | DCWTNP | Net Purchases From Non-reporting Parties Within Region/Subregion | 0 | 4211 | 4456 | 5935 | 5799 | 5893 | 5700 | 6146 | 6955 | 7431 | 7918
2007 | US | SERC | Southeastern | - | DCWTO | Operable Total Internal Capacity | 63819 | 63835 | 64774 | 66338 | 69556 | 71296 | 72390 | 73938 | 75891 | 78339 | 79947
2007 | US | SERC | Southeastern | - | DCWTP | Total Potential Resources | 62308 | 62338 | 63262 | 64192 | 67842 | 69421 | 70482 | 71945 | 73864 | 78258 | 80121
2007 | US | SERC | Southeastern | - | DCWTPN | Planned – NOT under construction & positive rerating | 0 | 0 | 0 | 0 | 3354 | 5000 | 6287 | 7389 | 8533 | 10505 | 11626
2007 | US | SERC | Southeastern | - | DCWTPU | Planned Additions of New Capacity and Planned Uprates to Existing Capacity | 0 | 0 | 574 | 660 | 660 | 660 | 660 | 660 | 660 | 660 | 660
2007 | US | SERC | Southeastern | - | DCWTRE | Planned Retirements and Planned Deratings | 0 | 0 | 0 | 0 | 0 | 0 | 0 | 0 | 0 | 0 | 0
2007 | US | SERC | Southeastern | - | DCWUC | Uncommitted Resources (Operable) | 6345 | 6345 | 6345 | 6345 | 6345 | 6345 | 6345 | 6345 | 6345 | 6345 | 6345
2007 | US | SERC | Southeastern | - | DCWUCC | Committed | 0 | 0 | 33 | 65 | 65 | 65 | 65 | 65 | 65 | 65 | 65
2007 | US | SERC | Southeastern | - | DCWUCE | Energy Only | 0 | 0 | 0 | 0 | 0 | 0 | 0 | 0 | 0 | 0 | 0
2007 | US | SERC | Southeastern | - | DCWUCU | Uncommitted | 0 | 0 | 541 | 595 | 595 | 595 | 595 | 595 | 595 | 595 | 595
2007 | US | SERC | Southeastern | - | DCWXC | COMMITTED | 54832 | 54842 | 54842 | 54842 | 54842 | 54842 | 54842 | 54842 | 54842 | 54842 | 54842
2007 | US | SERC | Southeastern | - | DCWXCI | Inoperable | 1639 | 1758 | 1758 | 1758 | 1758 | 1758 | 1758 | 1758 | 1758 | 1758 | 1758
2007 | US | SERC | Southeastern | - | DCWXCO | Operable | 53193 | 53084 | 53084 | 53084 | 53084 | 53084 | 53084 | 53084 | 53084 | 53084 | 53084
2007 | US | SERC | Southeastern | - | DCWXE | ENERGY ONLY | 195 | 195 | 195 | 195 | 195 | 195 | 195 | 195 | 195 | 195 | 195
2007 | US | SERC | Southeastern | - | DCWXEI | Inoperable | 0 | 0 | 0 | 0 | 0 | 0 | 0 | 0 | 0 | 0 | 0
2007 | US | SERC | Southeastern | - | DCWXU | UNCOMMITTED | 6345 | 6345 | 6345 | 6345 | 6345 | 6345 | 6345 | 6345 | 6345 | 6345 | 6345
2007 | US | SERC | Southeastern | - | DCWXUI | Inoperable | 0 | 0 | 0 | 0 | 0 | 0 | 0 | 0 | 0 | 0 | 0
2007 | US | SERC | VACAR | - | CWTF | Total | 67033 | 67716 | 68590 | 69331 | 70028 | 71457 | 73429 | 74848 | 75398 | 76490 | 79073
2007 | US | SERC | VACAR | - | DCWAI | Owned Capacity/Entitlement Located Externally | 0 | 0 | 0 | 0 | 0 | 0 | 0 | 0 | 0 | 0 | 0
2007 | US | SERC | VACAR | - | DCWAO | Capacity Owned by/Entitlement Held by External Entity | 0 | 0 | 0 | 0 | 0 | 0 | 0 | 0 | 0 | 0 | 0
2007 | US | SERC | VACAR | - | DCWCD | Conditional derates | 0 | 0 | 0 | 0 | 0 | 0 | 0 | 0 | 0 | 0 | 0
2007 | US | SERC | VACAR | - | DCWDGG | Distributed Generator Capacity >= 1 MW | 0 | 0 | 0 | 0 | 0 | 0 | 0 | 0 | 0 | 0 | 0
2007 | US | SERC | VACAR | - | DCWDGL | Distributed Generator Capacity < 1 MW | 0 | 0 | 0 | 0 | 0 | 0 | 0 | 0 | 0 | 0 | 0
2007 | US | SERC | VACAR | - | DCWDIC | Deliverable Internal Capacity | 70238 | 71324 | 72249 | 72976 | 72740 | 74687 | 76711 | 78116 | 78740 | 79319 | 81983
2007 | US | SERC | VACAR | - | DCWDR | Derates and Decreases in Seasonal Rated Capacity | 0 | 0 | 0 | 0 | 0 | 0 | 0 | 0 | 0 | 0 | 0
2007 | US | SERC | VACAR | - | DCWDTO | Derated Operable Total Internal Capacity | 72997 | 74641 | 75937 | 77203 | 79651 | 83518 | 85925 | 87330 | 87964 | 90143 | 92807
2007 | US | SERC | VACAR | - | DCWEO | Energy-Only Resources (Operable) | 0 | 0 | 0 | 0 | 0 | 0 | 0 | 0 | 0 | 0 | 0
2007 | US | SERC | VACAR | - | DCWFP | Full-Responsibility Purchases (portion of total purchases) | 0 | 0 | 0 | 0 | 0 | 0 | 0 | 0 | 0 | 0 | 0
2007 | US | SERC | VACAR | - | DCWFS | Full-Responsibility Sales (portion of total sales) | 0 | 0 | 0 | 0 | 0 | 0 | 0 | 0 | 0 | 0 | 0
2007 | US | SERC | VACAR | - | DCWIC | Inoperable capacity | 63 | -63 | -63 | -63 | -63 | -63 | -63 | -63 | -63 | -63 | -63
2007 | US | SERC | VACAR | - | DCWICC | Inoperable Committed Capacity | 0 | 0 | 0 | 0 | 0 | 0 | 0 | 0 | 0 | 0 | 0
2007 | US | SERC | VACAR | - | DCWICE | Inoperable Energy Only Capacity | 0 | 0 | 0 | 0 | 0 | 0 | 0 | 0 | 0 | 0 | 0
2007 | US | SERC | VACAR | - | DCWICU | Inoperable Uncommitted Capacity | 0 | 0 | 0 | 0 | 0 | 0 | 0 | 0 | 0 | 0 | 0
2007 | US | SERC | VACAR | - | DCWIN | Internal Demand | 55368 | 56770 | 57866 | 58814 | 59578 | 60401 | 61208 | 62143 | 62993 | 63894 | 64787
2007 | US | SERC | VACAR | - | DCWIT | Interruptible Demand | 593 | 901 | 913 | 924 | 913 | 902 | 891 | 892 | 893 | 894 | 895
2007 | US | SERC | VACAR | - | DCWLM | Direct Control Load Management | 448 | 649 | 654 | 659 | 667 | 672 | 682 | 693 | 705 | 716 | 727
2007 | US | SERC | VACAR | - | DCWNC | Net Capacity Resources | 71284 | 72189 | 73228 | 73719 | 73223 | 75256 | 77163 | 78653 | 79311 | 79944 | 82353
2007 | US | SERC | VACAR | - | DCWNI | Projected Net Internal Demand | 54327 | 55220 | 56299 | 57231 | 57998 | 58827 | 59635 | 60558 | 61395 | 62284 | 63165
2007 | US | SERC | VACAR | - | DCWNUC | Committed | 0 | 0 | 0 | 0 | 697 | 2125 | 4097 | 5517 | 6067 | 7158 | 9741
2007 | US | SERC | VACAR | - | DCWNUE | Energy Only | 0 | 0 | 0 | 0 | 0 | 0 | 0 | 0 | 0 | 0 | 0
2007 | US | SERC | VACAR | - | DCWNUU | Uncommitted | 0 | 0 | 0 | 0 | 2684 | 4604 | 4987 | 4987 | 4997 | 6597 | 6597
2007 | US | SERC | VACAR | - | DCWOEU | OPERABLE ENERGY-ONLY AND UNCOMMITTED RESOURCES | 2759 | 3317 | 3688 | 4227 | 6911 | 8831 | 9214 | 9214 | 9224 | 10824 | 10824
2007 | US | SERC | VACAR | - | DCWOIC | Derated Operable Internal Capacity | 70238 | 71324 | 72249 | 72976 | 72740 | 74687 | 76711 | 78116 | 78740 | 79319 | 81983
2007 | US | SERC | VACAR | - | DCWOTL | Other Capacity < 1 MW | 0 | 0 | 0 | 0 | 0 | 0 | 0 | 0 | 0 | 0 | 0
2007 | US | SERC | VACAR | - | DCWP | Projected Purchases and Incoming Adjustments | 1606 | 1425 | 1439 | 1203 | 943 | 1029 | 912 | 997 | 1031 | 1085 | 830
2007 | US | SERC | VACAR | - | DCWPCA | PLANNED CAPACITY ADDITIONS | 0 | 0 | 1245 | 2525 | 5906 | 9255 | 11610 | 13029 | 13589 | 16281 | 18864
2007 | US | SERC | VACAR | - | DCWPU | Purchases | 1606 | 1425 | 1439 | 1203 | 943 | 1029 | 912 | 997 | 1031 | 1085 | 830
2007 | US | SERC | VACAR | - | DCWREI | Planned Retirements of Existing Inoperable Capacity | 0 | 0 | 0 | 0 | 0 | 0 | 0 | 0 | 0 | 0 | 0
2007 | US | SERC | VACAR | - | DCWREP | Existing Net Purchases from Non-reporting Parties within Region/Subregion | 3268 | 0 | 0 | 0 | 0 | 0 | 0 | 0 | 0 | 0 | 0
2007 | US | SERC | VACAR | - | DCWRIC | Return to Service of Existing Inoperable Capacity | 0 | 63 | 63 | 63 | 63 | 63 | 63 | 63 | 63 | 63 | 63
2007 | US | SERC | VACAR | - | DCWRNR | Planned Negative Reratings of Existing Capacity | 0 | 0 | 0 | 0 | 0 | 0 | 0 | 0 | 0 | 0 | 0
2007 | US | SERC | VACAR | - | DCWRPR | Planned Positive Reratings of Existing Capacity | 0 | 0 | 0 | 0 | 0 | 0 | 0 | 0 | 0 | 0 | 0
2007 | US | SERC | VACAR | - | DCWRRA | CAPACITY RERATINGS, RETIREMENTS AND ADJUSTMENTS | 3268 | 3545 | 3596 | 3582 | 2649 | 3167 | 3219 | 3205 | 3279 | 2766 | 2847
2007 | US | SERC | VACAR | - | DCWS | Projected Sales and Outgoing Adjustments | 560 | 560 | 460 | 460 | 460 | 460 | 460 | 460 | 460 | 460 | 460
2007 | US | SERC | VACAR | - | DCWSA | Sales | 560 | 560 | 460 | 460 | 460 | 460 | 460 | 460 | 460 | 460 | 460
2007 | US | SERC | VACAR | - | DCWSM | Planned Outage or Scheduled Maintenance | 0 | 0 | 0 | 0 | 0 | 0 | 0 | 0 | 0 | 0 | 0
2007 | US | SERC | VACAR | - | DCWST | Standby Demand | 0 | 0 | 0 | 0 | 0 | 0 | 0 | 0 | 0 | 0 | 0
2007 | US | SERC | VACAR | - | DCWT | Total Internal Capacity | 73060 | 74578 | 75874 | 77140 | 79588 | 83455 | 85862 | 87267 | 87901 | 90080 | 92744
2007 | US | SERC | VACAR | - | DCWTEX | Existing Capacity | 69792 | 71033 | 71033 | 71033 | 71033 | 71033 | 71033 | 71033 | 71033 | 71033 | 71033
2007 | US | SERC | VACAR | - | DCWTI | Projected Total Internal Demand | 55368 | 56770 | 57866 | 58814 | 59578 | 60401 | 61208 | 62143 | 62993 | 63894 | 64787
2007 | US | SERC | VACAR | - | DCWTL | Transmission-Limited Resources | 0 | 0 | 0 | 0 | 0 | 0 | 0 | 0 | 0 | 0 | 0
2007 | US | SERC | VACAR | - | DCWTNP | Net Purchases From Non-reporting Parties Within Region/Subregion | 0 | 3545 | 3596 | 3582 | 2649 | 3167 | 3219 | 3205 | 3279 | 2766 | 2847
2007 | US | SERC | VACAR | - | DCWTO | Operable Total Internal Capacity | 72997 | 74641 | 75937 | 77203 | 79651 | 83518 | 85925 | 87330 | 87964 | 90143 | 92807
2007 | US | SERC | VACAR | - | DCWTP | Total Potential Resources | 74043 | 75506 | 76916 | 77946 | 80134 | 84087 | 86377 | 87867 | 88535 | 90768 | 93177
2007 | US | SERC | VACAR | - | DCWTPN | Planned – NOT under construction & positive rerating | 0 | 0 | 0 | 0 | 3381 | 6729 | 9084 | 10504 | 11064 | 13755 | 16338
2007 | US | SERC | VACAR | - | DCWTPU | Planned Additions of New Capacity and Planned Uprates to Existing Capacity | 0 | 0 | 1245 | 2525 | 2525 | 2525 | 2525 | 2525 | 2525 | 2525 | 2525
2007 | US | SERC | VACAR | - | DCWTRE | Planned Retirements and Planned Deratings | 0 | 0 | 0 | 0 | 0 | 0 | 0 | 0 | 0 | 0 | 0
2007 | US | SERC | VACAR | - | DCWUC | Uncommitted Resources (Operable) | 2759 | 3317 | 3317 | 3317 | 3317 | 3317 | 3317 | 3317 | 3317 | 3317 | 3317
2007 | US | SERC | VACAR | - | DCWUCC | Committed | 0 | 0 | 874 | 1615 | 1615 | 1615 | 1615 | 1615 | 1615 | 1615 | 1615
2007 | US | SERC | VACAR | - | DCWUCE | Energy Only | 0 | 0 | 0 | 0 | 0 | 0 | 0 | 0 | 0 | 0 | 0
2007 | US | SERC | VACAR | - | DCWUCU | Uncommitted | 0 | 0 | 371 | 910 | 910 | 910 | 910 | 910 | 910 | 910 | 910
2007 | US | SERC | VACAR | - | DCWXC | COMMITTED | 67033 | 67716 | 67716 | 67716 | 67716 | 67716 | 67716 | 67716 | 67716 | 67716 | 67716
2007 | US | SERC | VACAR | - | DCWXCI | Inoperable | 63 | 0 | 0 | 0 | 0 | 0 | 0 | 0 | 0 | 0 | 0
2007 | US | SERC | VACAR | - | DCWXCO | Operable | 66970 | 67716 | 67716 | 67716 | 67716 | 67716 | 67716 | 67716 | 67716 | 67716 | 67716
2007 | US | SERC | VACAR | - | DCWXE | ENERGY ONLY | 0 | 0 | 0 | 0 | 0 | 0 | 0 | 0 | 0 | 0 | 0
2007 | US | SERC | VACAR | - | DCWXEI | Inoperable | 0 | 0 | 0 | 0 | 0 | 0 | 0 | 0 | 0 | 0 | 0
2007 | US | SERC | VACAR | - | DCWXU | UNCOMMITTED | 2759 | 3317 | 3317 | 3317 | 3317 | 3317 | 3317 | 3317 | 3317 | 3317 | 3317
2007 | US | SERC | VACAR | - | DCWXUI | Inoperable | 0 | 0 | 0 | 0 | 0 | 0 | 0 | 0 | 0 | 0 | 0
2007 | US | SPP | - | - | CWTF | Total | 44446 | 45989 | 46520 | 47618 | 49576 | 50781 | 51247 | 51398 | 52373 | 52593 | 53467
2007 | US | SPP | - | - | DCWAI | Owned Capacity/Entitlement Located Externally | 859 | 887 | 887 | 887 | 887 | 1010 | 1029 | 1029 | 1034 | 1034 | 1034
2007 | US | SPP | - | - | DCWAO | Capacity Owned by/Entitlement Held by External Entity | 0 | 0 | 0 | 0 | 0 | 0 | 0 | 0 | 0 | 0 | 0
2007 | US | SPP | - | - | DCWCD | Conditional derates | 0 | 0 | 0 | 0 | 0 | 0 | 0 | 0 | 0 | 0 | 0
2007 | US | SPP | - | - | DCWDGG | Distributed Generator Capacity >= 1 MW | 215 | 215 | 215 | 215 | 215 | 215 | 215 | 215 | 215 | 215 | 215
2007 | US | SPP | - | - | DCWDGL | Distributed Generator Capacity < 1 MW | 3 | 3 | 3 | 3 | 3 | 3 | 3 | 3 | 3 | 3 | 3
2007 | US | SPP | - | - | DCWDIC | Deliverable Internal Capacity | 44446 | 45929 | 46585 | 47683 | 49320 | 50325 | 51247 | 51348 | 52323 | 52493 | 53367
2007 | US | SPP | - | - | DCWDR | Derates and Decreases in Seasonal Rated Capacity | 101 | 101 | 101 | 101 | 101 | 101 | 101 | 101 | 101 | 101 | 101
2007 | US | SPP | - | - | DCWDTO | Derated Operable Total Internal Capacity | 54703 | 56246 | 56902 | 58000 | 59708 | 60713 | 61635 | 61786 | 62761 | 62981 | 63855
2007 | US | SPP | - | - | DCWEO | Energy-Only Resources (Operable) | 0 | 0 | 0 | 0 | 0 | 0 | 0 | 0 | 0 | 0 | 0
2007 | US | SPP | - | - | DCWFP | Full-Responsibility Purchases (portion of total purchases) | 1441 | 1191 | 1116 | 1091 | 1087 | 1074 | 1074 | 1024 | 998 | 998 | 924
2007 | US | SPP | - | - | DCWFS | Full-Responsibility Sales (portion of total sales) | 1316 | 1345 | 1289 | 1305 | 1306 | 1307 | 1308 | 1308 | 1309 | 1310 | 1310
2007 | US | SPP | - | - | DCWIC | Inoperable capacity | 192 | 132 | 132 | 132 | 132 | 112 | 112 | 132 | 132 | 132 | 132
2007 | US | SPP | - | - | DCWICC | Inoperable Committed Capacity | 0 | 0 | 0 | 0 | 0 | 0 | 0 | 0 | 0 | 0 | 0
2007 | US | SPP | - | - | DCWICE | Inoperable Energy Only Capacity | 0 | 0 | 0 | 0 | 0 | 0 | 0 | 0 | 0 | 0 | 0
2007 | US | SPP | - | - | DCWICU | Inoperable Uncommitted Capacity | 0 | 0 | 0 | 0 | 0 | 0 | 0 | 0 | 0 | 0 | 0
2007 | US | SPP | - | - | DCWIN | Internal Demand | 30865 | 31067 | 31694 | 32368 | 32993 | 33563 | 34102 | 34659 | 35421 | 36079 | 36708
2007 | US | SPP | - | - | DCWIT | Interruptible Demand | 760 | 617 | 618 | 618 | 619 | 621 | 611 | 612 | 615 | 617 | 619
2007 | US | SPP | - | - | DCWLM | Direct Control Load Management | 0 | 0 | 0 | 2 | 3 | 4 | 5 | 5 | 5 | 5 | 5
2007 | US | SPP | - | - | DCWNC | Net Capacity Resources | 48414 | 50070 | 51342 | 52606 | 53406 | 54416 | 54811 | 54987 | 56060 | 56367 | 57480
2007 | US | SPP | - | - | DCWNI | Projected Net Internal Demand | 30125 | 30469 | 31096 | 31769 | 32391 | 32958 | 33506 | 34062 | 34820 | 35477 | 36104
2007 | US | SPP | - | - | DCWNUC | Committed | 0 | 0 | 350 | 675 | 1130 | 1727 | 2937 | 2937 | 3777 | 3777 | 4256
2007 | US | SPP | - | - | DCWNUE | Energy Only | 0 | 0 | 0 | 0 | 0 | 0 | 0 | 0 | 0 | 0 | 0
2007 | US | SPP | - | - | DCWNUU | Uncommitted | 0 | 60 | 60 | 60 | 131 | 131 | 131 | 181 | 181 | 231 | 231
2007 | US | SPP | - | - | DCWOEU | OPERABLE ENERGY-ONLY AND UNCOMMITTED RESOURCES | 10258 | 10318 | 10318 | 10318 | 10389 | 10389 | 10389 | 10439 | 10439 | 10489 | 10489
2007 | US | SPP | - | - | DCWOIC | Derated Operable Internal Capacity | 44446 | 45929 | 46585 | 47683 | 49320 | 50325 | 51247 | 51348 | 52323 | 52493 | 53367
2007 | US | SPP | - | - | DCWOTL | Other Capacity < 1 MW | 0 | 0 | 0 | 0 | 0 | 0 | 0 | 0 | 0 | 0 | 0
2007 | US | SPP | - | - | DCWP | Projected Purchases and Incoming Adjustments | 7397 | 7777 | 8257 | 8414 | 7391 | 7322 | 6860 | 6884 | 6913 | 7080 | 7260
2007 | US | SPP | - | - | DCWPCA | PLANNED CAPACITY ADDITIONS | 0 | 881 | 1231 | 2156 | 3725 | 4572 | 5782 | 5832 | 6672 | 6722 | 7451
2007 | US | SPP | - | - | DCWPU | Purchases | 6538 | 6890 | 7370 | 7527 | 6504 | 6312 | 5830 | 5854 | 5879 | 6046 | 6226
2007 | US | SPP | - | - | DCWREI | Planned Retirements of Existing Inoperable Capacity | 0 | 0 | 0 | 0 | 0 | 0 | 0 | 0 | 0 | 0 | 0
2007 | US | SPP | - | - | DCWREP | Existing Net Purchases from Non-reporting Parties within Region/Subregion | 584 | 0 | 0 | 0 | 0 | 0 | 0 | 0 | 0 | 0 | 0
2007 | US | SPP | - | - | DCWRIC | Return to Service of Existing Inoperable Capacity | 0 | 48 | 48 | 48 | 48 | 68 | 68 | 48 | 48 | 48 | 48
2007 | US | SPP | - | - | DCWRNR | Planned Negative Reratings of Existing Capacity | 0 | 174 | 171 | 171 | 171 | 171 | 189 | 198 | 203 | 203 | 203
2007 | US | SPP | - | - | DCWRPR | Planned Positive Reratings of Existing Capacity | 0 | 230 | 225 | 268 | 237 | 255 | 250 | 250 | 250 | 250 | 255
2007 | US | SPP | - | - | DCWRRA | CAPACITY RERATINGS, RETIREMENTS AND ADJUSTMENTS | 584 | 590 | 718 | 891 | 1030 | 1168 | 880 | 1001 | 1136 | 1306 | 1451
2007 | US | SPP | - | - | DCWS | Projected Sales and Outgoing Adjustments | 3429 | 3636 | 3500 | 3491 | 3305 | 3230 | 3295 | 3244 | 3176 | 3206 | 3147
2007 | US | SPP | - | - | DCWSA | Sales | 3429 | 3636 | 3500 | 3491 | 3305 | 3230 | 3295 | 3244 | 3176 | 3206 | 3147
2007 | US | SPP | - | - | DCWSM | Planned Outage or Scheduled Maintenance | 446 | 178 | 0 | 0 | 0 | 0 | 0 | 0 | 0 | 0 | 0
2007 | US | SPP | - | - | DCWST | Standby Demand | 20 | 20 | 20 | 20 | 20 | 20 | 20 | 20 | 20 | 20 | 20
2007 | US | SPP | - | - | DCWT | Total Internal Capacity | 55443 | 56658 | 57136 | 58234 | 59942 | 60927 | 61849 | 62020 | 62995 | 63215 | 64089
2007 | US | SPP | - | - | DCWTEX | Existing Capacity | 54859 | 55187 | 55187 | 55187 | 55187 | 55187 | 55187 | 55187 | 55187 | 55187 | 55187
2007 | US | SPP | - | - | DCWTI | Projected Total Internal Demand | 30885 | 31087 | 31714 | 32388 | 33013 | 33583 | 34122 | 34679 | 35441 | 36099 | 36728
2007 | US | SPP | - | - | DCWTL | Transmission-Limited Resources | 0 | 0 | 0 | 0 | 0 | 0 | 0 | 0 | 0 | 0 | 0
2007 | US | SPP | - | - | DCWTNP | Net Purchases From Non-reporting Parties Within Region/Subregion | 0 | 595 | 725 | 855 | 1025 | 1145 | 880 | 1010 | 1150 | 1320 | 1460
2007 | US | SPP | - | - | DCWTO | Operable Total Internal Capacity | 55251 | 56526 | 57004 | 58102 | 59810 | 60815 | 61737 | 61888 | 62863 | 63083 | 63957
2007 | US | SPP | - | - | DCWTP | Total Potential Resources | 58672 | 60387 | 61659 | 62923 | 63794 | 64805 | 65200 | 65426 | 66499 | 66856 | 67968
2007 | US | SPP | - | - | DCWTPN | Planned – NOT under construction & positive rerating | 0 | 60 | 410 | 735 | 1261 | 1858 | 3068 | 3118 | 3958 | 4008 | 4487
2007 | US | SPP | - | - | DCWTPU | Planned Additions of New Capacity and Planned Uprates to Existing Capacity | 0 | 821 | 821 | 1421 | 2464 | 2714 | 2714 | 2714 | 2714 | 2714 | 2964
2007 | US | SPP | - | - | DCWTRE | Planned Retirements and Planned Deratings | 0 | 61 | 61 | 61 | 61 | 61 | 61 | 61 | 61 | 61 | 61
2007 | US | SPP | - | - | DCWUC | Uncommitted Resources (Operable) | 10258 | 10258 | 10258 | 10258 | 10258 | 10258 | 10258 | 10258 | 10258 | 10258 | 10258
2007 | US | SPP | - | - | DCWUCC | Committed | 0 | 821 | 821 | 1421 | 2464 | 2714 | 2714 | 2714 | 2714 | 2714 | 2964
2007 | US | SPP | - | - | DCWUCE | Energy Only | 0 | 0 | 0 | 0 | 0 | 0 | 0 | 0 | 0 | 0 | 0
2007 | US | SPP | - | - | DCWUCU | Uncommitted | 0 | 0 | 0 | 0 | 0 | 0 | 0 | 0 | 0 | 0 | 0
2007 | US | SPP | - | - | DCWXC | COMMITTED | 44601 | 44929 | 44929 | 44929 | 44929 | 44929 | 44929 | 44929 | 44929 | 44929 | 44929
2007 | US | SPP | - | - | DCWXCI | Inoperable | 192 | 180 | 180 | 180 | 180 | 180 | 180 | 180 | 180 | 180 | 180
2007 | US | SPP | - | - | DCWXCO | Operable | 44409 | 44749 | 44749 | 44749 | 44749 | 44749 | 44749 | 44749 | 44749 | 44749 | 44749
2007 | US | SPP | - | - | DCWXE | ENERGY ONLY | 0 | 0 | 0 | 0 | 0 | 0 | 0 | 0 | 0 | 0 | 0
2007 | US | SPP | - | - | DCWXEI | Inoperable | 0 | 0 | 0 | 0 | 0 | 0 | 0 | 0 | 0 | 0 | 0
2007 | US | SPP | - | - | DCWXU | UNCOMMITTED | 10258 | 10258 | 10258 | 10258 | 10258 | 10258 | 10258 | 10258 | 10258 | 10258 | 10258
2007 | US | SPP | - | - | DCWXUI | Inoperable | 0 | 0 | 0 | 0 | 0 | 0 | 0 | 0 | 0 | 0 | 0
2007 | US | WECC | - | - | CWTF | Total | 175700 | 181171 | 184309 | 188809 | 190543 | 190555 | 190567 | 190567 | 190567 | 190567 | 190567
2007 | US | WECC | - | - | DCWAI | Owned Capacity/Entitlement Located Externally | 0 | 0 | 0 | 0 | 0 | 0 | 0 | 0 | 0 | 0 | 0
2007 | US | WECC | - | - | DCWAO | Capacity Owned by/Entitlement Held by External Entity | 0 | 0 | 0 | 0 | 0 | 0 | 0 | 0 | 0 | 0 | 0
2007 | US | WECC | - | - | DCWCD | Conditional derates | 0 | 0 | 0 | 0 | 0 | 0 | 0 | 0 | 0 | 0 | 0
2007 | US | WECC | - | - | DCWDGG | Distributed Generator Capacity >= 1 MW | 0 | 0 | 0 | 0 | 0 | 0 | 0 | 0 | 0 | 0 | 0
2007 | US | WECC | - | - | DCWDGL | Distributed Generator Capacity < 1 MW | 0 | 0 | 0 | 0 | 0 | 0 | 0 | 0 | 0 | 0 | 0
2007 | US | WECC | - | - | DCWDIC | Deliverable Internal Capacity | 165287 | 168681 | 169624 | 170839 | 171694 | 171587 | 172349 | 172142 | 171561 | 172242 | 171908
2007 | US | WECC | - | - | DCWDR | Derates and Decreases in Seasonal Rated Capacity | 7196 | 8819 | 9066 | 9174 | 9174 | 9174 | 9174 | 9174 | 9174 | 9174 | 9174
2007 | US | WECC | - | - | DCWDTO | Derated Operable Total Internal Capacity | 165397 | 169244 | 171482 | 175977 | 177442 | 177335 | 178097 | 177890 | 177309 | 177990 | 177656
2007 | US | WECC | - | - | DCWEO | Energy-Only Resources (Operable) | 0 | 0 | 0 | 0 | 0 | 0 | 0 | 0 | 0 | 0 | 0
2007 | US | WECC | - | - | DCWFP | Full-Responsibility Purchases (portion of total purchases) | 802 | 793 | 793 | 756 | 663 | 527 | 534 | 535 | 550 | 553 | 555
2007 | US | WECC | - | - | DCWFS | Full-Responsibility Sales (portion of total sales) | 205 | 187 | 184 | 184 | 186 | 187 | 187 | 188 | 188 | 189 | 189
2007 | US | WECC | - | - | DCWIC | Inoperable capacity | 0 | 0 | 0 | 0 | 0 | 0 | 0 | 0 | 0 | 0 | 0
2007 | US | WECC | - | - | DCWICC | Inoperable Committed Capacity | 0 | 0 | 0 | 0 | 0 | 0 | 0 | 0 | 0 | 0 | 0
2007 | US | WECC | - | - | DCWICE | Inoperable Energy Only Capacity | 0 | 0 | 0 | 0 | 0 | 0 | 0 | 0 | 0 | 0 | 0
2007 | US | WECC | - | - | DCWICU | Inoperable Uncommitted Capacity | 0 | 0 | 0 | 0 | 0 | 0 | 0 | 0 | 0 | 0 | 0
2007 | US | WECC | - | - | DCWIN | Internal Demand | 111093 | 110073 | 111785 | 114066 | 115928 | 117534 | 119330 | 121208 | 123047 | 124934 | 126596
2007 | US | WECC | - | - | DCWIT | Interruptible Demand | 2235 | 2291 | 2314 | 2347 | 2348 | 2360 | 2362 | 2365 | 2367 | 2394 | 2396
2007 | US | WECC | - | - | DCWLM | Direct Control Load Management | 44 | 44 | 74 | 104 | 135 | 190 | 239 | 280 | 320 | 354 | 383
2007 | US | WECC | - | - | DCWNC | Net Capacity Resources | 165884 | 167984 | 168116 | 169023 | 169636 | 169803 | 170458 | 170036 | 169228 | 169690 | 169164
2007 | US | WECC | - | - | DCWNI | Projected Net Internal Demand | 108814 | 107738 | 109397 | 111615 | 113445 | 114984 | 116729 | 118563 | 120360 | 122186 | 123817
2007 | US | WECC | - | - | DCWNUC | Committed | 0 | 0 | 0 | 0 | 0 | 0 | 0 | 0 | 0 | 0 | 0
2007 | US | WECC | - | - | DCWNUE | Energy Only | 0 | 0 | 0 | 0 | 0 | 0 | 0 | 0 | 0 | 0 | 0
2007 | US | WECC | - | - | DCWNUU | Uncommitted | 0 | 453 | 1748 | 5028 | 5638 | 5638 | 5638 | 5638 | 5638 | 5638 | 5638
2007 | US | WECC | - | - | DCWOEU | OPERABLE ENERGY-ONLY AND UNCOMMITTED RESOURCES | 0 | 453 | 1748 | 5028 | 5638 | 5638 | 5638 | 5638 | 5638 | 5638 | 5638
2007 | US | WECC | - | - | DCWOIC | Derated Operable Internal Capacity | 165397 | 168791 | 169734 | 170949 | 171804 | 171697 | 172459 | 172252 | 171671 | 172352 | 172018
2007 | US | WECC | - | - | DCWOTL | Other Capacity < 1 MW | 0 | 0 | 0 | 0 | 0 | 0 | 0 | 0 | 0 | 0 | 0
2007 | US | WECC | - | - | DCWP | Projected Purchases and Incoming Adjustments | 802 | 793 | 793 | 756 | 663 | 527 | 534 | 535 | 550 | 553 | 555
2007 | US | WECC | - | - | DCWPCA | PLANNED CAPACITY ADDITIONS | 0 | 5172 | 8224 | 12762 | 14434 | 14434 | 14434 | 14434 | 14434 | 14434 | 14434
2007 | US | WECC | - | - | DCWPU | Purchases | 802 | 793 | 793 | 756 | 663 | 527 | 534 | 535 | 550 | 553 | 555
2007 | US | WECC | - | - | DCWREI | Planned Retirements of Existing Inoperable Capacity | 0 | 0 | 0 | 0 | 0 | 0 | 0 | 0 | 0 | 0 | 0
2007 | US | WECC | - | - | DCWREP | Existing Net Purchases from Non-reporting Parties within Region/Subregion | 0 | 0 | 0 | 0 | 0 | 0 | 0 | 0 | 0 | 0 | 0
2007 | US | WECC | - | - | DCWRIC | Return to Service of Existing Inoperable Capacity | 0 | 0 | 0 | 0 | 0 | 0 | 0 | 0 | 0 | 0 | 0
2007 | US | WECC | - | - | DCWRNR | Planned Negative Reratings of Existing Capacity | 0 | 0 | 5 | 5 | 5 | 5 | 5 | 160 | 160 | 160 | 160
2007 | US | WECC | - | - | DCWRPR | Planned Positive Reratings of Existing Capacity | 0 | 298 | 403 | 365 | 427 | 439 | 451 | 606 | 606 | 606 | 606
2007 | US | WECC | - | - | DCWRRA | CAPACITY RERATINGS, RETIREMENTS AND ADJUSTMENTS | 0 | 298 | 383 | 345 | 407 | 419 | 431 | 431 | 431 | 431 | 431
2007 | US | WECC | - | - | DCWS | Projected Sales and Outgoing Adjustments | 205 | 1490 | 2301 | 2572 | 2721 | 2311 | 2425 | 2641 | 2883 | 3105 | 3299
2007 | US | WECC | - | - | DCWSA | Sales | 205 | 1490 | 2301 | 2572 | 2721 | 2311 | 2425 | 2641 | 2883 | 3105 | 3299
2007 | US | WECC | - | - | DCWSM | Planned Outage or Scheduled Maintenance | 3106 | 3106 | 3758 | 3655 | 3924 | 4043 | 3293 | 3500 | 4081 | 3400 | 3734
2007 | US | WECC | - | - | DCWST | Standby Demand | 0 | 0 | 0 | 0 | 0 | 0 | 0 | 0 | 0 | 0 | 0
2007 | US | WECC | - | - | DCWT | Total Internal Capacity | 175699 | 181169 | 184306 | 188806 | 190540 | 190552 | 190564 | 190564 | 190564 | 190564 | 190564
2007 | US | WECC | - | - | DCWTEX | Existing Capacity | 175699 | 175699 | 175699 | 175699 | 175699 | 175699 | 175699 | 175699 | 175699 | 175699 | 175699
2007 | US | WECC | - | - | DCWTI | Projected Total Internal Demand | 111093 | 110073 | 111785 | 114066 | 115928 | 117534 | 119330 | 121208 | 123047 | 124934 | 126596
2007 | US | WECC | - | - | DCWTL | Transmission-Limited Resources | 110 | 110 | 110 | 110 | 110 | 110 | 110 | 110 | 110 | 110 | 110
2007 | US | WECC | - | - | DCWTNP | Net Purchases From Non-reporting Parties Within Region/Subregion | 0 | 0 | 0 | 0 | 0 | 0 | 0 | 0 | 0 | 0 | 0
2007 | US | WECC | - | - | DCWTO | Operable Total Internal Capacity | 175699 | 181169 | 184306 | 188806 | 190540 | 190552 | 190564 | 190564 | 190564 | 190564 | 190564
2007 | US | WECC | - | - | DCWTP | Total Potential Resources | 165994 | 168547 | 169974 | 174161 | 175384 | 175551 | 176206 | 175784 | 174976 | 175438 | 174912
2007 | US | WECC | - | - | DCWTPN | Planned – NOT under construction & positive rerating | 0 | 453 | 1748 | 5028 | 5638 | 5638 | 5638 | 5638 | 5638 | 5638 | 5638
2007 | US | WECC | - | - | DCWTPU | Planned Additions of New Capacity and Planned Uprates to Existing Capacity | 0 | 4719 | 6476 | 7734 | 8796 | 8796 | 8796 | 8796 | 8796 | 8796 | 8796
2007 | US | WECC | - | - | DCWTRE | Planned Retirements and Planned Deratings | 0 | 0 | 15 | 15 | 15 | 15 | 15 | 15 | 15 | 15 | 15
2007 | US | WECC | - | - | DCWUC | Uncommitted Resources (Operable) | 0 | 0 | 0 | 0 | 0 | 0 | 0 | 0 | 0 | 0 | 0
2007 | US | WECC | - | - | DCWUCC | Committed | 0 | 4719 | 6476 | 7734 | 8796 | 8796 | 8796 | 8796 | 8796 | 8796 | 8796
2007 | US | WECC | - | - | DCWUCE | Energy Only | 0 | 0 | 0 | 0 | 0 | 0 | 0 | 0 | 0 | 0 | 0
2007 | US | WECC | - | - | DCWUCU | Uncommitted | 0 | 0 | 0 | 0 | 0 | 0 | 0 | 0 | 0 | 0 | 0
2007 | US | WECC | - | - | DCWXC | COMMITTED | 175699 | 175699 | 175699 | 175699 | 175699 | 175699 | 175699 | 175699 | 175699 | 175699 | 175699
2007 | US | WECC | - | - | DCWXCI | Inoperable | 0 | 0 | 0 | 0 | 0 | 0 | 0 | 0 | 0 | 0 | 0
2007 | US | WECC | - | - | DCWXCO | Operable | 175699 | 175699 | 175699 | 175699 | 175699 | 175699 | 175699 | 175699 | 175699 | 175699 | 175699
2007 | US | WECC | - | - | DCWXE | ENERGY ONLY | 0 | 0 | 0 | 0 | 0 | 0 | 0 | 0 | 0 | 0 | 0
2007 | US | WECC | - | - | DCWXEI | Inoperable | 0 | 0 | 0 | 0 | 0 | 0 | 0 | 0 | 0 | 0 | 0
2007 | US | WECC | - | - | DCWXU | UNCOMMITTED | 0 | 0 | 0 | 0 | 0 | 0 | 0 | 0 | 0 | 0 | 0
2007 | US | WECC | - | - | DCWXUI | Inoperable | 0 | 0 | 0 | 0 | 0 | 0 | 0 | 0 | 0 | 0 | 0
2007 | US | WECC | AZ-NM-SNV | - | CWTF | Total | 41403 | 41508 | 41995 | 42603 | 42603 | 42603 | 42603 | 42603 | 42603 | 42603 | 42603
2007 | US | WECC | AZ-NM-SNV | - | DCWAI | Owned Capacity/Entitlement Located Externally | 389 | 389 | 389 | 389 | 389 | 389 | 390 | 389 | 389 | 389 | 389
2007 | US | WECC | AZ-NM-SNV | - | DCWAO | Capacity Owned by/Entitlement Held by External Entity | 4600 | 4558 | 4577 | 4577 | 4577 | 4677 | 4677 | 4677 | 4677 | 4677 | 4677
2007 | US | WECC | AZ-NM-SNV | - | DCWCD | Conditional derates | 0 | 0 | 0 | 0 | 0 | 0 | 0 | 0 | 0 | 0 | 0
2007 | US | WECC | AZ-NM-SNV | - | DCWDGG | Distributed Generator Capacity >= 1 MW | 0 | 0 | 0 | 0 | 0 | 0 | 0 | 0 | 0 | 0 | 0
2007 | US | WECC | AZ-NM-SNV | - | DCWDGL | Distributed Generator Capacity < 1 MW | 0 | 0 | 0 | 0 | 0 | 0 | 0 | 0 | 0 | 0 | 0
2007 | US | WECC | AZ-NM-SNV | - | DCWDIC | Deliverable Internal Capacity | 38340 | 39960 | 40692 | 41388 | 41156 | 41196 | 41482 | 41262 | 40862 | 41362 | 41039
2007 | US | WECC | AZ-NM-SNV | - | DCWDR | Derates and Decreases in Seasonal Rated Capacity | 845 | 845 | 845 | 845 | 845 | 845 | 845 | 845 | 845 | 845 | 845
2007 | US | WECC | AZ-NM-SNV | - | DCWDTO | Derated Operable Total Internal Capacity | 38340 | 39960 | 40692 | 41388 | 41156 | 41196 | 41482 | 41262 | 40862 | 41362 | 41039
2007 | US | WECC | AZ-NM-SNV | - | DCWEO | Energy-Only Resources (Operable) | 0 | 0 | 0 | 0 | 0 | 0 | 0 | 0 | 0 | 0 | 0
2007 | US | WECC | AZ-NM-SNV | - | DCWFP | Full-Responsibility Purchases (portion of total purchases) | 283 | 283 | 283 | 283 | 283 | 133 | 133 | 133 | 133 | 133 | 133
2007 | US | WECC | AZ-NM-SNV | - | DCWFS | Full-Responsibility Sales (portion of total sales) | 1024 | 1024 | 1024 | 1024 | 1024 | 1024 | 1024 | 1024 | 1024 | 1024 | 1024
2007 | US | WECC | AZ-NM-SNV | - | DCWIC | Inoperable capacity | 0 | 0 | 0 | 0 | 0 | 0 | 0 | 0 | 0 | 0 | 0
2007 | US | WECC | AZ-NM-SNV | - | DCWICC | Inoperable Committed Capacity | 0 | 0 | 0 | 0 | 0 | 0 | 0 | 0 | 0 | 0 | 0
2007 | US | WECC | AZ-NM-SNV | - | DCWICE | Inoperable Energy Only Capacity | 0 | 0 | 0 | 0 | 0 | 0 | 0 | 0 | 0 | 0 | 0
2007 | US | WECC | AZ-NM-SNV | - | DCWICU | Inoperable Uncommitted Capacity | 0 | 0 | 0 | 0 | 0 | 0 | 0 | 0 | 0 | 0 | 0
2007 | US | WECC | AZ-NM-SNV | - | DCWIN | Internal Demand | 19120 | 19068 | 19398 | 20031 | 20671 | 21206 | 21746 | 22313 | 22854 | 23481 | 24049
2007 | US | WECC | AZ-NM-SNV | - | DCWIT | Interruptible Demand | 252 | 278 | 299 | 330 | 330 | 341 | 342 | 343 | 344 | 370 | 371
2007 | US | WECC | AZ-NM-SNV | - | DCWLM | Direct Control Load Management | 4 | 4 | 7 | 10 | 14 | 18 | 22 | 26 | 30 | 34 | 37
2007 | US | WECC | AZ-NM-SNV | - | DCWNC | Net Capacity Resources | 33388 | 36710 | 37081 | 37963 | 38695 | 39060 | 39787 | 40392 | 39383 | 39555 | 38857
2007 | US | WECC | AZ-NM-SNV | - | DCWNI | Projected Net Internal Demand | 18864 | 18786 | 19092 | 19691 | 20327 | 20847 | 21382 | 21944 | 22480 | 23077 | 23641
2007 | US | WECC | AZ-NM-SNV | - | DCWNUC | Committed | 0 | 0 | 0 | 0 | 0 | 0 | 0 | 0 | 0 | 0 | 0
2007 | US | WECC | AZ-NM-SNV | - | DCWNUE | Energy Only | 0 | 0 | 0 | 0 | 0 | 0 | 0 | 0 | 0 | 0 | 0
2007 | US | WECC | AZ-NM-SNV | - | DCWNUU | Uncommitted | 0 | 0 | 0 | 0 | 0 | 0 | 0 | 0 | 0 | 0 | 0
2007 | US | WECC | AZ-NM-SNV | - | DCWOEU | OPERABLE ENERGY-ONLY AND UNCOMMITTED RESOURCES | 0 | 0 | 0 | 0 | 0 | 0 | 0 | 0 | 0 | 0 | 0
2007 | US | WECC | AZ-NM-SNV | - | DCWOIC | Derated Operable Internal Capacity | 38340 | 39960 | 40692 | 41388 | 41156 | 41196 | 41482 | 41262 | 40862 | 41362 | 41039
2007 | US | WECC | AZ-NM-SNV | - | DCWOTL | Other Capacity < 1 MW | 0 | 0 | 0 | 0 | 0 | 0 | 0 | 0 | 0 | 0 | 0
2007 | US | WECC | AZ-NM-SNV | - | DCWP | Projected Purchases and Incoming Adjustments | 672 | 2332 | 1990 | 2176 | 3140 | 3565 | 4006 | 4831 | 4222 | 3894 | 3519
2007 | US | WECC | AZ-NM-SNV | - | DCWPCA | PLANNED CAPACITY ADDITIONS | 0 | 94 | 510 | 1118 | 1118 | 1118 | 1118 | 1118 | 1118 | 1118 | 1118
2007 | US | WECC | AZ-NM-SNV | - | DCWPU | Purchases | 283 | 1943 | 1601 | 1787 | 2751 | 3176 | 3616 | 4442 | 3833 | 3505 | 3130
2007 | US | WECC | AZ-NM-SNV | - | DCWREI | Planned Retirements of Existing Inoperable Capacity | 0 | 0 | 0 | 0 | 0 | 0 | 0 | 0 | 0 | 0 | 0
2007 | US | WECC | AZ-NM-SNV | - | DCWREP | Existing Net Purchases from Non-reporting Parties within Region/Subregion | 0 | 0 | 0 | 0 | 0 | 0 | 0 | 0 | 0 | 0 | 0
2007 | US | WECC | AZ-NM-SNV | - | DCWRIC | Return to Service of Existing Inoperable Capacity | 0 | 0 | 0 | 0 | 0 | 0 | 0 | 0 | 0 | 0 | 0
2007 | US | WECC | AZ-NM-SNV | - | DCWRNR | Planned Negative Reratings of Existing Capacity | 0 | 0 | 0 | 0 | 0 | 0 | 0 | 0 | 0 | 0 | 0
2007 | US | WECC | AZ-NM-SNV | - | DCWRPR | Planned Positive Reratings of Existing Capacity | 0 | 11 | 82 | 82 | 82 | 82 | 82 | 82 | 82 | 82 | 82
2007 | US | WECC | AZ-NM-SNV | - | DCWRRA | CAPACITY RERATINGS, RETIREMENTS AND ADJUSTMENTS | 0 | 11 | 82 | 82 | 82 | 82 | 82 | 82 | 82 | 82 | 82
2007 | US | WECC | AZ-NM-SNV | - | DCWS | Projected Sales and Outgoing Adjustments | 5624 | 5582 | 5601 | 5601 | 5601 | 5701 | 5701 | 5701 | 5701 | 5701 | 5701
2007 | US | WECC | AZ-NM-SNV | - | DCWSA | Sales | 1024 | 1024 | 1024 | 1024 | 1024 | 1024 | 1024 | 1024 | 1024 | 1024 | 1024
2007 | US | WECC | AZ-NM-SNV | - | DCWSM | Planned Outage or Scheduled Maintenance | 2217 | 702 | 457 | 369 | 601 | 561 | 275 | 495 | 895 | 395 | 718
2007 | US | WECC | AZ-NM-SNV | - | DCWST | Standby Demand | 0 | 0 | 0 | 0 | 0 | 0 | 0 | 0 | 0 | 0 | 0
2007 | US | WECC | AZ-NM-SNV | - | DCWT | Total Internal Capacity | 41402 | 41507 | 41994 | 42602 | 42602 | 42602 | 42602 | 42602 | 42602 | 42602 | 42602
2007 | US | WECC | AZ-NM-SNV | - | DCWTEX | Existing Capacity | 41402 | 41402 | 41402 | 41402 | 41402 | 41402 | 41402 | 41402 | 41402 | 41402 | 41402
2007 | US | WECC | AZ-NM-SNV | - | DCWTI | Projected Total Internal Demand | 19120 | 19068 | 19398 | 20031 | 20671 | 21206 | 21746 | 22313 | 22854 | 23481 | 24049
2007 | US | WECC | AZ-NM-SNV | - | DCWTL | Transmission-Limited Resources | 0 | 0 | 0 | 0 | 0 | 0 | 0 | 0 | 0 | 0 | 0
2007 | US | WECC | AZ-NM-SNV | - | DCWTNP | Net Purchases From Non-reporting Parties Within Region/Subregion | 0 | 0 | 0 | 0 | 0 | 0 | 0 | 0 | 0 | 0 | 0
2007 | US | WECC | AZ-NM-SNV | - | DCWTO | Operable Total Internal Capacity | 41402 | 41507 | 41994 | 42602 | 42602 | 42602 | 42602 | 42602 | 42602 | 42602 | 42602
2007 | US | WECC | AZ-NM-SNV | - | DCWTP | Total Potential Resources | 33388 | 36710 | 37081 | 37963 | 38695 | 39060 | 39787 | 40392 | 39383 | 39555 | 38857
2007 | US | WECC | AZ-NM-SNV | - | DCWTPN | Planned – NOT under construction & positive rerating | 0 | 0 | 0 | 0 | 0 | 0 | 0 | 0 | 0 | 0 | 0
2007 | US | WECC | AZ-NM-SNV | - | DCWTPU | Planned Additions of New Capacity and Planned Uprates to Existing Capacity | 0 | 94 | 510 | 1118 | 1118 | 1118 | 1118 | 1118 | 1118 | 1118 | 1118
2007 | US | WECC | AZ-NM-SNV | - | DCWTRE | Planned Retirements and Planned Deratings | 0 | 0 | 0 | 0 | 0 | 0 | 0 | 0 | 0 | 0 | 0
2007 | US | WECC | AZ-NM-SNV | - | DCWUC | Uncommitted Resources (Operable) | 0 | 0 | 0 | 0 | 0 | 0 | 0 | 0 | 0 | 0 | 0
2007 | US | WECC | AZ-NM-SNV | - | DCWUCC | Committed | 0 | 94 | 510 | 1118 | 1118 | 1118 | 1118 | 1118 | 1118 | 1118 | 1118
2007 | US | WECC | AZ-NM-SNV | - | DCWUCE | Energy Only | 0 | 0 | 0 | 0 | 0 | 0 | 0 | 0 | 0 | 0 | 0
2007 | US | WECC | AZ-NM-SNV | - | DCWUCU | Uncommitted | 0 | 0 | 0 | 0 | 0 | 0 | 0 | 0 | 0 | 0 | 0
2007 | US | WECC | AZ-NM-SNV | - | DCWXC | COMMITTED | 41402 | 41402 | 41402 | 41402 | 41402 | 41402 | 41402 | 41402 | 41402 | 41402 | 41402
2007 | US | WECC | AZ-NM-SNV | - | DCWXCI | Inoperable | 0 | 0 | 0 | 0 | 0 | 0 | 0 | 0 | 0 | 0 | 0
2007 | US | WECC | AZ-NM-SNV | - | DCWXCO | Operable | 41402 | 41402 | 41402 | 41402 | 41402 | 41402 | 41402 | 41402 | 41402 | 41402 | 41402
2007 | US | WECC | AZ-NM-SNV | - | DCWXE | ENERGY ONLY | 0 | 0 | 0 | 0 | 0 | 0 | 0 | 0 | 0 | 0 | 0
2007 | US | WECC | AZ-NM-SNV | - | DCWXEI | Inoperable | 0 | 0 | 0 | 0 | 0 | 0 | 0 | 0 | 0 | 0 | 0
2007 | US | WECC | AZ-NM-SNV | - | DCWXU | UNCOMMITTED | 0 | 0 | 0 | 0 | 0 | 0 | 0 | 0 | 0 | 0 | 0
2007 | US | WECC | AZ-NM-SNV | - | DCWXUI | Inoperable | 0 | 0 | 0 | 0 | 0 | 0 | 0 | 0 | 0 | 0 | 0
2007 | US | WECC | NWPP | - | CWTF | Total | 55838 | 57428 | 58948 | 58960 | 59254 | 59266 | 59278 | 59278 | 59278 | 59278 | 59278
2007 | US | WECC | NWPP | - | DCWAI | Owned Capacity/Entitlement Located Externally | 1265 | 1265 | 1265 | 1265 | 1265 | 1265 | 1265 | 1265 | 1265 | 1243 | 1243
2007 | US | WECC | NWPP | - | DCWAO | Capacity Owned by/Entitlement Held by External Entity | 624 | 524 | 395 | 395 | 395 | 395 | 395 | 395 | 347 | 347 | 347
2007 | US | WECC | NWPP | - | DCWCD | Conditional derates | 0 | 0 | 0 | 0 | 0 | 0 | 0 | 0 | 0 | 0 | 0
2007 | US | WECC | NWPP | - | DCWDGG | Distributed Generator Capacity >= 1 MW | 0 | 0 | 0 | 0 | 0 | 0 | 0 | 0 | 0 | 0 | 0
2007 | US | WECC | NWPP | - | DCWDGL | Distributed Generator Capacity < 1 MW | 0 | 0 | 0 | 0 | 0 | 0 | 0 | 0 | 0 | 0 | 0
2007 | US | WECC | NWPP | - | DCWDIC | Deliverable Internal Capacity | 55686 | 57904 | 59139 | 59202 | 59435 | 59515 | 59601 | 59515 | 59465 | 59502 | 59515
2007 | US | WECC | NWPP | - | DCWDR | Derates and Decreases in Seasonal Rated Capacity | 3095 | 3095 | 3095 | 3095 | 3095 | 3095 | 3095 | 3095 | 3095 | 3095 | 3095
2007 | US | WECC | NWPP | - | DCWDTO | Derated Operable Total Internal Capacity | 55686 | 58354 | 59967 | 60030 | 60263 | 60343 | 60429 | 60343 | 60293 | 60330 | 60343
2007 | US | WECC | NWPP | - | DCWEO | Energy-Only Resources (Operable) | 0 | 0 | 0 | 0 | 0 | 0 | 0 | 0 | 0 | 0 | 0
2007 | US | WECC | NWPP | - | DCWFP | Full-Responsibility Purchases (portion of total purchases) | 1513 | 1509 | 1470 | 1461 | 1372 | 1371 | 1371 | 1398 | 1399 | 1401 | 1403
2007 | US | WECC | NWPP | - | DCWFS | Full-Responsibility Sales (portion of total sales) | 796 | 743 | 735 | 750 | 643 | 536 | 536 | 536 | 562 | 562 | 538
2007 | US | WECC | NWPP | - | DCWIC | Inoperable capacity | 0 | 0 | 0 | 0 | 0 | 0 | 0 | 0 | 0 | 0 | 0
2007 | US | WECC | NWPP | - | DCWICC | Inoperable Committed Capacity | 0 | 0 | 0 | 0 | 0 | 0 | 0 | 0 | 0 | 0 | 0
2007 | US | WECC | NWPP | - | DCWICE | Inoperable Energy Only Capacity | 0 | 0 | 0 | 0 | 0 | 0 | 0 | 0 | 0 | 0 | 0
2007 | US | WECC | NWPP | - | DCWICU | Inoperable Uncommitted Capacity | 0 | 0 | 0 | 0 | 0 | 0 | 0 | 0 | 0 | 0 | 0
2007 | US | WECC | NWPP | - | DCWIN | Internal Demand | 41307 | 40003 | 41042 | 41738 | 42192 | 42809 | 43474 | 44108 | 44707 | 45335 | 45884
2007 | US | WECC | NWPP | - | DCWIT | Interruptible Demand | 225 | 225 | 225 | 225 | 225 | 225 | 225 | 225 | 225 | 225 | 225
2007 | US | WECC | NWPP | - | DCWLM | Direct Control Load Management | bar: 2230 to 2775
2007 | US | WECC | NWPP | - | DCWNC | Net Capacity Resources | 57044 | 57560 | 56406 | 60093 | 60744 | 60284 | 58229 | 57660 | 57650 | 57744 | 57764
2007 | US | WECC | NWPP | - | DCWNI | Projected Net Internal Demand | 41081 | 39777 | 40816 | 41512 | 41966 | 42583 | 43248 | 43882 | 44481 | 45109 | 45658
2007 | US | WECC | NWPP | - | DCWNUC | Committed | 0 | 0 | 0 | 0 | 0 | 0 | 0 | 0 | 0 | 0 | 0
2007 | US | WECC | NWPP | - | DCWNUE | Energy Only | 0 | 0 | 0 | 0 | 0 | 0 | 0 | 0 | 0 | 0 | 0
2007 | US | WECC | NWPP | - | DCWNUU | Uncommitted | 0 | 450 | 828 | 828 | 828 | 828 | 828 | 828 | 828 | 828 | 828
2007 | US | WECC | NWPP | - | DCWOEU | OPERABLE ENERGY-ONLY AND UNCOMMITTED RESOURCES | 0 | 450 | 828 | 828 | 828 | 828 | 828 | 828 | 828 | 828 | 828
2007 | US | WECC | NWPP | - | DCWOIC | Derated Operable Internal Capacity | 55686 | 57904 | 59139 | 59202 | 59435 | 59515 | 59601 | 59515 | 59465 | 59502 | 59515
2007 | US | WECC | NWPP | - | DCWOTL | Other Capacity < 1 MW | 0 | 0 | 0 | 0 | 0 | 0 | 0 | 0 | 0 | 0 | 0
2007 | US | WECC | NWPP | - | DCWP | Projected Purchases and Incoming Adjustments | 2778 | 2774 | 2735 | 2726 | 2637 | 2636 | 2636 | 2663 | 2664 | 2644 | 2646
2007 | US | WECC | NWPP | - | DCWPCA | PLANNED CAPACITY ADDITIONS | 0 | 2537 | 4242 | 4242 | 4524 | 4524 | 4524 | 4524 | 4524 | 4524 | 4524
2007 | US | WECC | NWPP | - | DCWPU | Purchases | 1513 | 1509 | 1470 | 1461 | 1372 | 1371 | 1371 | 1398 | 1399 | 1401 | 1403
2007 | US | WECC | NWPP | - | DCWREI | Planned Retirements of Existing Inoperable Capacity | 0 | 0 | 0 | 0 | 0 | 0 | 0 | 0 | 0 | 0 | 0
2007 | US | WECC | NWPP | - | DCWREP | Existing Net Purchases from Non-reporting Parties within Region/Subregion | 0 | 0 | 0 | 0 | 0 | 0 | 0 | 0 | 0 | 0 | 0
2007 | US | WECC | NWPP | - | DCWRIC | Return to Service of Existing Inoperable Capacity | 0 | 0 | 0 | 0 | 0 | 0 | 0 | 0 | 0 | 0 | 0
2007 | US | WECC | NWPP | - | DCWRNR | Planned Negative Reratings of Existing Capacity | 0 | 0 | 0 | 0 | 0 | 0 | 0 | 0 | 0 | 0 | 0
2007 | US | WECC | NWPP | - | DCWRPR | Planned Positive Reratings of Existing Capacity | 0 | 11 | 11 | 23 | 35 | 47 | 59 | 59 | 59 | 59 | 59
2007 | US | WECC | NWPP | - | DCWRRA | CAPACITY RERATINGS, RETIREMENTS AND ADJUSTMENTS | 0 | 11 | -4 | 8 | 20 | 32 | 44 | 44 | 44 | 44 | 44
2007 | US | WECC | NWPP | - | DCWS | Projected Sales and Outgoing Adjustments | 1420 | 3118 | 5468 | 1835 | 1328 | 1867 | 4008 | 4518 | 4479 | 4402 | 4397
2007 | US | WECC | NWPP | - | DCWSA | Sales | 796 | 2594 | 5073 | 1440 | 933 | 1472 | 3613 | 4123 | 4132 | 4055 | 4050
2007 | US | WECC | NWPP | - | DCWSM | Planned Outage or Scheduled Maintenance | 150 | 30 | 107 | 56 | 117 | 49 | -25 | 61 | 111 | 74 | 61
2007 | US | WECC | NWPP | - | DCWST | Standby Demand | 0 | 0 | 0 | 0 | 0 | 0 | 0 | 0 | 0 | 0 | 0
2007 | US | WECC | NWPP | - | DCWT | Total Internal Capacity | 58931 | 61479 | 63169 | 63181 | 63475 | 63487 | 63499 | 63499 | 63499 | 63499 | 63499
2007 | US | WECC | NWPP | - | DCWTEX | Existing Capacity | 58931 | 58931 | 58931 | 58931 | 58931 | 58931 | 58931 | 58931 | 58931 | 58931 | 58931
2007 | US | WECC | NWPP | - | DCWTI | Projected Total Internal Demand | 41307 | 40003 | 41042 | 41738 | 42192 | 42809 | 43474 | 44108 | 44707 | 45335 | 45884
2007 | US | WECC | NWPP | - | DCWTL | Transmission-Limited Resources | 0 | 0 | 0 | 0 | 0 | 0 | 0 | 0 | 0 | 0 | 0
2007 | US | WECC | NWPP | - | DCWTNP | Net Purchases From Non-reporting Parties Within Region/Subregion | 0 | 0 | 0 | 0 | 0 | 0 | 0 | 0 | 0 | 0 | 0
2007 | US | WECC | NWPP | - | DCWTO | Operable Total Internal Capacity | 58931 | 61479 | 63169 | 63181 | 63475 | 63487 | 63499 | 63499 | 63499 | 63499 | 63499
2007 | US | WECC | NWPP | - | DCWTP | Total Potential Resources | 57044 | 58010 | 57234 | 60921 | 61572 | 61112 | 59057 | 58488 | 58478 | 58572 | 58592
2007 | US | WECC | NWPP | - | DCWTPN | Planned – NOT under construction & positive rerating | 0 | 450 | 828 | 828 | 828 | 828 | 828 | 828 | 828 | 828 | 828
2007 | US | WECC | NWPP | - | DCWTPU | Planned Additions of New Capacity and Planned Uprates to Existing Capacity | 0 | 2087 | 3414 | 3414 | 3696 | 3696 | 3696 | 3696 | 3696 | 3696 | 3696
2007 | US | WECC | NWPP | - | DCWTRE | Planned Retirements and Planned Deratings | 0 | 0 | 15 | 15 | 15 | 15 | 15 | 15 | 15 | 15 | 15
2007 | US | WECC | NWPP | - | DCWUC | Uncommitted Resources (Operable) | 0 | 0 | 0 | 0 | 0 | 0 | 0 | 0 | 0 | 0 | 0
2007 | US | WECC | NWPP | - | DCWUCC | Committed | 0 | 2087 | 3414 | 3414 | 3696 | 3696 | 3696 | 3696 | 3696 | 3696 | 3696
2007 | US | WECC | NWPP | - | DCWUCE | Energy Only | 0 | 0 | 0 | 0 | 0 | 0 | 0 | 0 | 0 | 0 | 0
2007 | US | WECC | NWPP | - | DCWUCU | Uncommitted | 0 | 0 | 0 | 0 | 0 | 0 | 0 | 0 | 0 | 0 | 0
2007 | US | WECC | NWPP | - | DCWXC | COMMITTED | 58931 | 58931 | 58931 | 58931 | 58931 | 58931 | 58931 | 58931 | 58931 | 58931 | 58931
2007 | US | WECC | NWPP | - | DCWXCI | Inoperable | 0 | 0 | 0 | 0 | 0 | 0 | 0 | 0 | 0 | 0 | 0
2007 | US | WECC | NWPP | - | DCWXCO | Operable | 58931 | 58931 | 58931 | 58931 | 58931 | 58931 | 58931 | 58931 | 58931 | 58931 | 58931
2007 | US | WECC | NWPP | - | DCWXE | ENERGY ONLY | 0 | 0 | 0 | 0 | 0 | 0 | 0 | 0 | 0 | 0 | 0
2007 | US | WECC | NWPP | - | DCWXEI | Inoperable | 0 | 0 | 0 | 0 | 0 | 0 | 0 | 0 | 0 | 0 | 0
2007 | US | WECC | NWPP | - | DCWXU | UNCOMMITTED | 0 | 0 | 0 | 0 | 0 | 0 | 0 | 0 | 0 | 0 | 0
2007 | US | WECC | NWPP | - | DCWXUI | Inoperable | 0 | 0 | 0 | 0 | 0 | 0 | 0 | 0 | 0 | 0 | 0
2007 | US | WECC | RMPA | - | CWTF | Total | 12921 | 13388 | 13534 | 13534 | 14314 | 14314 | 14314 | 14314 | 14314 | 14314 | 14314
2007 | US | WECC | RMPA | - | DCWAI | Owned Capacity/Entitlement Located Externally | 276 | 276 | 276 | 276 | 276 | 376 | 376 | 376 | 376 | 376 | 376
2007 | US | WECC | RMPA | - | DCWAO | Capacity Owned by/Entitlement Held by External Entity | 765 | 769 | 769 | 769 | 769 | 769 | 770 | 769 | 769 | 769 | 769
2007 | US | WECC | RMPA | - | DCWCD | Conditional derates | 0 | 0 | 0 | 0 | 0 | 0 | 0 | 0 | 0 | 0 | 0
2007 | US | WECC | RMPA | - | DCWDGG | Distributed Generator Capacity >= 1 MW | 0 | 0 | 0 | 0 | 0 | 0 | 0 | 0 | 0 | 0 | 0
2007 | US | WECC | RMPA | - | DCWDGL | Distributed Generator Capacity < 1 MW | 0 | 0 | 0 | 0 | 0 | 0 | 0 | 0 | 0 | 0 | 0
2007 | US | WECC | RMPA | - | DCWDIC | Deliverable Internal Capacity | 12744 | 13304 | 13326 | 13326 | 14106 | 14106 | 14106 | 14106 | 14106 | 14106 | 14106
2007 | US | WECC | RMPA | - | DCWDR | Derates and Decreases in Seasonal Rated Capacity | 316 | 946 | 946 | 946 | 946 | 946 | 946 | 946 | 946 | 946 | 946
2007 | US | WECC | RMPA | - | DCWDTO | Derated Operable Total Internal Capacity | 12744 | 13307 | 13520 | 13520 | 14300 | 14300 | 14300 | 14300 | 14300 | 14300 | 14300
2007 | US | WECC | RMPA | - | DCWEO | Energy-Only Resources (Operable) | 0 | 0 | 0 | 0 | 0 | 0 | 0 | 0 | 0 | 0 | 0
2007 | US | WECC | RMPA | - | DCWFP | Full-Responsibility Purchases (portion of total purchases) | 904 | 913 | 903 | 857 | 778 | 782 | 778 | 779 | 781 | 810 | 812
2007 | US | WECC | RMPA | - | DCWFS | Full-Responsibility Sales (portion of total sales) | 366 | 352 | 342 | 302 | 199 | 204 | 202 | 203 | 203 | 205 | 207
2007 | US | WECC | RMPA | - | DCWIC | Inoperable capacity | 0 | 0 | 0 | 0 | 0 | 0 | 0 | 0 | 0 | 0 | 0
2007 | US | WECC | RMPA | - | DCWICC | Inoperable Committed Capacity | 0 | 0 | 0 | 0 | 0 | 0 | 0 | 0 | 0 | 0 | 0
2007 | US | WECC | RMPA | - | DCWICE | Inoperable Energy Only Capacity | 0 | 0 | 0 | 0 | 0 | 0 | 0 | 0 | 0 | 0 | 0
2007 | US | WECC | RMPA | - | DCWICU | Inoperable Uncommitted Capacity | 0 | 0 | 0 | 0 | 0 | 0 | 0 | 0 | 0 | 0 | 0
2007 | US | WECC | RMPA | - | DCWIN | Internal Demand | 9347 | 9807 | 9993 | 10224 | 10493 | 10718 | 10940 | 11172 | 11428 | 11689 | 11947
2007 | US | WECC | RMPA | - | DCWIT | Interruptible Demand | 101 | 120 | 122 | 124 | 125 | 126 | 127 | 129 | 130 | 131 | 132
2007 | US | WECC | RMPA | - | DCWLM | Direct Control Load Management | 0 | 0 | 0 | 0 | 0 | 0 | 0 | 0 | 0 | 0 | 0
2007 | US | WECC | RMPA | - | DCWNC | Net Capacity Resources | 12793 | 11306 | 11329 | 11604 | 11919 | 12180 | 11925 | 11846 | 11754 | 11646 | 11552
2007 | US | WECC | RMPA | - | DCWNI | Projected Net Internal Demand | 9246 | 9687 | 9871 | 10100 | 10368 | 10592 | 10813 | 11043 | 11298 | 11558 | 11815
2007 | US | WECC | RMPA | - | DCWNUC | Committed | 0 | 0 | 0 | 0 | 0 | 0 | 0 | 0 | 0 | 0 | 0
2007 | US | WECC | RMPA | - | DCWNUE | Energy Only | 0 | 0 | 0 | 0 | 0 | 0 | 0 | 0 | 0 | 0 | 0
2007 | US | WECC | RMPA | - | DCWNUU | Uncommitted | 0 | 3 | 194 | 194 | 194 | 194 | 194 | 194 | 194 | 194 | 194
2007 | US | WECC | RMPA | - | DCWOEU | OPERABLE ENERGY-ONLY AND UNCOMMITTED RESOURCES | 0 | 3 | 194 | 194 | 194 | 194 | 194 | 194 | 194 | 194 | 194
2007 | US | WECC | RMPA | - | DCWOIC | Derated Operable Internal Capacity | 12744 | 13304 | 13326 | 13326 | 14106 | 14106 | 14106 | 14106 | 14106 | 14106 | 14106
2007 | US | WECC | RMPA | - | DCWOTL | Other Capacity < 1 MW | 0 | 0 | 0 | 0 | 0 | 0 | 0 | 0 | 0 | 0 | 0
2007 | US | WECC | RMPA | - | DCWP | Projected Purchases and Incoming Adjustments | 1180 | 1189 | 1179 | 1133 | 1054 | 1158 | 1154 | 1155 | 1157 | 1186 | 1188
2007 | US | WECC | RMPA | - | DCWPCA | PLANNED CAPACITY ADDITIONS | 0 | 1097 | 1302 | 1302 | 2082 | 2082 | 2082 | 2082 | 2082 | 2082 | 2082
2007 | US | WECC | RMPA | - | DCWPU | Purchases | 904 | 913 | 903 | 857 | 778 | 782 | 778 | 779 | 781 | 810 | 812
2007 | US | WECC | RMPA | - | DCWREI | Planned Retirements of Existing Inoperable Capacity | 0 | 0 | 0 | 0 | 0 | 0 | 0 | 0 | 0 | 0 | 0
2007 | US | WECC | RMPA | - | DCWREP | Existing Net Purchases from Non-reporting Parties within Region/Subregion | 0 | 0 | 0 | 0 | 0 | 0 | 0 | 0 | 0 | 0 | 0
2007 | US | WECC | RMPA | - | DCWRIC | Return to Service of Existing Inoperable Capacity | 0 | 0 | 0 | 0 | 0 | 0 | 0 | 0 | 0 | 0 | 0
2007 | US | WECC | RMPA | - | DCWRNR | Planned Negative Reratings of Existing Capacity | 0 | 0 | 0 | 0 | 0 | 0 | 0 | 155 | 155 | 155 | 155
2007 | US | WECC | RMPA | - | DCWRPR | Planned Positive Reratings of Existing Capacity | 0 | 0 | 8 | 8 | 8 | 8 | 8 | 163 | 163 | 163 | 163
2007 | US | WECC | RMPA | - | DCWRRA | CAPACITY RERATINGS, RETIREMENTS AND ADJUSTMENTS | 0 | 0 | 8 | 8 | 8 | 8 | 8 | 8 | 8 | 8 | 8
2007 | US | WECC | RMPA | - | DCWS | Projected Sales and Outgoing Adjustments | 1131 | 3187 | 3176 | 2855 | 3241 | 3084 | 3335 | 3415 | 3509 | 3646 | 3742
2007 | US | WECC | RMPA | - | DCWSA | Sales | 366 | 2418 | 2407 | 2086 | 2472 | 2315 | 2565 | 2646 | 2740 | 2877 | 2973
2007 | US | WECC | RMPA | - | DCWSM | Planned Outage or Scheduled Maintenance | 178 | 82 | 82 | 82 | 82 | 82 | 82 | 82 | 82 | 82 | 82
2007 | US | WECC | RMPA | - | DCWST | Standby Demand | 0 | 0 | 0 | 0 | 0 | 0 | 0 | 0 | 0 | 0 | 0
2007 | US | WECC | RMPA | - | DCWT | Total Internal Capacity | 13238 | 14335 | 14548 | 14548 | 15328 | 15328 | 15328 | 15328 | 15328 | 15328 | 15328
2007 | US | WECC | RMPA | - | DCWTEX | Existing Capacity | 13238 | 13238 | 13238 | 13238 | 13238 | 13238 | 13238 | 13238 | 13238 | 13238 | 13238
2007 | US | WECC | RMPA | - | DCWTI | Projected Total Internal Demand | 9347 | 9807 | 9993 | 10224 | 10493 | 10718 | 10940 | 11172 | 11428 | 11689 | 11947
2007 | US | WECC | RMPA | - | DCWTL | Transmission-Limited Resources | 0 | 0 | 0 | 0 | 0 | 0 | 0 | 0 | 0 | 0 | 0
2007 | US | WECC | RMPA | - | DCWTNP | Net Purchases From Non-reporting Parties Within Region/Subregion | 0 | 0 | 0 | 0 | 0 | 0 | 0 | 0 | 0 | 0 | 0
2007 | US | WECC | RMPA | - | DCWTO | Operable Total Internal Capacity | 13238 | 14335 | 14548 | 14548 | 15328 | 15328 | 15328 | 15328 | 15328 | 15328 | 15328
2007 | US | WECC | RMPA | - | DCWTP | Total Potential Resources | 12793 | 11309 | 11523 | 11798 | 12113 | 12374 | 12119 | 12040 | 11948 | 11840 | 11746
2007 | US | WECC | RMPA | - | DCWTPN | Planned – NOT under construction & positive rerating | 0 | 3 | 194 | 194 | 194 | 194 | 194 | 194 | 194 | 194 | 194
2007 | US | WECC | RMPA | - | DCWTPU | Planned Additions of New Capacity and Planned Uprates to Existing Capacity | 0 | 1094 | 1108 | 1108 | 1888 | 1888 | 1888 | 1888 | 1888 | 1888 | 1888
2007 | US | WECC | RMPA | - | DCWTRE | Planned Retirements and Planned Deratings | 0 | 0 | 0 | 0 | 0 | 0 | 0 | 0 | 0 | 0 | 0
2007 | US | WECC | RMPA | - | DCWUC | Uncommitted Resources (Operable) | 0 | 0 | 0 | 0 | 0 | 0 | 0 | 0 | 0 | 0 | 0
2007 | US | WECC | RMPA | - | DCWUCC | Committed | 0 | 1094 | 1108 | 1108 | 1888 | 1888 | 1888 | 1888 | 1888 | 1888 | 1888
2007 | US | WECC | RMPA | - | DCWUCE | Energy Only | 0 | 0 | 0 | 0 | 0 | 0 | 0 | 0 | 0 | 0 | 0
2007 | US | WECC | RMPA | - | DCWUCU | Uncommitted | 0 | 0 | 0 | 0 | 0 | 0 | 0 | 0 | 0 | 0 | 0
2007 | US | WECC | RMPA | - | DCWXC | COMMITTED | 13238 | 13238 | 13238 | 13238 | 13238 | 13238 | 13238 | 13238 | 13238 | 13238 | 13238
2007 | US | WECC | RMPA | - | DCWXCI | Inoperable | 0 | 0 | 0 | 0 | 0 | 0 | 0 | 0 | 0 | 0 | 0
2007 | US | WECC | RMPA | - | DCWXCO | Operable | 13238 | 13238 | 13238 | 13238 | 13238 | 13238 | 13238 | 13238 | 13238 | 13238 | 13238
2007 | US | WECC | RMPA | - | DCWXE | ENERGY ONLY | 0 | 0 | 0 | 0 | 0 | 0 | 0 | 0 | 0 | 0 | 0
2007 | US | WECC | RMPA | - | DCWXEI | Inoperable | 0 | 0 | 0 | 0 | 0 | 0 | 0 | 0 | 0 | 0 | 0
2007 | US | WECC | RMPA | - | DCWXU | UNCOMMITTED | 0 | 0 | 0 | 0 | 0 | 0 | 0 | 0 | 0 | 0 | 0
2007 | US | WECC | RMPA | - | DCWXUI | Inoperable | 0 | 0 | 0 | 0 | 0 | 0 | 0 | 0 | 0 | 0 | 0
2008 | US | TRE | - | ERCOT | W01 | Unrestricted Non-coincident Peak Demand | 50408 | 47270.02 | 48285.26 | 49249.96 | 50053.32 | 50589.63 | 51772.17 | 52682.31 | 53489.94 | 54573.96 | 55303.58
2008 | US | TRE | - | ERCOT | W01a | New Conservation (Energy Efficiency) | 0 | 143 | 160 | 160 | 160 | 160 | 160 | 160 | 160 | 160 | 160
2008 | US | TRE | - | ERCOT | W01b | Estimated Diversity | 0 | 0 | 0 | 0 | 0 | 0 | 0 | 0 | 0 | 0 | 0
2008 | US | TRE | - | ERCOT | W01c | Additions for non-member load | 0 | 0 | 0 | 0 | 0 | 0 | 0 | 0 | 0 | 0 | 0
2008 | US | TRE | - | ERCOT | W01d | Stand-by Load Under Contract | 0 | 0 | 0 | 0 | 0 | 0 | 0 | 0 | 0 | 0 | 0
2008 | US | TRE | - | ERCOT | W02 | Total Internal Demand | 50408 | 47127.02 | 48125.26 | 49089.96 | 49893.32 | 50429.63 | 51612.17 | 52522.31 | 53329.94 | 54413.96 | 55143.58
2008 | US | TRE | - | ERCOT | W02a | Direct Control Load Management | 0 | 0 | 0 | 0 | 0 | 0 | 0 | 0 | 0 | 0 | 0
2008 | US | TRE | - | ERCOT | W02b | Contractually Interruptible (Curtailable) | 0 | 0 | 0 | 0 | 0 | 0 | 0 | 0 | 0 | 0 | 0
2008 | US | TRE | - | ERCOT | W02c | Critical Peak-Pricing with Control | 0 | 0 | 0 | 0 | 0 | 0 | 0 | 0 | 0 | 0 | 0
2008 | US | TRE | - | ERCOT | W02d | Load as a Capacity Resource | 1125 | 1059 | 1059 | 1059 | 1059 | 1059 | 1059 | 1059 | 1059 | 1059 | 1059
2008 | US | TRE | - | ERCOT | W03 | Net Internal Demand | 49283 | 46068.02 | 47066.26 | 48030.96 | 48834.32 | 49370.63 | 50553.17 | 51463.31 | 52270.94 | 53354.96 | 54084.58
2008 | US | TRE | - | ERCOT | W04 | Demand Response Used for Ancillary Services | 1125 | 1059 | 1059 | 1059 | 1059 | 1059 | 1059 | 1059 | 1059 | 1059 | 1059
2008 | US | TRE | - | ERCOT | W04a | Spinning Reserves | 1125 | 1059 | 1059 | 1059 | 1059 | 1059 | 1059 | 1059 | 1059 | 1059 | 1059
2008 | US | TRE | - | ERCOT | W04b | Non-Spinning Reserves | 0 | 0 | 0 | 0 | 0 | 0 | 0 | 0 | 0 | 0 | 0
2008 | US | TRE | - | ERCOT | W04c | Regulation | 0 | 0 | 0 | 0 | 0 | 0 | 0 | 0 | 0 | 0 | 0
2008 | US | TRE | - | ERCOT | W04d | Emergency | 0 | 0 | 0 | 0 | 0 | 0 | 0 | 0 | 0 | 0 | 0
2008 | US | TRE | - | ERCOT | W05 | TOTAL INTERNAL CAPACITY | 79352 | 83982 | 92544.48 | 106348.6 | 119731.9 | 127622 | 127817.8 | 127817.8 | 127817.8 | 127817.8 | 127817.8
2008 | US | TRE | - | ERCOT | W06 | EXISTING CAPACITY | 79352 | 83117.95 | 82958.27 | 83493.05 | 82567.55 | 83492.55 | 83492.55 | 83492.55 | 83492.55 | 83492.55 | 83492.55
2008 | US | TRE | - | ERCOT | W06a | Certain | 79352 | 73886.95 | 73727.27 | 74262.05 | 73336.55 | 74261.55 | 74261.55 | 74261.55 | 74261.55 | 74261.55 | 74261.55
2008 | US | TRE | - | ERCOT | W06b | Uncertain | 0 | 9231 | 9231 | 9231 | 9231 | 9231 | 9231 | 9231 | 9231 | 9231 | 9231
2008 | US | TRE | - | ERCOT | W06b5 | Energy Only | 0 | 0 | 0 | 0 | 0 | 0 | 0 | 0 | 0 | 0 | 0
2008 | US | TRE | - | ERCOT | W06b6 | Inoperable | 0 | 4248.4 | 4156.5 | 4083 | 4252 | 4252 | 4252 | 4252 | 4252 | 4252 | 4252
2008 | US | TRE | - | ERCOT | W07 | PLANNED AND PROPOSED CAPACITY ADDITIONS = 7a+7b | 0 | 864.05 | 9586.216 | 22855.58 | 37164.38 | 44129.47 | 44325.22 | 44325.22 | 44325.22 | 44325.22 | 44325.22
2008 | US | TRE | - | ERCOT | W07a | Planned | 0 | 864.05 | 3798.736 | 5408.956 | 6357.446 | 6357.446 | 6357.446 | 6357.446 | 6357.446 | 6357.446 | 6357.446
2008 | US | TRE | - | ERCOT | W07a9 | Energy Only | 0 | 0 | 0 | 0 | 0 | 0 | 0 | 0 | 0 | 0 | 0
2008 | US | TRE | - | ERCOT | W07b | Proposed | 0 | 0 | 5787.48 | 17446.63 | 30806.93 | 37772.03 | 37967.78 | 37967.78 | 37967.78 | 37967.78 | 37967.78
2008 | US | TRE | - | ERCOT | W07b9 | Energy Only | 0 | 0 | 0 | 0 | 0 | 0 | 0 | 0 | 0 | 0 | 0
2008 | US | TRE | - | ERCOT | W08 | Transmission-Limited Resources | 0 | 0 | 0 | 0 | 0 | 0 | 0 | 0 | 0 | 0 | 0
2008 | US | TRE | - | ERCOT | W09 | DELIVERABLE INTERNAL CAPACITY = 6a + 7a | 79352 | 74751 | 77526 | 79671 | 79694 | 80619 | 80619 | 80619 | 80619 | 80619 | 80619
2008 | US | TRE | - | ERCOT | W10 | CAPACITY PURCHASES AND INCOMING ADJUSTMENTS = 10a+10b+10c+10d | 0 | 800 | 800 | 800 | 800 | 800 | 800 | 800 | 800 | 800 | 800
2008 | US | TRE | - | ERCOT | W10a | Firm Purchases | 0 | 800 | 800 | 800 | 800 | 800 | 800 | 800 | 800 | 800 | 800
2008 | US | TRE | - | ERCOT | W10b | Non-firm Purchases | 0 | 0 | 0 | 0 | 0 | 0 | 0 | 0 | 0 | 0 | 0
2008 | US | TRE | - | ERCOT | W10c | Expected Purchases | 0 | 0 | 0 | 0 | 0 | 0 | 0 | 0 | 0 | 0 | 0
2008 | US | TRE | - | ERCOT | W10d | Provisional Purchases | 0 | 0 | 0 | 0 | 0 | 0 | 0 | 0 | 0 | 0 | 0
2008 | US | TRE | - | ERCOT | W11 | CAPACITY SALES AND OUTGOING ADJUSTMENTS = 11a+11b+11c+11d | 0 | 47 | 47 | 47 | 47 | 47 | 47 | 47 | 47 | 47 | 47
2008 | US | TRE | - | ERCOT | W11a | Firm Sales | 0 | 47 | 47 | 47 | 47 | 47 | 47 | 47 | 47 | 47 | 47
2008 | US | TRE | - | ERCOT | W11b | Non-firm Sales | 0 | 0 | 0 | 0 | 0 | 0 | 0 | 0 | 0 | 0 | 0
2008 | US | TRE | - | ERCOT | W11c | Expected Sales | 0 | 0 | 0 | 0 | 0 | 0 | 0 | 0 | 0 | 0 | 0
2008 | US | TRE | - | ERCOT | W11d | Provisional Sales | 0 | 0 | 0 | 0 | 0 | 0 | 0 | 0 | 0 | 0 | 0
2008 | US | TRE | - | ERCOT | W12 | Net Capacity Resources | 79352 | 75504 | 78279 | 80424 | 80447 | 81372 | 81372 | 81372 | 81372 | 81372 | 81372
2008 | US | TRE | - | ERCOT | W14 | ADJUSTED POTENTIAL RESOURCES = 12+6b-Uncertain Derates+(7b*15)+10b+10d-11b-11d | 79352 | 75508 | 79532 | 84082 | 86608 | 88926 | 88965 | 88965 | 88965 | 88965 | 88965
2008 | US | TRE | - | ERCOT | W13 | Total Potential Resources | 79352 | 75507.6 | 84161.98 | 98039.63 | 111253.9 | 119144 | 119339.8 | 119339.8 | 119339.8 | 119339.8 | 119339.8
2008 | US | TRE | - | ERCOT | W15 | Confidence of Proposed (7b), using engineering judgement | 0 | 0.2 | 0.2 | 0.2 | 0.2 | 0.2 | 0.2 | 0.2 | 0.2 | 0.2 | 0.2
2008 | US | TRE | - | ERCOT | W15a | Net Proposed Resources After Confidence Percentage Is Applied = 7b*15 | 0 | 0 | 1157 | 3489 | 6161 | 7554 | 7593 | 7593 | 7593 | 7593 | 7593
2008 | US | TRE | - | ERCOT | W16 | Region/Subregion Target Margin | 0 | 0.111 | 0.111 | 0.111 | 0.111 | 0.111 | 0.111 | 0.111 | 0.111 | 0.111 | 0.111
2008 | US | TRE | - | ERCOT | W17 | Existing Certain | 0.37893 | 0.3828 | 0.36807 | 0.35972 | 0.34087 | 0.34185 | 0.32609 | 0.31396 | 0.30319 | 0.28874 | 0.27901
2008 | US | TRE | - | ERCOT | W18 | Net Capacity Resources | 0.37893 | 0.38986 | 0.39874 | 0.40278 | 0.39296 | 0.39327 | 0.37874 | 0.36756 | 0.35763 | 0.34431 | 0.33534
2008 | US | TRE | - | ERCOT | W20 | Adjusted Potential Resources | 0.37893 | 0.38989 | 0.40821 | 0.42876 | 0.43615 | 0.44481 | 0.43176 | 0.42153 | 0.41246 | 0.40027 | 0.39207
2008 | US | TRE | - | ERCOT | W19 | Total Potential Resources | 0.37893 | 0.38989 | 0.44077 | 0.51009 | 0.56106 | 0.58562 | 0.57639 | 0.56877 | 0.562 | 0.55292 | 0.5468
2008 | US | TRE | - | ERCOT | W21 | Distributed Generator Capacity < 1 MW | 0 | 0 | 0 | 0 | 0 | 0 | 0 | 0 | 0 | 0 | 0
2008 | US | TRE | - | ERCOT | W22 | Other Capacity < 1 MW | 0 | 0 | 0 | 0 | 0 | 0 | 0 | 0 | 0 | 0 | 0
2008 | US | TRE | - | ERCOT | W23 | Distributed Generator Capacity >= 1 MW | 0 | 0 | 0 | 0 | 0 | 0 | 0 | 0 | 0 | 0 | 0
2008 | US | TRE | - | ERCOT | W24 | Capacity Total from EIA-860 | 0 | 0 | 0 | 0 | 0 | 0 | 0 | 0 | 0 | 0 | 0
2008 | US | TRE | - | ERCOT | W25 | EIA-860 Capacity Total less Total Internal Capacity | 79352 | 0 | 0 | 0 | 0 | 0 | 0 | 0 | 0 | 0 | 0
2008 | US | TRE | - | ERCOT | CWTF | Total | 79352 | 74751 | 77526 | 79671 | 79694 | 80619 | 80619 | 80619 | 80619 | 80619 | 80619
2008 | US | FRCC | - | FRCC | W01 | Unrestricted Non-coincident Peak Demand | 41701 | 49601 | 50463 | 51606 | 52753 | 53896 | 54922 | 56232 | 57561 | 58910 | 59576
2008 | US | FRCC | - | FRCC | W01a | New Conservation (Energy Efficiency) | 0 | 0 | 0 | 0 | 0 | 0 | 0 | 0 | 0 | 0 | 0
2008 | US | FRCC | - | FRCC | W01b | Estimated Diversity | 0 | 0 | 0 | 0 | 0 | 0 | 0 | 0 | 0 | 0 | 0
2008 | US | FRCC | - | FRCC | W01c | Additions for non-member load | 0 | 0 | 0 | 0 | 0 | 0 | 0 | 0 | 0 | 0 | 0
2008 | US | FRCC | - | FRCC | W01d | Stand-by Load Under Contract | 0 | 0 | 0 | 0 | 0 | 0 | 0 | 0 | 0 | 0 | 0
2008 | US | FRCC | - | FRCC | W02 | Total Internal Demand | 41701 | 49601 | 50463 | 51606 | 52753 | 53896 | 54922 | 56232 | 57561 | 58910 | 59576
2008 | US | FRCC | - | FRCC | W02a | Direct Control Load Management | 116 | 2790 | 2857 | 2928 | 2995 | 3063 | 3137 | 3212 | 3264 | 3314 | 3329
2008 | US | FRCC | - | FRCC | W02b | Contractually Interruptible (Curtailable) | 96 | 718 | 705 | 715 | 717 | 729 | 730 | 728 | 729 | 730 | 731
2008 | US | FRCC | - | FRCC | W02c | Critical Peak-Pricing with Control | 0 | 0 | 0 | 0 | 0 | 0 | 0 | 0 | 0 | 0 | 0
2008 | US | FRCC | - | FRCC | W02d | Load as a Capacity Resource | 0 | 0 | 0 | 0 | 0 | 0 | 0 | 0 | 0 | 0 | 0
2008 | US | FRCC | - | FRCC | W03 | Net Internal Demand | 41489 | 46093 | 46901 | 47963 | 49041 | 50104 | 51055 | 52292 | 53568 | 54866 | 55516
2008 | US | FRCC | - | FRCC | W04 | Demand Response Used for Ancillary Services | 0 | 0 | 0 | 0 | 0 | 0 | 0 | 0 | 0 | 0 | 0
2008 | US | FRCC | - | FRCC | W04a | Spinning Reserves | 0 | 0 | 0 | 0 | 0 | 0 | 0 | 0 | 0 | 0 | 0
2008 | US | FRCC | - | FRCC | W04b | Non-Spinning Reserves | 0 | 0 | 0 | 0 | 0 | 0 | 0 | 0 | 0 | 0 | 0
2008 | US | FRCC | - | FRCC | W04c | Regulation | 0 | 0 | 0 | 0 | 0 | 0 | 0 | 0 | 0 | 0 | 0
2008 | US | FRCC | - | FRCC | W04d | Emergency | 0 | 0 | 0 | 0 | 0 | 0 | 0 | 0 | 0 | 0 | 0
2008 | US | FRCC | - | FRCC | W05 | TOTAL INTERNAL CAPACITY | 55061.5 | 56071.9 | 58557.1 | 60693.2 | 63195 | 64295 | 66286.6 | 67551.6 | 67754.9 | 72705.9 | 74025.9
2008 | US | FRCC | - | FRCC | W06 | EXISTING CAPACITY | 55061.5 | 55379.9 | 55496.3 | 55571.3 | 55646.3 | 55646.3 | 56130.3 | 56143.1 | 56166.1 | 56401.1 | 56417.1
2008 | US | FRCC | - | FRCC | W06a | Certain | 54264.2 | 54264.2 | 54264.2 | 54264.2 | 54264.2 | 54264.2 | 54264.2 | 54264.2 | 54264.2 | 54264.2 | 54264.2
2008 | US | FRCC | - | FRCC | W06b | Uncertain | 797.3 | 1115.7 | 1232.1 | 1307.1 | 1382.1 | 1382.1 | 1866.1 | 1878.9 | 1901.9 | 2136.9 | 2152.9
2008 | US | FRCC | - | FRCC | W06b5 | Energy Only | 610.3 | 1057.2 | 1110.9 | 1185.9 | 1260.9 | 1260.9 | 1598.9 | 1611.7 | 1634.7 | 1634.7 | 1634.7
2008 | US | FRCC | - | FRCC | W06b6 | Inoperable | 187 | 58.5 | 121.2 | 121.2 | 121.2 | 121.2 | 267.2 | 267.2 | 267.2 | 502.2 | 518.2
2008 | US | FRCC | - | FRCC | W07 | PLANNED AND PROPOSED CAPACITY ADDITIONS = 7a+7b | 0 | 692 | 3060.8 | 5121.9 | 7548.7 | 8648.7 | 10156.3 | 11408.5 | 11588.8 | 16304.8 | 17608.8
2008 | US | FRCC | - | FRCC | W07a | Planned | 0 | 692 | 3060.8 | 5121.9 | 7548.7 | 8648.7 | 10156.3 | 11408.5 | 11588.8 | 16304.8 | 17608.8
2008 | US | FRCC | - | FRCC | W07a9 | Energy Only | 0 | 0 | 0 | 0 | 0 | 0 | 0 | 0 | 0 | 0 | 0
2008 | US | FRCC | - | FRCC | W07b | Proposed | 0 | 0 | 0 | 0 | 0 | 0 | 0 | 0 | 0 | 0 | 0
2008 | US | FRCC | - | FRCC | W07b9 | Energy Only | 0 | 0 | 0 | 0 | 0 | 0 | 0 | 0 | 0 | 0 | 0
2008 | US | FRCC | - | FRCC | W08 | Transmission-Limited Resources | 0 | 0 | 0 | 0 | 0 | 0 | 0 | 0 | 0 | 0 | 0
2008 | US | FRCC | - | FRCC | W09 | DELIVERABLE INTERNAL CAPACITY = 6a + 7a | 54264.2 | 54956.2 | 57325 | 59386.1 | 61812.9 | 62912.9 | 64420.5 | 65672.7 | 65853 | 70569 | 71873
2008 | US | FRCC | - | FRCC | W10 | CAPACITY PURCHASES AND INCOMING ADJUSTMENTS = 10a+10b+10c+10d | 2479 | 2554 | 2553 | 2194 | 2194 | 2194 | 2194 | 2194 | 2123 | 852 | 852
2008 | US | FRCC | - | FRCC | W10a | Firm Purchases | 2479 | 2554 | 2553 | 2194 | 2194 | 2194 | 2194 | 2194 | 2123 | 852 | 852
2008 | US | FRCC | - | FRCC | W10b | Non-firm Purchases | 0 | 0 | 0 | 0 | 0 | 0 | 0 | 0 | 0 | 0 | 0
2008 | US | FRCC | - | FRCC | W10c | Expected Purchases | 0 | 0 | 0 | 0 | 0 | 0 | 0 | 0 | 0 | 0 | 0
2008 | US | FRCC | - | FRCC | W10d | Provisional Purchases | 0 | 0 | 0 | 0 | 0 | 0 | 0 | 0 | 0 | 0 | 0
2008 | US | FRCC | - | FRCC | W11 | CAPACITY SALES AND OUTGOING ADJUSTMENTS = 11a+11b+11c+11d | 0 | 0 | 0 | 0 | 0 | 0 | 0 | 0 | 0 | 0 | 0
2008 | US | FRCC | - | FRCC | W11a | Firm Sales | 0 | 0 | 0 | 0 | 0 | 0 | 0 | 0 | 0 | 0 | 0
2008 | US | FRCC | - | FRCC | W11b | Non-firm Sales | 0 | 0 | 0 | 0 | 0 | 0 | 0 | 0 | 0 | 0 | 0
2008 | US | FRCC | - | FRCC | W11c | Expected Sales | 0 | 0 | 0 | 0 | 0 | 0 | 0 | 0 | 0 | 0 | 0
2008 | US | FRCC | - | FRCC | W11d | Provisional Sales | 0 | 0 | 0 | 0 | 0 | 0 | 0 | 0 | 0 | 0 | 0
2008 | US | FRCC | - | FRCC | W12 | Net Capacity Resources | 56743.2 | 57510.2 | 59878 | 61580.1 | 64006.9 | 65106.9 | 66614.5 | 67866.7 | 67976 | 71421 | 72725
2008 | US | FRCC | - | FRCC | W14 | ADJUSTED POTENTIAL RESOURCES = 12+6b-Uncertain Derates+(7b*15)+10b+10d-11b-11d | 56743.2 | 57510 | 59878 | 61580 | 64007 | 65107 | 66615 | 67867 | 67976 | 71421 | 72725
2008 | US | FRCC | - | FRCC | W13 | Total Potential Resources | 56743.2 | 57510.2 | 59878 | 61580.1 | 64006.9 | 65106.9 | 66614.5 | 67866.7 | 67976 | 71421 | 72725
2008 | US | FRCC | - | FRCC | W15 | Confidence of Proposed (7b), using engineering judgement | 0 | 0 | 0 | 0 | 0 | 0 | 0 | 0 | 0 | 0 | 0
2008 | US | FRCC | - | FRCC | W15a | Net Proposed Resources After Confidence Percentage Is Applied = 7b*15 | 0 | 0 | 0 | 0 | 0 | 0 | 0 | 0 | 0 | 0 | 0
2008 | US | FRCC | - | FRCC | W16 | Region/Subregion Target Margin | 0.13 | 0.13 | 0.13 | 0.13 | 0.13 | 0.13 | 0.13 | 0.13 | 0.13 | 0.13 | 0.13
2008 | US | FRCC | - | FRCC | W17 | Existing Certain | 0.26883 | 0.18876 | 0.17453 | 0.15047 | 0.13138 | 0.11255 | 0.095703 | 0.073793 | 0.049997 | 0.0045395 | -0.0072538
2008 | US | FRCC | - | FRCC | W18 | Net Capacity Resources | 0.26883 | 0.19852 | 0.21672 | 0.22113 | 0.23382 | 0.23043 | 0.23358 | 0.22949 | 0.21196 | 0.23179 | 0.23663
2008 | US | FRCC | - | FRCC | W20 | Adjusted Potential Resources | 0.26883 | 0.19852 | 0.21672 | 0.22113 | 0.23382 | 0.23044 | 0.23358 | 0.22949 | 0.21196 | 0.23179 | 0.23663
2008 | US | FRCC | - | FRCC | W19 | Total Potential Resources | 0.26883 | 0.19852 | 0.21672 | 0.22113 | 0.23382 | 0.23043 | 0.23358 | 0.22949 | 0.21196 | 0.23179 | 0.23663
2008 | US | FRCC | - | FRCC | W21 | Distributed Generator Capacity < 1 MW | 0 | 0 | 0 | 0 | 0 | 0 | 0 | 0 | 0 | 0 | 0
2008 | US | FRCC | - | FRCC | W22 | Other Capacity < 1 MW | 0 | 0 | 0 | 0 | 0 | 0 | 0 | 0 | 0 | 0 | 0
2008 | US | FRCC | - | FRCC | W23 | Distributed Generator Capacity >= 1 MW | 0 | 0 | 0 | 0 | 0 | 0 | 0 | 0 | 0 | 0 | 0
2008 | US | FRCC | - | FRCC | W24 | Capacity Total from EIA-860 | 0 | 0 | 0 | 0 | 0 | 0 | 0 | 0 | 0 | 0 | 0
2008 | US | FRCC | - | FRCC | W25 | EIA-860 Capacity Total less Total Internal Capacity | 55061.5 | 0 | 0 | 0 | 0 | 0 | 0 | 0 | 0 | 0 | 0
2008 | US | FRCC | - | FRCC | CWTF | Total | 54264.2 | 54956.2 | 57325 | 59386.1 | 61812.9 | 62912.9 | 64420.5 | 65672.7 | 65853 | 70569 | 71873
2008 | US | MRO | - | - | W01 | Unrestricted Non-coincident Peak Demand | 34329.73 | 35599.88 | 36908.61 | 37712.76 | 38452.18 | 39148.98 | 39590.03 | 40494.45 | 41165.94 | 41843.12 | 42437.95
2008 | US | MRO | - | - | W01a | New Conservation (Energy Efficiency) | 0 | 64.7113 | 96.5022 | 152.7911 | 287.1598 | 373.475 | 512.4061 | 601.6804 | 692.1314 | 783.7333 | 851.7784
2008 | US | MRO | - | - | W01b | Estimated Diversity | 18 | 124.7 | 129.3 | 131.5 | 132.9 | 135.4 | 130.8 | 141.5 | 144 | 145.6 | 148.2
2008 | US | MRO | - | - | W01c | Additions for non-member load | 198 | 194.6 | 194.6 | 193 | 193 | 193 | 193 | 193 | 193 | 193 | 193
2008 | US | MRO | - | - | W01d | Stand-by Load Under Contract | 11.4 | 11.4 | 11.4 | 11.4 | 11.4 | 11.4 | 11.4 | 11.4 | 11.4 | 11.4 | 11.4
2008 | US | MRO | - | - | W02 | Total Internal Demand | 34521.13 | 35616.47 | 36888.81 | 37632.86 | 38236.52 | 38844.51 | 39151.22 | 39955.66 | 40534.21 | 41118.19 | 41642.38
2008 | US | MRO | - | - | W02a | Direct Control Load Management | 473.2 | 596.2 | 680.2 | 742.2 | 775.2 | 807.2 | 838.2 | 874.2 | 904.2 | 939.2 | 971.2
2008 | US | MRO | - | - | W02b | Contractually Interruptible (Curtailable) | 635.7 | 662.4 | 657.4 | 618.4 | 600.4 | 601.4 | 593.4 | 602.4 | 602.4 | 602.4 | 604.4
2008 | US | MRO | - | - | W02c | Critical Peak-Pricing with Control | 0 | 0 | 0 | 0 | 0 | 0 | 0 | 0 | 0 | 0 | 0
2008 | US | MRO | - | - | W02d | Load as a Capacity Resource | 0 | 0 | 0 | 0 | 0 | 0 | 0 | 0 | 0 | 0 | 0
2008 | US | MRO | - | - | W03 | Net Internal Demand | 33412.23 | 34357.87 | 35551.21 | 36272.27 | 36860.92 | 37435.91 | 37719.63 | 38479.06 | 39027.61 | 39576.59 | 40066.78
2008 | US | MRO | - | - | W04 | Demand Response Used for Ancillary Services | 391.695 | 393.78 | 402.695 | 389.685 | 397.56 | 403.4 | 409.37 | 415.415 | 420.95 | 425.38 | 430.675
2008 | US | MRO | - | - | W04a | Spinning Reserves | 25 | 25 | 25 | 25 | 25 | 25 | 25 | 25 | 25 | 25 | 25
2008 | US | MRO | - | - | W04b | Non-Spinning Reserves | 88 | 89 | 90 | 93 | 94 | 95 | 96 | 97 | 99 | 100 | 101
2008 | US | MRO | - | - | W04c | Regulation | 25 | 25 | 25 | 25 | 25 | 25 | 25 | 25 | 25 | 25 | 25
2008 | US | MRO | - | - | W04d | Emergency | 253.695 | 254.78 | 262.695 | 246.685 | 253.56 | 258.4 | 263.37 | 268.415 | 271.95 | 275.38 | 279.675
2008 | US | MRO | - | - | W05 | TOTAL INTERNAL CAPACITY | 47529.16 | 49582.8 | 53358.47 | 56543.94 | 59524.13 | 63550.95 | 65717.38 | 66686.58 | 67256.32 | 67031.16 | 67556.41
2008 | US | MRO | - | - | W06 | EXISTING CAPACITY | 47529.16 | 47331.11 | 46988.57 | 47002.02 | 46991.26 | 46979.5 | 47413.53 | 47414.32 | 47414.57 | 47462.82 | 47462.06
2008 | US | MRO | - | - | W06a | Certain | 43513.19 | 43314.74 | 42964.8 | 42978.25 | 42967.49 | 42955.74 | 43239.76 | 43240.56 | 43240.8 | 43289.05 | 43288.29
2008 | US | MRO | - | - | W06b | Uncertain | 4015.967 | 4016.367 | 4023.767 | 4023.767 | 4023.767 | 4023.767 | 4173.767 | 4173.767 | 4173.767 | 4173.767 | 4173.767
2008 | US | MRO | - | - | W06b5 | Energy Only | 0 | 0 | 0 | 0 | 0 | 0 | 0 | 0 | 0 | 0 | 0
2008 | US | MRO | - | - | W06b6 | Inoperable | 34 | 34 | 34 | 34 | 34 | 34 | 34 | 34 | 34 | 34 | 34
2008 | US | MRO | - | - | W07 | PLANNED AND PROPOSED CAPACITY ADDITIONS = 7a+7b | 0 | 2251.7 | 6369.9 | 9541.92 | 12532.87 | 16571.45 | 18303.85 | 19272.25 | 19841.75 | 19568.35 | 20094.35
2008 | US | MRO | - | - | W07a | Planned | 0 | 1587.1 | 3834.1 | 3904.1 | 4262.1 | 4262.1 | 4645.1 | 4978.1 | 4978.1 | 4645.1 | 5171.1
2008 | US | MRO | - | - | W07a9 | Energy Only | 0 | 0 | 0 | 0 | 0 | 0 | 0 | 0 | 0 | 0 | 0
2008 | US | MRO | - | - | W07b | Proposed | 0 | 664.6 | 2535.8 | 5637.82 | 8270.768 | 12309.35 | 13658.75 | 14294.15 | 14863.65 | 14923.25 | 14923.25
2008 | US | MRO | - | - | W07b9 | Energy Only | 0 | 0 | 0 | 0 | 0 | 0 | 5 | 5 | 5 | 5 | 5
2008 | US | MRO | - | - | W08 | Transmission-Limited Resources | 0 | 0 | 0 | 0 | 0 | 0 | 0 | 0 | 0 | 0 | 0
2008 | US | MRO | - | - | W09 | DELIVERABLE INTERNAL CAPACITY = 6a + 7a | 43513.19 | 44901.84 | 46798.9 | 46882.35 | 47229.59 | 47217.84 | 47884.86 | 48218.66 | 48218.9 | 47934.15 | 48459.39
2008 | US | MRO | - | - | W10 | CAPACITY PURCHASES AND INCOMING ADJUSTMENTS = 10a+10b+10c+10d | 0 | 942.6 | 728.4 | 726.1 | 715.8 | 715.8 | 715.8 | 640.8 | 890.8 | 855.8 | 605.8
2008 | US | MRO | - | - | W10a | Firm Purchases | 947.8 | 942.6 | 728.4 | 726.1 | 715.8 | 715.8 | 715.8 | 640.8 | 640.8 | 355.8 | 105.8
2008 | US | MRO | - | - | W10b | Non-firm Purchases | 0 | 0 | 0 | 0 | 0 | 0 | 0 | 0 | 0 | 0 | 0
2008 | US | MRO | - | - | W10c | Expected Purchases | 0 | 0 | 0 | 0 | 0 | 0 | 0 | 0 | 0 | 0 | 0
2008 | US | MRO | - | - | W10d | Provisional Purchases | 0 | 0 | 0 | 0 | 0 | 0 | 0 | 0 | 250 | 500 | 500
2008 | US | MRO | - | - | W11 | CAPACITY SALES AND OUTGOING ADJUSTMENTS = 11a+11b+11c+11d | 0 | 1067.565 | 1022.633 | 950.7173 | 864.8025 | 858.8878 | 876.2627 | 805.348 | 829.8551 | 799.8551 | 855.8551
2008 | US | MRO | - | - | W11a | Firm Sales | 968.8154 | 857.8154 | 802.8154 | 731.8154 | 646.8154 | 641.8154 | 560.3251 | 490.3251 | 520.3251 | 490.3251 | 546.3251
2008 | US | MRO | - | - | W11b | Non-firm Sales | 202 | 209.75 | 219.8177 | 218.9018 | 217.9871 | 217.0723 | 315.9376 | 315.0229 | 309.53 | 309.53 | 309.53
2008 | US | MRO | - | - | W11c | Expected Sales | 0 | 0 | 0 | 0 | 0 | 0 | 0 | 0 | 0 | 0 | 0
2008 | US | MRO | - | - | W11d | Provisional Sales | 0 | 0 | 0 | 0 | 0 | 0 | 0 | 0 | 0 | 0 | 0
2008 | US | MRO | - | - | W12 | Net Capacity Resources | 43492.18 | 44986.63 | 46724.49 | 46876.63 | 47298.58 | 47291.82 | 48040.34 | 48369.13 | 48339.38 | 47799.63 | 48018.87
2008 | US | MRO | - | - | W14 | ADJUSTED POTENTIAL RESOURCES = 12+6b-Uncertain Derates+(7b*15)+10b+10d-11b-11d | 43882.59 | 45702 | 48279 | 49673 | 51018 | 52426 | 53698 | 54154 | 54494 | 54216 | 54436
2008 | US | MRO | - | - | W13 | Total Potential Resources | 43882.59 | 46034.29 | 49640.68 | 52895.76 | 55951.57 | 59984.31 | 62133.36 | 63098.47 | 63893.71 | 63663.55 | 63882.8
2008 | US | MRO | - | - | W15 | Confidence of Proposed (7b), using engineering judgement | 0 | 0.5 | 0.45 | 0.4 | 0.35 | 0.35 | 0.35 | 0.2 | 0.2 | 0.2 | 0.2
2008 | US | MRO | - | - | W15a | Net Proposed Resources After Confidence Percentage Is Applied = 7b*15 | 0 | 332 | 1174 | 2415 | 3337 | 4751 | 5223 | 5350 | 5464 | 5476 | 5476
2008 | US | MRO | - | - | W16 | Region/Subregion Target Margin | 0 | 0.13 | 0.13 | 0.13 | 0.13 | 0.13 | 0.13 | 0.13 | 0.13 | 0.13 | 0.13
2008 | US | MRO | - | - | W17 | Existing Certain | 0.23176 | 0.20834 | 0.17111 | 0.15592 | 0.1435 | 0.13 | 0.13079 | 0.1132 | 0.099943 | 0.08291 | 0.064904
2008 | US | MRO | - | - | W18 | Net Capacity Resources | 0.23176 | 0.23626 | 0.23913 | 0.22622 | 0.22068 | 0.20841 | 0.21483 | 0.20447 | 0.19263 | 0.17203 | 0.1656
2008 | US | MRO | - | - | W20 | Adjusted Potential Resources | 0.2386 | 0.24822 | 0.26363 | 0.26978 | 0.27749 | 0.28593 | 0.29756 | 0.28945 | 0.28382 | 0.27002 | 0.26397
2008 | US | MRO | - | - | W19 | Total Potential Resources | 0.2386 | 0.25365 | 0.28383 | 0.31427 | 0.3412 | 0.3759 | 0.39292 | 0.39017 | 0.38918 | 0.37835 | 0.37281
2008 | US | MRO | - | - | W21 | Distributed Generator Capacity < 1 MW | 25.3 | 25.3 | 26.9 | 28.5 | 30.1 | 31.7 | 33.3 | 34.9 | 36.5 | 38.1 | 38.1
2008 | US | MRO | - | - | W22 | Other Capacity < 1 MW | 16.895 | 15.895 | 15.895 | 15.895 | 15.895 | 15.895 | 15.895 | 14.595 | 14.595 | 14.595 | 14.595
2008 | US | MRO | - | - | W23 | Distributed Generator Capacity >= 1 MW | 206.9 | 208.6 | 208.6 | 208.6 | 208.6 | 208.6 | 208.6 | 208.6 | 208.6 | 208.6 | 208.6
2008 | US | MRO | - | - | W24 | Capacity Total from EIA-860 | 0 | 0 | 0 | 0 | 0 | 0 | 0 | 0 | 0 | 0 | 0
2008 | US | MRO | - | - | W25 | EIA-860 Capacity Total less Total Internal Capacity | 47529.16 | 0 | 0 | 0 | 0 | 0 | 0 | 0 | 0 | 0 | 0
2008 | US | MRO | - | - | CWTF | Total | 41066.7 | 42131.33 | 44354.79 | 44712.38 | 45344.9 | 45642.86 | 46801.71 | 47139.52 | 47228.76 | 46945 | 47470.25
2008 | US | NPCC | - | - | W01 | Unrestricted Non-coincident Peak Demand | 47796 | 48323 | 48911 | 49471 | 49998 | 50537 | 51092 | 51628 | 52135 | 52629 | 53039
2008 | US | NPCC | - | - | W01a | New Conservation (Energy Efficiency) | 0 | 0 | 0 | 0 | 0 | 0 | 0 | 0 | 0 | 0 | 0
2008 | US | NPCC | - | - | W01b | Estimated Diversity | 0 | 0 | 0 | 0 | 0 | 0 | 0 | 0 | 0 | 0 | 0
2008 | US | NPCC | - | - | W01c | Additions for non-member load | 0 | 0 | 0 | 0 | 0 | 0 | 0 | 0 | 0 | 0 | 0
2008 | US | NPCC | - | - | W01d | Stand-by Load Under Contract | 0 | 0 | 0 | 0 | 0 | 0 | 0 | 0 | 0 | 0 | 0
2008 | US | NPCC | - | - | W02 | Total Internal Demand | 47796 | 48323 | 48911 | 49471 | 49998 | 50537 | 51092 | 51628 | 52135 | 52629 | 53039
2008 | US | NPCC | - | - | W02a | Direct Control Load Management | 0 | 0 | 0 | 0 | 0 | 0 | 0 | 0 | 0 | 0 | 0
2008 | US | NPCC | - | - | W02b | Contractually Interruptible (Curtailable) | 0 | 0 | 0 | 0 | 0 | 0 | 0 | 0 | 0 | 0 | 0
2008 | US | NPCC | - | - | W02c | Critical Peak-Pricing with Control | 0 | 0 | 0 | 0 | 0 | 0 | 0 | 0 | 0 | 0 | 0
2008 | US | NPCC | - | - | W02d | Load as a Capacity Resource | 1915.1 | 2138 | 2138 | 2279 | 2279 | 2279 | 2279 | 2279 | 2279 | 2279 | 2279
2008 | US | NPCC | - | - | W03 | Net Internal Demand | 45880.9 | 46185 | 46773 | 47192 | 47719 | 48258 | 48813 | 49349 | 49856 | 50350 | 50760
2008 | US | NPCC | - | - | W04 | Demand Response Used for Ancillary Services | 2075 | 2075 | 2075 | 2075 | 2075 | 2075 | 2075 | 2075 | 2075 | 2075 | 2075
2008 | US | NPCC | - | - | W04a | Spinning Reserves | 1200 | 1200 | 1200 | 1200 | 1200 | 1200 | 1200 | 1200 | 1200 | 1200 | 1200
2008 | US | NPCC | - | - | W04b | Non-Spinning Reserves | 600 | 600 | 600 | 600 | 600 | 600 | 600 | 600 | 600 | 600 | 600
2008 | US | NPCC | - | - | W04c | Regulation | 275 | 275 | 275 | 275 | 275 | 275 | 275 | 275 | 275 | 275 | 275
2008 | US | NPCC | - | - | W04d | Emergency | 0 | 0 | 0 | 0 | 0 | 0 | 0 | 0 | 0 | 0 | 0
2008 | US | NPCC | - | - | W05 | TOTAL INTERNAL CAPACITY | 75243.13 | 76403 | 79836.5 | 82110.5 | 83272.5 | 84966.5 | 85857.1 | 85857.1 | 85857.1 | 85857.1 | 85857.1
2008 | US | NPCC | - | - | W06 | EXISTING CAPACITY | 75243.13 | 75078.7 | 75078.7 | 70984.3 | 70984.3 | 70984.3 | 70822.7 | 70822.7 | 70822.7 | 70822.7 | 70822.7
2008 | US | NPCC | - | - | W06a | Certain | 75243.13 | 74781.7 | 74781.7 | 70687.3 | 70687.3 | 70687.3 | 70525.7 | 70525.7 | 70525.7 | 70525.7 | 70525.7
2008 | US | NPCC | - | - | W06b | Uncertain | 0 | 297 | 297 | 297 | 297 | 297 | 297 | 297 | 297 | 297 | 297
2008 | US | NPCC | - | - | W06b5 | Energy Only | 0 | 0 | 0 | 0 | 0 | 0 | 0 | 0 | 0 | 0 | 0
2008 | US | NPCC | - | - | W06b6 | Inoperable | 0 | 0 | 0 | 0 | 0 | 0 | 0 | 0 | 0 | 0 | 0
2008 | US | NPCC | - | - | W07 | PLANNED AND PROPOSED CAPACITY ADDITIONS = 7a+7b | 0 | 1324.3 | 4757.8 | 11126.2 | 12288.2 | 13982.2 | 15034.4 | 15034.4 | 15034.4 | 15034.4 | 15034.4
2008 | US | NPCC | - | - | W07a | Planned | 0 | 452.3 | 1195.4 | 1149.8 | 1149.8 | 1317.8 | 1319 | 1319 | 1319 | 1319 | 1319
2008 | US | NPCC | - | - | W07a9 | Energy Only | 0 | 0 | 0 | 0 | 0 | 0 | 0 | 0 | 0 | 0 | 0
2008 | US | NPCC | - | - | W07b | Proposed | 0 | 872 | 3562.4 | 9976.4 | 11138.4 | 12664.4 | 13715.4 | 13715.4 | 13715.4 | 13715.4 | 13715.4
2008 | US | NPCC | - | - | W07b9 | Energy Only | 0 | 0 | 0 | 0 | 0 | 0 | 0 | 0 | 0 | 0 | 0
2008 | US | NPCC | - | - | W08 | Transmission-Limited Resources | 0 | 0 | 0 | 0 | 0 | 0 | 0 | 0 | 0 | 0 | 0
2008 | US | NPCC | - | - | W09 | DELIVERABLE INTERNAL CAPACITY = 6a + 7a | 75243.13 | 75234 | 75977.1 | 71837.1 | 71837.1 | 72005.1 | 71844.7 | 71844.7 | 71844.7 | 71844.7 | 71844.7
2008 | US | NPCC | - | - | W10 | CAPACITY PURCHASES AND INCOMING ADJUSTMENTS = 10a+10b+10c+10d | 0 | 1781 | 1781 | 2234 | 2754 | 2754 | 2754 | 2704 | 2704 | 2704 | 2704
2008 | US | NPCC | - | - | W10a | Firm Purchases | 1593.7 | 481 | 481 | 934 | 1454 | 1454 | 1454 | 1404 | 1404 | 1404 | 1404
2008 | US | NPCC | - | - | W10b | Non-firm Purchases | 0 | 0 | 0 | 0 | 0 | 0 | 0 | 0 | 0 | 0 | 0
2008 | US | NPCC | - | - | W10c | Expected Purchases | 0 | 1300 | 1300 | 1300 | 1300 | 1300 | 1300 | 1300 | 1300 | 1300 | 1300
2008 | US | NPCC | - | - | W10d | Provisional Purchases | 0 | 0 | 0 | 0 | 0 | 0 | 0 | 0 | 0 | 0 | 0
2008 | US | NPCC | - | - | W11 | CAPACITY SALES AND OUTGOING ADJUSTMENTS = 11a+11b+11c+11d | 0 | 1243 | 1243 | 1121 | 1000 | 1000 | 1000 | 1000 | 1000 | 1000 | 1000
2008 | US | NPCC | - | - | W11a | Firm Sales | 330 | 343 | 343 | 221 | 100 | 100 | 100 | 100 | 100 | 100 | 100
2008 | US | NPCC | - | - | W11b | Non-firm Sales | 0 | 0 | 0 | 0 | 0 | 0 | 0 | 0 | 0 | 0 | 0
2008 | US | NPCC | - | - | W11c | Expected Sales | 0 | 900 | 900 | 900 | 900 | 900 | 900 | 900 | 900 | 900 | 900
2008 | US | NPCC | - | - | W11d | Provisional Sales | 0 | 0 | 0 | 0 | 0 | 0 | 0 | 0 | 0 | 0 | 0
2008 | US | NPCC | - | - | W12 | Net Capacity Resources | 76506.83 | 75772 | 76515.1 | 72950.1 | 73591.1 | 73759.1 | 73598.7 | 73548.7 | 73548.7 | 73548.7 | 73548.7
2008 | US | NPCC | - | - | W14 | ADJUSTED POTENTIAL RESOURCES = 12+6b-Uncertain Derates+(7b*15)+10b+10d-11b-11d | 76506.83 | 75772 | 76515 | 72950 | 73591 | 73759 | 73599 | 73549 | 73549 | 73549 | 73549
2008 | US | NPCC | - | - | W13 | Total Potential Resources | 76506.83 | 76644 | 80077.5 | 82926.5 | 84729.5 | 86423.5 | 87314.1 | 87264.1 | 87264.1 | 87264.1 | 87264.1
2008 | US | NPCC | - | - | W15 | Confidence of Proposed (7b), using engineering judgement | 0 | 0 | 0 | 0 | 0 | 0 | 0 | 0 | 0 | 0 | 0
2008 | US | NPCC | - | - | W15a | Net Proposed Resources After Confidence Percentage Is Applied = 7b*15 | 0 | 0 | 0 | 0 | 0 | 0 | 0 | 0 | 0 | 0 | 0
2008 | US | NPCC | - | - | W16 | Region/Subregion Target Margin | 0 | 0 | 0 | 0 | 0 | 0 | 0 | 0 | 0 | 0 | 0
2008 | US | NPCC | - | - | W17 | Existing Certain | 0.80026 | 0.76637 | 0.75053 | 0.67349 | 0.66883 | 0.65386 | 0.63607 | 0.62065 | 0.6069 | 0.59352 | 0.58231
2008 | US | NPCC | - | - | W18 | Net Capacity Resources | 0.80026 | 0.78006 | 0.77639 | 0.70022 | 0.69531 | 0.68316 | 0.6659 | 0.65087 | 0.63746 | 0.62439 | 0.61345
2008 | US | NPCC | - | - | W20 | Adjusted Potential Resources | 0.80026 | 0.78006 | 0.77639 | 0.70022 | 0.69531 | 0.68316 | 0.6659 | 0.65088 | 0.63746 | 0.6244 | 0.61345
2008 | US | NPCC | - | - | W19 | Total Potential Resources | 0.80026 | 0.79542 | 0.83436 | 0.86133 | 0.87236 | 0.87966 | 0.87578 | 0.86257 | 0.85078 | 0.83929 | 0.82977
2008 | US | NPCC | - | - | W21 | Distributed Generator Capacity < 1 MW | 0 | 0 | 0 | 0 | 0 | 0 | 0 | 0 | 0 | 0 | 0
2008 | US | NPCC | - | - | W22 | Other Capacity < 1 MW | 0 | 0 | 0 | 0 | 0 | 0 | 0 | 0 | 0 | 0 | 0
2008 | US | NPCC | - | - | W23 | Distributed Generator Capacity >= 1 MW | 0 | 0 | 0 | 0 | 0 | 0 | 0 | 0 | 0 | 0 | 0
2008 | US | NPCC | - | - | W24 | Capacity Total from EIA-860 | 0 | 0 | 0 | 0 | 0 | 0 | 0 | 0 | 0 | 0 | 0
2008 | US | NPCC | - | - | W25 | EIA-860 Capacity Total less Total Internal Capacity | 75243.13 | 0 | 0 | 0 | 0 | 0 | 0 | 0 | 0 | 0 | 0
2008 | US | NPCC | - | - | CWTF | Total | 74693.13 | 75156 | 76219.3 | 72806.67 | 71919.67 | 71919.67 | 71919.67 | 71919.67 | 71919.67 | 71919.67 | 71919.67
2008 | US | NPCC | New England | New England | W01 | Unrestricted Non-coincident Peak Demand | 22775 | 23030 | 23320 | 23580 | 23830 | 24065 | 24275 | 24465 | 24635 | 24800 | 24950
2008 | US | NPCC | New England | New England | W01a | New Conservation (Energy Efficiency) | 0 | 0 | 0 | 0 | 0 | 0 | 0 | 0 | 0 | 0 | 0
2008 | US | NPCC | New England | New England | W01b | Estimated Diversity | 0 | 0 | 0 | 0 | 0 | 0 | 0 | 0 | 0 | 0 | 0
2008 | US | NPCC | New England | New England | W01c | Additions for non-member load | 0 | 0 | 0 | 0 | 0 | 0 | 0 | 0 | 0 | 0 | 0
2008 | US | NPCC | New England | New England | W01d | Stand-by Load Under Contract | 0 | 0 | 0 | 0 | 0 | 0 | 0 | 0 | 0 | 0 | 0
2008 | US | NPCC | New England | New England | W02 | Total Internal Demand | 22775 | 23030 | 23320 | 23580 | 23830 | 24065 | 24275 | 24465 | 24635 | 24800 | 24950
2008 | US | NPCC | New England | New England | W02a | Direct Control Load Management | 0 | 0 | 0 | 0 | 0 | 0 | 0 | 0 | 0 | 0 | 0
2008 | US | NPCC | New England | New England | W02b | Contractually Interruptible (Curtailable) | 0 | 0 | 0 | 0 | 0 | 0 | 0 | 0 | 0 | 0 | 0
2008 | US | NPCC | New England | New England | W02c | Critical Peak-Pricing with Control | 0 | 0 | 0 | 0 | 0 | 0 | 0 | 0 | 0 | 0 | 0
2008 | US | NPCC | New England | New England | W02d | Load as a Capacity Resource | 1915.1 | 2138 | 2138 | 2279 | 2279 | 2279 | 2279 | 2279 | 2279 | 2279 | 2279
2008 | US | NPCC | New England | New England | W03 | Net Internal Demand | 20859.9 | 20892 | 21182 | 21301 | 21551 | 21786 | 21996 | 22186 | 22356 | 22521 | 22671
2008 | US | NPCC | New England | New England | W04 | Demand Response Used for Ancillary Services | 0 | 0 | 0 | 0 | 0 | 0 | 0 | 0 | 0 | 0 | 0
2008 | US | NPCC | New England | New England | W04a | Spinning Reserves | 0 | 0 | 0 | 0 | 0 | 0 | 0 | 0 | 0 | 0 | 0
2008 | US | NPCC | New England | New England | W04b | Non-Spinning Reserves | 0 | 0 | 0 | 0 | 0 | 0 | 0 | 0 | 0 | 0 | 0
2008 | US | NPCC | New England | New England | W04c | Regulation | 0 | 0 | 0 | 0 | 0 | 0 | 0 | 0 | 0 | 0 | 0
2008 | US | NPCC | New England | New England | W04d | Emergency | 0 | 0 | 0 | 0 | 0 | 0 | 0 | 0 | 0 | 0 | 0
2008 | US | NPCC | New England | New England | W05 | TOTAL INTERNAL CAPACITY | 33586.13 | 34823 | 37838.3 | 40809 | 41971 | 43497 | 44548 | 44548 | 44548 | 44548 | 44548
2008 | US | NPCC | New England | New England | W06 | EXISTING CAPACITY | 33586.13 | 33619.7 | 33619.7 | 30412 | 30412 | 30412 | 30412 | 30412 | 30412 | 30412 | 30412
2008 | US | NPCC | New England | New England | W06a | Certain | 33586.13 | 33619.7 | 33619.7 | 30412 | 30412 | 30412 | 30412 | 30412 | 30412 | 30412 | 30412
2008 | US | NPCC | New England | New England | W06b | Uncertain | 0 | 0 | 0 | 0 | 0 | 0 | 0 | 0 | 0 | 0 | 0
2008 | US | NPCC | New England | New England | W06b5 | Energy Only | 0 | 0 | 0 | 0 | 0 | 0 | 0 | 0 | 0 | 0 | 0
2008 | US | NPCC | New England | New England | W06b6 | Inoperable | 0 | 0 | 0 | 0 | 0 | 0 | 0 | 0 | 0 | 0 | 0
2008 | US | NPCC | New England | New England | W07 | PLANNED AND PROPOSED CAPACITY ADDITIONS = 7a+7b | 0 | 1203.3 | 4218.6 | 10397 | 11559 | 13085 | 14136 | 14136 | 14136 | 14136 | 14136
2008 | US | NPCC | New England | New England | W07a | Planned | 0 | 331.3 | 662.6 | 427 | 427 | 427 | 427 | 427 | 427 | 427 | 427
2008 | US | NPCC | New England | New England | W07a9 | Energy Only | 0 | 0 | 0 | 0 | 0 | 0 | 0 | 0 | 0 | 0 | 0
2008 | US | NPCC | New England | New England | W07b | Proposed | 0 | 872 | 3556 | 9970 | 11132 | 12658 | 13709 | 13709 | 13709 | 13709 | 13709
2008 | US | NPCC | New England | New England | W07b9 | Energy Only | 0 | 0 | 0 | 0 | 0 | 0 | 0 | 0 | 0 | 0 | 0
2008 | US | NPCC | New England | New England | W08 | Transmission-Limited Resources | 0 | 0 | 0 | 0 | 0 | 0 | 0 | 0 | 0 | 0 | 0
2008 | US | NPCC | New England | New England | W09 | DELIVERABLE INTERNAL CAPACITY = 6a + 7a | 33586.13 | 33951 | 34282.3 | 30839 | 30839 | 30839 | 30839 | 30839 | 30839 | 30839 | 30839
2008 | US | NPCC | New England | New England | W10 | CAPACITY PURCHASES AND INCOMING ADJUSTMENTS = 10a+10b+10c+10d | 0 | 401 | 401 | 934 | 934 | 934 | 934 | 934 | 934 | 934 | 934
2008 | US | NPCC | New England | New England | W10a | Firm Purchases | 1410 | 401 | 401 | 934 | 934 | 934 | 934 | 934 | 934 | 934 | 934
2008 | US | NPCC | New England | New England | W10b | Non-firm Purchases | 0 | 0 | 0 | 0 | 0 | 0 | 0 | 0 | 0 | 0 | 0
2008 | US | NPCC | New England | New England | W10c | Expected Purchases | 0 | 0 | 0 | 0 | 0 | 0 | 0 | 0 | 0 | 0 | 0
2008 | US | NPCC | New England | New England | W10d | Provisional Purchases | 0 | 0 | 0 | 0 | 0 | 0 | 0 | 0 | 0 | 0 | 0
2008 | US | NPCC | New England | New England | W11 | CAPACITY SALES AND OUTGOING ADJUSTMENTS = 11a+11b+11c+11d | 0 | 343 | 343 | 100 | 100 | 100 | 100 | 100 | 100 | 100 | 100
2008 | US | NPCC | New England | New England | W11a | Firm Sales | 330 | 343 | 343 | 100 | 100 | 100 | 100 | 100 | 100 | 100 | 100
2008 | US | NPCC | New England | New England | W11b | Non-firm Sales | 0 | 0 | 0 | 0 | 0 | 0 | 0 | 0 | 0 | 0 | 0
2008 | US | NPCC | New England | New England | W11c | Expected Sales | 0 | 0 | 0 | 0 | 0 | 0 | 0 | 0 | 0 | 0 | 0
2008 | US | NPCC | New England | New England | W11d | Provisional Sales | 0 | 0 | 0 | 0 | 0 | 0 | 0 | 0 | 0 | 0 | 0
2008 | US | NPCC | New England | New England | W12 | Net Capacity Resources | 34666.13 | 34009 | 34340.3 | 31673 | 31673 | 31673 | 31673 | 31673 | 31673 | 31673 | 31673
2008 | US | NPCC | New England | New England | W14 | ADJUSTED POTENTIAL RESOURCES = 12+6b-Uncertain Derates+(7b*15)+10b+10d-11b-11d | 34666.13 | 34009 | 34340 | 31673 | 31673 | 31673 | 31673 | 31673 | 31673 | 31673 | 31673
2008 | US | NPCC | New England | New England | W13 | Total Potential Resources | 34666.13 | 34881 | 37896.3 | 41643 | 42805 | 44331 | 45382 | 45382 | 45382 | 45382 | 45382
2008 | US | NPCC | New England | New England | W15 | Confidence of Proposed (7b), using engineering judgement | 0 | 0 | 0 | 0 | 0 | 0 | 0 | 0 | 0 | 0 | 0
2008 | US | NPCC | New England | New England | W15a | Net Proposed Resources After Confidence Percentage Is Applied = 7b*15 | 0 | 0 | 0 | 0 | 0 | 0 | 0 | 0 | 0 | 0 | 0
2008 | US | NPCC | New England | New England | W16 | Region/Subregion Target Margin | 0 | 0.13 | 0.13 | 0.13 | 0.13 | 0.13 | 0.13 | 0.13 | 0.13 | 0.13 | 0.13
2008 | US | NPCC | New England | New England | W17 | Existing Certain | 0.39826 | 0.37965 | 0.37104 | 0.31828 | 0.31028 | 0.30276 | 0.29604 | 0.28996 | 0.28452 | 0.27924 | 0.27444
2008 | US | NPCC | New England | New England | W18 | Net Capacity Resources | 0.39826 | 0.38569 | 0.38317 | 0.32747 | 0.31958 | 0.31216 | 0.30553 | 0.29953 | 0.29416 | 0.28895 | 0.28422
2008 | US | NPCC | New England | New England | W20 | Adjusted Potential Resources | 0.39826 | 0.38569 | 0.38317 | 0.32747 | 0.31958 | 0.31216 | 0.30553 | 0.29953 | 0.29416 | 0.28895 | 0.28422
2008 | US | NPCC | New England | New England | W19 | Total Potential Resources | 0.39826 | 0.40105 | 0.44105 | 0.48849 | 0.49653 | 0.50856 | 0.51531 | 0.51113 | 0.50738 | 0.50375 | 0.50044
2008 | US | NPCC | New England | New England | W21 | Distributed Generator Capacity < 1 MW | 0 | 0 | 0 | 0 | 0 | 0 | 0 | 0 | 0 | 0 | 0
2008 | US | NPCC | New England | New England | W22 | Other Capacity < 1 MW | 0 | 0 | 0 | 0 | 0 | 0 | 0 | 0 | 0 | 0 | 0
2008 | US | NPCC | New England | New England | W23 | Distributed Generator Capacity >= 1 MW | 0 | 0 | 0 | 0 | 0 | 0 | 0 | 0 | 0 | 0 | 0
2008 | US | NPCC | New England | New England | W24 | Capacity Total from EIA-860 | 0 | 0 | 0 | 0 | 0 | 0 | 0 | 0 | 0 | 0 | 0
2008 | US | NPCC | New England | New England | W25 | EIA-860 Capacity Total less Total Internal Capacity | 33586.13 | 0 | 0 | 0 | 0 | 0 | 0 | 0 | 0 | 0 | 0
2008 | US | NPCC | New England | New England | CWTF | Total | 33586.13 | 33951 | 34282.3 | 30839.67 | 30839.67 | 30839.67 | 30839.67 | 30839.67 | 30839.67 | 30839.67 | 30839.67
2008 | US | NPCC | New York | New York | W01 | Unrestricted Non-coincident Peak Demand | 25021 | 25293 | 25591 | 25891 | 26168 | 26472 | 26817 | 27163 | 27500 | 27829 | 28089
2008 | US | NPCC | New York | New York | W01a | New Conservation (Energy Efficiency) | 0 | 0 | 0 | 0 | 0 | 0 | 0 | 0 | 0 | 0 | 0
2008 | US | NPCC | New York | New York | W01b | Estimated Diversity | 0 | 0 | 0 | 0 | 0 | 0 | 0 | 0 | 0 | 0 | 0
2008 | US | NPCC | New York | New York | W01c | Additions for non-member load | 0 | 0 | 0 | 0 | 0 | 0 | 0 | 0 | 0 | 0 | 0
2008 | US | NPCC | New York | New York | W01d | Stand-by Load Under Contract | 0 | 0 | 0 | 0 | 0 | 0 | 0 | 0 | 0 | 0 | 0
2008 | US | NPCC | New York | New York | W02 | Total Internal Demand | 25021 | 25293 | 25591 | 25891 | 26168 | 26472 | 26817 | 27163 | 27500 | 27829 | 28089
2008 | US | NPCC | New York | New York | W02a | Direct Control Load Management | 0 | 0 | 0 | 0 | 0 | 0 | 0 | 0 | 0 | 0 | 0
2008 | US | NPCC | New York | New York | W02b | Contractually Interruptible (Curtailable) | 0 | 0 | 0 | 0 | 0 | 0 | 0 | 0 | 0 | 0 | 0
2008 | US | NPCC | New York | New York | W02c | Critical Peak-Pricing with Control | 0 | 0 | 0 | 0 | 0 | 0 | 0 | 0 | 0 | 0 | 0
2008 | US | NPCC | New York | New York | W02d | Load as a Capacity Resource | 0 | 0 | 0 | 0 | 0 | 0 | 0 | 0 | 0 | 0 | 0
2008 | US | NPCC | New York | New York | W03 | Net Internal Demand | 25021 | 25293 | 25591 | 25891 | 26168 | 26472 | 26817 | 27163 | 27500 | 27829 | 28089
2008 | US | NPCC | New York | New York | W04 | Demand Response Used for Ancillary Services | 2075 | 2075 | 2075 | 2075 | 2075 | 2075 | 2075 | 2075 | 2075 | 2075 | 2075
2008 | US | NPCC | New York | New York | W04a | Spinning Reserves | 1200 | 1200 | 1200 | 1200 | 1200 | 1200 | 1200 | 1200 | 1200 | 1200 | 1200
2008 | US | NPCC | New York | New York | W04b | Non-Spinning Reserves | 600 | 600 | 600 | 600 | 600 | 600 | 600 | 600 | 600 | 600 | 600
2008 | US | NPCC | New York | New York | W04c | Regulation | 275 | 275 | 275 | 275 | 275 | 275 | 275 | 275 | 275 | 275 | 275
2008 | US | NPCC | New York | New York | W04d | Emergency | 0 | 0 | 0 | 0 | 0 | 0 | 0 | 0 | 0 | 0 | 0
2008 | US | NPCC | New York | New York | W05 | TOTAL INTERNAL CAPACITY | 41657 | 41580 | 41998.2 | 41301.5 | 41301.5 | 41469.5 | 41309.1 | 41309.1 | 41309.1 | 41309.1 | 41309.1
2008 | US | NPCC | New York | New York | W06 | EXISTING CAPACITY | 41657 | 41459 | 41459 | 40572.3 | 40572.3 | 40572.3 | 40410.7 | 40410.7 | 40410.7 | 40410.7 | 40410.7
2008 | US | NPCC | New York | New York | W06a | Certain | 41657 | 41162 | 41162 | 40275.3 | 40275.3 | 40275.3 | 40113.7 | 40113.7 | 40113.7 | 40113.7 | 40113.7
2008 | US | NPCC | New York | New York | W06b | Uncertain | 0 | 297 | 297 | 297 | 297 | 297 | 297 | 297 | 297 | 297 | 297
2008 | US | NPCC | New York | New York | W06b5 | Energy Only | 0 | 0 | 0 | 0 | 0 | 0 | 0 | 0 | 0 | 0 | 0
2008 | US | NPCC | New York | New York | W06b6 | Inoperable | 0 | 0 | 0 | 0 | 0 | 0 | 0 | 0 | 0 | 0 | 0
2008 | US | NPCC | New York | New York | W07 | PLANNED AND PROPOSED CAPACITY ADDITIONS = 7a+7b | 0 | 121 | 539.2 | 729.2 | 729.2 | 897.2 | 898.4 | 898.4 | 898.4 | 898.4 | 898.4
2008 | US | NPCC | New York | New York | W07a | Planned | 0 | 121 | 532.8 | 722.8 | 722.8 | 890.8 | 892 | 892 | 892 | 892 | 892
2008 | US | NPCC | New York | New York | W07a9 | Energy Only | 0 | 0 | 0 | 0 | 0 | 0 | 0 | 0 | 0 | 0 | 0
2008 | US | NPCC | New York | New York | W07b | Proposed | 0 | 0 | 6.4 | 6.4 | 6.4 | 6.4 | 6.4 | 6.4 | 6.4 | 6.4 | 6.4
2008 | US | NPCC | New York | New York | W07b9 | Energy Only | 0 | 0 | 0 | 0 | 0 | 0 | 0 | 0 | 0 | 0 | 0
2008 | US | NPCC | New York | New York | W08 | Transmission-Limited Resources | 0 | 0 | 0 | 0 | 0 | 0 | 0 | 0 | 0 | 0 | 0
2008 | US | NPCC | New York | New York | W09 | DELIVERABLE INTERNAL CAPACITY = 6a + 7a | 41657 | 41283 | 41694.8 | 40998.1 | 40998.1 | 41166.1 | 41005.7 | 41005.7 | 41005.7 | 41005.7 | 41005.7
2008 | US | NPCC | New York | New York | W10 | CAPACITY PURCHASES AND INCOMING ADJUSTMENTS = 10a+10b+10c+10d | 0 | 1380 | 1380 | 1300 | 1820 | 1820 | 1820 | 1770 | 1770 | 1770 | 1770
2008 | US | NPCC | New York | New York | W10a | Firm Purchases | 183.7 | 80 | 80 | 0 | 520 | 520 | 520 | 470 | 470 | 470 | 470
2008 | US | NPCC | New York | New York | W10b | Non-firm Purchases | 0 | 0 | 0 | 0 | 0 | 0 | 0 | 0 | 0 | 0 | 0
2008 | US | NPCC | New York | New York | W10c | Expected Purchases | 0 | 1300 | 1300 | 1300 | 1300 | 1300 | 1300 | 1300 | 1300 | 1300 | 1300
2008 | US | NPCC | New York | New York | W10d | Provisional Purchases | 0 | 0 | 0 | 0 | 0 | 0 | 0 | 0 | 0 | 0 | 0
2008 | US | NPCC | New York | New York | W11 | CAPACITY SALES AND OUTGOING ADJUSTMENTS = 11a+11b+11c+11d | 0 | 900 | 900 | 1021 | 900 | 900 | 900 | 900 | 900 | 900 | 900
2008 | US | NPCC | New York | New York | W11a | Firm Sales | 0 | 0 | 0 | 121 | 0 | 0 | 0 | 0 | 0 | 0 | 0
2008 | US | NPCC | New York | New York | W11b | Non-firm Sales | 0 | 0 | 0 | 0 | 0 | 0 | 0 | 0 | 0 | 0 | 0
2008 | US | NPCC | New York | New York | W11c | Expected Sales | 0 | 900 | 900 | 900 | 900 | 900 | 900 | 900 | 900 | 900 | 900
2008 | US | NPCC | New York | New York | W11d | Provisional Sales | 0 | 0 | 0 | 0 | 0 | 0 | 0 | 0 | 0 | 0 | 0
2008 | US | NPCC | New York | New York | W12 | Net Capacity Resources | 41840.7 | 41763 | 42174.8 | 41277.1 | 41918.1 | 42086.1 | 41925.7 | 41875.7 | 41875.7 | 41875.7 | 41875.7
2008 | US | NPCC | New York | New York | W14 | ADJUSTED POTENTIAL RESOURCES = 12+6b-Uncertain Derates+(7b*15)+10b+10d-11b-11d | 41840.7 | 41763 | 42175 | 41277 | 41918 | 42086 | 41926 | 41876 | 41876 | 41876 | 41876
2008 | US | NPCC | New York | New York | W13 | Total Potential Resources | 41840.7 | 41763 | 42181.2 | 41283.5 | 41924.5 | 42092.5 | 41932.1 | 41882.1 | 41882.1 | 41882.1 | 41882.1
2008 | US | NPCC | New York | New York | W15 | Confidence of Proposed (7b), using engineering judgement | 0 | 0 | 0 | 0 | 0 | 0 | 0 | 0 | 0 | 0 | 0
2008 | US | NPCC | New York | New York | W15a | Net Proposed Resources After Confidence Percentage Is Applied = 7b*15 | 0 | 0 | 0 | 0 | 0 | 0 | 0 | 0 | 0 | 0 | 0
2008 | US | NPCC | New York | New York | W16 | Region/Subregion Target Margin | 0 | 0 | 0 | 0 | 0 | 0 | 0 | 0 | 0 | 0 | 0
2008 | US | NPCC | New York | New York | W17 | Existing Certain | 0.40199 | 0.38672 | 0.37949 | 0.35521 | 0.35855 | 0.3511 | 0.34003 | 0.33069 | 0.32239 | 0.31428 | 0.30787
2008 | US | NPCC | New York | New York | W18 | Net Capacity Resources | 0.40199 | 0.39437 | 0.39322 | 0.37275 | 0.37574 | 0.371 | 0.36037 | 0.35134 | 0.34329 | 0.33544 | 0.32923
2008 | US | NPCC | New York | New York | W20 | Adjusted Potential Resources | 0.40199 | 0.39437 | 0.39322 | 0.37275 | 0.37573 | 0.371 | 0.36037 | 0.35135 | 0.3433 | 0.33544 | 0.32923
2008 | US | NPCC | New York | New York | W19 | Total Potential Resources | 0.40199 | 0.39437 | 0.39331 | 0.37285 | 0.37583 | 0.3711 | 0.36047 | 0.35144 | 0.34339 | 0.33554 | 0.32933
2008 | US | NPCC | New York | New York | W21 | Distributed Generator Capacity < 1 MW | 0 | 0 | 0 | 0 | 0 | 0 | 0 | 0 | 0 | 0 | 0
2008 | US | NPCC | New York | New York | W22 | Other Capacity < 1 MW | 0 | 0 | 0 | 0 | 0 | 0 | 0 | 0 | 0 | 0 | 0
2008 | US | NPCC | New York | New York | W23 | Distributed Generator Capacity >= 1 MW | 0 | 0 | 0 | 0 | 0 | 0 | 0 | 0 | 0 | 0 | 0
2008 | US | NPCC | New York | New York | W24 | Capacity Total from EIA-860 | 0 | 0 | 0 | 0 | 0 | 0 | 0 | 0 | 0 | 0 | 0
2008 | US | NPCC | New York | New York | W25 | EIA-860 Capacity Total less Total Internal Capacity | 41657 | 0 | 0 | 0 | 0 | 0 | 0 | 0 | 0 | 0 | 0
2008 | US | NPCC | New York | New York | CWTF | Total | 41107 | 41205 | 41937 | 41967 | 41080 | 41080 | 41080 | 41080 | 41080 | 41080 | 41080
2008 | US | RF | - | - | W01 | Unrestricted Non-coincident Peak Demand | 141904 | 147100 | 149100 | 151500 | 153400 | 154800 | 156300 | 158200 | 159900 | 161900 | 165109
2008 | US | RF | - | - | W01a | New Conservation (Energy Efficiency) | 0 | 0 | 0 | 0 | 0 | 0 | 0 | 0 | 0 | 0 | 0
2008 | US | RF | - | - | W01b | Estimated Diversity | 0 | 0 | 0 | 0 | 0 | 0 | 0 | 0 | 0 | 0 | 1509
2008 | US | RF | - | - | W01c | Additions for non-member load | 0 | 0 | 0 | 0 | 0 | 0 | 0 | 0 | 0 | 0 | 0
2008 | US | RF | - | - | W01d | Stand-by Load Under Contract | 0 | 0 | 0 | 0 | 0 | 0 | 0 | 0 | 0 | 0 | 0
2008 | US | RF | - | - | W02 | Total Internal Demand | 141904 | 147100 | 149100 | 151500 | 153400 | 154800 | 156300 | 158200 | 159900 | 161900 | 163600
2008 | US | RF | - | - | W02a | Direct Control Load Management | 0 | 100 | 100 | 100 | 100 | 100 | 100 | 100 | 100 | 100 | 100
2008 | US | RF | - | - | W02b | Contractually Interruptible (Curtailable) | 0 | 5800 | 5700 | 5600 | 5600 | 5600 | 5600 | 5600 | 5600 | 5600 | 5600
2008 | US | RF | - | - | W02c | Critical Peak-Pricing with Control | 0 | 0 | 0 | 0 | 0 | 0 | 0 | 0 | 0 | 0 | 0
2008 | US | RF | - | - | W02d | Load as a Capacity Resource | 0 | 0 | 0 | 0 | 0 | 0 | 0 | 0 | 0 | 0 | 0
2008 | US | RF | - | - | W03 | Net Internal Demand | 141904 | 141200 | 143300 | 145800 | 147700 | 149100 | 150600 | 152500 | 154200 | 156200 | 157900
2008 | US | RF | - | - | W04 | Demand Response Used for Ancillary Services | 0 | 334 | 334 | 334 | 334 | 334 | 334 | 334 | 334 | 334 | 334
2008 | US | RF | - | - | W04a | Spinning Reserves | 0 | 325 | 325 | 325 | 325 | 325 | 325 | 325 | 325 | 325 | 325
2008 | US | RF | - | - | W04b | Non-Spinning Reserves | 0 | 0 | 0 | 0 | 0 | 0 | 0 | 0 | 0 | 0 | 0
2008 | US | RF | - | - | W04c | Regulation | 0 | 0 | 0 | 0 | 0 | 0 | 0 | 0 | 0 | 0 | 0
2008 | US | RF | - | - | W04d | Emergency | 0 | 9 | 9 | 9 | 9 | 9 | 9 | 9 | 9 | 9 | 9
2008 | US | RF | - | - | W05 | TOTAL INTERNAL CAPACITY | 216077 | 220109 | 226273 | 239132 | 250672 | 260054 | 266004 | 266184 | 269357 | 269357 | 270920
2008 | US | RF | - | - | W06 | EXISTING CAPACITY | 216077 | 217876 | 217876 | 217876 | 217876 | 217876 | 217876 | 217876 | 217876 | 217876 | 217876
2008 | US | RF | - | - | W06a | Certain | 214280 | 212070 | 212070 | 212070 | 212070 | 212070 | 212070 | 212070 | 212070 | 212070 | 212070
2008 | US | RF | - | - | W06b | Uncertain | 1797 | 5806 | 5806 | 5806 | 5806 | 5806 | 5806 | 5806 | 5806 | 5806 | 5806
2008 | US | RF | - | - | W06b5 | Energy Only | 580 | 580 | 580 | 580 | 580 | 580 | 580 | 580 | 580 | 580 | 580
2008 | US | RF | - | - | W06b6 | Inoperable | 0 | 0 | 0 | 0 | 0 | 0 | 0 | 0 | 0 | 0 | 0
2008 | US | RF | - | - | W07 | PLANNED AND PROPOSED CAPACITY ADDITIONS = 7a+7b | 0 | 2233 | 8397 | 21256 | 32796 | 42178 | 48128 | 48308 | 51481 | 51481 | 53044
2008 | US | RF | - | - | W07a | Planned | 0 | 134 | 2387 | 5432 | 5704 | 5704 | 5844 | 5844 | 5844 | 5844 | 5844
2008 | US | RF | - | - | W07a9 | Energy Only | 0 | 0 | 0 | 0 | 0 | 0 | 0 | 0 | 0 | 0 | 0
2008 | US | RF | - | - | W07b | Proposed | 0 | 2099 | 6010 | 15824 | 27092 | 36474 | 42284 | 42464 | 45637 | 45637 | 47200
2008 | US | RF | - | - | W07b9 | Energy Only | 0 | 0 | 0 | 0 | 0 | 0 | 0 | 0 | 0 | 0 | 0
2008 | US | RF | - | - | W08 | Transmission-Limited Resources | 0 | 0 | 0 | 0 | 0 | 0 | 0 | 0 | 0 | 0 | 0
2008 | US | RF | - | - | W09 | DELIVERABLE INTERNAL CAPACITY = 6a + 7a | 214280 | 212204 | 214457 | 217502 | 217774 | 217774 | 217914 | 217914 | 217914 | 217914 | 217914
2008 | US | RF | - | - | W10 | CAPACITY PURCHASES AND INCOMING ADJUSTMENTS = 10a+10b+10c+10d | 0 | 2282 | 2282 | 2282 | 2282 | 2282 | 2282 | 2282 | 2282 | 2282 | 2282
2008 | US | RF | - | - | W10a | Firm Purchases | 0 | 2282 | 2282 | 2282 | 2282 | 2282 | 2282 | 2282 | 2282 | 2282 | 2282
2008 | US | RF | - | - | W10b | Non-firm Purchases | 0 | 0 | 0 | 0 | 0 | 0 | 0 | 0 | 0 | 0 | 0
2008 | US | RF | - | - | W10c | Expected Purchases | 0 | 0 | 0 | 0 | 0 | 0 | 0 | 0 | 0 | 0 | 0
2008 | US | RF | - | - | W10d | Provisional Purchases | 0 | 0 | 0 | 0 | 0 | 0 | 0 | 0 | 0 | 0 | 0
2008 | US | RF | - | - | W11 | CAPACITY SALES AND OUTGOING ADJUSTMENTS = 11a+11b+11c+11d | 0 | 2229 | 2229 | 2229 | 2229 | 2229 | 2229 | 2229 | 2229 | 2229 | 2229
2008 | US | RF | - | - | W11a | Firm Sales | 0 | 2229 | 2229 | 2229 | 2229 | 2229 | 2229 | 2229 | 2229 | 2229 | 2229
2008 | US | RF | - | - | W11b | Non-firm Sales | 0 | 0 | 0 | 0 | 0 | 0 | 0 | 0 | 0 | 0 | 0
2008 | US | RF | - | - | W11c | Expected Sales | 0 | 0 | 0 | 0 | 0 | 0 | 0 | 0 | 0 | 0 | 0
2008 | US | RF | - | - | W11d | Provisional Sales | 0 | 0 | 0 | 0 | 0 | 0 | 0 | 0 | 0 | 0 | 0
2008 | US | RF | - | - | W12 | Net Capacity Resources | 214280 | 212257 | 214510 | 217555 | 217827 | 217827 | 217967 | 217967 | 217967 | 217967 | 217967
2008 | US | RF | - | - | W14 | ADJUSTED POTENTIAL RESOURCES = 12+6b-Uncertain Derates+(7b*15)+10b+10d-11b-11d | 214280 | 216200 | 219514 | 225270 | 227686 | 229321 | 230647 | 230854 | 231474 | 231474 | 231959
2008 | US | RF | - | - | W13 | Total Potential Resources | 214280 | 217784 | 223948 | 236807 | 248347 | 257729 | 263679 | 263859 | 267032 | 267032 | 268595
2008 | US | RF | - | - | W15 | Confidence of Proposed (7b), using engineering judgement | 0 | 0 | 0 | 0 | 0 | 0 | 0 | 0 | 0 | 0 | 0
2008 | US | RF | - | - | W15a | Net Proposed Resources After Confidence Percentage Is Applied = 7b*15 | 0 | 515 | 1576 | 4287 | 6431 | 8066 | 9252 | 9459 | 10079 | 10079 | 10564
2008 | US | RF | - | - | W16 | Region/Subregion Target Margin | 0 | 0.128 | 0.128 | 0.128 | 0.128 | 0.128 | 0.128 | 0.128 | 0.128 | 0.128 | 0.128
2008 | US | RF | - | - | W17 | Existing Certain | 0.33776 | 0.33435 | 0.32445 | 0.31266 | 0.30371 | 0.29711 | 0.29003 | 0.28108 | 0.27306 | 0.26363 | 0.25562
2008 | US | RF | - | - | W18 | Net Capacity Resources | 0.33776 | 0.33477 | 0.33197 | 0.32982 | 0.32194 | 0.31551 | 0.30907 | 0.30035 | 0.29255 | 0.28338 | 0.27558
2008 | US | RF | - | - | W20 | Adjusted Potential Resources | 0.33776 | 0.3469 | 0.34719 | 0.35278 | 0.3513 | 0.34982 | 0.34705 | 0.33941 | 0.33383 | 0.32519 | 0.31928
2008 | US | RF | - | - | W19 | Total Potential Resources | 0.33776 | 0.35165 | 0.36012 | 0.38431 | 0.40527 | 0.42149 | 0.42885 | 0.42204 | 0.42254 | 0.41505 | 0.41213
2008 | US | RF | - | - | W21 | Distributed Generator Capacity < 1 MW | 0 | 0 | 0 | 0 | 0 | 0 | 0 | 0 | 0 | 0 | 0
2008 | US | RF | - | - | W22 | Other Capacity < 1 MW | 0 | 0 | 0 | 0 | 0 | 0 | 0 | 0 | 0 | 0 | 0
2008 | US | RF | - | - | W23 | Distributed Generator Capacity >= 1 MW | 0 | 0 | 0 | 0 | 0 | 0 | 0 | 0 | 0 | 0 | 0
2008 | US | RF | - | - | W24 | Capacity Total from EIA-860 | 0 | 0 | 0 | 0 | 0 | 0 | 0 | 0 | 0 | 0 | 0
2008 | US | RF | - | - | W25 | EIA-860 Capacity Total less Total Internal Capacity | 216077 | 0 | 0 | 0 | 0 | 0 | 0 | 0 | 0 | 0 | 0
2008 | US | RF | - | - | CWTF | Total | 216077 | 220109 | 226273 | 239132 | 250672 | 260054 | 266004 | 266184 | 269357 | 269357 | 270920
2008 | US | RF | MISO | - | W01 | Unrestricted Non-coincident Peak Demand | 45800 | 49600 | 50300 | 51500 | 52200 | 52700 | 53300 | 54100 | 54700 | 55300 | 57509
2008 | US | RF | MISO | - | W01a | New Conservation (Energy Efficiency) | 0 | 0 | 0 | 0 | 0 | 0 | 0 | 0 | 0 | 0 | 0
2008 | US | RF | MISO | - | W01b | Estimated Diversity | 0 | 0 | 0 | 0 | 0 | 0 | 0 | 0 | 0 | 0 | 1509
2008 | US | RF | MISO | - | W01c | Additions for non-member load | 0 | 0 | 0 | 0 | 0 | 0 | 0 | 0 | 0 | 0 | 0
2008 | US | RF | MISO | - | W01d | Stand-by Load Under Contract | 0 | 0 | 0 | 0 | 0 | 0 | 0 | 0 | 0 | 0 | 0
2008 | US | RF | MISO | - | W02 | Total Internal Demand | 45800 | 49600 | 50300 | 51500 | 52200 | 52700 | 53300 | 54100 | 54700 | 55300 | 56000
2008 | US | RF | MISO | - | W02a | Direct Control Load Management | 0 | 100 | 100 | 100 | 100 | 100 | 100 | 100 | 100 | 100 | 100
2008 | US | RF | MISO | - | W02b | Contractually Interruptible (Curtailable) | 0 | 1800 | 1700 | 1600 | 1600 | 1600 | 1600 | 1600 | 1600 | 1600 | 1600
2008 | US | RF | MISO | - | W02c | Critical Peak-Pricing with Control | 0 | 0 | 0 | 0 | 0 | 0 | 0 | 0 | 0 | 0 | 0
2008 | US | RF | MISO | - | W02d | Load as a Capacity Resource | 0 | 0 | 0 | 0 | 0 | 0 | 0 | 0 | 0 | 0 | 0
2008 | US | RF | MISO | - | W03 | Net Internal Demand | 0 | 47700 | 48500 | 49800 | 50500 | 51000 | 51600 | 52400 | 53000 | 53600 | 54300
2008 | US | RF | MISO | - | W04 | Demand Response Used for Ancillary Services | 0 | 0 | 0 | 0 | 0 | 0 | 0 | 0 | 0 | 0 | 0
2008 | US | RF | MISO | - | W04a | Spinning Reserves | 0 | 0 | 0 | 0 | 0 | 0 | 0 | 0 | 0 | 0 | 0
2008 | US | RF | MISO | - | W04b | Non-Spinning Reserves | 0 | 0 | 0 | 0 | 0 | 0 | 0 | 0 | 0 | 0 | 0
2008 | US | RF | MISO | - | W04c | Regulation | 0 | 0 | 0 | 0 | 0 | 0 | 0 | 0 | 0 | 0 | 0
2008 | US | RF | MISO | - | W04d | Emergency | 0 | 0 | 0 | 0 | 0 | 0 | 0 | 0 | 0 | 0 | 0
2008 | US | RF | MISO | - | W05 | TOTAL INTERNAL CAPACITY | 68721 | 69478 | 71276 | 73783 | 75843 | 75933 | 75973 | 75973 | 77386 | 77386 | 78949
2008 | US | RF | MISO | - | W06 | EXISTING CAPACITY | 68721 | 69368 | 69368 | 69368 | 69368 | 69368 | 69368 | 69368 | 69368 | 69368 | 69368
2008 | US | RF | MISO | - | W06a | Certain | 68150 | 65292 | 65292 | 65292 | 65292 | 65292 | 65292 | 65292 | 65292 | 65292 | 65292
2008 | US | RF | MISO | - | W06b | Uncertain | 571 | 4076 | 4076 | 4076 | 4076 | 4076 | 4076 | 4076 | 4076 | 4076 | 4076
2008 | US | RF | MISO | - | W06b5 | Energy Only | 0 | 0 | 0 | 0 | 0 | 0 | 0 | 0 | 0 | 0 | 0
2008 | US | RF | MISO | - | W06b6 | Inoperable | 0 | 0 | 0 | 0 | 0 | 0 | 0 | 0 | 0 | 0 | 0
2008 | US | RF | MISO | - | W07 | PLANNED AND PROPOSED CAPACITY ADDITIONS = 7a+7b | 0 | 110 | 1908 | 4415 | 6475 | 6565 | 6605 | 6605 | 8018 | 8018 | 9581
2008 | US | RF | MISO | - | W07a | Planned | 0 | 0 | 1350 | 2464 | 2464 | 2464 | 2464 | 2464 | 2464 | 2464 | 2464
2008 | US | RF | MISO | - | W07a9 | Energy Only | 0 | 0 | 0 | 0 | 0 | 0 | 0 | 0 | 0 | 0 | 0
2008 | US | RF | MISO | - | W07b | Proposed | 0 | 110 | 558 | 1951 | 4011 | 4101 | 4141 | 4141 | 5554 | 5554 | 7117
2008 | US | RF | MISO | - | W07b9 | Energy Only | 0 | 0 | 0 | 0 | 0 | 0 | 0 | 0 | 0 | 0 | 0
2008 | US | RF | MISO | - | W08 | Transmission-Limited Resources | 0 | 0 | 0 | 0 | 0 | 0 | 0 | 0 | 0 | 0 | 0
2008 | US | RF | MISO | - | W09 | DELIVERABLE INTERNAL CAPACITY = 6a + 7a | 68150 | 65292 | 66642 | 67756 | 67756 | 67756 | 67756 | 67756 | 67756 | 67756 | 67756
2008 | US | RF | MISO | - | W10 | CAPACITY PURCHASES AND INCOMING ADJUSTMENTS = 10a+10b+10c+10d | 0 | 2015 | 2015 | 2015 | 2015 | 2015 | 2015 | 2015 | 2015 | 2015 | 2015
2008 | US | RF | MISO | - | W10a | Firm Purchases | 0 | 2015 | 2015 | 2015 | 2015 | 2015 | 2015 | 2015 | 2015 | 2015 | 2015
2008 | US | RF | MISO | - | W10b | Non-firm Purchases | 0 | 0 | 0 | 0 | 0 | 0 | 0 | 0 | 0 | 0 | 0
2008 | US | RF | MISO | - | W10c | Expected Purchases | 0 | 0 | 0 | 0 | 0 | 0 | 0 | 0 | 0 | 0 | 0
2008 | US | RF | MISO | - | W10d | Provisional Purchases | 0 | 0 | 0 | 0 | 0 | 0 | 0 | 0 | 0 | 0 | 0
2008 | US | RF | MISO | - | W11 | CAPACITY SALES AND OUTGOING ADJUSTMENTS = 11a+11b+11c+11d | 0 | 0 | 0 | 0 | 0 | 0 | 0 | 0 | 0 | 0 | 0
2008 | US | RF | MISO | - | W11a | Firm Sales | 0 | 0 | 0 | 0 | 0 | 0 | 0 | 0 | 0 | 0 | 0
2008 | US | RF | MISO | - | W11b | Non-firm Sales | 0 | 0 | 0 | 0 | 0 | 0 | 0 | 0 | 0 | 0 | 0
2008 | US | RF | MISO | - | W11c | Expected Sales | 0 | 0 | 0 | 0 | 0 | 0 | 0 | 0 | 0 | 0 | 0
2008 | US | RF | MISO | - | W11d | Provisional Sales | 0 | 0 | 0 | 0 | 0 | 0 | 0 | 0 | 0 | 0 | 0
2008 | US | RF | MISO | - | W12 | Net Capacity Resources | 68150 | 67307 | 68657 | 69771 | 69771 | 69771 | 69771 | 69771 | 69771 | 69771 | 69771
2008 | US | RF | MISO | - | W14 | ADJUSTED POTENTIAL RESOURCES = 12+6b-Uncertain Derates+(7b*15)+10b+10d-11b-11d | 68150 | 70769 | 72258 | 73804 | 74443 | 74471 | 74483 | 74483 | 74921 | 74921 | 75406
2008 | US | RF | MISO | - | W13 | Total Potential Resources | 68150 | 70845 | 72643 | 75150 | 77210 | 77300 | 77340 | 77340 | 78753 | 78753 | 80316
2008 | US | RF | MISO | - | W15 | Confidence of Proposed (7b), using engineering judgement | 0 | 0.31 | 0.31 | 0.31 | 0.31 | 0.31 | 0.31 | 0.31 | 0.31 | 0.31 | 0.31
2008 | US | RF | MISO | - | W15a | Net Proposed Resources After Confidence Percentage Is Applied = 7b*15 | 0 | 34 | 173 | 605 | 1244 | 1272 | 1284 | 1284 | 1722 | 1722 | 2207
2008 | US | RF | MISO | - | W16 | Region/Subregion Target Margin | 0 | 0 | 0 | 0 | 0 | 0 | 0 | 0 | 0 | 0 | 0
2008 | US | RF | MISO | - | W17 | Existing Certain | 1 | 0.29131 | 0.27942 | 0.26011 | 0.24971 | 0.24228 | 0.23336 | 0.22148 | 0.21256 | 0.20365 | 0.19325
2008 | US | RF | MISO | - | W18 | Net Capacity Resources | 1 | 0.29131 | 0.29359 | 0.28624 | 0.2762 | 0.26904 | 0.26044 | 0.24897 | 0.24037 | 0.23177 | 0.22174
2008 | US | RF | MISO | - | W20 | Adjusted Potential Resources | 1 | 0.32598 | 0.32879 | 0.32524 | 0.32163 | 0.31517 | 0.30722 | 0.29648 | 0.29259 | 0.28458 | 0.2799
2008 | US | RF | MISO | - | W19 | Total Potential Resources | 1 | 0.3267 | 0.33235 | 0.33733 | 0.34594 | 0.34023 | 0.33282 | 0.32247 | 0.32701 | 0.31939 | 0.32392
2008 | US | RF | MISO | - | W21 | Distributed Generator Capacity < 1 MW | 0 | 0 | 0 | 0 | 0 | 0 | 0 | 0 | 0 | 0 | 0
2008 | US | RF | MISO | - | W22 | Other Capacity < 1 MW | 0 | 0 | 0 | 0 | 0 | 0 | 0 | 0 | 0 | 0 | 0
2008 | US | RF | MISO | - | W23 | Distributed Generator Capacity >= 1 MW | 0 | 0 | 0 | 0 | 0 | 0 | 0 | 0 | 0 | 0 | 0
2008 | US | RF | MISO | - | W24 | Capacity Total from EIA-860 | 0 | 0 | 0 | 0 | 0 | 0 | 0 | 0 | 0 | 0 | 0
2008 | US | RF | MISO | - | W25 | EIA-860 Capacity Total less Total Internal Capacity | 68721 | 0 | 0 | 0 | 0 | 0 | 0 | 0 | 0 | 0 | 0
2008 | US | RF | MISO | - | CWTF | Total | 0 | 0 | 0 | 0 | 0 | 0 | 0 | 0 | 0 | 0 | 0
2008 | US | RF | PJM | - | W01 | Unrestricted Non-coincident Peak Demand | 96000 | 100400 | 101700 | 103000 | 104200 | 105200 | 106100 | 107200 | 108400 | 109800 | 110800
2008 | US | RF | PJM | - | W01a | New Conservation (Energy Efficiency) | 0 | 0 | 0 | 0 | 0 | 0 | 0 | 0 | 0 | 0 | 0
2008 | US | RF | PJM | - | W01b | Estimated Diversity | 0 | 0 | 0 | 0 | 0 | 0 | 0 | 0 | 0 | 0 | 0
2008 | US | RF | PJM | - | W01c | Additions for non-member load | 0 | 0 | 0 | 0 | 0 | 0 | 0 | 0 | 0 | 0 | 0
2008 | US | RF | PJM | - | W01d | Stand-by Load Under Contract | 0 | 0 | 0 | 0 | 0 | 0 | 0 | 0 | 0 | 0 | 0
2008 | US | RF | PJM | - | W02 | Total Internal Demand | 96000 | 100400 | 101700 | 103000 | 104200 | 105200 | 106100 | 107200 | 108400 | 109800 | 110800
2008 | US | RF | PJM | - | W02a | Direct Control Load Management | 0 | 0 | 0 | 0 | 0 | 0 | 0 | 0 | 0 | 0 | 0
2008 | US | RF | PJM | - | W02b | Contractually Interruptible (Curtailable) | 0 | 4000 | 4000 | 4000 | 4000 | 4000 | 4000 | 4000 | 4000 | 4000 | 4000
2008 | US | RF | PJM | - | W02c | Critical Peak-Pricing with Control | 0 | 0 | 0 | 0 | 0 | 0 | 0 | 0 | 0 | 0 | 0
2008 | US | RF | PJM | - | W02d | Load as a Capacity Resource | 0 | 0 | 0 | 0 | 0 | 0 | 0 | 0 | 0 | 0 | 0
2008 | US | RF | PJM | - | W03 | Net Internal Demand | 96000 | 96400 | 97700 | 99000 | 100200 | 101200 | 102100 | 103200 | 104400 | 105800 | 106800
2008 | US | RF | PJM | - | W04 | Demand Response Used for Ancillary Services | 334 | 334 | 334 | 334 | 334 | 334 | 334 | 334 | 334 | 334 | 334
2008 | US | RF | PJM | - | W04a | Spinning Reserves | 325 | 325 | 325 | 325 | 325 | 325 | 325 | 325 | 325 | 325 | 325
2008 | US | RF | PJM | - | W04b | Non-Spinning Reserves | 0 | 0 | 0 | 0 | 0 | 0 | 0 | 0 | 0 | 0 | 0
2008 | US | RF | PJM | - | W04c | Regulation | 0 | 0 | 0 | 0 | 0 | 0 | 0 | 0 | 0 | 0 | 0
2008 | US | RF | PJM | - | W04d | Emergency | 9 | 9 | 9 | 9 | 9 | 9 | 9 | 9 | 9 | 9 | 9
2008 | US | RF | PJM | - | W05 | TOTAL INTERNAL CAPACITY | 145101 | 148376 | 152742 | 163094 | 172574 | 181866 | 187776 | 187956 | 189716 | 189716 | 189716
2008 | US | RF | PJM | - | W06 | EXISTING CAPACITY | 145101 | 146253 | 146253 | 146253 | 146253 | 146253 | 146253 | 146253 | 146253 | 146253 | 146253
2008 | US | RF | PJM | - | W06a | Certain | 143875 | 144523 | 144523 | 144523 | 144523 | 144523 | 144523 | 144523 | 144523 | 144523 | 144523
2008 | US | RF | PJM | - | W06b | Uncertain | 1226 | 1730 | 1730 | 1730 | 1730 | 1730 | 1730 | 1730 | 1730 | 1730 | 1730
2008 | US | RF | PJM | - | W06b5 | Energy Only | 580 | 580 | 580 | 580 | 580 | 580 | 580 | 580 | 580 | 580 | 580
2008 | US | RF | PJM | - | W06b6 | Inoperable | 0 | 0 | 0 | 0 | 0 | 0 | 0 | 0 | 0 | 0 | 0
2008 | US | RF | PJM | - | W07 | PLANNED AND PROPOSED CAPACITY ADDITIONS = 7a+7b | 0 | 2123 | 6489 | 16841 | 26321 | 35613 | 41523 | 41703 | 43463 | 43463 | 43463
2008 | US | RF | PJM | - | W07a | Planned | 0 | 134 | 1037 | 2968 | 3240 | 3240 | 3380 | 3380 | 3380 | 3380 | 3380
2008 | US | RF | PJM | - | W07a9 | Energy Only | 0 | 0 | 0 | 0 | 0 | 0 | 0 | 0 | 0 | 0 | 0
2008 | US | RF | PJM | - | W07b | Proposed | 0 | 1989 | 5452 | 13873 | 23081 | 32373 | 38143 | 38323 | 40083 | 40083 | 40083
2008 | US | RF | PJM | - | W07b9 | Energy Only | 0 | 0 | 0 | 0 | 0 | 0 | 0 | 0 | 0 | 0 | 0
2008 | US | RF | PJM | - | W08 | Transmission-Limited Resources | 0 | 0 | 0 | 0 | 0 | 0 | 0 | 0 | 0 | 0 | 0
2008 | US | RF | PJM | - | W09 | DELIVERABLE INTERNAL CAPACITY = 6a + 7a | 143875 | 144657 | 145560 | 147491 | 147763 | 147763 | 147903 | 147903 | 147903 | 147903 | 147903
2008 | US | RF | PJM | - | W10 | CAPACITY PURCHASES AND INCOMING ADJUSTMENTS = 10a+10b+10c+10d | 0 | 267 | 267 | 267 | 267 | 267 | 267 | 267 | 267 | 267 | 267
2008 | US | RF | PJM | - | W10a | Firm Purchases | 0 | 267 | 267 | 267 | 267 | 267 | 267 | 267 | 267 | 267 | 267
2008 | US | RF | PJM | - | W10b | Non-firm Purchases | 0 | 0 | 0 | 0 | 0 | 0 | 0 | 0 | 0 | 0 | 0
2008 | US | RF | PJM | - | W10c | Expected Purchases | 0 | 0 | 0 | 0 | 0 | 0 | 0 | 0 | 0 | 0 | 0
2008 | US | RF | PJM | - | W10d | Provisional Purchases | 0 | 0 | 0 | 0 | 0 | 0 | 0 | 0 | 0 | 0 | 0
2008 | US | RF | PJM | - | W11 | CAPACITY SALES AND OUTGOING ADJUSTMENTS = 11a+11b+11c+11d | 0 | 2229 | 2229 | 2229 | 2229 | 2229 | 2229 | 2229 | 2229 | 2229 | 2229
2008 | US | RF | PJM | - | W11a | Firm Sales | 0 | 2229 | 2229 | 2229 | 2229 | 2229 | 2229 | 2229 | 2229 | 2229 | 2229
2008 | US | RF | PJM | - | W11b | Non-firm Sales | 0 | 0 | 0 | 0 | 0 | 0 | 0 | 0 | 0 | 0 | 0
2008 | US | RF | PJM | - | W11c | Expected Sales | 0 | 0 | 0 | 0 | 0 | 0 | 0 | 0 | 0 | 0 | 0
2008 | US | RF | PJM | - | W11d | Provisional Sales | 0 | 0 | 0 | 0 | 0 | 0 | 0 | 0 | 0 | 0 | 0
2008 | US | RF | PJM | - | W12 | Net Capacity Resources | 143875 | 142695 | 143598 | 145529 | 145801 | 145801 | 145941 | 145941 | 145941 | 145941 | 145941
2008 | US | RF | PJM | - | W14 | ADJUSTED POTENTIAL RESOURCES = 12+6b-Uncertain Derates+(7b*15)+10b+10d-11b-11d | 143875 | 143093 | 144689 | 148304 | 150418 | 152276 | 153570 | 153606 | 153958 | 153958 | 153958
2008 | US | RF | PJM | - | W13 | Total Potential Resources | 143875 | 144684 | 149050 | 159402 | 168882 | 178174 | 184084 | 184264 | 186024 | 186024 | 186024
2008 | US | RF | PJM | - | W15 | Confidence of Proposed (7b), using engineering judgement | 0 | 0.2 | 0.2 | 0.2 | 0.2 | 0.2 | 0.2 | 0.2 | 0.2 | 0.2 | 0.2
2008 | US | RF | PJM | - | W15a | Net Proposed Resources After Confidence Percentage Is Applied = 7b*15 | 0 | 398 | 1091 | 2775 | 4617 | 6475 | 7629 | 7665 | 8017 | 8017 | 8017
2008 | US | RF | PJM | - | W16 | Region/Subregion Target Margin | 0 | 0 | 0 | 0 | 0 | 0 | 0 | 0 | 0 | 0 | 0
2008 | US | RF | PJM | - | W17 | Existing Certain | 0.33275 | 0.3238 | 0.31468 | 0.30556 | 0.29714 | 0.29013 | 0.28382 | 0.2761 | 0.26768 | 0.25786 | 0.25085
2008 | US | RF | PJM | - | W18 | Net Capacity Resources | 0.33275 | 0.32443 | 0.31963 | 0.31972 | 0.31276 | 0.3059 | 0.3004 | 0.29286 | 0.28464 | 0.27505 | 0.2682
2008 | US | RF | PJM | - | W20 | Adjusted Potential Resources | 0.33275 | 0.32631 | 0.32476 | 0.33245 | 0.33386 | 0.33542 | 0.33516 | 0.32815 | 0.32189 | 0.3128 | 0.3063
2008 | US | RF | PJM | - | W19 | Total Potential Resources | 0.33275 | 0.33372 | 0.34452 | 0.37893 | 0.40669 | 0.43202 | 0.44536 | 0.43993 | 0.43878 | 0.43126 | 0.42588
2008 | US | RF | PJM | - | W21 | Distributed Generator Capacity < 1 MW | 0 | 0 | 0 | 0 | 0 | 0 | 0 | 0 | 0 | 0 | 0
2008 | US | RF | PJM | - | W22 | Other Capacity < 1 MW | 0 | 0 | 0 | 0 | 0 | 0 | 0 | 0 | 0 | 0 | 0
2008 | US | RF | PJM | - | W23 | Distributed Generator Capacity >= 1 MW | 0 | 0 | 0 | 0 | 0 | 0 | 0 | 0 | 0 | 0 | 0
2008 | US | RF | PJM | - | W24 | Capacity Total from EIA-860 | 0 | 0 | 0 | 0 | 0 | 0 | 0 | 0 | 0 | 0 | 0
2008 | US | RF | PJM | - | W25 | EIA-860 Capacity Total less Total Internal Capacity | 145101 | 0 | 0 | 0 | 0 | 0 | 0 | 0 | 0 | 0 | 0
2008 | US | RF | PJM | - | CWTF | Total | 145101 | 148376 | 152742 | 163094 | 172574 | 181866 | 187776 | 187956 | 189716 | 189716 | 189716
2008 | US | SERC | - | - | W01 | Unrestricted Non-coincident Peak Demand | 179888 | 182660 | 186596 | 189390 | 193616 | 196056 | 199550 | 202982 | 206491 | 208474 | 211664
2008 | US | SERC | - | - | W01a | New Conservation (Energy Efficiency) | 0 | 183 | 362 | 539 | 929 | 1097 | 1233 | 1357 | 1305 | 1674 | 1793
2008 | US | SERC | - | - | W01b | Estimated Diversity | 0 | 735 | 702 | 701 | 724 | 752 | 777 | 741 | 738 | 792 | 810
2008 | US | SERC | - | - | W01c | Additions for non-member load | 0 | 284 | 289 | 294 | 299 | 305 | 310 | 315 | 321 | 327 | 332
2008 | US | SERC | - | - | W01d | Stand-by Load Under Contract | 0 | 29 | 29 | 29 | 29 | 29 | 29 | 29 | 29 | 29 | 29
2008 | US | SERC | - | - | W02 | Total Internal Demand | 179888 | 182055 | 185850 | 188473 | 192291 | 194541 | 197879 | 201228 | 204798 | 206364 | 209422
2008 | US | SERC | - | - | W02a | Direct Control Load Management | 510.5 | 531.5 | 544.5 | 569.5 | 595.5 | 675.5 | 639.5 | 721.5 | 810.5 | 820.5 | 828.5
2008 | US | SERC | - | - | W02b | Contractually Interruptible (Curtailable) | 3852 | 4412 | 4548 | 4546 | 4546 | 4536 | 4526 | 4526 | 4527 | 4527 | 4527
2008 | US | SERC | - | - | W02c | Critical Peak-Pricing with Control | 221 | 221 | 215 | 224 | 228 | 231 | 201 | 229 | 244 | 238 | 241
2008 | US | SERC | - | - | W02d | Load as a Capacity Resource | 124 | 125 | 126 | 127 | 127 | 127 | 127 | 127 | 127 | 127 | 127
2008 | US | SERC | - | - | W03 | Net Internal Demand | 175180.5 | 176765.5 | 180416.5 | 183006.5 | 186794.5 | 188971.5 | 192385.5 | 195624.5 | 199089.5 | 200651.5 | 203698.5
2008 | US | SERC | - | - | W04 | Demand Response Used for Ancillary Services | 753 | 760 | 776 | 779.5 | 783.5 | 785.5 | 787.5 | 789.5 | 791.5 | 791.5 | 791.5
2008 | US | SERC | - | - | W04a | Spinning Reserves | 98 | 98 | 98 | 98 | 98 | 98 | 98 | 98 | 98 | 98 | 98
2008 | US | SERC | - | - | W04b | Non-Spinning Reserves | 236 | 243 | 255 | 254.5 | 254.5 | 254.5 | 254.5 | 254.5 | 254.5 | 254.5 | 254.5
2008 | US | SERC | - | - | W04c | Regulation | 0 | 0 | 4 | 8 | 12 | 14 | 16 | 18 | 20 | 20 | 20
2008 | US | SERC | - | - | W04d | Emergency | 419 | 419 | 419 | 419 | 419 | 419 | 419 | 419 | 419 | 419 | 419
2008 | US | SERC | - | - | W05 | TOTAL INTERNAL CAPACITY | 254671.2 | 261026.7 | 263830.2 | 265993.2 | 270926.7 | 276251.8 | 278801.5 | 282987.5 | 290251.5 | 295510.5 | 299564.5
2008 | US | SERC | - | - | W06 | EXISTING CAPACITY | 254671.2 | 258646.7 | 260544.2 | 259590.2 | 259080.7 | 258708.8 | 258581.5 | 259069.5 | 259150.5 | 258885.5 | 259020.5
2008 | US | SERC | - | - | W06a | Certain | 225772.7 | 229745.2 | 231637.7 | 230677.7 | 230158.2 | 229668.3 | 229523 | 230004 | 230066 | 229774 | 229897
2008 | US | SERC | - | - | W06b | Uncertain | 28898.5 | 28901.5 | 28906.5 | 28912.5 | 28922.5 | 29040.5 | 29058.5 | 29065.5 | 29084.5 | 29111.5 | 29123.5
2008 | US | SERC | - | - | W06b5 | Energy Only | 0 | 0 | 0 | 0 | 0 | 0 | 0 | 0 | 0 | 0 | 0
2008 | US | SERC | - | - | W06b6 | Inoperable | 910 | 910 | 910 | 910 | 910 | 910 | 910 | 910 | 910 | 910 | 910
2008 | US | SERC | - | - | W07 | PLANNED AND PROPOSED CAPACITY ADDITIONS = 7a+7b | 0 | 2380 | 3286 | 6403 | 11846 | 17543 | 20220 | 23918 | 31101 | 36625 | 40544
2008 | US | SERC | - | - | W07a | Planned | 0 | 1012 | 1656 | 3385 | 5811 | 8499 | 8503 | 8507 | 8511 | 8515 | 8519
2008 | US | SERC | - | - | W07a9 | Energy Only | 0 | 0 | 0 | 0 | 0 | 0 | 0 | 0 | 0 | 0 | 0
2008 | US | SERC | - | - | W07b | Proposed | 0 | 1368 | 1630 | 3018 | 6035 | 9044 | 11717 | 15411 | 22590 | 28110 | 32025
2008 | US | SERC | - | - | W07b9 | Energy Only | 0 | 0 | 0 | 0 | 0 | 0 | 0 | 0 | 0 | 0 | 0
2008 | US | SERC | - | - | W08 | Transmission-Limited Resources | 0 | 0 | 0 | 0 | 0 | 0 | 0 | 0 | 0 | 0 | 0
2008 | US | SERC | - | - | W09 | DELIVERABLE INTERNAL CAPACITY = 6a + 7a | 225772.7 | 230757.2 | 233293.7 | 234062.7 | 235969.2 | 238167.3 | 238026 | 238511 | 238577 | 238289 | 238416
2008 | US | SERC | - | - | W10 | CAPACITY PURCHASES AND INCOMING ADJUSTMENTS = 10a+10b+10c+10d | 4309 | 3516 | 3453 | 3133 | 3076 | 3295 | 3357 | 3583 | 3344 | 3450 | 3559
2008 | US | SERC | - | - | W10a | Firm Purchases | 4309 | 3516 | 3291 | 2913 | 2787 | 2697 | 2731 | 2772 | 2477 | 2501 | 2522
2008 | US | SERC | - | - | W10b | Non-firm Purchases | 0 | 0 | 162 | 168 | 172 | 177 | 183 | 187 | 192 | 196 | 203
2008 | US | SERC | - | - | W10c | Expected Purchases | 0 | 0 | 0 | 0 | 0 | 0 | 0 | 0 | 0 | 0 | 0
2008 | US | SERC | - | - | W10d | Provisional Purchases | 0 | 0 | 0 | 52 | 117 | 421 | 443 | 624 | 675 | 753 | 834
2008 | US | SERC | - | - | W11 | CAPACITY SALES AND OUTGOING ADJUSTMENTS = 11a+11b+11c+11d | 4886 | 4646 | 5444 | 5434 | 5383 | 5473 | 5507 | 5548 | 3253 | 3281 | 3304
2008 | US | SERC | - | - | W11a | Firm Sales | 4886 | 4646 | 5272 | 5095 | 5044 | 5134 | 5168 | 5209 | 2914 | 2942 | 2965
2008 | US | SERC | - | - | W11b | Non-firm Sales | 0 | 0 | 172 | 339 | 339 | 339 | 339 | 339 | 339 | 339 | 339
2008 | US | SERC | - | - | W11c | Expected Sales | 0 | 0 | 0 | 0 | 0 | 0 | 0 | 0 | 0 | 0 | 0
2008 | US | SERC | - | - | W11d | Provisional Sales | 0 | 0 | 0 | 0 | 0 | 0 | 0 | 0 | 0 | 0 | 0
2008 | US | SERC | - | - | W12 | Net Capacity Resources | 225195.7 | 229627.2 | 231312.7 | 231880.7 | 233712.2 | 235730.3 | 235589 | 236074 | 238140 | 237848 | 237973
2008 | US | SERC | - | - | W14 | ADJUSTED POTENTIAL RESOURCES = 12+6b-Uncertain Derates+(7b*15)+10b+10d-11b-11d | 253184.2 | 257619 | 259299 | 259764 | 261675 | 264120 | 264025 | 264702 | 266843 | 266660 | 266885
2008 | US | SERC | - | - | W13 | Total Potential Resources | 253184.2 | 258986.7 | 260929.2 | 262782.2 | 267709.7 | 273163.8 | 275741.5 | 280112.5 | 289432.5 | 294769.5 | 298909.5
2008 | US | SERC | - | - | W15 | Confidence of Proposed (7b), using engineering judgement | 0 | 0 | 0 | 0 | 0 | 0 | 0 | 0 | 0 | 0 | 0
2008 | US | SERC | - | - | W15a | Net Proposed Resources After Confidence Percentage Is Applied = 7b*15 | 0 | 0 | 0 | 0 | 0 | 0 | 0 | 0 | 0 | 0 | 0
2008 | US | SERC | - | - | W16 | Region/Subregion Target Margin | 0 | 0 | 0 | 0 | 0 | 0 | 0 | 0 | 0 | 0 | 0
2008 | US | SERC | - | - | W17 | Existing Certain | 0.97359 | 1.0389 | 0.97307 | 0.91111 | 0.80357 | 0.75581 | 0.67509 | 0.61116 | 0.56274 | 0.56472 | 0.49887
2008 | US | SERC | - | - | W18 | Net Capacity Resources | 0.97359 | 1.05 | 1.0007 | 0.97751 | 0.90147 | 0.89626 | 0.81808 | 0.75623 | 0.70912 | 0.71263 | 0.6492
2008 | US | SERC | - | - | W20 | Adjusted Potential Resources | 1.5727 | 1.632 | 1.5849 | 1.5548 | 1.4986 | 1.4988 | 1.4344 | 1.3835 | 1.3435 | 1.3337 | 1.2805
2008 | US | SERC | - | - | W19 | Total Potential Resources | 1.5727 | 1.6534 | 1.6091 | 1.5997 | 1.5851 | 1.6166 | 1.5862 | 1.5802 | 1.6407 | 1.6848 | 1.6743
2008 | US | SERC | - | - | W21 | Distributed Generator Capacity < 1 MW | 0 | 0 | 0 | 0 | 0 | 0 | 0 | 0 | 0 | 0 | 0
2008 | US | SERC | - | - | W22 | Other Capacity < 1 MW | 0 | 0 | 0 | 0 | 0 | 0 | 0 | 0 | 0 | 0 | 0
2008 | US | SERC | - | - | W23 | Distributed Generator Capacity >= 1 MW | 0 | 0 | 0 | 0 | 0 | 0 | 0 | 0 | 0 | 0 | 0
2008 | US | SERC | - | - | W24 | Capacity Total from EIA-860 | 0 | 0 | 0 | 0 | 0 | 0 | 0 | 0 | 0 | 0 | 0
2008 | US | SERC | - | - | W25 | EIA-860 Capacity Total less Total Internal Capacity | 254671.2 | 0 | 0 | 0 | 0 | 0 | 0 | 0 | 0 | 0 | 0
2008 | US | SERC | - | - | CWTF | Total | 220928.7 | 228116.2 | 228788.7 | 230556.7 | 232603.2 | 234475.3 | 234067 | 233815 | 233232 | 233067 | 232921
2008 | US | SERC | Central | - | W01 | Unrestricted Non-coincident Peak Demand | 42893 | 43444 | 44242 | 44528 | 45292 | 45118 | 45523 | 46191 | 46820 | 47721 | 48657
2008 | US | SERC | Central | - | W01a | New Conservation (Energy Efficiency) | 0 | 68 | 128 | 199 | 471 | 512 | 536 | 561 | 405 | 667 | 679
2008 | US | SERC | Central | - | W01b | Estimated Diversity | 0 | 0 | 0 | 0 | 0 | 0 | 0 | 0 | 0 | 0 | 0
2008 | US | SERC | Central | - | W01c | Additions for non-member load | 0 | 0 | 0 | 0 | 0 | 0 | 0 | 0 | 0 | 0 | 0
2008 | US | SERC | Central | - | W01d | Stand-by Load Under Contract | 0 | 0 | 0 | 0 | 0 | 0 | 0 | 0 | 0 | 0 | 0
2008 | US | SERC | Central | - | W02 | Total Internal Demand | 42893 | 43376 | 44114 | 44329 | 44821 | 44606 | 44987 | 45630 | 46415 | 47054 | 47978
2008 | US | SERC | Central | - | W02a | Direct Control Load Management | 30 | 48 | 54 | 66 | 85 | 155 | 39 | 39 | 39 | 39 | 39
2008 | US | SERC | Central | - | W02b | Contractually Interruptible (Curtailable) | 1480 | 1420 | 1440 | 1430 | 1430 | 1420 | 1410 | 1410 | 1410 | 1410 | 1410
2008 | US | SERC | Central | - | W02c | Critical Peak-Pricing with Control | 0 | 0 | 0 | 12 | 24 | 36 | 48 | 60 | 73 | 85 | 85
2008 | US | SERC | Central | - | W02d | Load as a Capacity Resource | 0 | 0 | 0 | 0 | 0 | 0 | 0 | 0 | 0 | 0 | 0
2008 | US | SERC | Central | - | W03 | Net Internal Demand | 41383 | 41908 | 42620 | 42821 | 43282 | 42995 | 43490 | 44121 | 44893 | 45520 | 46444
2008 | US | SERC | Central | - | W04 | Demand Response Used for Ancillary Services | 0 | 0 | 0 | 0 | 0 | 0 | 0 | 0 | 0 | 0 | 0
2008 | US | SERC | Central | - | W04a | Spinning Reserves | 0 | 0 | 0 | 0 | 0 | 0 | 0 | 0 | 0 | 0 | 0
2008 | US | SERC | Central | - | W04b | Non-Spinning Reserves | 0 | 0 | 0 | 0 | 0 | 0 | 0 | 0 | 0 | 0 | 0
2008 | US | SERC | Central | - | W04c | Regulation | 0 | 0 | 0 | 0 | 0 | 0 | 0 | 0 | 0 | 0 | 0
2008 | US | SERC | Central | - | W04d | Emergency | 0 | 0 | 0 | 0 | 0 | 0 | 0 | 0 | 0 | 0 | 0
2008 | US | SERC | Central | - | W05 | TOTAL INTERNAL CAPACITY | 50964.76 | 52419.06 | 53042.06 | 53718.06 | 53816.06 | 56017.06 | 57502.06 | 59955.06 | 62644.06 | 65451.06 | 67665.06
2008 | US | SERC | Central | - | W06 | EXISTING CAPACITY | 50964.76 | 51049.06 | 51123.06 | 51049.06 | 51056.06 | 51056.06 | 51068.06 | 51065.06 | 51058.06 | 51057.06 | 51056.06
2008 | US | SERC | Central | - | W06a | Certain | 46357.26 | 46441.56 | 46510.56 | 46430.56 | 46427.56 | 46414.56 | 46408.56 | 46398.56 | 46372.56 | 46344.56 | 46331.56
2008 | US | SERC | Central | - | W06b | Uncertain | 4607.5 | 4607.5 | 4612.5 | 4618.5 | 4628.5 | 4641.5 | 4659.5 | 4666.5 | 4685.5 | 4712.5 | 4724.5
2008 | US | SERC | Central | - | W06b5 | Energy Only | 0 | 0 | 0 | 0 | 0 | 0 | 0 | 0 | 0 | 0 | 0
2008 | US | SERC | Central | - | W06b6 | Inoperable | 0 | 0 | 0 | 0 | 0 | 0 | 0 | 0 | 0 | 0 | 0
2008 | US | SERC | Central | - | W07 | PLANNED AND PROPOSED CAPACITY ADDITIONS = 7a+7b | 0 | 1370 | 1919 | 2669 | 2760 | 4961 | 6434 | 8890 | 11586 | 14394 | 16609
2008 | US | SERC | Central | - | W07a | Planned | 0 | 2 | 474 | 1224 | 1224 | 2684 | 2684 | 2684 | 2684 | 2684 | 2684
2008 | US | SERC | Central | - | W07a9 | Energy Only | 0 | 0 | 0 | 0 | 0 | 0 | 0 | 0 | 0 | 0 | 0
2008 | US | SERC | Central | - | W07b | Proposed | 0 | 1368 | 1445 | 1445 | 1536 | 2277 | 3750 | 6206 | 8902 | 11710 | 13925
2008 | US | SERC | Central | - | W07b9 | Energy Only | 0 | 0 | 0 | 0 | 0 | 0 | 0 | 0 | 0 | 0 | 0
2008 | US | SERC | Central | - | W08 | Transmission-Limited Resources | 0 | 0 | 0 | 0 | 0 | 0 | 0 | 0 | 0 | 0 | 0
2008 | US | SERC | Central | - | W09 | DELIVERABLE INTERNAL CAPACITY = 6a + 7a | 46357.26 | 46443.56 | 46984.56 | 47654.56 | 47651.56 | 49098.56 | 49092.56 | 49082.56 | 49056.56 | 49028.56 | 49015.56
2008 | US | SERC | Central | - | W10 | CAPACITY PURCHASES AND INCOMING ADJUSTMENTS = 10a+10b+10c+10d | 369 | 219 | 219 | 179 | 179 | 179 | 179 | 179 | 179 | 179 | 179
2008 | US | SERC | Central | - | W10a | Firm Purchases | 369 | 219 | 219 | 179 | 179 | 179 | 179 | 179 | 179 | 179 | 179
2008 | US | SERC | Central | - | W10b | Non-firm Purchases | 0 | 0 | 0 | 0 | 0 | 0 | 0 | 0 | 0 | 0 | 0
2008 | US | SERC | Central | - | W10c | Expected Purchases | 0 | 0 | 0 | 0 | 0 | 0 | 0 | 0 | 0 | 0 | 0
2008 | US | SERC | Central | - | W10d | Provisional Purchases | 0 | 0 | 0 | 0 | 0 | 0 | 0 | 0 | 0 | 0 | 0
2008 | US | SERC | Central | - | W11 | CAPACITY SALES AND OUTGOING ADJUSTMENTS = 11a+11b+11c+11d | 213 | 209 | 209 | 564 | 564 | 564 | 564 | 576 | 576 | 576 | 576
2008 | US | SERC | Central | - | W11a | Firm Sales | 213 | 209 | 209 | 397 | 397 | 397 | 397 | 409 | 409 | 409 | 409
2008 | US | SERC | Central | - | W11b | Non-firm Sales | 0 | 0 | 0 | 167 | 167 | 167 | 167 | 167 | 167 | 167 | 167
2008 | US | SERC | Central | - | W11c | Expected Sales | 0 | 0 | 0 | 0 | 0 | 0 | 0 | 0 | 0 | 0 | 0
2008 | US | SERC | Central | - | W11d | Provisional Sales | 0 | 0 | 0 | 0 | 0 | 0 | 0 | 0 | 0 | 0 | 0
2008 | US | SERC | Central | - | W12 | Net Capacity Resources | 46513.26 | 46453.56 | 46994.56 | 47436.56 | 47433.56 | 48880.56 | 48874.56 | 48852.56 | 48826.56 | 48798.56 | 48785.56
2008 | US | SERC | Central | - | W14 | ADJUSTED POTENTIAL RESOURCES = 12+6b-Uncertain Derates+(7b*15)+10b+10d-11b-11d | 51120.76 | 51061 | 51607 | 51888 | 51895 | 53355 | 53367 | 53352 | 53345 | 53344 | 53343
2008 | US | SERC | Central | - | W13 | Total Potential Resources | 51120.76 | 52429.06 | 53052.06 | 53333.06 | 53431.06 | 55632.06 | 57117.06 | 59558.06 | 62247.06 | 65054.06 | 67268.06
2008 | US | SERC | Central | - | W15 | Confidence of Proposed (7b), using engineering judgement | 0 | 0 | 0 | 0 | 0 | 0 | 0 | 0 | 0 | 0 | 0
2008 | US | SERC | Central | - | W15a | Net Proposed Resources After Confidence Percentage Is Applied = 7b*15 | 0 | 0 | 0 | 0 | 0 | 0 | 0 | 0 | 0 | 0 | 0
2008 | US | SERC | Central | - | W16 | Region/Subregion Target Margin | 0 | 0.13 | 0.13 | 0.13 | 0.13 | 0.13 | 0.13 | 0.13 | 0.13 | 0.13 | 0.13
2008 | US | SERC | Central | - | W17 | Existing Certain | 0.1103 | 0.097813 | 0.083846 | 0.07339 | 0.063354 | 0.069303 | 0.058466 | 0.04435 | 0.02708 | 0.012893 | -0.0074279
2008 | US | SERC | Central | - | W18 | Net Capacity Resources | 0.1103 | 0.097852 | 0.093087 | 0.0973 | 0.087524 | 0.12041 | 0.11017 | 0.096854 | 0.080562 | 0.067186 | 0.047997
2008 | US | SERC | Central | - | W20 | Adjusted Potential Resources | 0.19049 | 0.17926 | 0.17414 | 0.17474 | 0.16597 | 0.19417 | 0.18508 | 0.17302 | 0.15844 | 0.14667 | 0.12933
2008 | US | SERC | Central | - | W19 | Total Potential Resources | 0.19049 | 0.20067 | 0.19664 | 0.1971 | 0.18995 | 0.22715 | 0.23858 | 0.25919 | 0.27879 | 0.30027 | 0.30957
2008 | US | SERC | Central | - | W21 | Distributed Generator Capacity < 1 MW | 0 | 0 | 0 | 0 | 0 | 0 | 0 | 0 | 0 | 0 | 0
2008 | US | SERC | Central | - | W22 | Other Capacity < 1 MW | 0 | 0 | 0 | 0 | 0 | 0 | 0 | 0 | 0 | 0 | 0
2008 | US | SERC | Central | - | W23 | Distributed Generator Capacity >= 1 MW | 0 | 0 | 0 | 0 | 0 | 0 | 0 | 0 | 0 | 0 | 0
2008 | US | SERC | Central | - | W24 | Capacity Total from EIA-860 | 0 | 0 | 0 | 0 | 0 | 0 | 0 | 0 | 0 | 0 | 0
2008 | US | SERC | Central | - | W25 | EIA-860 Capacity Total less Total Internal Capacity | 50964.76 | 0 | 0 | 0 | 0 | 0 | 0 | 0 | 0 | 0 | 0
2008 | US | SERC | Central | - | CWTF | Total | 48492.26 | 48577.56 | 49119.56 | 49978.56 | 49976.56 | 51424.56 | 51419.56 | 51410.56 | 51385.56 | 51358.56 | 51346.56
2008 | US | SERC | Delta | - | W01 | Unrestricted Non-coincident Peak Demand | 23619 | 24155 | 24476 | 24394 | 25464 | 25810 | 26566 | 27044 | 27561 | 26157 | 26557
2008 | US | SERC | Delta | - | W01a | New Conservation (Energy Efficiency) | 0 | 5 | 21 | 30 | 39 | 48 | 57 | 65 | 74 | 83 | 91
2008 | US | SERC | Delta | - | W01b | Estimated Diversity | 0 | 0 | 0 | 0 | 0 | 0 | 0 | 0 | 0 | 0 | 0
2008 | US | SERC | Delta | - | W01c | Additions for non-member load | 0 | 0 | 0 | 0 | 0 | 0 | 0 | 0 | 0 | 0 | 0
2008 | US | SERC | Delta | - | W01d | Stand-by Load Under Contract | 0 | 6 | 6 | 6 | 6 | 6 | 6 | 6 | 6 | 6 | 6
2008 | US | SERC | Delta | - | W02 | Total Internal Demand | 23619 | 24156 | 24461 | 24370 | 25431 | 25768 | 26515 | 26985 | 27493 | 26080 | 26472
2008 | US | SERC | Delta | - | W02a | Direct Control Load Management | 2.5 | 2.5 | 2.5 | 2.5 | 2.5 | 2.5 | 2.5 | 2.5 | 2.5 | 2.5 | 2.5
2008 | US | SERC | Delta | - | W02b | Contractually Interruptible (Curtailable) | 13 | 13 | 13 | 13 | 13 | 13 | 13 | 13 | 13 | 13 | 13
2008 | US | SERC | Delta | - | W02c | Critical Peak-Pricing with Control | 0 | 0 | 0 | 0 | 0 | 0 | 0 | 0 | 0 | 0 | 0
2008 | US | SERC | Delta | - | W02d | Load as a Capacity Resource | 0 | 0 | 0 | 0 | 0 | 0 | 0 | 0 | 0 | 0 | 0
2008 | US | SERC | Delta | - | W03 | Net Internal Demand | 23603.5 | 24140.5 | 24445.5 | 24354.5 | 25415.5 | 25752.5 | 26499.5 | 26969.5 | 27477.5 | 26064.5 | 26456.5
2008 | US | SERC | Delta | - | W04 | Demand Response Used for Ancillary Services | 3 | 3 | 3 | 2.5 | 2.5 | 2.5 | 2.5 | 2.5 | 2.5 | 2.5 | 2.5
2008 | US | SERC | Delta | - | W04a | Spinning Reserves | 0 | 0 | 0 | 0 | 0 | 0 | 0 | 0 | 0 | 0 | 0
2008 | US | SERC | Delta | - | W04b | Non-Spinning Reserves | 3 | 3 | 3 | 2.5 | 2.5 | 2.5 | 2.5 | 2.5 | 2.5 | 2.5 | 2.5
2008 | US | SERC | Delta | - | W04c | Regulation | 0 | 0 | 0 | 0 | 0 | 0 | 0 | 0 | 0 | 0 | 0
2008 | US | SERC | Delta | - | W04d | Emergency | 0 | 0 | 0 | 0 | 0 | 0 | 0 | 0 | 0 | 0 | 0
2008 | US | SERC | Delta | - | W05 | TOTAL INTERNAL CAPACITY | 36564 | 36345 | 36513 | 37523 | 38528 | 38528 | 38528 | 38528 | 41716 | 41716 | 41716
2008 | US | SERC | Delta | - | W06 | EXISTING CAPACITY | 36564 | 36304 | 36304 | 36301 | 36001 | 36001 | 36001 | 36001 | 36001 | 36001 | 36001
2008 | US | SERC | Delta | - | W06a | Certain | 24571 | 24311 | 24311 | 24308 | 24008 | 24008 | 24008 | 24008 | 24008 | 24008 | 24008
2008 | US | SERC | Delta | - | W06b | Uncertain | 11993 | 11993 | 11993 | 11993 | 11993 | 11993 | 11993 | 11993 | 11993 | 11993 | 11993
2008 | US | SERC | Delta | - | W06b5 | Energy Only | 0 | 0 | 0 | 0 | 0 | 0 | 0 | 0 | 0 | 0 | 0
2008 | US | SERC | Delta | - | W06b6 | Inoperable | 389 | 389 | 389 | 389 | 389 | 389 | 389 | 389 | 389 | 389 | 389
2008 | US | SERC | Delta | - | W07 | PLANNED AND PROPOSED CAPACITY ADDITIONS = 7a+7b | 0 | 41 | 209 | 1222 | 2527 | 2527 | 2527 | 2527 | 5715 | 5715 | 5715
2008 | US | SERC | Delta | - | W07a | Planned | 0 | 41 | 209 | 377 | 377 | 377 | 377 | 377 | 377 | 377 | 377
2008 | US | SERC | Delta | - | W07a9 | Energy Only | 0 | 0 | 0 | 0 | 0 | 0 | 0 | 0 | 0 | 0 | 0
2008 | US | SERC | Delta | - | W07b | Proposed | 0 | 0 | 0 | 845 | 2150 | 2150 | 2150 | 2150 | 5338 | 5338 | 5338
2008 | US | SERC | Delta | - | W07b9 | Energy Only | 0 | 0 | 0 | 0 | 0 | 0 | 0 | 0 | 0 | 0 | 0
2008 | US | SERC | Delta | - | W08 | Transmission-Limited Resources | 0 | 0 | 0 | 0 | 0 | 0 | 0 | 0 | 0 | 0 | 0
2008 | US | SERC | Delta | - | W09 | DELIVERABLE INTERNAL CAPACITY = 6a + 7a | 24571 | 24352 | 24520 | 24685 | 24385 | 24385 | 24385 | 24385 | 24385 | 24385 | 24385
2008 | US | SERC | Delta | - | W10 | CAPACITY PURCHASES AND INCOMING ADJUSTMENTS = 10a+10b+10c+10d | 1655 | 1086 | 950 | 600 | 597 | 597 | 597 | 597 | 597 | 597 | 597
2008 | US | SERC | Delta | - | W10a | Firm Purchases | 1655 | 1086 | 950 | 600 | 597 | 597 | 597 | 597 | 597 | 597 | 597
2008 | US | SERC | Delta | - | W10b | Non-firm Purchases | 0 | 0 | 0 | 0 | 0 | 0 | 0 | 0 | 0 | 0 | 0
2008 | US | SERC | Delta | - | W10c | Expected Purchases | 0 | 0 | 0 | 0 | 0 | 0 | 0 | 0 | 0 | 0 | 0
2008 | US | SERC | Delta | - | W10d | Provisional Purchases | 0 | 0 | 0 | 0 | 0 | 0 | 0 | 0 | 0 | 0 | 0
2008 | US | SERC | Delta | - | W11 | CAPACITY SALES AND OUTGOING ADJUSTMENTS = 11a+11b+11c+11d | 1520 | 1520 | 1357 | 958 | 880 | 880 | 880 | 880 | 880 | 887 | 888
2008 | US | SERC | Delta | - | W11a | Firm Sales | 1520 | 1520 | 1357 | 958 | 880 | 880 | 880 | 880 | 880 | 887 | 888
2008 | US | SERC | Delta | - | W11b | Non-firm Sales | 0 | 0 | 0 | 0 | 0 | 0 | 0 | 0 | 0 | 0 | 0
2008 | US | SERC | Delta | - | W11c | Expected Sales | 0 | 0 | 0 | 0 | 0 | 0 | 0 | 0 | 0 | 0 | 0
2008 | US | SERC | Delta | - | W11d | Provisional Sales | 0 | 0 | 0 | 0 | 0 | 0 | 0 | 0 | 0 | 0 | 0
2008 | US | SERC | Delta | - | W12 | Net Capacity Resources | 24706 | 23918 | 24113 | 24327 | 24102 | 24102 | 24102 | 24102 | 24102 | 24095 | 24094
2008 | US | SERC | Delta | - | W14 | ADJUSTED POTENTIAL RESOURCES = 12+6b-Uncertain Derates+(7b*15)+10b+10d-11b-11d | 36310 | 35522 | 35717 | 35931 | 35706 | 35706 | 35706 | 35706 | 35706 | 35699 | 35698
2008 | US | SERC | Delta | - | W13 | Total Potential Resources | 36310 | 35522 | 35717 | 36776 | 37856 | 37856 | 37856 | 37856 | 41044 | 41037 | 41036
2008 | US | SERC | Delta | - | W15 | Confidence of Proposed (7b), using engineering judgement | 0 | 0 | 0 | 0 | 0 | 0 | 0 | 0 | 0 | 0 | 0
2008 | US | SERC | Delta | - | W15a | Net Proposed Resources After Confidence Percentage Is Applied = 7b*15 | 0 | 0 | 0 | 0 | 0 | 0 | 0 | 0 | 0 | 0 | 0
2008 | US | SERC | Delta | - | W16 | Region/Subregion Target Margin | 0 | 0.13 | 0.13 | 0.13 | 0.13 | 0.13 | 0.13 | 0.13 | 0.13 | 0.13 | 0.13
2008 | US | SERC | Delta | - | W17 | Existing Certain | 0.044625 | -0.011036 | -0.022653 | -0.016889 | -0.071254 | -0.085458 | -0.11694 | -0.13675 | -0.15817 | -0.098933 | -0.11551
2008 | US | SERC | Delta | - | W18 | Net Capacity Resources | 0.044625 | -0.0093026 | -0.013789 | -0.0011304 | -0.054498 | -0.06848 | -0.099473 | -0.11897 | -0.14005 | -0.081739 | -0.098053
2008 | US | SERC | Delta | - | W20 | Adjusted Potential Resources | 0.34994 | 0.32041 | 0.31558 | 0.32219 | 0.2882 | 0.27876 | 0.25784 | 0.24468 | 0.23045 | 0.26988 | 0.25888
2008 | US | SERC | Delta | - | W19 | Total Potential Resources | 0.34994 | 0.32041 | 0.31558 | 0.33776 | 0.32863 | 0.31972 | 0.29999 | 0.28758 | 0.33054 | 0.36485 | 0.35529
2008 | US | SERC | Delta | - | W21 | Distributed Generator Capacity < 1 MW | 0 | 0 | 0 | 0 | 0 | 0 | 0 | 0 | 0 | 0 | 0
2008 | US | SERC | Delta | - | W22 | Other Capacity < 1 MW | 0 | 0 | 0 | 0 | 0 | 0 | 0 | 0 | 0 | 0 | 0
2008 | US | SERC | Delta | - | W23 | Distributed Generator Capacity >= 1 MW | 0 | 0 | 0 | 0 | 0 | 0 | 0 | 0 | 0 | 0 | 0
2008 | US | SERC | Delta | - | W24 | Capacity Total from EIA-860 | 0 | 0 | 0 | 0 | 0 | 0 | 0 | 0 | 0 | 0 | 0
2008 | US | SERC | Delta | - | W25 | EIA-860 Capacity Total less Total Internal Capacity | 36564 | 0 | 0 | 0 | 0 | 0 | 0 | 0 | 0 | 0 | 0
2008 | US | SERC | Delta | - | CWTF | Total | 23483 | 23524 | 23692 | 23860 | 23860 | 23860 | 23860 | 23860 | 23860 | 23860 | 23860
2008 | US | SERC | Gateway | - | W01 | Unrestricted Non-coincident Peak Demand | 14760 | 14959 | 15342 | 15564 | 15756 | 15944 | 16143 | 16324 | 16491 | 16679 | 16882
2008 | US | SERC | Gateway | - | W01a | New Conservation (Energy Efficiency) | 0 | 0 | 0 | 0 | 0 | 0 | 0 | 0 | 0 | 0 | 0
2008 | US | SERC | Gateway | - | W01b | Estimated Diversity | 0 | 0 | 0 | 0 | 0 | 0 | 0 | 0 | 0 | 0 | 0
2008 | US | SERC | Gateway | - | W01c | Additions for non-member load | 0 | 0 | 0 | 0 | 0 | 0 | 0 | 0 | 0 | 0 | 0
2008 | US | SERC | Gateway | - | W01d | Stand-by Load Under Contract | 0 | 11 | 11 | 11 | 11 | 11 | 11 | 11 | 11 | 11 | 11
2008 | US | SERC | Gateway | - | W02 | Total Internal Demand | 14760 | 14970 | 15353 | 15575 | 15767 | 15955 | 16154 | 16335 | 16502 | 16690 | 16893
2008 | US | SERC | Gateway | - | W02a | Direct Control Load Management | 58 | 58 | 58 | 58 | 58 | 58 | 58 | 58 | 58 | 58 | 58
2008 | US | SERC | Gateway | - | W02b | Contractually Interruptible (Curtailable) | 0 | 0 | 0 | 0 | 0 | 0 | 0 | 0 | 0 | 0 | 0
2008 | US | SERC | Gateway | - | W02c | Critical Peak-Pricing with Control | 0 | 0 | 0 | 0 | 0 | 0 | 0 | 0 | 0 | 0 | 0
2008 | US | SERC | Gateway | - | W02d | Load as a Capacity Resource | 0 | 0 | 0 | 0 | 0 | 0 | 0 | 0 | 0 | 0 | 0
2008 | US | SERC | Gateway | - | W03 | Net Internal Demand | 14702 | 14912 | 15295 | 15517 | 15709 | 15897 | 16096 | 16277 | 16444 | 16632 | 16835
2008 | US | SERC | Gateway | - | W04 | Demand Response Used for Ancillary Services | 0 | 0 | 4 | 8 | 12 | 14 | 16 | 18 | 20 | 20 | 20
2008 | US | SERC | Gateway | - | W04a | Spinning Reserves | 0 | 0 | 0 | 0 | 0 | 0 | 0 | 0 | 0 | 0 | 0
2008 | US | SERC | Gateway | - | W04b | Non-Spinning Reserves | 0 | 0 | 0 | 0 | 0 | 0 | 0 | 0 | 0 | 0 | 0
2008 | US | SERC | Gateway | - | W04c | Regulation | 0 | 0 | 4 | 8 | 12 | 14 | 16 | 18 | 20 | 20 | 20
2008 | US | SERC | Gateway | - | W04d | Emergency | 0 | 0 | 0 | 0 | 0 | 0 | 0 | 0 | 0 | 0 | 0
2008 | US | SERC | Gateway | - | W05 | TOTAL INTERNAL CAPACITY | 23598.07 | 28047.07 | 28178.07 | 28427.07 | 28665.07 | 29294.07 | 29344.57 | 29348.57 | 29352.57 | 29356.57 | 29360.57
2008 | US | SERC | Gateway | - | W06 | EXISTING CAPACITY | 23598.07 | 28047.07 | 28174.07 | 27928.07 | 28042.07 | 28547.07 | 28593.57 | 28593.57 | 28593.57 | 28593.57 | 28593.57
2008 | US | SERC | Gateway | - | W06a | Certain | 19102.07 | 23551.07 | 23678.07 | 23432.07 | 23546.07 | 23946.07 | 23992.57 | 23992.57 | 23992.57 | 23992.57 | 23992.57
2008 | US | SERC | Gateway | - | W06b | Uncertain | 4496 | 4496 | 4496 | 4496 | 4496 | 4601 | 4601 | 4601 | 4601 | 4601 | 4601
2008 | US | SERC | Gateway | - | W06b5 | Energy Only | 0 | 0 | 0 | 0 | 0 | 0 | 0 | 0 | 0 | 0 | 0
2008 | US | SERC | Gateway | - | W06b6 | Inoperable | 456 | 456 | 456 | 456 | 456 | 456 | 456 | 456 | 456 | 456 | 456
2008 | US | SERC | Gateway | - | W07 | PLANNED AND PROPOSED CAPACITY ADDITIONS = 7a+7b | 0 | 0 | 4 | 499 | 623 | 747 | 751 | 755 | 759 | 763 | 767
2008 | US | SERC | Gateway | - | W07a | Planned | 0 | 0 | 4 | 499 | 623 | 747 | 751 | 755 | 759 | 763 | 767
2008 | US | SERC | Gateway | - | W07a9 | Energy Only | 0 | 0 | 0 | 0 | 0 | 0 | 0 | 0 | 0 | 0 | 0
2008 | US | SERC | Gateway | - | W07b | Proposed | 0 | 0 | 0 | 0 | 0 | 0 | 0 | 0 | 0 | 0 | 0
2008 | US | SERC | Gateway | - | W07b9 | Energy Only | 0 | 0 | 0 | 0 | 0 | 0 | 0 | 0 | 0 | 0 | 0
2008 | US | SERC | Gateway | - | W08 | Transmission-Limited Resources | 0 | 0 | 0 | 0 | 0 | 0 | 0 | 0 | 0 | 0 | 0
2008 | US | SERC | Gateway | - | W09 | DELIVERABLE INTERNAL CAPACITY = 6a + 7a | 19102.07 | 23551.07 | 23682.07 | 23931.07 | 24169.07 | 24693.07 | 24743.57 | 24747.57 | 24751.57 | 24755.57 | 24759.57
2008 | US | SERC | Gateway | - | W10 | CAPACITY PURCHASES AND INCOMING ADJUSTMENTS = 10a+10b+10c+10d | 349 | 349 | 351 | 448 | 497 | 527 | 533 | 537 | 542 | 546 | 553
2008 | US | SERC | Gateway | - | W10a | Firm Purchases | 349 | 349 | 189 | 280 | 325 | 350 | 350 | 350 | 350 | 350 | 350
2008 | US | SERC | Gateway | - | W10b | Non-firm Purchases | 0 | 0 | 162 | 168 | 172 | 177 | 183 | 187 | 192 | 196 | 203
2008 | US | SERC | Gateway | - | W10c | Expected Purchases | 0 | 0 | 0 | 0 | 0 | 0 | 0 | 0 | 0 | 0 | 0
2008 | US | SERC | Gateway | - | W10d | Provisional Purchases | 0 | 0 | 0 | 0 | 0 | 0 | 0 | 0 | 0 | 0 | 0
2008 | US | SERC | Gateway | - | W11 | CAPACITY SALES AND OUTGOING ADJUSTMENTS = 11a+11b+11c+11d | 527 | 269 | 437 | 515 | 635 | 690 | 690 | 690 | 690 | 690 | 690
2008 | US | SERC | Gateway | - | W11a | Firm Sales | 527 | 269 | 265 | 343 | 463 | 518 | 518 | 518 | 518 | 518 | 518
2008 | US | SERC | Gateway | - | W11b | Non-firm Sales | 0 | 0 | 172 | 172 | 172 | 172 | 172 | 172 | 172 | 172 | 172
2008 | US | SERC | Gateway | - | W11c | Expected Sales | 0 | 0 | 0 | 0 | 0 | 0 | 0 | 0 | 0 | 0 | 0
2008 | US | SERC | Gateway | - | W11d | Provisional Sales | 0 | 0 | 0 | 0 | 0 | 0 | 0 | 0 | 0 | 0 | 0
2008 | US | SERC | Gateway | - | W12 | Net Capacity Resources | 18924.07 | 23631.07 | 23606.07 | 23868.07 | 24031.07 | 24525.07 | 24575.57 | 24579.57 | 24583.57 | 24587.57 | 24591.57
2008 | US | SERC | Gateway | - | W14 | ADJUSTED POTENTIAL RESOURCES = 12+6b-Uncertain Derates+(7b*15)+10b+10d-11b-11d | 22964.07 | 27671 | 27636 | 27904 | 28071 | 28675 | 28732 | 28740 | 28749 | 28757 | 28768
2008 | US | SERC | Gateway | - | W13 | Total Potential Resources | 22964.07 | 27671.07 | 27636.07 | 27904.07 | 28071.07 | 28675.07 | 28731.57 | 28739.57 | 28748.57 | 28756.57 | 28767.57
2008 | US | SERC | Gateway | - | W15 | Confidence of Proposed (7b), using engineering judgement | 0 | 0 | 0 | 0 | 0 | 0 | 0 | 0 | 0 | 0 | 0
2008 | US | SERC | Gateway | - | W15a | Net Proposed Resources After Confidence Percentage Is Applied = 7b*15 | 0 | 0 | 0 | 0 | 0 | 0 | 0 | 0 | 0 | 0 | 0
2008 | US | SERC | Gateway | - | W16 | Region/Subregion Target Margin | 0 | 0.13 | 0.13 | 0.13 | 0.13 | 0.13 | 0.13 | 0.13 | 0.13 | 0.13 | 0.13
2008 | US | SERC | Gateway | - | W17 | Existing Certain | 0.22311 | 0.36897 | 0.35196 | 0.336 | 0.32891 | 0.33144 | 0.32439 | 0.3168 | 0.30979 | 0.3019 | 0.29338
2008 | US | SERC | Gateway | - | W18 | Net Capacity Resources | 0.22311 | 0.36897 | 0.35207 | 0.34988 | 0.3463 | 0.35181 | 0.34504 | 0.33778 | 0.3311 | 0.32356 | 0.31542
2008 | US | SERC | Gateway | - | W20 | Adjusted Potential Resources | 0.35978 | 0.4611 | 0.44656 | 0.44391 | 0.44038 | 0.44561 | 0.43979 | 0.43365 | 0.42801 | 0.42164 | 0.4148
2008 | US | SERC | Gateway | - | W19 | Total Potential Resources | 0.35978 | 0.4611 | 0.44656 | 0.44392 | 0.44038 | 0.44562 | 0.43978 | 0.43364 | 0.42801 | 0.42163 | 0.41479
2008 | US | SERC | Gateway | - | W21 | Distributed Generator Capacity < 1 MW | 0 | 0 | 0 | 0 | 0 | 0 | 0 | 0 | 0 | 0 | 0
2008 | US | SERC | Gateway | - | W22 | Other Capacity < 1 MW | 0 | 0 | 0 | 0 | 0 | 0 | 0 | 0 | 0 | 0 | 0
2008 | US | SERC | Gateway | - | W23 | Distributed Generator Capacity >= 1 MW | 0 | 0 | 0 | 0 | 0 | 0 | 0 | 0 | 0 | 0 | 0
2008 | US | SERC | Gateway | - | W24 | Capacity Total from EIA-860 | 0 | 0 | 0 | 0 | 0 | 0 | 0 | 0 | 0 | 0 | 0
2008 | US | SERC | Gateway | - | W25 | EIA-860 Capacity Total less Total Internal Capacity | 23598.07 | 0 | 0 | 0 | 0 | 0 | 0 | 0 | 0 | 0 | 0
2008 | US | SERC | Gateway | - | CWTF | Total | 17994.07 | 23956.07 | 23876.07 | 24371.07 | 24495.07 | 24619.07 | 24584.57 | 24588.57 | 24592.57 | 24596.57 | 24600.57
2008 | US | SERC | Southeastern | - | W01 | Unrestricted Non-coincident Peak Demand | 41398 | 42414 | 43670 | 44936 | 46055 | 47030 | 48061 | 49062 | 50104 | 51251 | 51800
2008 | US | SERC | Southeastern | - | W01a | New Conservation (Energy Efficiency) | 0 | 0 | 0 | 0 | 0 | 0 | 0 | 0 | 0 | 0 | 0
2008 | US | SERC | Southeastern | - | W01b | Estimated Diversity | 0 | 0 | 0 | 0 | 0 | 0 | 0 | 0 | 0 | 0 | 0
2008 | US | SERC | Southeastern | - | W01c | Additions for non-member load | 0 | 0 | 0 | 0 | 0 | 0 | 0 | 0 | 0 | 0 | 0
2008 | US | SERC | Southeastern | - | W01d | Stand-by Load Under Contract | 0 | 0 | 0 | 0 | 0 | 0 | 0 | 0 | 0 | 0 | 0
2008 | US | SERC | Southeastern | - | W02 | Total Internal Demand | 41398 | 42414 | 43670 | 44936 | 46055 | 47030 | 48061 | 49062 | 50104 | 51251 | 51800
2008 | US | SERC | Southeastern | - | W02a | Direct Control Load Management | 309 | 317 | 330 | 348 | 355 | 365 | 445 | 527 | 616 | 626 | 634
2008 | US | SERC | Southeastern | - | W02b | Contractually Interruptible (Curtailable) | 1309 | 1309 | 1313 | 1321 | 1321 | 1321 | 1321 | 1321 | 1322 | 1322 | 1322
2008 | US | SERC | Southeastern | - | W02c | Critical Peak-Pricing with Control | 221 | 221 | 215 | 212 | 204 | 195 | 153 | 169 | 171 | 153 | 156
2008 | US | SERC | Southeastern | - | W02d | Load as a Capacity Resource | 60 | 61 | 62 | 63 | 63 | 63 | 63 | 63 | 63 | 63 | 63
2008 | US | SERC | Southeastern | - | W03 | Net Internal Demand | 39499 | 40506 | 41750 | 42992 | 44112 | 45086 | 46079 | 46982 | 47932 | 49087 | 49625
2008 | US | SERC | Southeastern | - | W04 | Demand Response Used for Ancillary Services | 0 | 0 | 0 | 0 | 0 | 0 | 0 | 0 | 0 | 0 | 0
2008 | US | SERC | Southeastern | - | W04a | Spinning Reserves | 0 | 0 | 0 | 0 | 0 | 0 | 0 | 0 | 0 | 0 | 0
2008 | US | SERC | Southeastern | - | W04b | Non-Spinning Reserves | 0 | 0 | 0 | 0 | 0 | 0 | 0 | 0 | 0 | 0 | 0
2008 | US | SERC | Southeastern | - | W04c | Regulation | 0 | 0 | 0 | 0 | 0 | 0 | 0 | 0 | 0 | 0 | 0
2008 | US | SERC | Southeastern | - | W04d | Emergency | 0 | 0 | 0 | 0 | 0 | 0 | 0 | 0 | 0 | 0 | 0
2008 | US | SERC | Southeastern | - | W05 | TOTAL INTERNAL CAPACITY | 67755 | 67125 | 68873 | 68929 | 71013 | 71843 | 73353.2 | 75298.2 | 76690.2 | 78198.2 | 80029.2
2008 | US | SERC | Southeastern | - | W06 | EXISTING CAPACITY | 67755 | 67125 | 68873 | 68581 | 68345 | 67512 | 67822.2 | 68529.2 | 68821.2 | 68929.2 | 69060.2
2008 | US | SERC | Southeastern | - | W06a | Certain | 61955 | 61325 | 63073 | 62781 | 62545 | 61712 | 62022.2 | 62729.2 | 63021.2 | 63129.2 | 63260.2
2008 | US | SERC | Southeastern | - | W06b | Uncertain | 5800 | 5800 | 5800 | 5800 | 5800 | 5800 | 5800 | 5800 | 5800 | 5800 | 5800
2008 | US | SERC | Southeastern | - | W06b5 | Energy Only | 0 | 0 | 0 | 0 | 0 | 0 | 0 | 0 | 0 | 0 | 0
2008 | US | SERC | Southeastern | - | W06b6 | Inoperable | 0 | 0 | 0 | 0 | 0 | 0 | 0 | 0 | 0 | 0 | 0
2008 | US | SERC | Southeastern | - | W07 | PLANNED AND PROPOSED CAPACITY ADDITIONS = 7a+7b | 0 | 0 | 0 | 348 | 2668 | 4331 | 5531 | 6769 | 7869 | 9269 | 10969
2008 | US | SERC | Southeastern | - | W07a | Planned | 0 | 0 | 0 | 0 | 1682 | 1682 | 1682 | 1682 | 1682 | 1682 | 1682
2008 | US | SERC | Southeastern | - | W07a9 | Energy Only | 0 | 0 | 0 | 0 | 0 | 0 | 0 | 0 | 0 | 0 | 0
2008 | US | SERC | Southeastern | - | W07b | Proposed | 0 | 0 | 0 | 348 | 986 | 2649 | 3849 | 5087 | 6187 | 7587 | 9287
2008 | US | SERC | Southeastern | - | W07b9 | Energy Only | 0 | 0 | 0 | 0 | 0 | 0 | 0 | 0 | 0 | 0 | 0
2008 | US | SERC | Southeastern | - | W08 | Transmission-Limited Resources | 0 | 0 | 0 | 0 | 0 | 0 | 0 | 0 | 0 | 0 | 0
2008 | US | SERC | Southeastern | - | W09 | DELIVERABLE INTERNAL CAPACITY = 6a + 7a | 61955 | 61325 | 63073 | 62781 | 64227 | 63394 | 63704.2 | 64411.2 | 64703.2 | 64811.2 | 64942.2
2008 | US | SERC | Southeastern | - | W10 | CAPACITY PURCHASES AND INCOMING ADJUSTMENTS = 10a+10b+10c+10d | 405 | 408 | 407 | 405 | 330 | 330 | 330 | 330 | 330 | 333 | 332
2008 | US | SERC | Southeastern | - | W10a | Firm Purchases | 405 | 408 | 407 | 405 | 330 | 330 | 330 | 330 | 330 | 333 | 332
2008 | US | SERC | Southeastern | - | W10b | Non-firm Purchases | 0 | 0 | 0 | 0 | 0 | 0 | 0 | 0 | 0 | 0 | 0
2008 | US | SERC | Southeastern | - | W10c | Expected Purchases | 0 | 0 | 0 | 0 | 0 | 0 | 0 | 0 | 0 | 0 | 0
2008 | US | SERC | Southeastern | - | W10d | Provisional Purchases | 0 | 0 | 0 | 0 | 0 | 0 | 0 | 0 | 0 | 0 | 0
2008 | US | SERC | Southeastern | - | W11 | CAPACITY SALES AND OUTGOING ADJUSTMENTS = 11a+11b+11c+11d | 2421 | 2398 | 3341 | 3297 | 3204 | 3239 | 3273 | 3302 | 1007 | 1028 | 1050
2008 | US | SERC | Southeastern | - | W11a | Firm Sales | 2421 | 2398 | 3341 | 3297 | 3204 | 3239 | 3273 | 3302 | 1007 | 1028 | 1050
2008 | US | SERC | Southeastern | - | W11b | Non-firm Sales | 0 | 0 | 0 | 0 | 0 | 0 | 0 | 0 | 0 | 0 | 0
2008 | US | SERC | Southeastern | - | W11c | Expected Sales | 0 | 0 | 0 | 0 | 0 | 0 | 0 | 0 | 0 | 0 | 0
2008 | US | SERC | Southeastern | - | W11d | Provisional Sales | 0 | 0 | 0 | 0 | 0 | 0 | 0 | 0 | 0 | 0 | 0
2008 | US | SERC | Southeastern | - | W12 | Net Capacity Resources | 59939 | 59335 | 60139 | 59889 | 61353 | 60485 | 60761.2 | 61439.2 | 64026.2 | 64116.2 | 64224.2
2008 | US | SERC | Southeastern | - | W14 | ADJUSTED POTENTIAL RESOURCES = 12+6b-Uncertain Derates+(7b*15)+10b+10d-11b-11d | 65739 | 65135 | 65939 | 65689 | 67153 | 66285 | 66561 | 67239 | 69826 | 69916 | 70024
2008 | US | SERC | Southeastern | - | W13 | Total Potential Resources | 65739 | 65135 | 65939 | 66037 | 68139 | 68934 | 70410.2 | 72326.2 | 76013.2 | 77503.2 | 79311.2
2008 | US | SERC | Southeastern | - | W15 | Confidence of Proposed (7b), using engineering judgement | 0 | 0 | 0 | 0 | 0 | 0 | 0 | 0 | 0 | 0 | 0
2008 | US | SERC | Southeastern | - | W15a | Net Proposed Resources After Confidence Percentage Is Applied = 7b*15 | 0 | 0 | 0 | 0 | 0 | 0 | 0 | 0 | 0 | 0 | 0
2008 | US | SERC | Southeastern | - | W16 | Region/Subregion Target Margin | 0 | 0.13 | 0.13 | 0.13 | 0.13 | 0.13 | 0.13 | 0.13 | 0.13 | 0.13 | 0.13
2008 | US | SERC | Southeastern | - | W17 | Existing Certain | 0.34101 | 0.31733 | 0.30578 | 0.28214 | 0.26075 | 0.23327 | 0.22005 | 0.21379 | 0.23117 | 0.21378 | 0.20654
2008 | US | SERC | Southeastern | - | W18 | Net Capacity Resources | 0.34101 | 0.31733 | 0.30578 | 0.28214 | 0.28101 | 0.25459 | 0.24164 | 0.23531 | 0.25137 | 0.23441 | 0.22732
2008 | US | SERC | Southeastern | - | W20 | Adjusted Potential Resources | 0.39915 | 0.37812 | 0.36684 | 0.34552 | 0.34311 | 0.31982 | 0.30772 | 0.30127 | 0.31355 | 0.29791 | 0.29131
2008 | US | SERC | Southeastern | - | W19 | Total Potential Resources | 0.39915 | 0.37812 | 0.36684 | 0.34897 | 0.35262 | 0.34595 | 0.34556 | 0.35042 | 0.36943 | 0.36665 | 0.3743
2008 | US | SERC | Southeastern | - | W21 | Distributed Generator Capacity < 1 MW | 0 | 0 | 0 | 0 | 0 | 0 | 0 | 0 | 0 | 0 | 0
2008 | US | SERC | Southeastern | - | W22 | Other Capacity < 1 MW | 0 | 0 | 0 | 0 | 0 | 0 | 0 | 0 | 0 | 0 | 0
2008 | US | SERC | Southeastern | - | W23 | Distributed Generator Capacity >= 1 MW | 0 | 0 | 0 | 0 | 0 | 0 | 0 | 0 | 0 | 0 | 0
2008 | US | SERC | Southeastern | - | W24 | Capacity Total from EIA-860 | 0 | 0 | 0 | 0 | 0 | 0 | 0 | 0 | 0 | 0 | 0
2008 | US | SERC | Southeastern | - | W25 | EIA-860 Capacity Total less Total Internal Capacity | 67755 | 0 | 0 | 0 | 0 | 0 | 0 | 0 | 0 | 0 | 0
2008 | US | SERC | Southeastern | - | CWTF | Total | 58425 | 58471 | 58417 | 58321 | 59708 | 59104 | 59011.2 | 58960.2 | 58830.2 | 58821.2 | 58816.2
2008 | US | SERC | VACAR | - | W01 | Unrestricted Non-coincident Peak Demand | 57218 | 57688 | 58866 | 59968 | 61049 | 62154 | 63257 | 64361 | 65515 | 66666 | 67768
2008 | US | SERC | VACAR | - | W01a | New Conservation (Energy Efficiency) | 0 | 110 | 213 | 310 | 419 | 537 | 640 | 731 | 826 | 924 | 1023
2008 | US | SERC | VACAR | - | W01b | Estimated Diversity | 0 | 735 | 702 | 701 | 724 | 752 | 777 | 741 | 738 | 792 | 810
2008 | US | SERC | VACAR | - | W01c | Additions for non-member load | 0 | 284 | 289 | 294 | 299 | 305 | 310 | 315 | 321 | 327 | 332
2008 | US | SERC | VACAR | - | W01d | Stand-by Load Under Contract | 0 | 12 | 12 | 12 | 12 | 12 | 12 | 12 | 12 | 12 | 12
2008 | US | SERC | VACAR | - | W02 | Total Internal Demand | 57218 | 57139 | 58252 | 59263 | 60217 | 61182 | 62162 | 63216 | 64284 | 65289 | 66279
2008 | US | SERC | VACAR | - | W02a | Direct Control Load Management | 111 | 106 | 100 | 95 | 95 | 95 | 95 | 95 | 95 | 95 | 95
2008 | US | SERC | VACAR | - | W02b | Contractually Interruptible (Curtailable) | 1050 | 1670 | 1782 | 1782 | 1782 | 1782 | 1782 | 1782 | 1782 | 1782 | 1782
2008 | US | SERC | VACAR | - | W02c | Critical Peak-Pricing with Control | 0 | 0 | 0 | 0 | 0 | 0 | 0 | 0 | 0 | 0 | 0
2008 | US | SERC | VACAR | - | W02d | Load as a Capacity Resource | 64 | 64 | 64 | 64 | 64 | 64 | 64 | 64 | 64 | 64 | 64
2008 | US | SERC | VACAR | - | W03 | Net Internal Demand | 55993 | 55299 | 56306 | 57322 | 58276 | 59241 | 60221 | 61275 | 62343 | 63348 | 64338
2008 | US | SERC | VACAR | - | W04 | Demand Response Used for Ancillary Services | 750 | 757 | 769 | 769 | 769 | 769 | 769 | 769 | 769 | 769 | 769
2008 | US | SERC | VACAR | - | W04a | Spinning Reserves | 98 | 98 | 98 | 98 | 98 | 98 | 98 | 98 | 98 | 98 | 98
2008 | US | SERC | VACAR | - | W04b | Non-Spinning Reserves | 233 | 240 | 252 | 252 | 252 | 252 | 252 | 252 | 252 | 252 | 252
2008 | US | SERC | VACAR | - | W04c | Regulation | 0 | 0 | 0 | 0 | 0 | 0 | 0 | 0 | 0 | 0 | 0
2008 | US | SERC | VACAR | - | W04d | Emergency | 419 | 419 | 419 | 419 | 419 | 419 | 419 | 419 | 419 | 419 | 419
2008 | US | SERC | VACAR | - | W05 | TOTAL INTERNAL CAPACITY | 75789.4 | 77090.6 | 77224.1 | 77396.1 | 78904.6 | 80569.7 | 80073.7 | 79857.7 | 79848.7 | 80788.7 | 80793.7
2008 | US | SERC | VACAR | - | W06 | EXISTING CAPACITY | 75789.4 | 76121.6 | 76070.1 | 75731.1 | 75636.6 | 75592.7 | 75096.7 | 74880.7 | 74676.7 | 74304.7 | 74309.7
2008 | US | SERC | VACAR | - | W06a | Certain | 73787.4 | 74116.6 | 74065.1 | 73726.1 | 73631.6 | 73587.7 | 73091.7 | 72875.7 | 72671.7 | 72299.7 | 72304.7
2008 | US | SERC | VACAR | - | W06b | Uncertain | 2002 | 2005 | 2005 | 2005 | 2005 | 2005 | 2005 | 2005 | 2005 | 2005 | 2005
2008 | US | SERC | VACAR | - | W06b5 | Energy Only | 0 | 0 | 0 | 0 | 0 | 0 | 0 | 0 | 0 | 0 | 0
2008 | US | SERC | VACAR | - | W06b6 | Inoperable | 65 | 65 | 65 | 65 | 65 | 65 | 65 | 65 | 65 | 65 | 65
2008 | US | SERC | VACAR | - | W07 | PLANNED AND PROPOSED CAPACITY ADDITIONS = 7a+7b | 0 | 969 | 1154 | 1665 | 3268 | 4977 | 4977 | 4977 | 5172 | 6484 | 6484
2008 | US | SERC | VACAR | - | W07a | Planned | 0 | 969 | 969 | 1285 | 1905 | 3009 | 3009 | 3009 | 3009 | 3009 | 3009
2008 | US | SERC | VACAR | - | W07a9 | Energy Only | 0 | 0 | 0 | 0 | 0 | 0 | 0 | 0 | 0 | 0 | 0
2008 | US | SERC | VACAR | - | W07b | Proposed | 0 | 0 | 185 | 380 | 1363 | 1968 | 1968 | 1968 | 2163 | 3475 | 3475
2008 | US | SERC | VACAR | - | W07b9 | Energy Only | 0 | 0 | 0 | 0 | 0 | 0 | 0 | 0 | 0 | 0 | 0
2008 | US | SERC | VACAR | - | W08 | Transmission-Limited Resources | 0 | 0 | 0 | 0 | 0 | 0 | 0 | 0 | 0 | 0 | 0
2008 | US | SERC | VACAR | - | W09 | DELIVERABLE INTERNAL CAPACITY = 6a + 7a | 73787.4 | 75085.6 | 75034.1 | 75011.1 | 75536.6 | 76596.7 | 76100.7 | 75884.7 | 75680.7 | 75308.7 | 75313.7
2008 | US | SERC | VACAR | - | W10 | CAPACITY PURCHASES AND INCOMING ADJUSTMENTS = 10a+10b+10c+10d | 1531 | 1454 | 1526 | 1501 | 1473 | 1662 | 1718 | 1940 | 1696 | 1795 | 1898
2008 | US | SERC | VACAR | - | W10a | Firm Purchases | 1531 | 1454 | 1526 | 1449 | 1356 | 1241 | 1275 | 1316 | 1021 | 1042 | 1064
2008 | US | SERC | VACAR | - | W10b | Non-firm Purchases | 0 | 0 | 0 | 0 | 0 | 0 | 0 | 0 | 0 | 0 | 0
2008 | US | SERC | VACAR | - | W10c | Expected Purchases | 0 | 0 | 0 | 0 | 0 | 0 | 0 | 0 | 0 | 0 | 0
2008 | US | SERC | VACAR | - | W10d | Provisional Purchases | 0 | 0 | 0 | 52 | 117 | 421 | 443 | 624 | 675 | 753 | 834
2008 | US | SERC | VACAR | - | W11 | CAPACITY SALES AND OUTGOING ADJUSTMENTS = 11a+11b+11c+11d | 205 | 250 | 100 | 100 | 100 | 100 | 100 | 100 | 100 | 100 | 100
2008 | US | SERC | VACAR | - | W11a | Firm Sales | 205 | 250 | 100 | 100 | 100 | 100 | 100 | 100 | 100 | 100 | 100
2008 | US | SERC | VACAR | - | W11b | Non-firm Sales | 0 | 0 | 0 | 0 | 0 | 0 | 0 | 0 | 0 | 0 | 0
2008 | US | SERC | VACAR | - | W11c | Expected Sales | 0 | 0 | 0 | 0 | 0 | 0 | 0 | 0 | 0 | 0 | 0
2008 | US | SERC | VACAR | - | W11d | Provisional Sales | 0 | 0 | 0 | 0 | 0 | 0 | 0 | 0 | 0 | 0 | 0
2008 | US | SERC | VACAR | - | W12 | Net Capacity Resources | 75113.4 | 76289.6 | 76460.1 | 76360.1 | 76792.6 | 77737.7 | 77275.7 | 77100.7 | 76601.7 | 76250.7 | 76277.7
2008 | US | SERC | VACAR | - | W14 | ADJUSTED POTENTIAL RESOURCES = 12+6b-Uncertain Derates+(7b*15)+10b+10d-11b-11d | 77050.4 | 78230 | 78400 | 78352 | 78850 | 80099 | 79659 | 79665 | 79217 | 78944 | 79052
2008 | US | SERC | VACAR | - | W13 | Total Potential Resources | 77050.4 | 78229.6 | 78585.1 | 78732.1 | 80212.6 | 82066.7 | 81626.7 | 81632.7 | 81379.7 | 82418.7 | 82526.7
2008 | US | SERC | VACAR | - | W15 | Confidence of Proposed (7b), using engineering judgement | 0 | 0 | 0 | 0 | 0 | 0 | 0 | 0 | 0 | 0 | 0
2008 | US | SERC | VACAR | - | W15a | Net Proposed Resources After Confidence Percentage Is Applied = 7b*15 | 0 | 0 | 0 | 0 | 0 | 0 | 0 | 0 | 0 | 0 | 0
2008 | US | SERC | VACAR | - | W16 | Region/Subregion Target Margin | 0 | 0.13 | 0.13 | 0.13 | 0.13 | 0.13 | 0.13 | 0.13 | 0.13 | 0.13 | 0.13
2008 | US | SERC | VACAR | - | W17 | Existing Certain | 0.25455 | 0.26582 | 0.25414 | 0.23647 | 0.22182 | 0.20725 | 0.18913 | 0.17298 | 0.15286 | 0.13508 | 0.12189
2008 | US | SERC | VACAR | - | W18 | Net Capacity Resources | 0.25455 | 0.27514 | 0.26359 | 0.24932 | 0.24112 | 0.23794 | 0.2207 | 0.20526 | 0.18614 | 0.16921 | 0.15653
2008 | US | SERC | VACAR | - | W20 | Adjusted Potential Resources | 0.27329 | 0.29312 | 0.28181 | 0.2684 | 0.26093 | 0.2604 | 0.24402 | 0.23084 | 0.21301 | 0.19756 | 0.18613
2008 | US | SERC | VACAR | - | W19 | Total Potential Resources | 0.27329 | 0.29312 | 0.2835 | 0.27194 | 0.27348 | 0.27814 | 0.26224 | 0.24938 | 0.23392 | 0.23139 | 0.2204
2008 | US | SERC | VACAR | - | W21 | Distributed Generator Capacity < 1 MW | 0 | 0 | 0 | 0 | 0 | 0 | 0 | 0 | 0 | 0 | 0
2008 | US | SERC | VACAR | - | W22 | Other Capacity < 1 MW | 0 | 0 | 0 | 0 | 0 | 0 | 0 | 0 | 0 | 0 | 0
2008 | US | SERC | VACAR | - | W23 | Distributed Generator Capacity >= 1 MW | 0 | 0 | 0 | 0 | 0 | 0 | 0 | 0 | 0 | 0 | 0
2008 | US | SERC | VACAR | - | W24 | Capacity Total from EIA-860 | 0 | 0 | 0 | 0 | 0 | 0 | 0 | 0 | 0 | 0 | 0
2008 | US | SERC | VACAR | - | W25 | EIA-860 Capacity Total less Total Internal Capacity | 75789.4 | 0 | 0 | 0 | 0 | 0 | 0 | 0 | 0 | 0 | 0
2008 | US | SERC | VACAR | - | CWTF | Total | 72534.4 | 73587.6 | 73684.1 | 74026.1 | 74563.6 | 75467.7 | 75191.7 | 74995.7 | 74563.7 | 74430.7 | 74297.7
2008 | US | SPP | - | - | W01 | Unrestricted Non-coincident Peak Demand | 31248.38 | 31983.93 | 32623.04 | 33339.35 | 33986.23 | 34577.45 | 35272.27 | 36012.09 | 36707.55 | 37455.22 | 38197.25
2008 | US | SPP | - | - | W01a | New Conservation (Energy Efficiency) | 0 | 19.9587 | 28.6001 | 38.617 | 46.2213 | 54.3882 | 61.2413 | 67.5434 | 73.6014 | 79.3688 | 85.8773
2008 | US | SPP | - | - | W01b | Estimated Diversity | 0 | 0 | 0 | 0 | 0 | 0 | 0 | 0 | 0 | 0 | 0
2008 | US | SPP | - | - | W01c | Additions for non-member load | 0 | 0 | 0 | 0 | 0 | 0 | 0 | 0 | 0 | 0 | 0
2008 | US | SPP | - | - | W01d | Stand-by Load Under Contract | 0 | 0 | 0 | 0 | 0 | 0 | 0 | 0 | 0 | 0 | 0
2008 | US | SPP | - | - | W02 | Total Internal Demand | 31248.38 | 31963.97 | 32594.44 | 33300.73 | 33940 | 34523.07 | 35211.03 | 35944.54 | 36633.95 | 37375.85 | 38111.38
2008 | US | SPP | - | - | W02a | Direct Control Load Management | 100 | 30 | 14 | 14 | 14 | 14 | 14 | 14 | 14 | 14 | 14
2008 | US | SPP | - | - | W02b | Contractually Interruptible (Curtailable) | 392.6 | 405.0106 | 405.6046 | 409.8875 | 413.5241 | 414.8232 | 418.3466 | 422.1414 | 424.3084 | 427.2607 | 431.7631
2008 | US | SPP | - | - | W02c | Critical Peak-Pricing with Control | 0 | 35 | 35 | 35 | 35 | 35 | 35 | 35 | 35 | 35 | 35
2008 | US | SPP | - | - | W02d | Load as a Capacity Resource | 38.5 | 38.5 | 38.5 | 38.5 | 38.5 | 38.5 | 38.5 | 38.5 | 38.5 | 38.5 | 38.5
2008 | US | SPP | - | - | W03 | Net Internal Demand | 30717.28 | 31455.46 | 32101.33 | 32803.35 | 33438.98 | 34020.74 | 34705.18 | 35434.9 | 36122.14 | 36861.09 | 37592.11
2008 | US | SPP | - | - | W04 | Demand Response Used for Ancillary Services | 242 | 252 | 252 | 252 | 252 | 252 | 252 | 252 | 252 | 252 | 252
2008 | US | SPP | - | - | W04a | Spinning Reserves | 91 | 91 | 91 | 91 | 91 | 91 | 91 | 91 | 91 | 91 | 91
2008 | US | SPP | - | - | W04b | Non-Spinning Reserves | 91 | 91 | 91 | 91 | 91 | 91 | 91 | 91 | 91 | 91 | 91
2008 | US | SPP | - | - | W04c | Regulation | 60 | 70 | 70 | 70 | 70 | 70 | 70 | 70 | 70 | 70 | 70
2008 | US | SPP | - | - | W04d | Emergency | 0 | 0 | 0 | 0 | 0 | 0 | 0 | 0 | 0 | 0 | 0
2008 | US | SPP | - | - | W05 | TOTAL INTERNAL CAPACITY | 57484.97 | 59360.93 | 60592.65 | 63336.85 | 63501.85 | 64465.85 | 65147.85 | 65380.85 | 65820.85 | 66548.85 | 66585.85
2008 | US | SPP | - | - | W06 | EXISTING CAPACITY | 57484.97 | 58244.93 | 57938.65 | 58052.85 | 58088.85 | 58017.85 | 57976.85 | 57959.85 | 57849.85 | 57819.85 | 57806.85
2008 | US | SPP | - | - | W06a | Certain | 47791.13 | 47868.39 | 47915.61 | 47529.81 | 47565.81 | 47514.81 | 47493.81 | 47476.81 | 47366.81 | 47336.81 | 47323.81
2008 | US | SPP | - | - | W06b | Uncertain | 9693.84 | 10376.54 | 10023.04 | 10523.04 | 10523.04 | 10503.04 | 10483.04 | 10483.04 | 10483.04 | 10483.04 | 10483.04
2008 | US | SPP | - | - | W06b5 | Energy Only | 129.8 | 129.8 | 129.8 | 129.8 | 129.8 | 129.8 | 129.8 | 129.8 | 129.8 | 129.8 | 129.8
2008 | US | SPP | - | - | W06b6 | Inoperable | 328 | 293 | 230 | 230 | 230 | 210 | 190 | 190 | 190 | 190 | 190
2008 | US | SPP | - | - | W07 | PLANNED AND PROPOSED CAPACITY ADDITIONS = 7a+7b | 0 | 1116 | 2654 | 5284 | 5413 | 6448 | 7171 | 7421 | 7971 | 8729 | 8779
2008 | US | SPP | - | - | W07a | Planned | 0 | 1116 | 2324 | 4404 | 4483 | 4976 | 5351 | 5351 | 5901 | 5901 | 5901
2008 | US | SPP | - | - | W07a9 | Energy Only | 0 | 400 | 400 | 400 | 400 | 400 | 400 | 400 | 400 | 400 | 400
2008 | US | SPP | - | - | W07b | Proposed | 0 | 0 | 330 | 880 | 930 | 1472 | 1820 | 2070 | 2070 | 2828 | 2878
2008 | US | SPP | - | - | W07b9 | Energy Only | 0 | 18 | 18 | 168 | 168 | 168 | 168 | 168 | 168 | 168 | 168
2008 | US | SPP | - | - | W08 | Transmission-Limited Resources | 0 | 0 | 0 | 0 | 0 | 0 | 0 | 0 | 0 | 0 | 0
2008 | US | SPP | - | - | W09 | DELIVERABLE INTERNAL CAPACITY = 6a + 7a | 47791.13 | 48984.39 | 50239.61 | 51933.81 | 52048.81 | 52490.81 | 52844.81 | 52827.81 | 53267.81 | 53237.81 | 53224.81
2008 | US | SPP | - | - | W10 | CAPACITY PURCHASES AND INCOMING ADJUSTMENTS = 10a+10b+10c+10d | 0 | 2789 | 2789 | 2789 | 2789 | 2789 | 2789 | 2789 | 2789 | 2789 | 2789
2008 | US | SPP | - | - | W10a | Firm Purchases | 2789 | 2789 | 2789 | 2789 | 2789 | 2789 | 2789 | 2789 | 2789 | 2789 | 2789
2008 | US | SPP | - | - | W10b | Non-firm Purchases | 0 | 0 | 0 | 0 | 0 | 0 | 0 | 0 | 0 | 0 | 0
2008 | US | SPP | - | - | W10c | Expected Purchases | 0 | 0 | 0 | 0 | 0 | 0 | 0 | 0 | 0 | 0 | 0
2008 | US | SPP | - | - | W10d | Provisional Purchases | 0 | 0 | 0 | 0 | 0 | 0 | 0 | 0 | 0 | 0 | 0
2008 | US | SPP | - | - | W11 | CAPACITY SALES AND OUTGOING ADJUSTMENTS = 11a+11b+11c+11d | 0 | 1550 | 1550 | 1550 | 1550 | 1550 | 1550 | 1550 | 1550 | 1550 | 1550
2008 | US | SPP | - | - | W11a | Firm Sales | 1550 | 1550 | 1550 | 1550 | 1550 | 1550 | 1550 | 1550 | 1550 | 1550 | 1550
2008 | US | SPP | - | - | W11b | Non-firm Sales | 0 | 0 | 0 | 0 | 0 | 0 | 0 | 0 | 0 | 0 | 0
2008 | US | SPP | - | - | W11c | Expected Sales | 0 | 0 | 0 | 0 | 0 | 0 | 0 | 0 | 0 | 0 | 0
2008 | US | SPP | - | - | W11d | Provisional Sales | 0 | 0 | 0 | 0 | 0 | 0 | 0 | 0 | 0 | 0 | 0
2008 | US | SPP | - | - | W12 | Net Capacity Resources | 49030.13 | 50223.39 | 51478.61 | 53172.81 | 53287.81 | 53729.81 | 54083.81 | 54066.81 | 54506.81 | 54476.81 | 54463.81
2008 | US | SPP | - | - | W14 | ADJUSTED POTENTIAL RESOURCES = 12+6b-Uncertain Derates+(7b*15)+10b+10d-11b-11d | 57929.93 | 59218 | 60165 | 62359 | 62474 | 62916 | 63270 | 63253 | 63693 | 63663 | 63650
2008 | US | SPP | - | - | W13 | Total Potential Resources | 57929.93 | 59218.39 | 60494.6 | 63238.8 | 63403.8 | 64387.8 | 65089.8 | 65322.8 | 65762.8 | 66490.8 | 66527.8
2008 | US | SPP | - | - | W15 | Confidence of Proposed (7b), using engineering judgement | 0 | 0 | 0 | 0 | 0 | 0 | 0 | 0 | 0 | 0 | 0
2008 | US | SPP | - | - | W15a | Net Proposed Resources After Confidence Percentage Is Applied = 7b*15 | 0 | 0 | 0 | 0 | 0 | 0 | 0 | 0 | 0 | 0 | 0
2008 | US | SPP | - | - | W16 | Region/Subregion Target Margin | 0 | 0.13 | 0.13 | 0.13 | 0.13 | 0.13 | 0.13 | 0.13 | 0.13 | 0.13 | 0.13
2008 | US | SPP | - | - | W17 | Existing Certain | 0.3735 | 0.35946 | 0.34693 | 0.32737 | 0.31484 | 0.30219 | 0.28785 | 0.27262 | 0.25683 | 0.24116 | 0.22591
2008 | US | SPP | - | - | W18 | Net Capacity Resources | 0.3735 | 0.37369 | 0.37641 | 0.38308 | 0.37248 | 0.36682 | 0.35831 | 0.34461 | 0.33729 | 0.32336 | 0.30978
2008 | US | SPP | - | - | W20 | Adjusted Potential Resources | 0.46975 | 0.46882 | 0.46645 | 0.47396 | 0.46475 | 0.45927 | 0.45147 | 0.43979 | 0.43287 | 0.421 | 0.40939
2008 | US | SPP | - | - | W19 | Total Potential Resources | 0.46975 | 0.46882 | 0.46935 | 0.48128 | 0.4726 | 0.47163 | 0.46681 | 0.45754 | 0.45072 | 0.44562 | 0.43494
2008 | US | SPP | - | - | W21 | Distributed Generator Capacity < 1 MW | 0 | 0 | 0 | 0 | 0 | 0 | 0 | 0 | 0 | 0 | 0
2008 | US | SPP | - | - | W22 | Other Capacity < 1 MW | 0 | 0 | 0 | 0 | 0 | 0 | 0 | 0 | 0 | 0 | 0
2008 | US | SPP | - | - | W23 | Distributed Generator Capacity >= 1 MW | 0 | 0 | 0 | 0 | 0 | 0 | 0 | 0 | 0 | 0 | 0
2008 | US | SPP | - | - | W24 | Capacity Total from EIA-860 | 0 | 0 | 0 | 0 | 0 | 0 | 0 | 0 | 0 | 0 | 0
2008 | US | SPP | - | - | W25 | EIA-860 Capacity Total less Total Internal Capacity | 57484.97 | 0 | 0 | 0 | 0 | 0 | 0 | 0 | 0 | 0 | 0
2008 | US | SPP | - | - | CWTF | Total | 47791.13 | 48984.39 | 50239.61 | 51933.81 | 52048.81 | 52490.81 | 52844.81 | 52827.81 | 53267.81 | 53237.81 | 53224.81
2008 | US | WECC | - | - | W01 | Unrestricted Non-coincident Peak Demand | 111527 | 116007 | 118522 | 120751 | 123027 | 125540 | 127812 | 130161 | 132511 | 134807 | 137161
2008 | US | WECC | - | - | W01a | New Conservation (Energy Efficiency) | 47 | 672 | 966 | 1273 | 1584 | 1894 | 2212 | 2519 | 2825 | 3133 | 3440
2008 | US | WECC | - | - | W01b | Estimated Diversity | 402 | 402 | 402 | 402 | 402 | 402 | 402 | 402 | 402 | 402 | 402
2008 | US | WECC | - | - | W01c | Additions for non-member load | 1479 | 1510 | 1535 | 1563 | 1594 | 1629 | 1666 | 1706 | 1751 | 1798 | 1850
2008 | US | WECC | - | - | W01d | Stand-by Load Under Contract | 143 | 143 | 143 | 143 | 143 | 143 | 143 | 143 | 143 | 143 | 143
2008 | US | WECC | - | - | W02 | Total Internal Demand | 112700 | 116586 | 118832 | 120782 | 122778 | 125016 | 127007 | 129089 | 131178 | 133213 | 135312
2008 | US | WECC | - | - | W02a | Direct Control Load Management | 2115 | 2112 | 2161 | 2207 | 2250 | 2286 | 2320 | 2354 | 2388 | 2421 | 2454
2008 | US | WECC | - | - | W02b | Contractually Interruptible (Curtailable) | 1091 | 970 | 1043 | 1058 | 1086 | 1073 | 1083 | 1085 | 1103 | 1104 | 1106
2008 | US | WECC | - | - | W02c | Critical Peak-Pricing with Control | 0 | 0 | 0 | 0 | 0 | 0 | 0 | 0 | 0 | 0 | 0
2008 | US | WECC | - | - | W02d | Load as a Capacity Resource | 0 | 0 | 0 | 0 | 0 | 0 | 0 | 0 | 0 | 0 | 0
2008 | US | WECC | - | - | W03 | Net Internal Demand | 109494 | 113504 | 115628 | 117517 | 119442 | 121657 | 123604 | 125650 | 127687 | 129688 | 131752
2008 | US | WECC | - | - | W04 | Demand Response Used for Ancillary Services | 110 | 110 | 110 | 110 | 110 | 110 | 110 | 110 | 110 | 110 | 110
2008 | US | WECC | - | - | W04a | Spinning Reserves | 0 | 0 | 0 | 0 | 0 | 0 | 0 | 0 | 0 | 0 | 0
2008 | US | WECC | - | - | W04b | Non-Spinning Reserves | 110 | 110 | 110 | 110 | 110 | 110 | 110 | 110 | 110 | 110 | 110
2008 | US | WECC | - | - | W04c | Regulation | 0 | 0 | 0 | 0 | 0 | 0 | 0 | 0 | 0 | 0 | 0
2008 | US | WECC | - | - | W04d | Emergency | 0 | 0 | 0 | 0 | 0 | 0 | 0 | 0 | 0 | 0 | 0
2008 | US | WECC | - | - | W05 | TOTAL INTERNAL CAPACITY | 180634 | 185694 | 187694 | 191160 | 194383 | 196159 | 198042 | 199024 | 199426 | 199333 | 199661
2008 | US | WECC | - | - | W06 | EXISTING CAPACITY | 180634 | 180634 | 180634 | 180634 | 180634 | 180634 | 180634 | 180634 | 180634 | 180634 | 180634
2008 | US | WECC | - | - | W06a | Certain | 160819 | 164127 | 164440 | 164503 | 164407 | 164804 | 164702 | 164257 | 164703 | 164206 | 164327
2008 | US | WECC | - | - | W06b | Uncertain | 19815 | 16507 | 16194 | 16131 | 16227 | 15830 | 15932 | 16377 | 15931 | 16428 | 16307
2008 | US | WECC | - | - | W06b5 | Energy Only | 0 | 0 | 0 | 0 | 0 | 0 | 0 | 0 | 0 | 0 | 0
2008 | US | WECC | - | - | W06b6 | Inoperable | 6130 | 2822 | 2509 | 2446 | 2542 | 2145 | 2247 | 2692 | 2246 | 2743 | 2622
2008 | US | WECC | - | - | W07 | PLANNED AND PROPOSED CAPACITY ADDITIONS = 7a+7b | 0 | 5060 | 7060 | 10526 | 13749 | 15525 | 17408 | 18390 | 18792 | 18699 | 19027
2008 | US | WECC | - | - | W07a | Planned | 0 | 4424 | 5586 | 6664 | 7758 | 7836 | 8562 | 8562 | 8562 | 8562 | 8562
2008 | US | WECC | - | - | W07a9 | Energy Only | 0 | 0 | 0 | 0 | 0 | 0 | 0 | 0 | 0 | 0 | 0
2008 | US | WECC | - | - | W07b | Proposed | 0 | 636 | 1474 | 3862 | 5991 | 7689 | 8846 | 9828 | 10230 | 10137 | 10465
2008 | US | WECC | - | - | W07b9 | Energy Only | 0 | 0 | 0 | 0 | 0 | 0 | 0 | 0 | 0 | 0 | 0
2008 | US | WECC | - | - | W08 | Transmission-Limited Resources | 52 | 52 | 52 | 52 | 52 | 52 | 52 | 52 | 52 | 52 | 52
2008 | US | WECC | - | - | W09 | DELIVERABLE INTERNAL CAPACITY = 6a + 7a | 160819 | 168551 | 170026 | 171167 | 172165 | 172640 | 173264 | 172819 | 173265 | 172768 | 172889
2008 | US | WECC | - | - | W10 | CAPACITY PURCHASES AND INCOMING ADJUSTMENTS = 10a+10b+10c+10d | 0 | 834 | 669 | 552 | 470 | 357 | 361 | 376 | 378 | 379 | 380
2008 | US | WECC | - | - | W10a | Firm Purchases | 845 | 834 | 669 | 552 | 404 | 357 | 361 | 376 | 378 | 379 | 380
2008 | US | WECC | - | - | W10b | Non-firm Purchases | 0 | 0 | 0 | 0 | 0 | 0 | 0 | 0 | 0 | 0 | 0
2008 | US | WECC | - | - | W10c | Expected Purchases | 0 | 0 | 0 | 0 | 66 | 0 | 0 | 0 | 0 | 0 | 0
2008 | US | WECC | - | - | W10d | Provisional Purchases | 0 | 0 | 0 | 0 | 0 | 0 | 0 | 0 | 0 | 0 | 0
2008 | US | WECC | - | - | W11 | CAPACITY SALES AND OUTGOING ADJUSTMENTS = 11a+11b+11c+11d | 0 | 1615 | 1612 | 974 | 914 | 1135 | 1423 | 1603 | 1747 | 1952 | 2169
2008 | US | WECC | - | - | W11a | Firm Sales | 168 | 174 | 158 | 160 | 161 | 160 | 161 | 161 | 161 | 162 | 162
2008 | US | WECC | - | - | W11b | Non-firm Sales | 0 | 0 | 0 | 0 | 0 | 0 | 0 | 0 | 0 | 0 | 0
2008 | US | WECC | - | - | W11c | Expected Sales | 0 | 1441 | 1454 | 814 | 753 | 975 | 1262 | 1442 | 1586 | 1790 | 2007
2008 | US | WECC | - | - | W11d | Provisional Sales | 0 | 0 | 0 | 0 | 0 | 0 | 0 | 0 | 0 | 0 | 0
2008 | US | WECC | - | - | W12 | Net Capacity Resources | 161496 | 167770 | 169083 | 170745 | 171721 | 171862 | 172202 | 171592 | 171896 | 171195 | 171100
2008 | US | WECC | - | - | W14 | ADJUSTED POTENTIAL RESOURCES = 12+6b-Uncertain Derates+(7b*15)+10b+10d-11b-11d | 161548 | 167822 | 169135 | 170797 | 171773 | 171914 | 172254 | 171644 | 171948 | 171247 | 171152
2008 | US | WECC | - | - | W13 | Total Potential Resources | 161548 | 168458 | 170609 | 174659 | 177764 | 179603 | 181100 | 181472 | 182178 | 181384 | 181617
2008 | US | WECC | - | - | W15 | Confidence of Proposed (7b), using engineering judgement | 0 | 0 | 0 | 0 | 0 | 0 | 0 | 0 | 0 | 0 | 0
2008 | US | WECC | - | - | W15a | Net Proposed Resources After Confidence Percentage Is Applied = 7b*15 | 0 | 0 | 0 | 0 | 0 | 0 | 0 | 0 | 0 | 0 | 0
2008 | US | WECC | - | - | W16 | Region/Subregion Target Margin | 0 | 0 | 0 | 0 | 0 | 0 | 0 | 0 | 0 | 0 | 0
2008 | US | WECC | - | - | W17 | Existing Certain | 0.322 | 0.31121 | 0.29902 | 0.28732 | 0.27457 | 0.26269 | 0.25044 | 0.23604 | 0.22576 | 0.21125 | 0.19929
2008 | US | WECC | - | - | W18 | Net Capacity Resources | 0.322 | 0.32345 | 0.31615 | 0.31174 | 0.30444 | 0.29212 | 0.28222 | 0.26774 | 0.25718 | 0.24245 | 0.22997
2008 | US | WECC | - | - | W20 | Adjusted Potential Resources | 0.32222 | 0.32366 | 0.31636 | 0.31195 | 0.30465 | 0.29234 | 0.28243 | 0.26796 | 0.25741 | 0.24268 | 0.2302
2008 | US | WECC | - | - | W19 | Total Potential Resources | 0.32222 | 0.32622 | 0.32226 | 0.32716 | 0.32809 | 0.32263 | 0.31748 | 0.30761 | 0.29911 | 0.28501 | 0.27456
2008 | US | WECC | - | - | W21 | Distributed Generator Capacity < 1 MW | 0 | 0 | 0 | 0 | 0 | 0 | 0 | 0 | 0 | 0 | 0
2008 | US | WECC | - | - | W22 | Other Capacity < 1 MW | 0 | 0 | 0 | 0 | 0 | 0 | 0 | 0 | 0 | 0 | 0
2008 | US | WECC | - | - | W23 | Distributed Generator Capacity >= 1 MW | 0 | 0 | 0 | 0 | 0 | 0 | 0 | 0 | 0 | 0 | 0
2008 | US | WECC | - | - | W24 | Capacity Total from EIA-860 | 0 | 0 | 0 | 0 | 0 | 0 | 0 | 0 | 0 | 0 | 0
2008 | US | WECC | - | - | W25 | EIA-860 Capacity Total less Total Internal Capacity | 180634 | 0 | 0 | 0 | 0 | 0 | 0 | 0 | 0 | 0 | 0
2008 | US | WECC | - | - | CWTF | Total | 166949 | 171812 | 172974 | 174052 | 175146 | 175224 | 175950 | 175950 | 175950 | 175950 | 175950
2008 | US | WECC | AZ-NM-SNV | - | W01 | Unrestricted Non-coincident Peak Demand | 18888 | 19564 | 20183 | 20712 | 21270 | 21826 | 22332 | 22882 | 23453 | 23964 | 24510
2008 | US | WECC | AZ-NM-SNV | - | W01a | New Conservation (Energy Efficiency) | 45 | 52 | 78 | 105 | 128 | 151 | 174 | 182 | 191 | 198 | 205
2008 | US | WECC | AZ-NM-SNV | - | W01b | Estimated Diversity | 0 | 0 | 0 | 0 | 0 | 0 | 0 | 0 | 0 | 0 | 0
2008 | US | WECC | AZ-NM-SNV | - | W01c | Additions for non-member load | 493 | 548 | 578 | 609 | 643 | 679 | 718 | 759 | 804 | 852 | 904
2008 | US | WECC | AZ-NM-SNV | - | W01d | Stand-by Load Under Contract | 0 | 0 | 0 | 0 | 0 | 0 | 0 | 0 | 0 | 0 | 0
2008 | US | WECC | AZ-NM-SNV | - | W02 | Total Internal Demand | 19336 | 20060 | 20683 | 21216 | 21785 | 22354 | 22876 | 23459 | 24066 | 24618 | 25209
2008 | US | WECC | AZ-NM-SNV | - | W02a | Direct Control Load Management | 33 | 33 | 51 | 65 | 76 | 80 | 83 | 87 | 90 | 93 | 96
2008 | US | WECC | AZ-NM-SNV | - | W02b | Contractually Interruptible (Curtailable) | 694 | 559 | 596 | 576 | 582 | 565 | 570 | 571 | 587 | 587 | 588
2008 | US | WECC | AZ-NM-SNV | - | W02c | Critical Peak-Pricing with Control | 0 | 0 | 0 | 0 | 0 | 0 | 0 | 0 | 0 | 0 | 0
2008 | US | WECC | AZ-NM-SNV | - | W02d | Load as a Capacity Resource | 0 | 0 | 0 | 0 | 0 | 0 | 0 | 0 | 0 | 0 | 0
2008 | US | WECC | AZ-NM-SNV | - | W03 | Net Internal Demand | 18609 | 19468 | 20036 | 20575 | 21127 | 21709 | 22223 | 22801 | 23389 | 23938 | 24525
2008 | US | WECC | AZ-NM-SNV | - | W04 | Demand Response Used for Ancillary Services | 0 | 0 | 0 | 0 | 0 | 0 | 0 | 0 | 0 | 0 | 0
2008 | US | WECC | AZ-NM-SNV | - | W04a | Spinning Reserves | 0 | 0 | 0 | 0 | 0 | 0 | 0 | 0 | 0 | 0 | 0
2008 | US | WECC | AZ-NM-SNV | - | W04b | Non-Spinning Reserves | 0 | 0 | 0 | 0 | 0 | 0 | 0 | 0 | 0 | 0 | 0
2008 | US | WECC | AZ-NM-SNV | - | W04c | Regulation | 0 | 0 | 0 | 0 | 0 | 0 | 0 | 0 | 0 | 0 | 0
2008 | US | WECC | AZ-NM-SNV | - | W04d | Emergency | 0 | 0 | 0 | 0 | 0 | 0 | 0 | 0 | 0 | 0 | 0
2008 | US | WECC | AZ-NM-SNV | - | W05 | TOTAL INTERNAL CAPACITY | 41536 | 42392 | 43245 | 43448 | 44340 | 44528 | 44680 | 44937 | 45007 | 44914 | 45242
2008 | US | WECC | AZ-NM-SNV | - | W06 | EXISTING CAPACITY | 41536 | 41536 | 41536 | 41536 | 41536 | 41536 | 41536 | 41536 | 41536 | 41536 | 41536
2008 | US | WECC | AZ-NM-SNV | - | W06a | Certain | 39101 | 39875 | 40072 | 40087 | 39991 | 40283 | 40162 | 39691 | 40239 | 39736 | 39858
2008 | US | WECC | AZ-NM-SNV | - | W06b | Uncertain | 2435 | 1661 | 1464 | 1449 | 1545 | 1253 | 1374 | 1845 | 1297 | 1800 | 1678
2008 | US | WECC | AZ-NM-SNV | - | W06b5 | Energy Only | 0 | 0 | 0 | 0 | 0 | 0 | 0 | 0 | 0 | 0 | 0
2008 | US | WECC | AZ-NM-SNV | - | W06b6 | Inoperable | 1459 | 685 | 488 | 473 | 569 | 277 | 398 | 869 | 321 | 824 | 702
2008 | US | WECC | AZ-NM-SNV | - | W07 | PLANNED AND PROPOSED CAPACITY ADDITIONS = 7a+7b | 0 | 856 | 1709 | 1912 | 2804 | 2992 | 3144 | 3401 | 3471 | 3378 | 3706
2008 | US | WECC | AZ-NM-SNV | - | W07a | Planned | 0 | 856 | 1496 | 1542 | 2026 | 2008 | 2008 | 2008 | 2008 | 2008 | 2008
2008 | US | WECC | AZ-NM-SNV | - | W07a9 | Energy Only | 0 | 0 | 0 | 0 | 0 | 0 | 0 | 0 | 0 | 0 | 0
2008 | US | WECC | AZ-NM-SNV | - | W07b | Proposed | 0 | 0 | 213 | 370 | 778 | 984 | 1136 | 1393 | 1463 | 1370 | 1698
2008 | US | WECC | AZ-NM-SNV | - | W07b9 | Energy Only | 0 | 0 | 0 | 0 | 0 | 0 | 0 | 0 | 0 | 0 | 0
2008 | US | WECC | AZ-NM-SNV | - | W08 | Transmission-Limited Resources | 52 | 52 | 52 | 52 | 52 | 52 | 52 | 52 | 52 | 52 | 52
2008 | US | WECC | AZ-NM-SNV | - | W09 | DELIVERABLE INTERNAL CAPACITY = 6a + 7a | 39101 | 40731 | 41568 | 41629 | 42017 | 42291 | 42170 | 41699 | 42247 | 41744 | 41866
2008 | US | WECC | AZ-NM-SNV | - | W10 | CAPACITY PURCHASES AND INCOMING ADJUSTMENTS = 10a+10b+10c+10d | 0 | 3390 | 3224 | 3796 | 4008 | 3993 | 3578 | 3522 | 3126 | 3899 | 4435
2008 | US | WECC | AZ-NM-SNV | - | W10a | Firm Purchases | 672 | 672 | 539 | 539 | 389 | 593 | 618 | 618 | 618 | 618 | 618
2008 | US | WECC | AZ-NM-SNV | - | W10b | Non-firm Purchases | 0 | 0 | 0 | 0 | 0 | 0 | 0 | 0 | 0 | 0 | 0
2008 | US | WECC | AZ-NM-SNV | - | W10c | Expected Purchases | 0 | 2718 | 2685 | 3257 | 3619 | 3400 | 2960 | 2904 | 2508 | 3281 | 3817
2008 | US | WECC | AZ-NM-SNV | - | W10d | Provisional Purchases | 0 | 0 | 0 | 0 | 0 | 0 | 0 | 0 | 0 | 0 | 0
2008 | US | WECC | AZ-NM-SNV | - | W11 | CAPACITY SALES AND OUTGOING ADJUSTMENTS = 11a+11b+11c+11d | 0 | 6148 | 6151 | 6143 | 6152 | 6150 | 5922 | 5942 | 5975 | 6019 | 6035
2008 | US | WECC | AZ-NM-SNV | - | W11a | Firm Sales | 5902 | 5860 | 5860 | 5879 | 5879 | 5879 | 5647 | 5647 | 5647 | 5647 | 5647
2008 | US | WECC | AZ-NM-SNV | - | W11b | Non-firm Sales | 0 | 0 | 0 | 0 | 0 | 0 | 0 | 0 | 0 | 0 | 0
2008 | US | WECC | AZ-NM-SNV | - | W11c | Expected Sales | 0 | 288 | 291 | 264 | 273 | 271 | 275 | 295 | 328 | 372 | 388
2008 | US | WECC | AZ-NM-SNV | - | W11d | Provisional Sales | 0 | 0 | 0 | 0 | 0 | 0 | 0 | 0 | 0 | 0 | 0
2008 | US | WECC | AZ-NM-SNV | - | W12 | Net Capacity Resources | 33871 | 37973 | 38641 | 39282 | 39873 | 40134 | 39826 | 39279 | 39398 | 39624 | 40266
2008 | US | WECC | AZ-NM-SNV | - | W14 | ADJUSTED POTENTIAL RESOURCES = 12+6b-Uncertain Derates+(7b*15)+10b+10d-11b-11d | 33923 | 38025 | 38693 | 39334 | 39925 | 40186 | 39878 | 39331 | 39450 | 39676 | 40318
2008 | US | WECC | AZ-NM-SNV | - | W13 | Total Potential Resources | 33923 | 38025 | 38906 | 39704 | 40703 | 41170 | 41014 | 40724 | 40913 | 41046 | 42016
2008 | US | WECC | AZ-NM-SNV | - | W15 | Confidence of Proposed (7b), using engineering judgement | 0 | 0 | 0 | 0 | 0 | 0 | 0 | 0 | 0 | 0 | 0
2008 | US | WECC | AZ-NM-SNV | - | W15a | Net Proposed Resources After Confidence Percentage Is Applied = 7b*15 | 0 | 0 | 0 | 0 | 0 | 0 | 0 | 0 | 0 | 0 | 0
2008 | US | WECC | AZ-NM-SNV | - | W16 | Region/Subregion Target Margin | 0.11324 | 0.11324 | 0.11324 | 0.11324 | 0.11324 | 0.11324 | 0.11324 | 0.11324 | 0.11324 | 0.11324 | 0.11324
2008 | US | WECC | AZ-NM-SNV | - | W17 | Existing Certain | 0.45059 | 0.43875 | 0.42344 | 0.40786 | 0.38764 | 0.37969 | 0.36746 | 0.34219 | 0.33573 | 0.31028 | 0.29585
2008 | US | WECC | AZ-NM-SNV | - | W18 | Net Capacity Resources | 0.45059 | 0.48732 | 0.48148 | 0.47622 | 0.47014 | 0.45909 | 0.442 | 0.41951 | 0.40634 | 0.39587 | 0.39093
2008 | US | WECC | AZ-NM-SNV | - | W20 | Adjusted Potential Resources | 0.45143 | 0.48802 | 0.48218 | 0.47692 | 0.47083 | 0.45979 | 0.44273 | 0.42028 | 0.40712 | 0.39666 | 0.39171
2008 | US | WECC | AZ-NM-SNV | - | W19 | Total Potential Resources | 0.45143 | 0.48802 | 0.48502 | 0.48179 | 0.48095 | 0.4727 | 0.45816 | 0.44011 | 0.42832 | 0.4168 | 0.41629
2008 | US | WECC | AZ-NM-SNV | - | W21 | Distributed Generator Capacity < 1 MW | 0 | 0 | 0 | 0 | 0 | 0 | 0 | 0 | 0 | 0 | 0
2008 | US | WECC | AZ-NM-SNV | - | W22 | Other Capacity < 1 MW | 0 | 0 | 0 | 0 | 0 | 0 | 0 | 0 | 0 | 0 | 0
2008 | US | WECC | AZ-NM-SNV | - | W23 | Distributed Generator Capacity >= 1 MW | 0 | 0 | 0 | 0 | 0 | 0 | 0 | 0 | 0 | 0 | 0
2008 | US | WECC | AZ-NM-SNV | - | W24 | Capacity Total from EIA-860 | 0 | 0 | 0 | 0 | 0 | 0 | 0 | 0 | 0 | 0 | 0
2008 | US | WECC | AZ-NM-SNV | - | W25 | EIA-860 Capacity Total less Total Internal Capacity | 41536 | 0 | 0 | 0 | 0 | 0 | 0 | 0 | 0 | 0 | 0
2008 | US | WECC | AZ-NM-SNV | - | CWTF | Total | 40560 | 41487 | 42127 | 42173 | 42657 | 42639 | 42639 | 42639 | 42639 | 42639 | 42639
2008 | US | WECC | NWPP | - | W01 | Unrestricted Non-coincident Peak Demand | 40056 | 41144 | 41961 | 42591 | 43282 | 44084 | 44755 | 45443 | 46087 | 46747 | 47340
2008 | US | WECC | NWPP | - | W01a | New Conservation (Energy Efficiency) | 0 | 132 | 192 | 254 | 317 | 375 | 434 | 494 | 551 | 607 | 659
2008 | US | WECC | NWPP | - | W01b | Estimated Diversity | 0 | 0 | 0 | 0 | 0 | 0 | 0 | 0 | 0 | 0 | 0
2008 | US | WECC | NWPP | - | W01c | Additions for non-member load | 326 | 302 | 297 | 294 | 291 | 290 | 288 | 287 | 287 | 286 | 286
2008 | US | WECC | NWPP | - | W01d | Stand-by Load Under Contract | 143 | 143 | 143 | 143 | 143 | 143 | 143 | 143 | 143 | 143 | 143
2008 | US | WECC | NWPP | - | W02 | Total Internal Demand | 40525 | 41457 | 42209 | 42774 | 43399 | 44142 | 44752 | 45379 | 45966 | 46569 | 47110
2008 | US | WECC | NWPP | - | W02a | Direct Control Load Management | 0 | 0 | 0 | 0 | 0 | 0 | 0 | 0 | 0 | 0 | 0
2008 | US | WECC | NWPP | - | W02b | Contractually Interruptible (Curtailable) | 252 | 252 | 252 | 252 | 252 | 252 | 252 | 252 | 252 | 252 | 252
2008 | US | WECC | NWPP | - | W02c | Critical Peak-Pricing with Control | 0 | 0 | 0 | 0 | 0 | 0 | 0 | 0 | 0 | 0 | 0
2008 | US | WECC | NWPP | - | W02d | Load as a Capacity Resource | 0 | 0 | 0 | 0 | 0 | 0 | 0 | 0 | 0 | 0 | 0
2008 | US | WECC | NWPP | - | W03 | Net Internal Demand | 40273 | 41205 | 41957 | 42522 | 43147 | 43890 | 44500 | 45127 | 45714 | 46317 | 46858
2008 | US | WECC | NWPP | - | W04 | Demand Response Used for Ancillary Services | 0 | 0 | 0 | 0 | 0 | 0 | 0 | 0 | 0 | 0 | 0
2008 | US | WECC | NWPP | - | W04a | Spinning Reserves | 0 | 0 | 0 | 0 | 0 | 0 | 0 | 0 | 0 | 0 | 0
2008 | US | WECC | NWPP | - | W04b | Non-Spinning Reserves | 0 | 0 | 0 | 0 | 0 | 0 | 0 | 0 | 0 | 0 | 0
2008 | US | WECC | NWPP | - | W04c | Regulation | 0 | 0 | 0 | 0 | 0 | 0 | 0 | 0 | 0 | 0 | 0
2008 | US | WECC | NWPP | - | W04d | Emergency | 0 | 0 | 0 | 0 | 0 | 0 | 0 | 0 | 0 | 0 | 0
2008 | US | WECC | NWPP | - | W05 | TOTAL INTERNAL CAPACITY | 61444 | 63084 | 63316 | 63519 | 65714 | 65825 | 66592 | 66617 | 66559 | 66559 | 66559
2008 | US | WECC | NWPP | - | W06 | EXISTING CAPACITY | 61444 | 61444 | 61444 | 61444 | 61444 | 61444 | 61444 | 61444 | 61444 | 61444 | 61444
2008 | US | WECC | NWPP | - | W06a | Certain | 53046 | 53094 | 53125 | 53093 | 53156 | 53234 | 53250 | 53229 | 53154 | 53091 | 53185
2008 | US | WECC | NWPP | - | W06b | Uncertain | 8398 | 8350 | 8319 | 8351 | 8288 | 8210 | 8194 | 8215 | 8290 | 8353 | 8259
2008 | US | WECC | NWPP | - | W06b5 | Energy Only | 0 | 0 | 0 | 0 | 0 | 0 | 0 | 0 | 0 | 0 | 0
2008 | US | WECC | NWPP | - | W06b6 | Inoperable | 172 | 124 | 93 | 125 | 62 | -16 | -32 | -11 | 64 | 127 | 33
2008 | US | WECC | NWPP | - | W07 | PLANNED AND PROPOSED CAPACITY ADDITIONS = 7a+7b | 0 | 1640 | 1872 | 2075 | 4270 | 4381 | 5148 | 5173 | 5115 | 5115 | 5115
2008 | US | WECC | NWPP | - | W07a | Planned | 0 | 1576 | 1664 | 1784 | 1906 | 2002 | 2028 | 2028 | 2028 | 2028 | 2028
2008 | US | WECC | NWPP | - | W07a9 | Energy Only | 0 | 0 | 0 | 0 | 0 | 0 | 0 | 0 | 0 | 0 | 0
2008 | US | WECC | NWPP | - | W07b | Proposed | 0 | 64 | 208 | 291 | 2364 | 2379 | 3120 | 3145 | 3087 | 3087 | 3087
2008 | US | WECC | NWPP | - | W07b9 | Energy Only | 0 | 0 | 0 | 0 | 0 | 0 | 0 | 0 | 0 | 0 | 0
2008 | US | WECC | NWPP | - | W08 | Transmission-Limited Resources | 0 | 0 | 0 | 0 | 0 | 0 | 0 | 0 | 0 | 0 | 0
2008 | US | WECC | NWPP | - | W09 | DELIVERABLE INTERNAL CAPACITY = 6a + 7a | 53046 | 54670 | 54789 | 54877 | 55062 | 55236 | 55278 | 55257 | 55182 | 55119 | 55213
2008 | US | WECC | NWPP | - | W10 | CAPACITY PURCHASES AND INCOMING ADJUSTMENTS = 10a+10b+10c+10d | 0 | 2771 | 2762 | 2615 | 2611 | 2612 | 2640 | 2641 | 2620 | 2621 | 2621
2008 | US | WECC | NWPP | - | W10a | Firm Purchases | 2798 | 2771 | 2762 | 2615 | 2611 | 2612 | 2640 | 2641 | 2620 | 2621 | 2621
2008 | US | WECC | NWPP | - | W10b | Non-firm Purchases | 0 | 0 | 0 | 0 | 0 | 0 | 0 | 0 | 0 | 0 | 0
2008 | US | WECC | NWPP | - | W10c | Expected Purchases | 0 | 0 | 0 | 0 | 0 | 0 | 0 | 0 | 0 | 0 | 0
2008 | US | WECC | NWPP | - | W10d | Provisional Purchases | 0 | 0 | 0 | 0 | 0 | 0 | 0 | 0 | 0 | 0 | 0
2008 | US | WECC | NWPP | - | W11 | CAPACITY SALES AND OUTGOING ADJUSTMENTS = 11a+11b+11c+11d | 0 | 1584 | 2862 | 1956 | 1967 | 1936 | 1895 | 1619 | 1527 | 1380 | 1522
2008 | US | WECC | NWPP | - | W11a | Firm Sales | 1271 | 1245 | 1234 | 1150 | 1266 | 1252 | 1252 | 1105 | 1105 | 1081 | 1067
2008 | US | WECC | NWPP | - | W11b | Non-firm Sales | 0 | 0 | 0 | 0 | 0 | 0 | 0 | 0 | 0 | 0 | 0
2008 | US | WECC | NWPP | - | W11c | Expected Sales | 0 | 339 | 1628 | 806 | 701 | 684 | 643 | 514 | 422 | 299 | 455
2008 | US | WECC | NWPP | - | W11d | Provisional Sales | 0 | 0 | 0 | 0 | 0 | 0 | 0 | 0 | 0 | 0 | 0
2008 | US | WECC | NWPP | - | W12 | Net Capacity Resources | 54573 | 55857 | 54689 | 55536 | 55706 | 55912 | 56023 | 56279 | 56275 | 56360 | 56312
2008 | US | WECC | NWPP | - | W14 | ADJUSTED POTENTIAL RESOURCES = 12+6b-Uncertain Derates+(7b*15)+10b+10d-11b-11d | 54573 | 55857 | 54689 | 55536 | 55706 | 55912 | 56023 | 56279 | 56275 | 56360 | 56312
2008 | US | WECC | NWPP | - | W13 | Total Potential Resources | 54573 | 55921 | 54897 | 55827 | 58070 | 58291 | 59143 | 59424 | 59362 | 59447 | 59399
2008 | US | WECC | NWPP | - | W15 | Confidence of Proposed (7b), using engineering judgement | 0 | 0 | 0 | 0 | 0 | 0 | 0 | 0 | 0 | 0 | 0
2008 | US | WECC | NWPP | - | W15a | Net Proposed Resources After Confidence Percentage Is Applied = 7b*15 | 0 | 0 | 0 | 0 | 0 | 0 | 0 | 0 | 0 | 0 | 0
2008 | US | WECC | NWPP | - | W16 | Region/Subregion Target Margin | 0.12809 | 0.12809 | 0.12809 | 0.12809 | 0.12809 | 0.12809 | 0.12809 | 0.12809 | 0.12809 | 0.12809 | 0.12809
2008 | US | WECC | NWPP | - | W17 | Existing Certain | 0.26203 | 0.24561 | 0.2323 | 0.22061 | 0.20833 | 0.19607 | 0.18555 | 0.17599 | 0.1638 | 0.15218 | 0.14397
2008 | US | WECC | NWPP | - | W18 | Net Capacity Resources | 0.26203 | 0.26231 | 0.23281 | 0.23433 | 0.22545 | 0.21502 | 0.20568 | 0.19816 | 0.18767 | 0.17819 | 0.16789
2008 | US | WECC | NWPP | - | W20 | Adjusted Potential Resources | 0.26203 | 0.26231 | 0.23281 | 0.23433 | 0.22545 | 0.21502 | 0.20568 | 0.19816 | 0.18767 | 0.17819 | 0.16789
2008 | US | WECC | NWPP | - | W19 | Total Potential Resources | 0.26203 | 0.26316 | 0.23571 | 0.23833 | 0.25698 | 0.24705 | 0.24759 | 0.24059 | 0.22991 | 0.22087 | 0.21113
2008 | US | WECC | NWPP | - | W21 | Distributed Generator Capacity < 1 MW | 0 | 0 | 0 | 0 | 0 | 0 | 0 | 0 | 0 | 0 | 0
2008 | US | WECC | NWPP | - | W22 | Other Capacity < 1 MW | 0 | 0 | 0 | 0 | 0 | 0 | 0 | 0 | 0 | 0 | 0
2008 | US | WECC | NWPP | - | W23 | Distributed Generator Capacity >= 1 MW | 0 | 0 | 0 | 0 | 0 | 0 | 0 | 0 | 0 | 0 | 0
2008 | US | WECC | NWPP | - | W24 | Capacity Total from EIA-860 | 0 | 0 | 0 | 0 | 0 | 0 | 0 | 0 | 0 | 0 | 0
2008 | US | WECC | NWPP | - | W25 | EIA-860 Capacity Total less Total Internal Capacity | 61444 | 0 | 0 | 0 | 0 | 0 | 0 | 0 | 0 | 0 | 0
2008 | US | WECC | NWPP | - | CWTF | Total | 53218 | 54797 | 54885 | 55005 | 55127 | 55223 | 55249 | 55249 | 55249 | 55249 | 55249
2008 | US | WECC | RMPA | - | W01 | Unrestricted Non-coincident Peak Demand | 9718 | 10273 | 10529 | 10719 | 10965 | 11237 | 11487 | 11751 | 12023 | 12293 | 12616
2008 | US | WECC | RMPA | - | W01a | New Conservation (Energy Efficiency) | 2 | 2 | 2 | 2 | 2 | 2 | 2 | 2 | 2 | 2 | 2
2008 | US | WECC | RMPA | - | W01b | Estimated Diversity | 402 | 402 | 402 | 402 | 402 | 402 | 402 | 402 | 402 | 402 | 402
2008 | US | WECC | RMPA | - | W01c | Additions for non-member load | 660 | 660 | 660 | 660 | 660 | 660 | 660 | 660 | 660 | 660 | 660
2008 | US | WECC | RMPA | - | W01d | Stand-by Load Under Contract | 0 | 0 | 0 | 0 | 0 | 0 | 0 | 0 | 0 | 0 | 0
2008 | US | WECC | RMPA | - | W02 | Total Internal Demand | 9974 | 10529 | 10785 | 10975 | 11221 | 11493 | 11743 | 12007 | 12279 | 12549 | 12872
2008 | US | WECC | RMPA | - | W02a | Direct Control Load Management | 0 | 0 | 0 | 0 | 0 | 0 | 0 | 0 | 0 | 0 | 0
2008 | US | WECC | RMPA | - | W02b | Contractually Interruptible (Curtailable) | 117 | 131 | 167 | 202 | 224 | 228 | 233 | 234 | 236 | 237 | 238
2008 | US | WECC | RMPA | - | W02c | Critical Peak-Pricing with Control | 0 | 0 | 0 | 0 | 0 | 0 | 0 | 0 | 0 | 0 | 0
2008 | US | WECC | RMPA | - | W02d | Load as a Capacity Resource | 0 | 0 | 0 | 0 | 0 | 0 | 0 | 0 | 0 | 0 | 0
2008 | US | WECC | RMPA | - | W03 | Net Internal Demand | 9857 | 10398 | 10618 | 10773 | 10997 | 11265 | 11510 | 11773 | 12043 | 12312 | 12634
2008 | US | WECC | RMPA | - | W04 | Demand Response Used for Ancillary Services | 110 | 110 | 110 | 110 | 110 | 110 | 110 | 110 | 110 | 110 | 110
2008 | US | WECC | RMPA | - | W04a | Spinning Reserves | 0 | 0 | 0 | 0 | 0 | 0 | 0 | 0 | 0 | 0 | 0
2008 | US | WECC | RMPA | - | W04b | Non-Spinning Reserves | 110 | 110 | 110 | 110 | 110 | 110 | 110 | 110 | 110 | 110 | 110
2008 | US | WECC | RMPA | - | W04c | Regulation | 0 | 0 | 0 | 0 | 0 | 0 | 0 | 0 | 0 | 0 | 0
2008 | US | WECC | RMPA | - | W04d | Emergency | 0 | 0 | 0 | 0 | 0 | 0 | 0 | 0 | 0 | 0 | 0
2008 | US | WECC | RMPA | - | W05 | TOTAL INTERNAL CAPACITY | 14022 | 14330 | 14330 | 15175 | 15560 | 15560 | 16260 | 16960 | 16960 | 16960 | 16960
2008 | US | WECC | RMPA | - | W06 | EXISTING CAPACITY | 14022 | 14022 | 14022 | 14022 | 14022 | 14022 | 14022 | 14022 | 14022 | 14022 | 14022
2008 | US | WECC | RMPA | - | W06a | Certain | 13171 | 13228 | 13228 | 13228 | 13228 | 13228 | 13228 | 13228 | 13228 | 13228 | 13228
2008 | US | WECC | RMPA | - | W06b | Uncertain | 851 | 794 | 794 | 794 | 794 | 794 | 794 | 794 | 794 | 794 | 794
2008 | US | WECC | RMPA | - | W06b5 | Energy Only | 0 | 0 | 0 | 0 | 0 | 0 | 0 | 0 | 0 | 0 | 0
2008 | US | WECC | RMPA | - | W06b6 | Inoperable | 139 | 82 | 82 | 82 | 82 | 82 | 82 | 82 | 82 | 82 | 82
2008 | US | WECC | RMPA | - | W07 | PLANNED AND PROPOSED CAPACITY ADDITIONS = 7a+7b | 0 | 308 | 308 | 1153 | 1538 | 1538 | 2238 | 2938 | 2938 | 2938 | 2938
2008 | US | WECC | RMPA | - | W07a | Planned | 0 | 308 | 308 | 1153 | 1538 | 1538 | 2238 | 2238 | 2238 | 2238 | 2238
2008 | US | WECC | RMPA | - | W07a9 | Energy Only | 0 | 0 | 0 | 0 | 0 | 0 | 0 | 0 | 0 | 0 | 0
2008 | US | WECC | RMPA | - | W07b | Proposed | 0 | 0 | 0 | 0 | 0 | 0 | 0 | 700 | 700 | 700 | 700
2008 | US | WECC | RMPA | - | W07b9 | Energy Only | 0 | 0 | 0 | 0 | 0 | 0 | 0 | 0 | 0 | 0 | 0
2008 | US | WECC | RMPA | - | W08 | Transmission-Limited Resources | 0 | 0 | 0 | 0 | 0 | 0 | 0 | 0 | 0 | 0 | 0
2008 | US | WECC | RMPA | - | W09 | DELIVERABLE INTERNAL CAPACITY = 6a + 7a | 13171 | 13536 | 13536 | 14381 | 14766 | 14766 | 15466 | 15466 | 15466 | 15466 | 15466
2008 | US | WECC | RMPA | - | W10 | CAPACITY PURCHASES AND INCOMING ADJUSTMENTS = 10a+10b+10c+10d | 0 | 1215 | 1174 | 1071 | 1063 | 1055 | 1059 | 1061 | 1088 | 1089 | 1090
2008 | US | WECC | RMPA | - | W10a | Firm Purchases | 1208 | 1215 | 1174 | 1071 | 1063 | 1055 | 1059 | 1061 | 1088 | 1089 | 1090
2008 | US | WECC | RMPA | - | W10b | Non-firm Purchases | 0 | 0 | 0 | 0 | 0 | 0 | 0 | 0 | 0 | 0 | 0
2008 | US | WECC | RMPA | - | W10c | Expected Purchases | 0 | 0 | 0 | 0 | 0 | 0 | 0 | 0 | 0 | 0 | 0
2008 | US | WECC | RMPA | - | W10d | Provisional Purchases | 0 | 0 | 0 | 0 | 0 | 0 | 0 | 0 | 0 | 0 | 0
2008 | US | WECC | RMPA | - | W11 | CAPACITY SALES AND OUTGOING ADJUSTMENTS = 11a+11b+11c+11d | 0 | 1374 | 1347 | 1255 | 1243 | 1395 | 1610 | 1883 | 1676 | 1371 | 1392
2008 | US | WECC | RMPA | - | W11a | Firm Sales | 1104 | 1108 | 1062 | 955 | 952 | 949 | 950 | 951 | 952 | 954 | 955
2008 | US | WECC | RMPA | - | W11b | Non-firm Sales | 0 | 0 | 0 | 0 | 0 | 0 | 0 | 0 | 0 | 0 | 0
2008 | US | WECC | RMPA | - | W11c | Expected Sales | 0 | 266 | 285 | 300 | 291 | 446 | 660 | 932 | 724 | 417 | 437
2008 | US | WECC | RMPA | - | W11d | Provisional Sales | 0 | 0 | 0 | 0 | 0 | 0 | 0 | 0 | 0 | 0 | 0
2008 | US | WECC | RMPA | - | W12 | Net Capacity Resources | 13275 | 13377 | 13363 | 14197 | 14586 | 14426 | 14915 | 14644 | 14878 | 15184 | 15164
2008 | US | WECC | RMPA | - | W14 | ADJUSTED POTENTIAL RESOURCES = 12+6b-Uncertain Derates+(7b*15)+10b+10d-11b-11d | 13275 | 13377 | 13363 | 14197 | 14586 | 14426 | 14915 | 14644 | 14878 | 15184 | 15164
2008 | US | WECC | RMPA | - | W13 | Total Potential Resources | 13275 | 13377 | 13363 | 14197 | 14586 | 14426 | 14915 | 15344 | 15578 | 15884 | 15864
2008 | US | WECC | RMPA | - | W15 | Confidence of Proposed (7b), using engineering judgement | 0 | 0 | 0 | 0 | 0 | 0 | 0 | 0 | 0 | 0 | 0
2008 | US | WECC | RMPA | - | W15a | Net Proposed Resources After Confidence Percentage Is Applied = 7b*15 | 0 | 0 | 0 | 0 | 0 | 0 | 0 | 0 | 0 | 0 | 0
2008 | US | WECC | RMPA | - | W16 | Region/Subregion Target Margin | 0.11788 | 0.11788 | 0.11788 | 0.11788 | 0.11788 | 0.11788 | 0.11788 | 0.11788 | 0.11788 | 0.11788 | 0.11788
2008 | US | WECC | RMPA | - | W17 | Existing Certain | 0.25748 | 0.22025 | 0.20405 | 0.19267 | 0.17558 | 0.15517 | 0.13699 | 0.11733 | 0.098848 | 0.07865 | 0.054554
2008 | US | WECC | RMPA | - | W18 | Net Capacity Resources | 0.25748 | 0.2227 | 0.20542 | 0.24118 | 0.24606 | 0.21912 | 0.22829 | 0.19605 | 0.19055 | 0.18915 | 0.16684
2008 | US | WECC | RMPA | - | W20 | Adjusted Potential Resources | 0.25748 | 0.2227 | 0.20542 | 0.24118 | 0.24606 | 0.21912 | 0.22829 | 0.19605 | 0.19055 | 0.18915 | 0.16684
2008 | US | WECC | RMPA | - | W19 | Total Potential Resources | 0.25748 | 0.2227 | 0.20542 | 0.24118 | 0.24606 | 0.21912 | 0.22829 | 0.23273 | 0.22692 | 0.22488 | 0.20361
2008 | US | WECC | RMPA | - | W21 | Distributed Generator Capacity < 1 MW | 0 | 0 | 0 | 0 | 0 | 0 | 0 | 0 | 0 | 0 | 0
2008 | US | WECC | RMPA | - | W22 | Other Capacity < 1 MW | 0 | 0 | 0 | 0 | 0 | 0 | 0 | 0 | 0 | 0 | 0
2008 | US | WECC | RMPA | - | W23 | Distributed Generator Capacity >= 1 MW | 0 | 0 | 0 | 0 | 0 | 0 | 0 | 0 | 0 | 0 | 0
2008 | US | WECC | RMPA | - | W24 | Capacity Total from EIA-860 | 0 | 0 | 0 | 0 | 0 | 0 | 0 | 0 | 0 | 0 | 0
2008 | US | WECC | RMPA | - | W25 | EIA-860 Capacity Total less Total Internal Capacity | 14022 | 0 | 0 | 0 | 0 | 0 | 0 | 0 | 0 | 0 | 0
2008 | US | WECC | RMPA | - | CWTF | Total | 13310 | 13670 | 13670 | 14515 | 14900 | 14900 | 15600 | 15600 | 15600 | 15600 | 15600
2008 | CA | MRO | - | - | W01 | Unrestricted Non-coincident Peak Demand | 7344 | 7411.1 | 7668.7 | 7850.2 | 8005.1 | 8184.2 | 8304.8 | 8443.8 | 8454.8 | 8542.8 | 8618.8
2008 | CA | MRO | - | - | W01a | New Conservation (Energy Efficiency) | 0 | 61.1 | 95.7 | 161.2 | 219.1 | 275.2 | 333.8 | 411.8 | 424.8 | 438.8 | 439.8
2008 | CA | MRO | - | - | W01b | Estimated Diversity | 0 | 0 | 0 | 0 | 0 | 0 | 0 | 0 | 0 | 0 | 0
2008 | CA | MRO | - | - | W01c | Additions for non-member load | 0 | 0 | 0 | 0 | 0 | 0 | 0 | 0 | 0 | 0 | 0
2008 | CA | MRO | - | - | W01d | Stand-by Load Under Contract | 0 | 0 | 0 | 0 | 0 | 0 | 0 | 0 | 0 | 0 | 0
2008 | CA | MRO | - | - | W02 | Total Internal Demand | 7344 | 7350 | 7573 | 7689 | 7786 | 7909 | 7971 | 8032 | 8030 | 8104 | 8179
2008 | CA | MRO | - | - | W02a | Direct Control Load Management | 0 | 0 | 0 | 0 | 0 | 0 | 0 | 0 | 0 | 0 | 0
2008 | CA | MRO | - | - | W02b | Contractually Interruptible (Curtailable) | 33.0259 | 34.303 | 15 | 15 | 0 | 0 | 0 | 0 | 0 | 0 | 0
2008 | CA | MRO | - | - | W02c | Critical Peak-Pricing with Control | 0 | 0 | 0 | 0 | 0 | 0 | 0 | 0 | 0 | 0 | 0
2008 | CA | MRO | - | - | W02d | Load as a Capacity Resource | 0 | 0 | 0 | 0 | 0 | 0 | 0 | 0 | 0 | 0 | 0
2008 | CA | MRO | - | - | W03 | Net Internal Demand | 7310.974 | 7315.697 | 7558 | 7674 | 7786 | 7909 | 7971 | 8032 | 8030 | 8104 | 8179
2008 | CA | MRO | - | - | W04 | Demand Response Used for Ancillary Services | 372.5 | 372.5 | 372.5 | 372.5 | 372.5 | 372.5 | 372.5 | 372.5 | 372.5 | 372.5 | 372.5
2008 | CA | MRO | - | - | W04a | Spinning Reserves | 34 | 34 | 34 | 34 | 34 | 34 | 34 | 34 | 34 | 34 | 34
2008 | CA | MRO | - | - | W04b | Non-Spinning Reserves | 50 | 50 | 50 | 50 | 50 | 50 | 50 | 50 | 50 | 50 | 50
2008 | CA | MRO | - | - | W04c | Regulation | 50 | 50 | 50 | 50 | 50 | 50 | 50 | 50 | 50 | 50 | 50
2008 | CA | MRO | - | - | W04d | Emergency | 238.5 | 238.5 | 238.5 | 238.5 | 238.5 | 238.5 | 238.5 | 238.5 | 238.5 | 238.5 | 238.5
2008 | CA | MRO | - | - | W05 | TOTAL INTERNAL CAPACITY | 9074.4 | 9091.2 | 9116.2 | 9180.2 | 9321.2 | 9415.2 | 9509.2 | 9509.2 | 9509.2 | 9509.2 | 9509.2
2008 | CA | MRO | - | - | W06 | EXISTING CAPACITY | 9074.4 | 9074.4 | 9074.4 | 9044.4 | 9044.4 | 9044.4 | 9044.4 | 9044.4 | 9044.4 | 9044.4 | 9044.4
2008 | CA | MRO | - | - | W06a | Certain | 9074.4 | 9074.4 | 9074.4 | 9044.4 | 9044.4 | 9044.4 | 9044.4 | 9044.4 | 9044.4 | 9044.4 | 9044.4
2008 | CA | MRO | - | - | W06b | Uncertain | 0 | 0 | 0 | 0 | 0 | 0 | 0 | 0 | 0 | 0 | 0
2008 | CA | MRO | - | - | W06b5 | Energy Only | 0 | 0 | 0 | 0 | 0 | 0 | 0 | 0 | 0 | 0 | 0
2008 | CA | MRO | - | - | W06b6 | Inoperable | 0 | 0 | 0 | 0 | 0 | 0 | 0 | 0 | 0 | 0 | 0
2008 | CA | MRO | - | - | W07 | PLANNED AND PROPOSED CAPACITY ADDITIONS = 7a+7b | 0 | 16.8 | 41.8 | 135.8 | 276.8 | 370.8 | 464.8 | 464.8 | 464.8 | 464.8 | 464.8
2008 | CA | MRO | - | - | W07a | Planned | 0 | 16.8 | 41.8 | 135.8 | 276.8 | 370.8 | 464.8 | 464.8 | 464.8 | 464.8 | 464.8
2008 | CA | MRO | - | - | W07a9 | Energy Only | 0 | 0 | 0 | 0 | 0 | 0 | 0 | 0 | 0 | 0 | 0
2008 | CA | MRO | - | - | W07b | Proposed | 0 | 0 | 0 | 0 | 0 | 0 | 0 | 0 | 0 | 0 | 0
2008 | CA | MRO | - | - | W07b9 | Energy Only | 0 | 0 | 0 | 0 | 0 | 0 | 0 | 0 | 0 | 0 | 0
2008 | CA | MRO | - | - | W08 | Transmission-Limited Resources | 0 | 0 | 0 | 0 | 0 | 0 | 0 | 0 | 0 | 0 | 0
2008 | CA | MRO | - | - | W09 | DELIVERABLE INTERNAL CAPACITY = 6a + 7a | 9074.4 | 9091.2 | 9116.2 | 9180.2 | 9321.2 | 9415.2 | 9509.2 | 9509.2 | 9509.2 | 9509.2 | 9509.2
2008 | CA | MRO | - | - | W10 | CAPACITY PURCHASES AND INCOMING ADJUSTMENTS = 10a+10b+10c+10d | 0 | 0 | 0 | 0 | 0 | 0 | 0 | 0 | 0 | 0 | 0
2008 | CA | MRO | - | - | W10a | Firm Purchases | 0 | 0 | 0 | 0 | 0 | 0 | 0 | 0 | 0 | 0 | 0
2008 | CA | MRO | - | - | W10b | Non-firm Purchases | 0 | 0 | 0 | 0 | 0 | 0 | 0 | 0 | 0 | 0 | 0
2008 | CA | MRO | - | - | W10c | Expected Purchases | 0 | 0 | 0 | 0 | 0 | 0 | 0 | 0 | 0 | 0 | 0
2008 | CA | MRO | - | - | W10d | Provisional Purchases | 0 | 0 | 0 | 0 | 0 | 0 | 0 | 0 | 0 | 0 | 0
2008 | CA | MRO | - | - | W11 | CAPACITY SALES AND OUTGOING ADJUSTMENTS = 11a+11b+11c+11d | 0 | 0 | 0 | 0 | 0 | 0 | 0 | 0 | 0 | 0 | 0
2008 | CA | MRO | - | - | W11a | Firm Sales | 0 | 0 | 0 | 0 | 0 | 0 | 0 | 0 | 0 | 0 | 0
2008 | CA | MRO | - | - | W11b | Non-firm Sales | 0 | 0 | 0 | 0 | 0 | 0 | 0 | 0 | 0 | 0 | 0
2008 | CA | MRO | - | - | W11c | Expected Sales | 0 | 0 | 0 | 0 | 0 | 0 | 0 | 0 | 0 | 0 | 0
2008 | CA | MRO | - | - | W11d | Provisional Sales | 0 | 0 | 0 | 0 | 0 | 0 | 0 | 0 | 0 | 0 | 0
2008 | CA | MRO | - | - | W12 | Net Capacity Resources | 9074.4 | 9091.2 | 9116.2 | 9180.2 | 9321.2 | 9415.2 | 9509.2 | 9509.2 | 9509.2 | 9509.2 | 9509.2
2008 | CA | MRO | - | - | W14 | ADJUSTED POTENTIAL RESOURCES = 12+6b-Uncertain Derates+(7b*15)+10b+10d-11b-11d | 9074.4 | 9091 | 9116 | 9180 | 9321 | 9415 | 9509 | 9509 | 9509 | 9509 | 9509
2008 | CA | MRO | - | - | W13 | Total Potential Resources | 9074.4 | 9091.2 | 9116.2 | 9180.2 | 9321.2 | 9415.2 | 9509.2 | 9509.2 | 9509.2 | 9509.2 | 9509.2
2008 | CA | MRO | - | - | W15 | Confidence of Proposed (7b), using engineering judgement | 0 | 0.5 | 0.45 | 0.4 | 0.35 | 0.35 | 0.35 | 0.2 | 0.2 | 0.2 | 0.2
2008 | CA | MRO | - | - | W15a | Net Proposed Resources After Confidence Percentage Is Applied = 7b*15 | 0 | 0 | 0 | 0 | 0 | 0 | 0 | 0 | 0 | 0 | 0
2008 | CA | MRO | - | - | W16 | Region/Subregion Target Margin | 0 | 0.13 | 0.13 | 0.13 | 0.13 | 0.13 | 0.13 | 0.13 | 0.13 | 0.13 | 0.13
2008 | CA | MRO | - | - | W17 | Existing Certain | 0.19433 | 0.19381 | 0.16711 | 0.15152 | 0.13914 | 0.12554 | 0.11868 | 0.11194 | 0.11216 | 0.10398 | 0.095684
2008 | CA | MRO | - | - | W18 | Net Capacity Resources | 0.19433 | 0.1953 | 0.17093 | 0.16407 | 0.1647 | 0.15998 | 0.16176 | 0.15534 | 0.15555 | 0.14777 | 0.13989
2008 | CA | MRO | - | - | W20 | Adjusted Potential Resources | 0.19433 | 0.19528 | 0.17091 | 0.16405 | 0.16468 | 0.15996 | 0.16174 | 0.15533 | 0.15554 | 0.14775 | 0.13987
2008 | CA | MRO | - | - | W19 | Total Potential Resources | 0.19433 | 0.1953 | 0.17093 | 0.16407 | 0.1647 | 0.15998 | 0.16176 | 0.15534 | 0.15555 | 0.14777 | 0.13989
2008 | CA | MRO | - | - | W21 | Distributed Generator Capacity < 1 MW | 0 | 0 | 0 | 0 | 0 | 0 | 0 | 0 | 0 | 0 | 0
2008 | CA | MRO | - | - | W22 | Other Capacity < 1 MW | 0 | 0 | 0 | 0 | 0 | 0 | 0 | 0 | 0 | 0 | 0
2008 | CA | MRO | - | - | W23 | Distributed Generator Capacity >= 1 MW | 0 | 0 | 0 | 0 | 0 | 0 | 0 | 0 | 0 | 0 | 0
2008 | CA | MRO | - | - | W24 | Capacity Total from EIA-860 | 0 | 0 | 0 | 0 | 0 | 0 | 0 | 0 | 0 | 0 | 0
2008 | CA | MRO | - | - | W25 | EIA-860 Capacity Total less Total Internal Capacity | 9074.4 | 0 | 0 | 0 | 0 | 0 | 0 | 0 | 0 | 0 | 0
2008 | CA | MRO | - | - | CWTF | Total | 8110.359 | 9048.159 | 9110.674 | 9187.674 | 9341.674 | 9435.674 | 9529.674 | 9529.674 | 9485.674 | 9449.674 | 9449.674
2008 | CA | NPCC | - | - | W01 | Unrestricted Non-coincident Peak Demand | 64994.76 | 66689.09 | 67766.75 | 68211.81 | 68688.76 | 69165.46 | 69603.44 | 70050.18 | 70379.24 | 70883.15 | 71373.99
2008 | CA | NPCC | - | - | W01a | New Conservation (Energy Efficiency) | 0 | 893.5131 | 1849.201 | 2576.713 | 2981.729 | 3375.042 | 3720.187 | 4016.043 | 4293.325 | 4424.973 | 4688.444
2008 | CA | NPCC | - | - | W01b | Estimated Diversity | 0 | 0 | 0 | 0 | 0 | 0 | 0 | 0 | 0 | 0 | 0
2008 | CA | NPCC | - | - | W01c | Additions for non-member load | 0 | 0 | 0 | 0 | 0 | 0 | 0 | 0 | 0 | 0 | 0
2008 | CA | NPCC | - | - | W01d | Stand-by Load Under Contract | 0 | 0 | 0 | 0 | 0 | 0 | 0 | 0 | 0 | 0 | 0
2008 | CA | NPCC | - | - | W02 | Total Internal Demand | 64994.76 | 65795.58 | 65917.55 | 65635.1 | 65707.03 | 65790.42 | 65883.25 | 66034.14 | 66085.91 | 66458.18 | 66685.55
2008 | CA | NPCC | - | - | W02a | Direct Control Load Management | 0 | 250 | 250 | 250 | 250 | 250 | 250 | 250 | 250 | 250 | 250
2008 | CA | NPCC | - | - | W02b | Contractually Interruptible (Curtailable) | 1273 | 2084 | 2106 | 2225.11 | 2245.444 | 2263.779 | 2280.114 | 2294.448 | 2308.783 | 2311.592 | 2316.321
2008 | CA | NPCC | - | - | W02c | Critical Peak-Pricing with Control | 0 | 0 | 0 | 0 | 0 | 0 | 0 | 0 | 0 | 0 | 0
2008 | CA | NPCC | - | - | W02d | Load as a Capacity Resource | 0 | 292 | 292 | 292 | 292 | 292 | 292 | 292 | 292 | 292 | 292
2008 | CA | NPCC | - | - | W03 | Net Internal Demand | 63721.76 | 63169.58 | 63269.55 | 62867.99 | 62919.59 | 62984.64 | 63061.14 | 63197.69 | 63235.13 | 63604.58 | 63827.23
2008 | CA | NPCC | - | - | W04 | Demand Response Used for Ancillary Services | 0 | 449.3 | 449.3 | 449.3 | 449.3 | 449.3 | 449.3 | 449.3 | 449.3 | 449.3 | 449.3
2008 | CA | NPCC | - | - | W04a | Spinning Reserves | 0 | 128.7 | 128.7 | 128.7 | 128.7 | 128.7 | 128.7 | 128.7 | 128.7 | 128.7 | 128.7
2008 | CA | NPCC | - | - | W04b | Non-Spinning Reserves | 0 | 141.35 | 141.35 | 141.35 | 141.35 | 141.35 | 141.35 | 141.35 | 141.35 | 141.35 | 141.35
2008 | CA | NPCC | - | - | W04c | Regulation | 0 | 0 | 0 | 0 | 0 | 0 | 0 | 0 | 0 | 0 | 0
2008 | CA | NPCC | - | - | W04d | Emergency | 0 | 179.25 | 179.25 | 179.25 | 179.25 | 179.25 | 179.25 | 179.25 | 179.25 | 179.25 | 179.25
2008 | CA | NPCC | - | - | W05 | TOTAL INTERNAL CAPACITY | 78854 | 80675.66 | 84781.98 | 86226.22 | 85102.7 | 84903.56 | 86511.4 | 84644.32 | 84803.59 | 85319.14 | 85151.07
2008 | CA | NPCC | - | - | W06 | EXISTING CAPACITY | 78854 | 79050 | 79076 | 79069 | 76977 | 75976 | 75811 | 72518 | 72214 | 72107 | 71901
2008 | CA | NPCC | - | - | W06a | Certain | 72763 | 74663.2 | 74852.2 | 74018.2 | 72026.2 | 71840.2 | 71929.2 | 68636.2 | 67535.2 | 66064.2 | 65858.2
2008 | CA | NPCC | - | - | W06b | Uncertain | 6091 | 4386.8 | 4223.8 | 5050.8 | 4950.8 | 4135.8 | 3881.8 | 3881.8 | 4678.8 | 6042.8 | 6042.8
2008 | CA | NPCC | - | - | W06b5 | Energy Only | 32 | 32 | 32 | 32 | 32 | 32 | 32 | 32 | 32 | 32 | 32
2008 | CA | NPCC | - | - | W06b6 | Inoperable | 4043 | 1338 | 1645 | 2472 | 2472 | 1702 | 1448 | 1448 | 2245 | 3609 | 3609
2008 | CA | NPCC | - | - | W07 | PLANNED AND PROPOSED CAPACITY ADDITIONS = 7a+7b | 0 | 1625.665 | 5705.985 | 7157.215 | 8125.704 | 8927.557 | 10700.4 | 12126.32 | 12589.59 | 13212.14 | 13250.07
2008 | CA | NPCC | - | - | W07a | Planned | 0 | 1625.665 | 5557.985 | 6926.8 | 7281 | 7323 | 7323 | 7945 | 7945 | 8205 | 8205
2008 | CA | NPCC | - | - | W07a9 | Energy Only | 0 | 0 | 80 | 80 | 80 | 80 | 80 | 80 | 80 | 80 | 80
2008 | CA | NPCC | - | - | W07b | Proposed | 0 | 0 | 148 | 230.4157 | 844.7042 | 1604.557 | 3377.402 | 4181.323 | 4644.586 | 5007.14 | 5045.068
2008 | CA | NPCC | - | - | W07b9 | Energy Only | 0 | 0 | 0 | 0 | 0 | 0 | 0 | 0 | 0 | 0 | 0
2008 | CA | NPCC | - | - | W08 | Transmission-Limited Resources | 0 | 145 | 145 | 145 | 45 | 0 | 0 | 0 | 0 | 0 | 0
2008 | CA | NPCC | - | - | W09 | DELIVERABLE INTERNAL CAPACITY = 6a + 7a | 72763 | 76288.87 | 80410.19 | 80945 | 79307.2 | 79163.2 | 79252.2 | 76581.2 | 75480.2 | 74269.2 | 74063.2
2008 | CA | NPCC | - | - | W10 | CAPACITY PURCHASES AND INCOMING ADJUSTMENTS = 10a+10b+10c+10d | 0 | 400 | 1450 | 1450 | 1250 | 1250 | 1250 | 1250 | 1250 | 1250 | 1250
2008 | CA | NPCC | - | - | W10a | Firm Purchases | 200 | 400 | 200 | 200 | 0 | 0 | 0 | 0 | 0 | 0 | 0
2008 | CA | NPCC | - | - | W10b | Non-firm Purchases | 0 | 0 | 0 | 0 | 0 | 0 | 0 | 0 | 0 | 0 | 0
2008 | CA | NPCC | - | - | W10c | Expected Purchases | 0 | 0 | 0 | 0 | 0 | 0 | 0 | 0 | 0 | 0 | 0
2008 | CA | NPCC | - | - | W10d | Provisional Purchases | 0 | 0 | 1250 | 1250 | 1250 | 1250 | 1250 | 1250 | 1250 | 1250 | 1250
2008 | CA | NPCC | - | - | W11 | CAPACITY SALES AND OUTGOING ADJUSTMENTS = 11a+11b+11c+11d | 0 | 664 | 744 | 744 | 236 | 236 | 236 | 236 | 236 | 236 | 236
2008 | CA | NPCC | - | - | W11a | Firm Sales | 653 | 653 | 653 | 653 | 145 | 145 | 145 | 145 | 145 | 145 | 145
2008 | CA | NPCC | - | - | W11b | Non-firm Sales | 11 | 11 | 91 | 91 | 91 | 91 | 91 | 91 | 91 | 91 | 91
2008 | CA | NPCC | - | - | W11c | Expected Sales | 0 | 0 | 0 | 0 | 0 | 0 | 0 | 0 | 0 | 0 | 0
2008 | CA | NPCC | - | - | W11d | Provisional Sales | 0 | 0 | 0 | 0 | 0 | 0 | 0 | 0 | 0 | 0 | 0
2008 | CA | NPCC | - | - | W12 | Net Capacity Resources | 72310 | 76035.87 | 79957.19 | 80492 | 79162.2 | 79018.2 | 79107.2 | 76436.2 | 75335.2 | 74124.2 | 73918.2
2008 | CA | NPCC | - | - | W14 | ADJUSTED POTENTIAL RESOURCES = 12+6b-Uncertain Derates+(7b*15)+10b+10d-11b-11d | 72299 | 76593 | 81335 | 81911 | 81084 | 81640 | 83494 | 81619 | 80981 | 80125 | 79957
2008 | CA | NPCC | - | - | W13 | Total Potential Resources | 72299 | 76592.77 | 81409.18 | 82026.41 | 81210.91 | 81781.76 | 83643.6 | 81776.52 | 81138.79 | 80290.34 | 80122.27
2008 | CA | NPCC | - | - | W15 | Confidence of Proposed (7b), using engineering judgement | 0 | 0.5 | 1 | 1 | 1.5 | 1.5 | 1.5 | 1.5 | 1.5 | 1.5 | 1.5
2008 | CA | NPCC | - | - | W15a | Net Proposed Resources After Confidence Percentage Is Applied = 7b*15 | 0 | 0 | 74 | 115 | 718 | 1463 | 3228 | 4024 | 4487 | 4842 | 4880
2008 | CA | NPCC | - | - | W16 | Region/Subregion Target Margin | 0 | 0 | 0 | 0 | 0 | 0 | 0 | 0 | 0 | 0 | 0
2008 | CA | NPCC | - | - | W17 | Existing Certain | 0.4646 | 0.4812 | 0.50272 | 0.48615 | 0.4516 | 0.43387 | 0.43187 | 0.29628 | 0.24239 | 0.14856 | 0.12909
2008 | CA | NPCC | - | - | W18 | Net Capacity Resources | 0.4646 | 0.52931 | 0.65969 | 0.67502 | 0.6599 | 0.65069 | 0.64626 | 0.5705 | 0.53546 | 0.48034 | 0.46489
2008 | CA | NPCC | - | - | W20 | Adjusted Potential Resources | 0.46335 | 0.54266 | 0.6856 | 0.70176 | 0.69935 | 0.70675 | 0.73362 | 0.69359 | 0.67611 | 0.64476 | 0.63159
2008 | CA | NPCC | - | - | W19 | Total Potential Resources | 0.46335 | 0.54265 | 0.69389 | 0.71217 | 0.71048 | 0.71951 | 0.74727 | 0.70828 | 0.69094 | 0.66058 | 0.64754
2008 | CA | NPCC | - | - | W21 | Distributed Generator Capacity < 1 MW | 2.959 | 3.909 | 3.909 | 3.909 | 3.909 | 3.909 | 3.909 | 3.909 | 3.909 | 3.909 | 3.909
2008 | CA | NPCC | - | - | W22 | Other Capacity < 1 MW | 0 | 0 | 0 | 0 | 0 | 0 | 0 | 0 | 0 | 0 | 0
2008 | CA | NPCC | - | - | W23 | Distributed Generator Capacity >= 1 MW | 29.636 | 488.878 | 1004.728 | 1088.408 | 1098.408 | 1098.408 | 1098.408 | 1098.408 | 1098.408 | 1098.408 | 1098.408
2008 | CA | NPCC | - | - | W24 | Capacity Total from EIA-860 | 0 | 0 | 0 | 0 | 0 | 0 | 0 | 0 | 0 | 0 | 0
2008 | CA | NPCC | - | - | W25 | EIA-860 Capacity Total less Total Internal Capacity | 78854 | 0 | 0 | 0 | 0 | 0 | 0 | 0 | 0 | 0 | 0
2008 | CA | NPCC | - | - | CWTF | Total | 72727 | 76478 | 80747.18 | 81364.75 | 80241.24 | 80811.52 | 82674.36 | 80807.28 | 80168.55 | 79321.1 | 79153.03
2008 | CA | NPCC | Maritimes | Maritimes | W01 | Unrestricted Non-coincident Peak Demand | 5542.756 | 5705.099 | 5890.69 | 5959.252 | 6044.892 | 6136.05 | 6231.746 | 6329.951 | 6422.438 | 6513.058 | 6603.945
2008 | CA | NPCC | Maritimes | Maritimes | W01a | New Conservation (Energy Efficiency) | 0 | 0 | 29.591 | 60.1535 | 100.7925 | 146.9513 | 198.6468 | 255.852 | 315.3386 | 373.9594 | 431.8459
2008 | CA | NPCC | Maritimes | Maritimes | W01b | Estimated Diversity | 0 | 0 | 0 | 0 | 0 | 0 | 0 | 0 | 0 | 0 | 0
2008 | CA | NPCC | Maritimes | Maritimes | W01c | Additions for non-member load | 0 | 0 | 0 | 0 | 0 | 0 | 0 | 0 | 0 | 0 | 0
2008 | CA | NPCC | Maritimes | Maritimes | W01d | Stand-by Load Under Contract | 0 | 0 | 0 | 0 | 0 | 0 | 0 | 0 | 0 | 0 | 0
2008 | CA | NPCC | Maritimes | Maritimes | W02 | Total Internal Demand | 5542.756 | 5705.099 | 5861.099 | 5899.099 | 5944.099 | 5989.099 | 6033.099 | 6074.099 | 6107.099 | 6139.099 | 6172.099
2008 | CA | NPCC | Maritimes | Maritimes | W02a | Direct Control Load Management | 0 | 0 | 0 | 0 | 0 | 0 | 0 | 0 | 0 | 0 | 0
2008 | CA | NPCC | Maritimes | Maritimes | W02b | Contractually Interruptible (Curtailable) | 473 | 485 | 507 | 503 | 496 | 487 | 476 | 463 | 450 | 436 | 423
2008 | CA | NPCC | Maritimes | Maritimes | W02c | Critical Peak-Pricing with Control | 0 | 0 | 0 | 0 | 0 | 0 | 0 | 0 | 0 | 0 | 0
2008 | CA | NPCC | Maritimes | Maritimes | W02d | Load as a Capacity Resource | 0 | 0 | 0 | 0 | 0 | 0 | 0 | 0 | 0 | 0 | 0
2008 | CA | NPCC | Maritimes | Maritimes | W03 | Net Internal Demand | 5069.756 | 5220.099 | 5354.099 | 5396.099 | 5448.099 | 5502.099 | 5557.099 | 5611.099 | 5657.099 | 5703.099 | 5749.099
2008 | CA | NPCC | Maritimes | Maritimes | W04 | Demand Response Used for Ancillary Services | 0 | 0 | 0 | 0 | 0 | 0 | 0 | 0 | 0 | 0 | 0
2008 | CA | NPCC | Maritimes | Maritimes | W04a | Spinning Reserves | 0 | 0 | 0 | 0 | 0 | 0 | 0 | 0 | 0 | 0 | 0
2008 | CA | NPCC | Maritimes | Maritimes | W04b | Non-Spinning Reserves | 0 | 0 | 0 | 0 | 0 | 0 | 0 | 0 | 0 | 0 | 0
2008 | CA | NPCC | Maritimes | Maritimes | W04c | Regulation | 0 | 0 | 0 | 0 | 0 | 0 | 0 | 0 | 0 | 0 | 0
2008 | CA | NPCC | Maritimes | Maritimes | W04d | Emergency | 0 | 0 | 0 | 0 | 0 | 0 | 0 | 0 | 0 | 0 | 0
2008 | CA | NPCC | Maritimes | Maritimes | W05 | TOTAL INTERNAL CAPACITY | 6975 | 7014 | 7348 | 7372.666 | 7394.664 | 7424.24 | 7440.24 | 7456.24 | 7456.24 | 7472.24 | 7472.24
2008 | CA | NPCC | Maritimes | Maritimes | W06 | EXISTING CAPACITY | 6975 | 6975 | 6975 | 6975 | 6975 | 6975 | 6975 | 6975 | 6975 | 6975 | 6975
2008 | CA | NPCC | Maritimes | Maritimes | W06a | Certain | 6870 | 6312 | 6870 | 6813 | 6813 | 6813 | 6813 | 6813 | 6813 | 6813 | 6813
2008 | CA | NPCC | Maritimes | Maritimes | W06b | Uncertain | 105 | 663 | 105 | 162 | 162 | 162 | 162 | 162 | 162 | 162 | 162
2008 | CA | NPCC | Maritimes | Maritimes | W06b5 | Energy Only | 32 | 32 | 32 | 32 | 32 | 32 | 32 | 32 | 32 | 32 | 32
2008 | CA | NPCC | Maritimes | Maritimes | W06b6 | Inoperable | 0 | 558 | 0 | 57 | 57 | 57 | 57 | 57 | 57 | 57 | 57
2008 | CA | NPCC | Maritimes | Maritimes | W07 | PLANNED AND PROPOSED CAPACITY ADDITIONS = 7a+7b | 0 | 39 | 373 | 397.6657 | 419.6642 | 449.24 | 465.24 | 481.24 | 481.24 | 497.24 | 497.24
2008 | CA | NPCC | Maritimes | Maritimes | W07a | Planned | 0 | 39 | 225 | 225 | 225 | 225 | 225 | 225 | 225 | 225 | 225
2008 | CA | NPCC | Maritimes | Maritimes | W07a9 | Energy Only | 0 | 0 | 80 | 80 | 80 | 80 | 80 | 80 | 80 | 80 | 80
2008 | CA | NPCC | Maritimes | Maritimes | W07b | Proposed | 0 | 0 | 148 | 172.6657 | 194.6642 | 224.24 | 240.24 | 256.24 | 256.24 | 272.24 | 272.24
2008 | CA | NPCC | Maritimes | Maritimes | W07b9 | Energy Only | 0 | 0 | 0 | 0 | 0 | 0 | 0 | 0 | 0 | 0 | 0
2008 | CA | NPCC | Maritimes | Maritimes | W08 | Transmission-Limited Resources | 0 | 0 | 0 | 0 | 0 | 0 | 0 | 0 | 0 | 0 | 0
2008 | CA | NPCC | Maritimes | Maritimes | W09 | DELIVERABLE INTERNAL CAPACITY = 6a + 7a | 6870 | 6351 | 7095 | 7038 | 7038 | 7038 | 7038 | 7038 | 7038 | 7038 | 7038
2008 | CA | NPCC | Maritimes | Maritimes | W10 | CAPACITY PURCHASES AND INCOMING ADJUSTMENTS = 10a+10b+10c+10d | 0 | 200 | 0 | 0 | 0 | 0 | 0 | 0 | 0 | 0 | 0
2008 | CA | NPCC | Maritimes | Maritimes | W10a | Firm Purchases | 0 | 200 | 0 | 0 | 0 | 0 | 0 | 0 | 0 | 0 | 0
2008 | CA | NPCC | Maritimes | Maritimes | W10b | Non-firm Purchases | 0 | 0 | 0 | 0 | 0 | 0 | 0 | 0 | 0 | 0 | 0
2008 | CA | NPCC | Maritimes | Maritimes | W10c | Expected Purchases | 0 | 0 | 0 | 0 | 0 | 0 | 0 | 0 | 0 | 0 | 0
2008 | CA | NPCC | Maritimes | Maritimes | W10d | Provisional Purchases | 0 | 0 | 0 | 0 | 0 | 0 | 0 | 0 | 0 | 0 | 0
2008 | CA | NPCC | Maritimes | Maritimes | W11 | CAPACITY SALES AND OUTGOING ADJUSTMENTS = 11a+11b+11c+11d | 0 | 209 | 289 | 289 | 91 | 91 | 91 | 91 | 91 | 91 | 91
2008 | CA | NPCC | Maritimes | Maritimes | W11a | Firm Sales | 198 | 198 | 198 | 198 | 0 | 0 | 0 | 0 | 0 | 0 | 0
2008 | CA | NPCC | Maritimes | Maritimes | W11b | Non-firm Sales | 11 | 11 | 91 | 91 | 91 | 91 | 91 | 91 | 91 | 91 | 91
2008 | CA | NPCC | Maritimes | Maritimes | W11c | Expected Sales | 0 | 0 | 0 | 0 | 0 | 0 | 0 | 0 | 0 | 0 | 0
2008 | CA | NPCC | Maritimes | Maritimes | W11d | Provisional Sales | 0 | 0 | 0 | 0 | 0 | 0 | 0 | 0 | 0 | 0 | 0
2008 | CA | NPCC | Maritimes | Maritimes | W12 | Net Capacity Resources | 6672 | 6353 | 6897 | 6840 | 7038 | 7038 | 7038 | 7038 | 7038 | 7038 | 7038
2008 | CA | NPCC | Maritimes | Maritimes | W14 | ADJUSTED POTENTIAL RESOURCES = 12+6b-Uncertain Derates+(7b*15)+10b+10d-11b-11d | 6661 | 6342 | 6880 | 6835 | 7044 | 7059 | 7067 | 7075 | 7075 | 7083 | 7083
2008 | CA | NPCC | Maritimes | Maritimes | W13 | Total Potential Resources | 6661 | 6342 | 6954 | 6921.666 | 7141.664 | 7171.24 | 7187.24 | 7203.24 | 7203.24 | 7219.24 | 7219.24
2008 | CA | NPCC | Maritimes | Maritimes | W15 | Confidence of Proposed (7b), using engineering judgement | 0 | 0.5 | 0.5 | 0.5 | 0.5 | 0.5 | 0.5 | 0.5 | 0.5 | 0.5 | 0.5
2008 | CA | NPCC | Maritimes | Maritimes | W15a | Net Proposed Resources After Confidence Percentage Is Applied = 7b*15 | 0 | 0 | 74 | 86 | 97 | 112 | 120 | 128 | 128 | 136 | 136
2008 | CA | NPCC | Maritimes | Maritimes | W16 | Region/Subregion Target Margin | 0 | 0.13 | 0.13 | 0.13 | 0.13 | 0.13 | 0.13 | 0.13 | 0.13 | 0.13 | 0.13
2008 | CA | NPCC | Maritimes | Maritimes | W17 | Existing Certain | 0.24014 | 0.17325 | 0.19753 | 0.18426 | 0.20034 | 0.19241 | 0.18434 | 0.17641 | 0.16966 | 0.16291 | 0.15616
2008 | CA | NPCC | Maritimes | Maritimes | W18 | Net Capacity Resources | 0.24014 | 0.17833 | 0.22371 | 0.2111 | 0.2259 | 0.21823 | 0.21042 | 0.20274 | 0.19621 | 0.18967 | 0.18313
2008 | CA | NPCC | Maritimes | Maritimes | W20 | Adjusted Potential Resources | 0.23889 | 0.1769 | 0.22179 | 0.21052 | 0.22656 | 0.22056 | 0.21366 | 0.20691 | 0.20041 | 0.19482 | 0.18832
2008 | CA | NPCC | Maritimes | Maritimes | W19 | Total Potential Resources | 0.23889 | 0.1769 | 0.23007 | 0.2204 | 0.23714 | 0.23275 | 0.22681 | 0.22103 | 0.21465 | 0.21001 | 0.20364
2008 | CA | NPCC | Maritimes | Maritimes | W21 | Distributed Generator Capacity < 1 MW | 0 | 0 | 0 | 0 | 0 | 0 | 0 | 0 | 0 | 0 | 0
2008 | CA | NPCC | Maritimes | Maritimes | W22 | Other Capacity < 1 MW | 0 | 0 | 0 | 0 | 0 | 0 | 0 | 0 | 0 | 0 | 0
2008 | CA | NPCC | Maritimes | Maritimes | W23 | Distributed Generator Capacity >= 1 MW | 0 | 0 | 0 | 0 | 0 | 0 | 0 | 0 | 0 | 0 | 0
2008 | CA | NPCC | Maritimes | Maritimes | W24 | Capacity Total from EIA-860 | 0 | 0 | 0 | 0 | 0 | 0 | 0 | 0 | 0 | 0 | 0
2008 | CA | NPCC | Maritimes | Maritimes | W25 | EIA-860 Capacity Total less Total Internal Capacity | 6975 | 0 | 0 | 0 | 0 | 0 | 0 | 0 | 0 | 0 | 0
2008 | CA | NPCC | Maritimes | Maritimes | CWTF | Total | 6834 | 6395 | 7287 | 7255 | 7277 | 7306 | 7322 | 7338 | 7338 | 7354 | 7354
2008 | CA | NPCC | Ontario | Ontario | W01 | Unrestricted Non-coincident Peak Demand | 23054 | 24334.99 | 24595.06 | 24693.56 | 24795.87 | 24898.41 | 24993.69 | 25097.23 | 25146.8 | 25259.09 | 25356.05
2008 | CA | NPCC | Ontario | Ontario | W01a | New Conservation (Energy Efficiency) | 0 | 893.5131 | 1819.61 | 2516.559 | 2880.937 | 3228.091 | 3521.54 | 3760.191 | 3977.986 | 4051.014 | 4256.598
2008 | CA | NPCC | Ontario | Ontario | W01b | Estimated Diversity | 0 | 0 | 0 | 0 | 0 | 0 | 0 | 0 | 0 | 0 | 0
2008 | CA | NPCC | Ontario | Ontario | W01c | Additions for non-member load | 0 | 0 | 0 | 0 | 0 | 0 | 0 | 0 | 0 | 0 | 0
2008 | CA | NPCC | Ontario | Ontario | W01d | Stand-by Load Under Contract | 0 | 0 | 0 | 0 | 0 | 0 | 0 | 0 | 0 | 0 | 0
2008 | CA | NPCC | Ontario | Ontario | W02 | Total Internal Demand | 23054 | 23441.48 | 22775.45 | 22177 | 21914.93 | 21670.32 | 21472.15 | 21337.04 | 21168.81 | 21208.08 | 21099.45
2008 | CA | NPCC | Ontario | Ontario | W02a | Direct Control Load Management | 0 | 0 | 0 | 0 | 0 | 0 | 0 | 0 | 0 | 0 | 0
2008 | CA | NPCC | Ontario | Ontario | W02b | Contractually Interruptible (Curtailable) | 0 | 249 | 249 | 372.1097 | 399.4444 | 426.7791 | 454.1138 | 481.4485 | 508.7831 | 525.5918 | 543.3212
2008 | CA | NPCC | Ontario | Ontario | W02c | Critical Peak-Pricing with Control | 0 | 0 | 0 | 0 | 0 | 0 | 0 | 0 | 0 | 0 | 0
2008 | CA | NPCC | Ontario | Ontario | W02d | Load as a Capacity Resource | 0 | 292 | 292 | 292 | 292 | 292 | 292 | 292 | 292 | 292 | 292
2008 | CA | NPCC | Ontario | Ontario | W03 | Net Internal Demand | 23054 | 22900.48 | 22234.45 | 21512.89 | 21223.49 | 20951.54 | 20726.04 | 20563.59 | 20368.03 | 20390.48 | 20264.13
2008 | CA | NPCC | Ontario | Ontario | W04 | Demand Response Used for Ancillary Services | 0 | 449.3 | 449.3 | 449.3 | 449.3 | 449.3 | 449.3 | 449.3 | 449.3 | 449.3 | 449.3
2008 | CA | NPCC | Ontario | Ontario | W04a | Spinning Reserves | 0 | 128.7 | 128.7 | 128.7 | 128.7 | 128.7 | 128.7 | 128.7 | 128.7 | 128.7 | 128.7
2008 | CA | NPCC | Ontario | Ontario | W04b | Non-Spinning Reserves | 0 | 141.35 | 141.35 | 141.35 | 141.35 | 141.35 | 141.35 | 141.35 | 141.35 | 141.35 | 141.35
2008 | CA | NPCC | Ontario | Ontario | W04c | Regulation | 0 | 0 | 0 | 0 | 0 | 0 | 0 | 0 | 0 | 0 | 0
2008 | CA | NPCC | Ontario | Ontario | W04d | Emergency | 0 | 179.25 | 179.25 | 179.25 | 179.25 | 179.25 | 179.25 | 179.25 | 179.25 | 179.25 | 179.25
2008 | CA | NPCC | Ontario | Ontario | W05 | TOTAL INTERNAL CAPACITY | 31297 | 32701.66 | 36393.98 | 37308.55 | 36451.04 | 35505.32 | 37097.16 | 34592.08 | 34751.35 | 34990.9 | 34822.83
2008 | CA | NPCC | Ontario | Ontario | W06 | EXISTING CAPACITY | 31297 | 31297 | 31297 | 31297 | 29832 | 28156 | 27991 | 24698 | 24394 | 24287 | 24081
2008 | CA | NPCC | Ontario | Ontario | W06a | Certain | 26953 | 27993.2 | 27598.2 | 26828.2 | 25463.2 | 24602.2 | 24691.2 | 21398.2 | 20297.2 | 18826.2 | 18620.2
2008 | CA | NPCC | Ontario | Ontario | W06b | Uncertain | 4344 | 3303.8 | 3698.8 | 4468.8 | 4368.8 | 3553.8 | 3299.8 | 3299.8 | 4096.8 | 5460.8 | 5460.8
2008 | CA | NPCC | Ontario | Ontario | W06b5 | Energy Only | 0 | 0 | 0 | 0 | 0 | 0 | 0 | 0 | 0 | 0 | 0
2008 | CA | NPCC | Ontario | Ontario | W06b6 | Inoperable | 2821 | 780 | 1645 | 2415 | 2415 | 1645 | 1391 | 1391 | 2188 | 3552 | 3552
2008 | CA | NPCC | Ontario | Ontario | W07 | PLANNED AND PROPOSED CAPACITY ADDITIONS = 7a+7b | 0 | 1404.665 | 5096.985 | 6011.55 | 6619.04 | 7349.317 | 9106.162 | 9894.083 | 10357.35 | 10703.9 | 10741.83
2008 | CA | NPCC | Ontario | Ontario | W07a | Planned | 0 | 1404.665 | 5096.985 | 5953.8 | 5969 | 5969 | 5969 | 5969 | 5969 | 5969 | 5969
2008 | CA | NPCC | Ontario | Ontario | W07a9 | Energy Only | 0 | 0 | 0 | 0 | 0 | 0 | 0 | 0 | 0 | 0 | 0
2008 | CA | NPCC | Ontario | Ontario | W07b | Proposed | 0 | 0 | 0 | 57.75 | 650.04 | 1380.317 | 3137.162 | 3925.083 | 4388.346 | 4734.9 | 4772.828
2008 | CA | NPCC | Ontario | Ontario | W07b9 | Energy Only | 0 | 0 | 0 | 0 | 0 | 0 | 0 | 0 | 0 | 0 | 0
2008 | CA | NPCC | Ontario | Ontario | W08 | Transmission-Limited Resources | 0 | 145 | 145 | 145 | 45 | 0 | 0 | 0 | 0 | 0 | 0
2008 | CA | NPCC | Ontario | Ontario | W09 | DELIVERABLE INTERNAL CAPACITY = 6a + 7a | 26953 | 29397.87 | 32695.19 | 32782 | 31432.2 | 30571.2 | 30660.2 | 27367.2 | 26266.2 | 24795.2 | 24589.2
2008 | CA | NPCC | Ontario | Ontario | W10 | CAPACITY PURCHASES AND INCOMING ADJUSTMENTS = 10a+10b+10c+10d | 0 | 0 | 1250 | 1250 | 1250 | 1250 | 1250 | 1250 | 1250 | 1250 | 1250
2008 | CA | NPCC | Ontario | Ontario | W10a | Firm Purchases | 0 | 0 | 0 | 0 | 0 | 0 | 0 | 0 | 0 | 0 | 0
2008 | CA | NPCC | Ontario | Ontario | W10b | Non-firm Purchases | 0 | 0 | 0 | 0 | 0 | 0 | 0 | 0 | 0 | 0 | 0
2008 | CA | NPCC | Ontario | Ontario | W10c | Expected Purchases | 0 | 0 | 0 | 0 | 0 | 0 | 0 | 0 | 0 | 0 | 0
2008 | CA | NPCC | Ontario | Ontario | W10d | Provisional Purchases | 0 | 0 | 1250 | 1250 | 1250 | 1250 | 1250 | 1250 | 1250 | 1250 | 1250
2008 | CA | NPCC | Ontario | Ontario | W11 | CAPACITY SALES AND OUTGOING ADJUSTMENTS = 11a+11b+11c+11d | 0 | 0 | 0 | 0 | 0 | 0 | 0 | 0 | 0 | 0 | 0
2008 | CA | NPCC | Ontario | Ontario | W11a | Firm Sales | 0 | 0 | 0 | 0 | 0 | 0 | 0 | 0 | 0 | 0 | 0
2008 | CA | NPCC | Ontario | Ontario | W11b | Non-firm Sales | 0 | 0 | 0 | 0 | 0 | 0 | 0 | 0 | 0 | 0 | 0
2008 | CA | NPCC | Ontario | Ontario | W11c | Expected Sales | 0 | 0 | 0 | 0 | 0 | 0 | 0 | 0 | 0 | 0 | 0
2008 | CA | NPCC | Ontario | Ontario | W11d | Provisional Sales | 0 | 0 | 0 | 0 | 0 | 0 | 0 | 0 | 0 | 0 | 0
2008 | CA | NPCC | Ontario | Ontario | W12 | Net Capacity Resources | 26953 | 29397.87 | 32695.19 | 32782 | 31432.2 | 30571.2 | 30660.2 | 27367.2 | 26266.2 | 24795.2 | 24589.2
2008 | CA | NPCC | Ontario | Ontario | W14 | ADJUSTED POTENTIAL RESOURCES = 12+6b-Uncertain Derates+(7b*15)+10b+10d-11b-11d | 26953 | 29966 | 34090 | 34206 | 33348 | 33172 | 35018 | 32513 | 31875 | 30751 | 30583
2008 | CA | NPCC | Ontario | Ontario | W13 | Total Potential Resources | 26953 | 29965.77 | 34090.18 | 34234.75 | 33377.24 | 33201.52 | 35047.36 | 32542.28 | 31904.55 | 30780.1 | 30612.03
2008 | CA | NPCC | Ontario | Ontario | W15 | Confidence of Proposed (7b), using engineering judgement | 0 | 0 | 0.5 | 0.5 | 1 | 1 | 1 | 1 | 1 | 1 | 1
2008 | CA | NPCC | Ontario | Ontario | W15a | Net Proposed Resources After Confidence Percentage Is Applied = 7b*15 | 0 | 0 | 0 | 29 | 621 | 1351 | 3108 | 3896 | 4359 | 4706 | 4744
2008 | CA | NPCC | Ontario | Ontario | W16 | Region/Subregion Target Margin | 0 | 0.145 | 0.145 | 0.145 | 0.145 | 0.145 | 0.145 | 0.153 | 0.153 | 0.153 | 0.153
2008 | CA | NPCC | Ontario | Ontario | W17 | Existing Certain | 0.14466 | 0.18193 | 0.19435 | 0.19812 | 0.1665 | 0.14839 | 0.16059 | 0.039004 | -0.0034897 | -0.083091 | -0.088288
2008 | CA | NPCC | Ontario | Ontario | W18 | Net Capacity Resources | 0.14466 | 0.22102 | 0.31995 | 0.34376 | 0.32479 | 0.31466 | 0.32401 | 0.2486 | 0.22455 | 0.17764 | 0.17589
2008 | CA | NPCC | Ontario | Ontario | W20 | Adjusted Potential Resources | 0.14466 | 0.23578 | 0.34777 | 0.37108 | 0.36358 | 0.3684 | 0.40813 | 0.36753 | 0.361 | 0.33692 | 0.33741
2008 | CA | NPCC | Ontario | Ontario | W19 | Total Potential Resources | 0.14466 | 0.23578 | 0.34778 | 0.37161 | 0.36413 | 0.36896 | 0.40863 | 0.3681 | 0.36159 | 0.33754 | 0.33803
2008 | CA | NPCC | Ontario | Ontario | W21 | Distributed Generator Capacity < 1 MW | 2.959 | 3.909 | 3.909 | 3.909 | 3.909 | 3.909 | 3.909 | 3.909 | 3.909 | 3.909 | 3.909
2008 | CA | NPCC | Ontario | Ontario | W22 | Other Capacity < 1 MW | 0 | 0 | 0 | 0 | 0 | 0 | 0 | 0 | 0 | 0 | 0
2008 | CA | NPCC | Ontario | Ontario | W23 | Distributed Generator Capacity >= 1 MW | 29.636 | 488.878 | 1004.728 | 1088.408 | 1098.408 | 1098.408 | 1098.408 | 1098.408 | 1098.408 | 1098.408 | 1098.408
2008 | CA | NPCC | Ontario | Ontario | W24 | Capacity Total from EIA-860 | 0 | 0 | 0 | 0 | 0 | 0 | 0 | 0 | 0 | 0 | 0
2008 | CA | NPCC | Ontario | Ontario | W25 | EIA-860 Capacity Total less Total Internal Capacity | 31297 | 0 | 0 | 0 | 0 | 0 | 0 | 0 | 0 | 0 | 0
2008 | CA | NPCC | Ontario | Ontario | CWTF | Total | 26953 | 29543 | 32840.18 | 32984.75 | 32127.24 | 31951.52 | 33798.36 | 31293.28 | 30654.55 | 29531.1 | 29363.03
2008 | CA | NPCC | Quebec | Quebec | W01 | Unrestricted Non-coincident Peak Demand | 36398 | 36649 | 37281 | 37559 | 37848 | 38131 | 38378 | 38623 | 38810 | 39111 | 39414
2008 | CA | NPCC | Quebec | Quebec | W01a | New Conservation (Energy Efficiency) | 0 | 0 | 0 | 0 | 0 | 0 | 0 | 0 | 0 | 0 | 0
2008 | CA | NPCC | Quebec | Quebec | W01b | Estimated Diversity | 0 | 0 | 0 | 0 | 0 | 0 | 0 | 0 | 0 | 0 | 0
2008 | CA | NPCC | Quebec | Quebec | W01c | Additions for non-member load | 0 | 0 | 0 | 0 | 0 | 0 | 0 | 0 | 0 | 0 | 0
2008 | CA | NPCC | Quebec | Quebec | W01d | Stand-by Load Under Contract | 0 | 0 | 0 | 0 | 0 | 0 | 0 | 0 | 0 | 0 | 0
2008 | CA | NPCC | Quebec | Quebec | W02 | Total Internal Demand | 36398 | 36649 | 37281 | 37559 | 37848 | 38131 | 38378 | 38623 | 38810 | 39111 | 39414
2008 | CA | NPCC | Quebec | Quebec | W02a | Direct Control Load Management | 0 | 250 | 250 | 250 | 250 | 250 | 250 | 250 | 250 | 250 | 250
2008 | CA | NPCC | Quebec | Quebec | W02b | Contractually Interruptible (Curtailable) | 800 | 1350 | 1350 | 1350 | 1350 | 1350 | 1350 | 1350 | 1350 | 1350 | 1350
2008 | CA | NPCC | Quebec | Quebec | W02c | Critical Peak-Pricing with Control | 0 | 0 | 0 | 0 | 0 | 0 | 0 | 0 | 0 | 0 | 0
2008 | CA | NPCC | Quebec | Quebec | W02d | Load as a Capacity Resource | 0 | 0 | 0 | 0 | 0 | 0 | 0 | 0 | 0 | 0 | 0
2008 | CA | NPCC | Quebec | Quebec | W03 | Net Internal Demand | 35598 | 35049 | 35681 | 35959 | 36248 | 36531 | 36778 | 37023 | 37210 | 37511 | 37814
2008 | CA | NPCC | Quebec | Quebec | W04 | Demand Response Used for Ancillary Services | 0 | 0 | 0 | 0 | 0 | 0 | 0 | 0 | 0 | 0 | 0
2008 | CA | NPCC | Quebec | Quebec | W04a | Spinning Reserves | 0 | 0 | 0 | 0 | 0 | 0 | 0 | 0 | 0 | 0 | 0
2008 | CA | NPCC | Quebec | Quebec | W04b | Non-Spinning Reserves | 0 | 0 | 0 | 0 | 0 | 0 | 0 | 0 | 0 | 0 | 0
2008 | CA | NPCC | Quebec | Quebec | W04c | Regulation | 0 | 0 | 0 | 0 | 0 | 0 | 0 | 0 | 0 | 0 | 0
2008 | CA | NPCC | Quebec | Quebec | W04d | Emergency | 0 | 0 | 0 | 0 | 0 | 0 | 0 | 0 | 0 | 0 | 0
2008 | CA | NPCC | Quebec | Quebec | W05 | TOTAL INTERNAL CAPACITY | 40582 | 40960 | 41040 | 41545 | 41257 | 41974 | 41974 | 42596 | 42596 | 42856 | 42856
2008 | CA | NPCC | Quebec | Quebec | W06 | EXISTING CAPACITY | 40582 | 40778 | 40804 | 40797 | 40170 | 40845 | 40845 | 40845 | 40845 | 40845 | 40845
2008 | CA | NPCC | Quebec | Quebec | W06a | Certain | 38940 | 40358 | 40384 | 40377 | 39750 | 40425 | 40425 | 40425 | 40425 | 40425 | 40425
2008 | CA | NPCC | Quebec | Quebec | W06b | Uncertain | 1642 | 420 | 420 | 420 | 420 | 420 | 420 | 420 | 420 | 420 | 420
2008 | CA | NPCC | Quebec | Quebec | W06b5 | Energy Only | 0 | 0 | 0 | 0 | 0 | 0 | 0 | 0 | 0 | 0 | 0
2008 | CA | NPCC | Quebec | Quebec | W06b6 | Inoperable | 1222 | 0 | 0 | 0 | 0 | 0 | 0 | 0 | 0 | 0 | 0
2008 | CA | NPCC | Quebec | Quebec | W07 | PLANNED AND PROPOSED CAPACITY ADDITIONS = 7a+7b | 0 | 182 | 236 | 748 | 1087 | 1129 | 1129 | 1751 | 1751 | 2011 | 2011
2008 | CA | NPCC | Quebec | Quebec | W07a | Planned | 0 | 182 | 236 | 748 | 1087 | 1129 | 1129 | 1751 | 1751 | 2011 | 2011
2008 | CA | NPCC | Quebec | Quebec | W07a9 | Energy Only | 0 | 0 | 0 | 0 | 0 | 0 | 0 | 0 | 0 | 0 | 0
2008 | CA | NPCC | Quebec | Quebec | W07b | Proposed | 0 | 0 | 0 | 0 | 0 | 0 | 0 | 0 | 0 | 0 | 0
2008 | CA | NPCC | Quebec | Quebec | W07b9 | Energy Only | 0 | 0 | 0 | 0 | 0 | 0 | 0 | 0 | 0 | 0 | 0
2008 | CA | NPCC | Quebec | Quebec | W08 | Transmission-Limited Resources | 0 | 0 | 0 | 0 | 0 | 0 | 0 | 0 | 0 | 0 | 0
2008 | CA | NPCC | Quebec | Quebec | W09 | DELIVERABLE INTERNAL CAPACITY = 6a + 7a | 38940 | 40540 | 40620 | 41125 | 40837 | 41554 | 41554 | 42176 | 42176 | 42436 | 42436
2008 | CA | NPCC | Quebec | Quebec | W10 | CAPACITY PURCHASES AND INCOMING ADJUSTMENTS = 10a+10b+10c+10d | 0 | 200 | 200 | 200 | 0 | 0 | 0 | 0 | 0 | 0 | 0
2008 | CA | NPCC | Quebec | Quebec | W10a | Firm Purchases | 200 | 200 | 200 | 200 | 0 | 0 | 0 | 0 | 0 | 0 | 0
2008 | CA | NPCC | Quebec | Quebec | W10b | Non-firm Purchases | 0 | 0 | 0 | 0 | 0 | 0 | 0 | 0 | 0 | 0 | 0
2008 | CA | NPCC | Quebec | Quebec | W10c | Expected Purchases | 0 | 0 | 0 | 0 | 0 | 0 | 0 | 0 | 0 | 0 | 0
2008 | CA | NPCC | Quebec | Quebec | W10d | Provisional Purchases | 0 | 0 | 0 | 0 | 0 | 0 | 0 | 0 | 0 | 0 | 0
2008 | CA | NPCC | Quebec | Quebec | W11 | CAPACITY SALES AND OUTGOING ADJUSTMENTS = 11a+11b+11c+11d | 0 | 455 | 455 | 455 | 145 | 145 | 145 | 145 | 145 | 145 | 145
2008 | CA | NPCC | Quebec | Quebec | W11a | Firm Sales | 455 | 455 | 455 | 455 | 145 | 145 | 145 | 145 | 145 | 145 | 145
2008 | CA | NPCC | Quebec | Quebec | W11b | Non-firm Sales | 0 | 0 | 0 | 0 | 0 | 0 | 0 | 0 | 0 | 0 | 0
2008 | CA | NPCC | Quebec | Quebec | W11c | Expected Sales | 0 | 0 | 0 | 0 | 0 | 0 | 0 | 0 | 0 | 0 | 0
2008 | CA | NPCC | Quebec | Quebec | W11d | Provisional Sales | 0 | 0 | 0 | 0 | 0 | 0 | 0 | 0 | 0 | 0 | 0
2008 | CA | NPCC | Quebec | Quebec | W12 | Net Capacity Resources | 38685 | 40285 | 40365 | 40870 | 40692 | 41409 | 41409 | 42031 | 42031 | 42291 | 42291
2008 | CA | NPCC | Quebec | Quebec | W14 | ADJUSTED POTENTIAL RESOURCES = 12+6b-Uncertain Derates+(7b*15)+10b+10d-11b-11d | 38685 | 40285 | 40365 | 40870 | 40692 | 41409 | 41409 | 42031 | 42031 | 42291 | 42291
2008 | CA | NPCC | Quebec | Quebec | W13 | Total Potential Resources | 38685 | 40285 | 40365 | 40870 | 40692 | 41409 | 41409 | 42031 | 42031 | 42291 | 42291
2008 | CA | NPCC | Quebec | Quebec | W15 | Confidence of Proposed (7b), using engineering judgement | 0 | 0 | 0 | 0 | 0 | 0 | 0 | 0 | 0 | 0 | 0
2008 | CA | NPCC | Quebec | Quebec | W15a | Net Proposed Resources After Confidence Percentage Is Applied = 7b*15 | 0 | 0 | 0 | 0 | 0 | 0 | 0 | 0 | 0 | 0 | 0
2008 | CA | NPCC | Quebec | Quebec | W16 | Region/Subregion Target Margin | 0 | 0 | 0 | 0 | 0 | 0 | 0 | 0 | 0 | 0 | 0
2008 | CA | NPCC | Quebec | Quebec | W17 | Existing Certain | 0.079798 | 0.12603 | 0.11084 | 0.10376 | 0.084762 | 0.093073 | 0.086941 | 0.080859 | 0.076216 | 0.068744 | 0.061221
2008 | CA | NPCC | Quebec | Quebec | W18 | Net Capacity Resources | 0.079798 | 0.12997 | 0.11604 | 0.12016 | 0.10921 | 0.1178 | 0.11184 | 0.11915 | 0.1147 | 0.11303 | 0.10586
2008 | CA | NPCC | Quebec | Quebec | W20 | Adjusted Potential Resources | 0.079798 | 0.12997 | 0.11604 | 0.12016 | 0.10921 | 0.1178 | 0.11184 | 0.11915 | 0.1147 | 0.11303 | 0.10586
2008 | CA | NPCC | Quebec | Quebec | W19 | Total Potential Resources | 0.079798 | 0.12997 | 0.11604 | 0.12016 | 0.10921 | 0.1178 | 0.11184 | 0.11915 | 0.1147 | 0.11303 | 0.10586
2008 | CA | NPCC | Quebec | Quebec | W21 | Distributed Generator Capacity < 1 MW | 0 | 0 | 0 | 0 | 0 | 0 | 0 | 0 | 0 | 0 | 0
2008 | CA | NPCC | Quebec | Quebec | W22 | Other Capacity < 1 MW | 0 | 0 | 0 | 0 | 0 | 0 | 0 | 0 | 0 | 0 | 0
2008 | CA | NPCC | Quebec | Quebec | W23 | Distributed Generator Capacity >= 1 MW | 0 | 0 | 0 | 0 | 0 | 0 | 0 | 0 | 0 | 0 | 0
2008 | CA | NPCC | Quebec | Quebec | W24 | Capacity Total from EIA-860 | 0 | 0 | 0 | 0 | 0 | 0 | 0 | 0 | 0 | 0 | 0
2008 | CA | NPCC | Quebec | Quebec | W25 | EIA-860 Capacity Total less Total Internal Capacity | 40582 | 0 | 0 | 0 | 0 | 0 | 0 | 0 | 0 | 0 | 0
2008 | CA | NPCC | Quebec | Quebec | CWTF | Total | 38940 | 40540 | 40620 | 41125 | 40837 | 41554 | 41554 | 42176 | 42176 | 42436 | 42436
2008 | CA | WECC | - | - | W01 | Unrestricted Non-coincident Peak Demand | 20693 | 21664 | 22336 | 22903 | 23532 | 24104 | 24710 | 25173 | 25682 | 26193 | 26796
2008 | CA | WECC | - | - | W01a | New Conservation (Energy Efficiency) | 0 | 0 | 0 | 0 | 0 | 0 | 0 | 0 | 0 | 0 | 0
2008 | CA | WECC | - | - | W01b | Estimated Diversity | 0 | 0 | 0 | 0 | 0 | 0 | 0 | 0 | 0 | 0 | 0
2008 | CA | WECC | - | - | W01c | Additions for non-member load | 0 | 0 | 0 | 0 | 0 | 0 | 0 | 0 | 0 | 0 | 0
2008 | CA | WECC | - | - | W01d | Stand-by Load Under Contract | 0 | 0 | 0 | 0 | 0 | 0 | 0 | 0 | 0 | 0 | 0
2008 | CA | WECC | - | - | W02 | Total Internal Demand | 20693 | 21664 | 22336 | 22903 | 23532 | 24104 | 24710 | 25173 | 25682 | 26193 | 26796
2008 | CA | WECC | - | - | W02a | Direct Control Load Management | 0 | 0 | 0 | 0 | 0 | 0 | 0 | 0 | 0 | 0 | 0
2008 | CA | WECC | - | - | W02b | Contractually Interruptible (Curtailable) | 0 | 0 | 0 | 0 | 0 | 0 | 0 | 0 | 0 | 0 | 0
2008 | CA | WECC | - | - | W02c | Critical Peak-Pricing with Control | 0 | 0 | 0 | 0 | 0 | 0 | 0 | 0 | 0 | 0 | 0
2008 | CA | WECC | - | - | W02d | Load as a Capacity Resource | 0 | 0 | 0 | 0 | 0 | 0 | 0 | 0 | 0 | 0 | 0
2008 | CA | WECC | - | - | W03 | Net Internal Demand | 20693 | 21664 | 22336 | 22903 | 23532 | 24104 | 24710 | 25173 | 25682 | 26193 | 26796
2008 | CA | WECC | - | - | W04 | Demand Response Used for Ancillary Services | 0 | 0 | 0 | 0 | 0 | 0 | 0 | 0 | 0 | 0 | 0
2008 | CA | WECC | - | - | W04a | Spinning Reserves | 0 | 0 | 0 | 0 | 0 | 0 | 0 | 0 | 0 | 0 | 0
2008 | CA | WECC | - | - | W04b | Non-Spinning Reserves | 0 | 0 | 0 | 0 | 0 | 0 | 0 | 0 | 0 | 0 | 0
2008 | CA | WECC | - | - | W04c | Regulation | 0 | 0 | 0 | 0 | 0 | 0 | 0 | 0 | 0 | 0 | 0
2008 | CA | WECC | - | - | W04d | Emergency | 0 | 0 | 0 | 0 | 0 | 0 | 0 | 0 | 0 | 0 | 0
2008 | CA | WECC | - | - | W05 | TOTAL INTERNAL CAPACITY | 25834 | 26291 | 26892 | 28874 | 29653 | 29653 | 29653 | 29653 | 29653 | 29653 | 29653
2008 | CA | WECC | - | - | W06 | EXISTING CAPACITY | 25834 | 25834 | 25834 | 25834 | 25834 | 25834 | 25834 | 25834 | 25834 | 25834 | 25834
2008 | CA | WECC | - | - | W06a | Certain | 23488 | 23413 | 23413 | 23413 | 23413 | 23413 | 23413 | 23413 | 23413 | 23413 | 23413
2008 | CA | WECC | - | - | W06b | Uncertain | 2346 | 2421 | 2421 | 2421 | 2421 | 2421 | 2421 | 2421 | 2421 | 2421 | 2421
2008 | CA | WECC | - | - | W06b5 | Energy Only | 0 | 0 | 0 | 0 | 0 | 0 | 0 | 0 | 0 | 0 | 0
2008 | CA | WECC | - | - | W06b6 | Inoperable | 486 | 561 | 561 | 561 | 561 | 561 | 561 | 561 | 561 | 561 | 561
2008 | CA | WECC | - | - | W07 | PLANNED AND PROPOSED CAPACITY ADDITIONS = 7a+7b | 0 | 457 | 1058 | 3040 | 3819 | 3819 | 3819 | 3819 | 3819 | 3819 | 3819
2008 | CA | WECC | - | - | W07a | Planned | 0 | 257 | 402 | 860 | 1639 | 1639 | 1639 | 1639 | 1639 | 1639 | 1639
2008 | CA | WECC | - | - | W07a9 | Energy Only | 0 | 0 | 0 | 0 | 0 | 0 | 0 | 0 | 0 | 0 | 0
2008 | CA | WECC | - | - | W07b | Proposed | 0 | 200 | 656 | 2180 | 2180 | 2180 | 2180 | 2180 | 2180 | 2180 | 2180
2008 | CA | WECC | - | - | W07b9 | Energy Only | 0 | 0 | 0 | 0 | 0 | 0 | 0 | 0 | 0 | 0 | 0
2008 | CA | WECC | - | - | W08 | Transmission-Limited Resources | 0 | 0 | 0 | 0 | 0 | 0 | 0 | 0 | 0 | 0 | 0
2008 | CA | WECC | - | - | W09 | DELIVERABLE INTERNAL CAPACITY = 6a + 7a | 23488 | 23670 | 23815 | 24273 | 25052 | 25052 | 25052 | 25052 | 25052 | 25052 | 25052
2008 | CA | WECC | - | - | W10 | CAPACITY PURCHASES AND INCOMING ADJUSTMENTS = 10a+10b+10c+10d | 0 | 1040 | 1361 | 791 | 560 | 704 | 873 | 946 | 1088 | 1216 | 1398
2008 | CA | WECC | - | - | W10a | Firm Purchases | 0 | 0 | 0 | 0 | 0 | 0 | 0 | 0 | 0 | 0 | 0
2008 | CA | WECC | - | - | W10b | Non-firm Purchases | 0 | 0 | 0 | 0 | 0 | 0 | 0 | 0 | 0 | 0 | 0
2008 | CA | WECC | - | - | W10c | Expected Purchases | 0 | 1040 | 1361 | 791 | 560 | 704 | 873 | 946 | 1088 | 1216 | 1398
2008 | CA | WECC | - | - | W10d | Provisional Purchases | 0 | 0 | 0 | 0 | 0 | 0 | 0 | 0 | 0 | 0 | 0
2008 | CA | WECC | - | - | W11 | CAPACITY SALES AND OUTGOING ADJUSTMENTS = 11a+11b+11c+11d | 0 | 178 | 184 | 183 | 184 | 134 | 134 | 147 | 147 | 147 | 147
2008 | CA | WECC | - | - | W11a | Firm Sales | 184 | 166 | 166 | 166 | 166 | 116 | 116 | 129 | 129 | 129 | 129
2008 | CA | WECC | - | - | W11b | Non-firm Sales | 0 | 0 | 0 | 0 | 0 | 0 | 0 | 0 | 0 | 0 | 0
2008 | CA | WECC | - | - | W11c | Expected Sales | 0 | 12 | 18 | 17 | 18 | 18 | 18 | 18 | 18 | 18 | 18
2008 | CA | WECC | - | - | W11d | Provisional Sales | 0 | 0 | 0 | 0 | 0 | 0 | 0 | 0 | 0 | 0 | 0
2008 | CA | WECC | - | - | W12 | Net Capacity Resources | 23304 | 24532 | 24992 | 24881 | 25428 | 25622 | 25791 | 25851 | 25993 | 26121 | 26303
2008 | CA | WECC | - | - | W14 | ADJUSTED POTENTIAL RESOURCES = 12+6b-Uncertain Derates+(7b*15)+10b+10d-11b-11d | 23304 | 24532 | 24992 | 24881 | 25428 | 25622 | 25791 | 25851 | 25993 | 26121 | 26303
2008 | CA | WECC | - | - | W13 | Total Potential Resources | 23304 | 24732 | 25648 | 27061 | 27608 | 27802 | 27971 | 28031 | 28173 | 28301 | 28483
2008 | CA | WECC | - | - | W15 | Confidence of Proposed (7b), using engineering judgement | 0 | 0 | 0 | 0 | 0 | 0 | 0 | 0 | 0 | 0 | 0
2008 | CA | WECC | - | - | W15a | Net Proposed Resources After Confidence Percentage Is Applied = 7b*15 | 0 | 0 | 0 | 0 | 0 | 0 | 0 | 0 | 0 | 0 | 0
2008 | CA | WECC | - | - | W16 | Region/Subregion Target Margin | 0.11692 | 0.11692 | 0.11692 | 0.11692 | 0.11692 | 0.11692 | 0.11692 | 0.11692 | 0.11692 | 0.11692 | 0.11692
2008 | CA | WECC | - | - | W17 | Existing Certain | 0.11204 | 0.068095 | 0.039188 | 0.014798 | -0.01226 | -0.03464 | -0.060652 | -0.081129 | -0.10299 | -0.12494 | -0.15083
2008 | CA | WECC | - | - | W18 | Net Capacity Resources | 0.11204 | 0.11691 | 0.10627 | 0.079498 | 0.074563 | 0.059246 | 0.041914 | 0.026227 | 0.011965 | -0.0027564 | -0.018743
2008 | CA | WECC | - | - | W20 | Adjusted Potential Resources | 0.11204 | 0.11691 | 0.10627 | 0.079498 | 0.074563 | 0.059246 | 0.041914 | 0.026227 | 0.011965 | -0.0027564 | -0.018743
2008 | CA | WECC | - | - | W19 | Total Potential Resources | 0.11204 | 0.12405 | 0.12913 | 0.15365 | 0.14764 | 0.13301 | 0.11658 | 0.10196 | 0.088418 | 0.074485 | 0.059228
2008 | CA | WECC | - | - | W21 | Distributed Generator Capacity < 1 MW | 0 | 0 | 0 | 0 | 0 | 0 | 0 | 0 | 0 | 0 | 0
2008 | CA | WECC | - | - | W22 | Other Capacity < 1 MW | 0 | 0 | 0 | 0 | 0 | 0 | 0 | 0 | 0 | 0 | 0
2008 | CA | WECC | - | - | W23 | Distributed Generator Capacity >= 1 MW | 0 | 0 | 0 | 0 | 0 | 0 | 0 | 0 | 0 | 0 | 0
2008 | CA | WECC | - | - | W24 | Capacity Total from EIA-860 | 0 | 0 | 0 | 0 | 0 | 0 | 0 | 0 | 0 | 0 | 0
2008 | CA | WECC | - | - | W25 | EIA-860 Capacity Total less Total Internal Capacity | 25834 | 0 | 0 | 0 | 0 | 0 | 0 | 0 | 0 | 0 | 0
2008 | CA | WECC | - | - | CWTF | Total | 23974 | 24231 | 24376 | 24834 | 25613 | 25613 | 25613 | 25613 | 25613 | 25613 | 25613
2008 | MX | WECC | CA-MX | - | W01 | Unrestricted Non-coincident Peak Demand | 1506 | 1641 | 1723 | 1830 | 1938 | 2045 | 2157 | 2279 | 2401 | 2529 | 2648
2008 | MX | WECC | CA-MX | - | W01a | New Conservation (Energy Efficiency) | 0 | 0 | 0 | 0 | 0 | 0 | 0 | 0 | 0 | 0 | 0
2008 | MX | WECC | CA-MX | - | W01b | Estimated Diversity | 0 | 0 | 0 | 0 | 0 | 0 | 0 | 0 | 0 | 0 | 0
2008 | MX | WECC | CA-MX | - | W01c | Additions for non-member load | 0 | 0 | 0 | 0 | 0 | 0 | 0 | 0 | 0 | 0 | 0
2008 | MX | WECC | CA-MX | - | W01d | Stand-by Load Under Contract | 0 | 0 | 0 | 0 | 0 | 0 | 0 | 0 | 0 | 0 | 0
2008 | MX | WECC | CA-MX | - | W02 | Total Internal Demand | 1506 | 1641 | 1723 | 1830 | 1938 | 2045 | 2157 | 2279 | 2401 | 2529 | 2648
2008 | MX | WECC | CA-MX | - | W02a | Direct Control Load Management | 0 | 0 | 0 | 0 | 0 | 0 | 0 | 0 | 0 | 0 | 0
2008 | MX | WECC | CA-MX | - | W02b | Contractually Interruptible (Curtailable) | 0 | 0 | 0 | 0 | 0 | 0 | 0 | 0 | 0 | 0 | 0
2008 | MX | WECC | CA-MX | - | W02c | Critical Peak-Pricing with Control | 0 | 0 | 0 | 0 | 0 | 0 | 0 | 0 | 0 | 0 | 0
2008 | MX | WECC | CA-MX | - | W02d | Load as a Capacity Resource | 0 | 0 | 0 | 0 | 0 | 0 | 0 | 0 | 0 | 0 | 0
2008 | MX | WECC | CA-MX | - | W03 | Net Internal Demand | 1506 | 1641 | 1723 | 1830 | 1938 | 2045 | 2157 | 2279 | 2401 | 2529 | 2648
2008 | MX | WECC | CA-MX | - | W04 | Demand Response Used for Ancillary Services | 0 | 0 | 0 | 0 | 0 | 0 | 0 | 0 | 0 | 0 | 0
2008 | MX | WECC | CA-MX | - | W04a | Spinning Reserves | 0 | 0 | 0 | 0 | 0 | 0 | 0 | 0 | 0 | 0 | 0
2008 | MX | WECC | CA-MX | - | W04b | Non-Spinning Reserves | 0 | 0 | 0 | 0 | 0 | 0 | 0 | 0 | 0 | 0 | 0
2008 | MX | WECC | CA-MX | - | W04c | Regulation | 0 | 0 | 0 | 0 | 0 | 0 | 0 | 0 | 0 | 0 | 0
2008 | MX | WECC | CA-MX | - | W04d | Emergency | 0 | 0 | 0 | 0 | 0 | 0 | 0 | 0 | 0 | 0 | 0
2008 | MX | WECC | CA-MX | - | W05 | TOTAL INTERNAL CAPACITY | 2358 | 2358 | 2840 | 3040 | 3328 | 3328 | 3616 | 3616 | 3895 | 4051 | 4051
2008 | MX | WECC | CA-MX | - | W06 | EXISTING CAPACITY | 2358 | 2358 | 2358 | 2358 | 2358 | 2358 | 2358 | 2358 | 2358 | 2358 | 2358
2008 | MX | WECC | CA-MX | - | W06a | Certain | 1623 | 1951 | 1999 | 1928 | 1820 | 1830 | 1830 | 1830 | 1830 | 1830 | 1830
2008 | MX | WECC | CA-MX | - | W06b | Uncertain | 735 | 407 | 359 | 430 | 538 | 528 | 528 | 528 | 528 | 528 | 528
2008 | MX | WECC | CA-MX | - | W06b5 | Energy Only | 0 | 0 | 0 | 0 | 0 | 0 | 0 | 0 | 0 | 0 | 0
2008 | MX | WECC | CA-MX | - | W06b6 | Inoperable | 735 | 407 | 359 | 430 | 538 | 528 | 528 | 528 | 528 | 528 | 528
2008 | MX | WECC | CA-MX | - | W07 | PLANNED AND PROPOSED CAPACITY ADDITIONS = 7a+7b | 0 | 0 | 482 | 682 | 970 | 970 | 1258 | 1258 | 1537 | 1693 | 1693
2008 | MX | WECC | CA-MX | - | W07a | Planned | 0 | 0 | 259 | 459 | 459 | 459 | 459 | 459 | 738 | 894 | 894
2008 | MX | WECC | CA-MX | - | W07a9 | Energy Only | 0 | 0 | 0 | 0 | 0 | 0 | 0 | 0 | 0 | 0 | 0
2008 | MX | WECC | CA-MX | - | W07b | Proposed | 0 | 0 | 223 | 223 | 511 | 511 | 799 | 799 | 799 | 799 | 799
2008 | MX | WECC | CA-MX | - | W07b9 | Energy Only | 0 | 0 | 0 | 0 | 0 | 0 | 0 | 0 | 0 | 0 | 0
2008 | MX | WECC | CA-MX | - | W08 | Transmission-Limited Resources | 0 | 0 | 0 | 0 | 0 | 0 | 0 | 0 | 0 | 0 | 0
2008 | MX | WECC | CA-MX | - | W09 | DELIVERABLE INTERNAL CAPACITY = 6a + 7a | 1623 | 1951 | 2258 | 2387 | 2279 | 2289 | 2289 | 2289 | 2568 | 2724 | 2724
2008 | MX | WECC | CA-MX | - | W10 | CAPACITY PURCHASES AND INCOMING ADJUSTMENTS = 10a+10b+10c+10d | 0 | 407 | 0 | 0 | 0 | 0 | 91 | 226 | 82 | 67 | 198
2008 | MX | WECC | CA-MX | - | W10a | Firm Purchases | 0 | 0 | 0 | 0 | 0 | 0 | 0 | 0 | 0 | 0 | 0
2008 | MX | WECC | CA-MX | - | W10b | Non-firm Purchases | 0 | 0 | 0 | 0 | 0 | 0 | 0 | 0 | 0 | 0 | 0
2008 | MX | WECC | CA-MX | - | W10c | Expected Purchases | 0 | 407 | 0 | 0 | 0 | 0 | 91 | 226 | 82 | 67 | 198
2008 | MX | WECC | CA-MX | - | W10d | Provisional Purchases | 0 | 0 | 0 | 0 | 0 | 0 | 0 | 0 | 0 | 0 | 0
2008 | MX | WECC | CA-MX | - | W11 | CAPACITY SALES AND OUTGOING ADJUSTMENTS = 11a+11b+11c+11d | 0 | 0 | 357 | 368 | 140 | 32 | 0 | 0 | 0 | 0 | 0
2008 | MX | WECC | CA-MX | - | W11a | Firm Sales | 0 | 0 | 0 | 0 | 0 | 0 | 0 | 0 | 0 | 0 | 0
2008 | MX | WECC | CA-MX | - | W11b | Non-firm Sales | 0 | 0 | 0 | 0 | 0 | 0 | 0 | 0 | 0 | 0 | 0
2008 | MX | WECC | CA-MX | - | W11c | Expected Sales | 0 | 0 | 357 | 368 | 140 | 32 | 0 | 0 | 0 | 0 | 0
2008 | MX | WECC | CA-MX | - | W11d | Provisional Sales | 0 | 0 | 0 | 0 | 0 | 0 | 0 | 0 | 0 | 0 | 0
2008 | MX | WECC | CA-MX | - | W12 | Net Capacity Resources | 1623 | 2358 | 1901 | 2019 | 2139 | 2257 | 2380 | 2515 | 2650 | 2791 | 2922
2008 | MX | WECC | CA-MX | - | W14 | ADJUSTED POTENTIAL RESOURCES = 12+6b-Uncertain Derates+(7b*15)+10b+10d-11b-11d | 1623 | 2358 | 1901 | 2019 | 2139 | 2257 | 2380 | 2515 | 2650 | 2791 | 2922
2008 | MX | WECC | CA-MX | - | W13 | Total Potential Resources | 1623 | 2358 | 2124 | 2242 | 2650 | 2768 | 3179 | 3314 | 3449 | 3590 | 3721
2008 | MX | WECC | CA-MX | - | W15 | Confidence of Proposed (7b), using engineering judgement | 0 | 0 | 0 | 0 | 0 | 0 | 0 | 0 | 0 | 0 | 0
2008 | MX | WECC | CA-MX | - | W15a | Net Proposed Resources After Confidence Percentage Is Applied = 7b*15 | 0 | 0 | 0 | 0 | 0 | 0 | 0 | 0 | 0 | 0 | 0
2008 | MX | WECC | CA-MX | - | W16 | Region/Subregion Target Margin | 0.093833 | 0.093833 | 0.093833 | 0.093833 | 0.093833 | 0.093833 | 0.093833 | 0.093833 | 0.093833 | 0.093833 | 0.093833
2008 | MX | WECC | CA-MX | - | W17 | Existing Certain | 0.072089 | 0.15889 | 0.13807 | 0.05083 | -0.064835 | -0.11749 | -0.17869 | -0.24536 | -0.31202 | -0.38197 | -0.44699
2008 | MX | WECC | CA-MX | - | W18 | Net Capacity Resources | 0.072089 | 0.30407 | 0.093635 | 0.093611 | 0.093969 | 0.09393 | 0.093697 | 0.093837 | 0.093962 | 0.093873 | 0.093771
2008 | MX | WECC | CA-MX | - | W20 | Adjusted Potential Resources | 0.072089 | 0.30407 | 0.093635 | 0.093611 | 0.093969 | 0.09393 | 0.093697 | 0.093837 | 0.093962 | 0.093873 | 0.093771
2008 | MX | WECC | CA-MX | - | W19 | Total Potential Resources | 0.072089 | 0.30407 | 0.18879 | 0.18376 | 0.26868 | 0.2612 | 0.32148 | 0.31231 | 0.30386 | 0.29554 | 0.28836
2008 | MX | WECC | CA-MX | - | W21 | Distributed Generator Capacity < 1 MW | 0 | 0 | 0 | 0 | 0 | 0 | 0 | 0 | 0 | 0 | 0
2008 | MX | WECC | CA-MX | - | W22 | Other Capacity < 1 MW | 0 | 0 | 0 | 0 | 0 | 0 | 0 | 0 | 0 | 0 | 0
2008 | MX | WECC | CA-MX | - | W23 | Distributed Generator Capacity >= 1 MW | 0 | 0 | 0 | 0 | 0 | 0 | 0 | 0 | 0 | 0 | 0
2008 | MX | WECC | CA-MX | - | W24 | Capacity Total from EIA-860 | 0 | 0 | 0 | 0 | 0 | 0 | 0 | 0 | 0 | 0 | 0
2008 | MX | WECC | CA-MX | - | W25 | EIA-860 Capacity Total less Total Internal Capacity | 2358 | 0 | 0 | 0 | 0 | 0 | 0 | 0 | 0 | 0 | 0
2008 | MX | WECC | CA-MX | - | CWTF | Total | 2358 | 2358 | 2617 | 2724 | 2724 | 2724 | 2724 | 2724 | 2724 | 2724 | 2724
2008 | TL | MRO | - | - | W01 | Unrestricted Non-coincident Peak Demand | 41673.73 | 43010.98 | 44577.31 | 45562.96 | 46457.28 | 47333.18 | 47894.83 | 48938.24 | 49620.74 | 50385.92 | 51056.75
2008 | TL | MRO | - | - | W01a | New Conservation (Energy Efficiency) | 0 | 125.8113 | 192.2022 | 313.9911 | 506.2598 | 648.675 | 846.2061 | 1013.48 | 1116.931 | 1222.533 | 1291.578
2008 | TL | MRO | - | - | W01b | Estimated Diversity | 18 | 124.7 | 129.3 | 131.5 | 132.9 | 135.4 | 130.8 | 141.5 | 144 | 145.6 | 148.2
2008 | TL | MRO | - | - | W01c | Additions for non-member load | 198 | 194.6 | 194.6 | 193 | 193 | 193 | 193 | 193 | 193 | 193 | 193
2008 | TL | MRO | - | - | W01d | Stand-by Load Under Contract | 11.4 | 11.4 | 11.4 | 11.4 | 11.4 | 11.4 | 11.4 | 11.4 | 11.4 | 11.4 | 11.4
2008 | TL | MRO | - | - | W02 | Total Internal Demand | 41865.13 | 42966.47 | 44461.81 | 45321.86 | 46022.52 | 46753.51 | 47122.22 | 47987.66 | 48564.21 | 49222.19 | 49821.38
2008 | TL | MRO | - | - | W02a | Direct Control Load Management | 473.2 | 596.2 | 680.2 | 742.2 | 775.2 | 807.2 | 838.2 | 874.2 | 904.2 | 939.2 | 971.2
2008 | TL | MRO | - | - | W02b | Contractually Interruptible (Curtailable) | 668.7259 | 696.703 | 672.4 | 633.4 | 600.4 | 601.4 | 593.4 | 602.4 | 602.4 | 602.4 | 604.4
2008 | TL | MRO | - | - | W02c | Critical Peak-Pricing with Control | 0 | 0 | 0 | 0 | 0 | 0 | 0 | 0 | 0 | 0 | 0
2008 | TL | MRO | - | - | W02d | Load as a Capacity Resource | 0 | 0 | 0 | 0 | 0 | 0 | 0 | 0 | 0 | 0 | 0
2008 | TL | MRO | - | - | W03 | Net Internal Demand | 40723.21 | 41673.57 | 43109.21 | 43946.27 | 44646.92 | 45344.91 | 45690.63 | 46511.06 | 47057.61 | 47680.59 | 48245.78
2008 | TL | MRO | - | - | W04 | Demand Response Used for Ancillary Services | 764.195 | 766.28 | 775.195 | 762.185 | 770.06 | 775.9 | 781.87 | 787.915 | 793.45 | 797.88 | 803.175
2008 | TL | MRO | - | - | W04a | Spinning Reserves | 59 | 59 | 59 | 59 | 59 | 59 | 59 | 59 | 59 | 59 | 59
2008 | TL | MRO | - | - | W04b | Non-Spinning Reserves | 138 | 139 | 140 | 143 | 144 | 145 | 146 | 147 | 149 | 150 | 151
2008 | TL | MRO | - | - | W04c | Regulation | 75 | 75 | 75 | 75 | 75 | 75 | 75 | 75 | 75 | 75 | 75
2008 | TL | MRO | - | - | W04d | Emergency | 492.195 | 493.28 | 501.195 | 485.185 | 492.06 | 496.9 | 501.87 | 506.915 | 510.45 | 513.88 | 518.175
2008 | TL | MRO | - | - | W05 | TOTAL INTERNAL CAPACITY | 56603.56 | 58674.01 | 62474.67 | 65724.13 | 68845.33 | 72966.16 | 75226.58 | 76195.77 | 76765.52 | 76540.37 | 77065.61
2008 | TL | MRO | - | - | W06 | EXISTING CAPACITY | 56603.56 | 56405.51 | 56062.97 | 56046.41 | 56035.66 | 56023.91 | 56457.93 | 56458.73 | 56458.97 | 56507.21 | 56506.46
2008 | TL | MRO | - | - | W06a | Certain | 52587.59 | 52389.14 | 52039.2 | 52022.65 | 52011.89 | 52000.14 | 52284.16 | 52284.96 | 52285.2 | 52333.45 | 52332.69
2008 | TL | MRO | - | - | W06b | Uncertain | 4015.967 | 4016.367 | 4023.767 | 4023.767 | 4023.767 | 4023.767 | 4173.767 | 4173.767 | 4173.767 | 4173.767 | 4173.767
2008 | TL | MRO | - | - | W06b5 | Energy Only | 0 | 0 | 0 | 0 | 0 | 0 | 0 | 0 | 0 | 0 | 0
2008 | TL | MRO | - | - | W06b6 | Inoperable | 34 | 34 | 34 | 34 | 34 | 34 | 34 | 34 | 34 | 34 | 34
2008 | TL | MRO | - | - | W07 | PLANNED AND PROPOSED CAPACITY ADDITIONS = 7a+7b | 0 | 2268.5 | 6411.7 | 9677.721 | 12809.67 | 16942.25 | 18768.65 | 19737.05 | 20306.55 | 20033.15 | 20559.15
2008 | TL | MRO | - | - | W07a | Planned | 0 | 1603.9 | 3875.9 | 4039.9 | 4538.9 | 4632.9 | 5109.9 | 5442.9 | 5442.9 | 5109.9 | 5635.9
2008 | TL | MRO | - | - | W07a9 | Energy Only | 0 | 0 | 0 | 0 | 0 | 0 | 0 | 0 | 0 | 0 | 0
2008 | TL | MRO | - | - | W07b | Proposed | 0 | 664.6 | 2535.8 | 5637.82 | 8270.768 | 12309.35 | 13658.75 | 14294.15 | 14863.65 | 14923.25 | 14923.25
2008 | TL | MRO | - | - | W07b9 | Energy Only | 0 | 0 | 0 | 0 | 0 | 0 | 5 | 5 | 5 | 5 | 5
2008 | TL | MRO | - | - | W08 | Transmission-Limited Resources | 0 | 0 | 0 | 0 | 0 | 0 | 0 | 0 | 0 | 0 | 0
2008 | TL | MRO | - | - | W09 | DELIVERABLE INTERNAL CAPACITY = 6a + 7a | 52587.59 | 53993.04 | 55915.1 | 56062.55 | 56550.79 | 56633.04 | 57394.06 | 57727.86 | 57728.1 | 57443.35 | 57968.59
2008 | TL | MRO | - | - | W10 | CAPACITY PURCHASES AND INCOMING ADJUSTMENTS = 10a+10b+10c+10d | 0 | 942.6 | 728.4 | 726.1 | 715.8 | 715.8 | 715.8 | 640.8 | 890.8 | 855.8 | 605.8
2008 | TL | MRO | - | - | W10a | Firm Purchases | 947.8 | 942.6 | 728.4 | 726.1 | 715.8 | 715.8 | 715.8 | 640.8 | 640.8 | 355.8 | 105.8
2008 | TL | MRO | - | - | W10b | Non-firm Purchases | 0 | 0 | 0 | 0 | 0 | 0 | 0 | 0 | 0 | 0 | 0
2008 | TL | MRO | - | - | W10c | Expected Purchases | 0 | 0 | 0 | 0 | 0 | 0 | 0 | 0 | 0 | 0 | 0
2008 | TL | MRO | - | - | W10d | Provisional Purchases | 0 | 0 | 0 | 0 | 0 | 0 | 0 | 0 | 250 | 500 | 500
2008 | TL | MRO | - | - | W11 | CAPACITY SALES AND OUTGOING ADJUSTMENTS = 11a+11b+11c+11d | 0 | 1067.565 | 1022.633 | 950.7173 | 864.8025 | 858.8878 | 876.2627 | 805.348 | 829.8551 | 799.8551 | 855.8551
2008 | TL | MRO | - | - | W11a | Firm Sales | 968.8154 | 857.8154 | 802.8154 | 731.8154 | 646.8154 | 641.8154 | 560.3251 | 490.3251 | 520.3251 | 490.3251 | 546.3251
2008 | TL | MRO | - | - | W11b | Non-firm Sales | 202 | 209.75 | 219.8177 | 218.9018 | 217.9871 | 217.0723 | 315.9376 | 315.0229 | 309.53 | 309.53 | 309.53
2008 | TL | MRO | - | - | W11c | Expected Sales | 0 | 0 | 0 | 0 | 0 | 0 | 0 | 0 | 0 | 0 | 0
2008 | TL | MRO | - | - | W11d | Provisional Sales | 0 | 0 | 0 | 0 | 0 | 0 | 0 | 0 | 0 | 0 | 0
2008 | TL | MRO | - | - | W12 | Net Capacity Resources | 52566.57 | 54077.82 | 55840.69 | 56056.83 | 56619.78 | 56707.02 | 57549.54 | 57878.33 | 57848.58 | 57308.82 | 57528.07
2008 | TL | MRO | - | - | W14 | ADJUSTED POTENTIAL RESOURCES = 12+6b-Uncertain Derates+(7b*15)+10b+10d-11b-11d | 52956.98 | 54793 | 57395 | 58853 | 60339 | 61841 | 63207 | 63664 | 64003 | 63726 | 63945
2008 | TL | MRO | - | - | W13 | Total Potential Resources | 52956.98 | 55125.48 | 58756.88 | 62075.96 | 65272.77 | 69399.51 | 71642.56 | 72607.67 | 73402.91 | 73172.75 | 73392
2008 | TL | MRO | - | - | W15 | Confidence of Proposed (7b), using engineering judgement | 0 | 0.5 | 0.45 | 0.4 | 0.35 | 0.35 | 0.35 | 0.2 | 0.2 | 0.2 | 0.2
2008 | TL | MRO | - | - | W15a | Net Proposed Resources After Confidence Percentage Is Applied = 7b*15 | 0 | 332 | 1174 | 2415 | 3337 | 4751 | 5223 | 5350 | 5464 | 5476 | 5476
2008 | TL | MRO | - | - | W16 | Region/Subregion Target Margin | 0 | 0.13 | 0.13 | 0.13 | 0.13 | 0.13 | 0.13 | 0.13 | 0.13 | 0.13 | 0.13
2008 | TL | MRO | - | - | W17 | Existing Certain | 0.2253 | 0.20582 | 0.17042 | 0.15515 | 0.14274 | 0.12922 | 0.1287 | 0.11298 | 0.10205 | 0.08656 | 0.070269
2008 | TL | MRO | - | - | W18 | Net Capacity Resources | 0.2253 | 0.22938 | 0.228 | 0.21604 | 0.21146 | 0.20037 | 0.20606 | 0.1964 | 0.18654 | 0.16801 | 0.16135
2008 | TL | MRO | - | - | W20 | Adjusted Potential Resources | 0.23101 | 0.23944 | 0.2489 | 0.25329 | 0.26007 | 0.26675 | 0.27713 | 0.26943 | 0.26476 | 0.25179 | 0.24551
2008 | TL | MRO | - | - | W19 | Total Potential Resources | 0.23101 | 0.24402 | 0.26631 | 0.29206 | 0.31599 | 0.34661 | 0.36224 | 0.35942 | 0.35891 | 0.34838 | 0.34263
2008 | TL | MRO | - | - | W21 | Distributed Generator Capacity < 1 MW | 25.3 | 25.3 | 26.9 | 28.5 | 30.1 | 31.7 | 33.3 | 34.9 | 36.5 | 38.1 | 38.1
2008 | TL | MRO | - | - | W22 | Other Capacity < 1 MW | 16.895 | 15.895 | 15.895 | 15.895 | 15.895 | 15.895 | 15.895 | 14.595 | 14.595 | 14.595 | 14.595
2008 | TL | MRO | - | - | W23 | Distributed Generator Capacity >= 1 MW | 206.9 | 208.6 | 208.6 | 208.6 | 208.6 | 208.6 | 208.6 | 208.6 | 208.6 | 208.6 | 208.6
2008 | TL | MRO | - | - | W24 | Capacity Total from EIA-860 | 0 | 0 | 0 | 0 | 0 | 0 | 0 | 0 | 0 | 0 | 0
2008 | TL | MRO | - | - | W25 | EIA-860 Capacity Total less Total Internal Capacity | 56603.56 | 0 | 0 | 0 | 0 | 0 | 0 | 0 | 0 | 0 | 0
2008 | TL | MRO | - | - | CWTF | Total | 49177.06 | 51179.49 | 53465.47 | 53900.06 | 54686.58 | 55078.54 | 56331.38 | 56669.19 | 56714.43 | 56394.68 | 56919.93
2008 | TL | NPCC | - | - | W01 | Unrestricted Non-coincident Peak Demand | 112790.8 | 115012.1 | 116677.8 | 117682.8 | 118686.8 | 119702.5 | 120695.4 | 121678.2 | 122514.2 | 123512.1 | 124413
2008 | TL | NPCC | - | - | W01a | New Conservation (Energy Efficiency) | 0 | 893.5131 | 1849.201 | 2576.713 | 2981.729 | 3375.042 | 3720.187 | 4016.043 | 4293.325 | 4424.973 | 4688.444
2008 | TL | NPCC | - | - | W01b | Estimated Diversity | 0 | 0 | 0 | 0 | 0 | 0 | 0 | 0 | 0 | 0 | 0
2008 | TL | NPCC | - | - | W01c | Additions for non-member load | 0 | 0 | 0 | 0 | 0 | 0 | 0 | 0 | 0 | 0 | 0
2008 | TL | NPCC | - | - | W01d | Stand-by Load Under Contract | 0 | 0 | 0 | 0 | 0 | 0 | 0 | 0 | 0 | 0 | 0
2008 | TL | NPCC | - | - | W02 | Total Internal Demand | 112790.8 | 114118.6 | 114828.5 | 115106.1 | 115705 | 116327.4 | 116975.3 | 117662.1 | 118220.9 | 119087.2 | 119724.5
2008 | TL | NPCC | - | - | W02a | Direct Control Load Management | 0 | 250 | 250 | 250 | 250 | 250 | 250 | 250 | 250 | 250 | 250
2008 | TL | NPCC | - | - | W02b | Contractually Interruptible (Curtailable) | 1273 | 2084 | 2106 | 2225.11 | 2245.444 | 2263.779 | 2280.114 | 2294.448 | 2308.783 | 2311.592 | 2316.321
2008 | TL | NPCC | - | - | W02c | Critical Peak-Pricing with Control | 0 | 0 | 0 | 0 | 0 | 0 | 0 | 0 | 0 | 0 | 0
2008 | TL | NPCC | - | - | W02d | Load as a Capacity Resource | 1915.1 | 2430 | 2430 | 2571 | 2571 | 2571 | 2571 | 2571 | 2571 | 2571 | 2571
2008 | TL | NPCC | - | - | W03 | Net Internal Demand | 109602.7 | 109354.6 | 110042.5 | 110060 | 110638.6 | 111242.6 | 111874.1 | 112546.7 | 113091.1 | 113954.6 | 114587.2
2008 | TL | NPCC | - | - | W04 | Demand Response Used for Ancillary Services | 2075 | 2524.3 | 2524.3 | 2524.3 | 2524.3 | 2524.3 | 2524.3 | 2524.3 | 2524.3 | 2524.3 | 2524.3
2008 | TL | NPCC | - | - | W04a | Spinning Reserves | 1200 | 1328.7 | 1328.7 | 1328.7 | 1328.7 | 1328.7 | 1328.7 | 1328.7 | 1328.7 | 1328.7 | 1328.7
2008 | TL | NPCC | - | - | W04b | Non-Spinning Reserves | 600 | 741.35 | 741.35 | 741.35 | 741.35 | 741.35 | 741.35 | 741.35 | 741.35 | 741.35 | 741.35
2008 | TL | NPCC | - | - | W04c | Regulation | 275 | 275 | 275 | 275 | 275 | 275 | 275 | 275 | 275 | 275 | 275
2008 | TL | NPCC | - | - | W04d | Emergency | 0 | 179.25 | 179.25 | 179.25 | 179.25 | 179.25 | 179.25 | 179.25 | 179.25 | 179.25 | 179.25
2008 | TL | NPCC | - | - | W05 | TOTAL INTERNAL CAPACITY | 154097.1 | 157078.7 | 164618.5 | 168336.7 | 168375.2 | 169870.1 | 172368.5 | 170501.4 | 170660.7 | 171176.2 | 171008.2
2008 | TL | NPCC | - | - | W06 | EXISTING CAPACITY | 154097.1 | 154128.7 | 154154.7 | 150053.3 | 147961.3 | 146960.3 | 146633.7 | 143340.7 | 143036.7 | 142929.7 | 142723.7
2008 | TL | NPCC | - | - | W06a | Certain | 148006.1 | 149444.9 | 149633.9 | 144705.5 | 142713.5 | 142527.5 | 142454.9 | 139161.9 | 138060.9 | 136589.9 | 136383.9
2008 | TL | NPCC | - | - | W06b | Uncertain | 6091 | 4683.8 | 4520.8 | 5347.8 | 5247.8 | 4432.8 | 4178.8 | 4178.8 | 4975.8 | 6339.8 | 6339.8
2008 | TL | NPCC | - | - | W06b5 | Energy Only | 32 | 32 | 32 | 32 | 32 | 32 | 32 | 32 | 32 | 32 | 32
2008 | TL | NPCC | - | - | W06b6 | Inoperable | 4043 | 1338 | 1645 | 2472 | 2472 | 1702 | 1448 | 1448 | 2245 | 3609 | 3609
2008 | TL | NPCC | - | - | W07 | PLANNED AND PROPOSED CAPACITY ADDITIONS = 7a+7b | 0 | 2949.965 | 10463.79 | 18283.42 | 20413.9 | 22909.76 | 25734.8 | 27160.72 | 27623.99 | 28246.54 | 28284.47
2008 | TL | NPCC | - | - | W07a | Planned | 0 | 2077.965 | 6753.385 | 8076.6 | 8430.8 | 8640.8 | 8642 | 9264 | 9264 | 9524 | 9524
2008 | TL | NPCC | - | - | W07a9 | Energy Only | 0 | 0 | 80 | 80 | 80 | 80 | 80 | 80 | 80 | 80 | 80
2008 | TL | NPCC | - | - | W07b | Proposed | 0 | 872 | 3710.4 | 10206.82 | 11983.1 | 14268.96 | 17092.8 | 17896.72 | 18359.99 | 18722.54 | 18760.47
2008 | TL | NPCC | - | - | W07b9 | Energy Only | 0 | 0 | 0 | 0 | 0 | 0 | 0 | 0 | 0 | 0 | 0
2008 | TL | NPCC | - | - | W08 | Transmission-Limited Resources | 0 | 145 | 145 | 145 | 45 | 0 | 0 | 0 | 0 | 0 | 0
2008 | TL | NPCC | - | - | W09 | DELIVERABLE INTERNAL CAPACITY = 6a + 7a | 148006.1 | 151522.9 | 156387.3 | 152782.1 | 151144.3 | 151168.3 | 151096.9 | 148425.9 | 147324.9 | 146113.9 | 145907.9
2008 | TL | NPCC | - | - | W10 | CAPACITY PURCHASES AND INCOMING ADJUSTMENTS = 10a+10b+10c+10d | 0 | 2181 | 3231 | 3684 | 4004 | 4004 | 4004 | 3954 | 3954 | 3954 | 3954
2008 | TL | NPCC | - | - | W10a | Firm Purchases | 1793.7 | 881 | 681 | 1134 | 1454 | 1454 | 1454 | 1404 | 1404 | 1404 | 1404
2008 | TL | NPCC | - | - | W10b | Non-firm Purchases | 0 | 0 | 0 | 0 | 0 | 0 | 0 | 0 | 0 | 0 | 0
2008 | TL | NPCC | - | - | W10c | Expected Purchases | 0 | 1300 | 1300 | 1300 | 1300 | 1300 | 1300 | 1300 | 1300 | 1300 | 1300
2008 | TL | NPCC | - | - | W10d | Provisional Purchases | 0 | 0 | 1250 | 1250 | 1250 | 1250 | 1250 | 1250 | 1250 | 1250 | 1250
2008 | TL | NPCC | - | - | W11 | CAPACITY SALES AND OUTGOING ADJUSTMENTS = 11a+11b+11c+11d | 0 | 1907 | 1987 | 1865 | 1236 | 1236 | 1236 | 1236 | 1236 | 1236 | 1236
2008 | TL | NPCC | - | - | W11a | Firm Sales | 983 | 996 | 996 | 874 | 245 | 245 | 245 | 245 | 245 | 245 | 245
2008 | TL | NPCC | - | - | W11b | Non-firm Sales | 11 | 11 | 91 | 91 | 91 | 91 | 91 | 91 | 91 | 91 | 91
2008 | TL | NPCC | - | - | W11c | Expected Sales | 0 | 900 | 900 | 900 | 900 | 900 | 900 | 900 | 900 | 900 | 900
2008 | TL | NPCC | - | - | W11d | Provisional Sales | 0 | 0 | 0 | 0 | 0 | 0 | 0 | 0 | 0 | 0 | 0
2008 | TL | NPCC | - | - | W12 | Net Capacity Resources | 148816.8 | 151807.9 | 156472.3 | 153442.1 | 152753.3 | 152777.3 | 152705.9 | 149984.9 | 148883.9 | 147672.9 | 147466.9
2008 | TL | NPCC | - | - | W14 | ADJUSTED POTENTIAL RESOURCES = 12+6b-Uncertain Derates+(7b*15)+10b+10d-11b-11d | 148805.8 | 152365 | 157850 | 154861 | 154675 | 155399 | 157093 | 155168 | 154530 | 153674 | 153506
2008 | TL | NPCC | - | - | W13 | Total Potential Resources | 148805.8 | 153236.8 | 161486.7 | 164952.9 | 165940.4 | 168205.3 | 170957.7 | 169040.6 | 168402.9 | 167554.4 | 167386.4
2008 | TL | NPCC | - | - | W15 | Confidence of Proposed (7b), using engineering judgement | 0 | 0.5 | 1 | 1 | 1.5 | 1.5 | 1.5 | 1.5 | 1.5 | 1.5 | 1.5
2008 | TL | NPCC | - | - | W15a | Net Proposed Resources After Confidence Percentage Is Applied = 7b*15 | 0 | 0 | 74 | 115 | 718 | 1463 | 3228 | 4024 | 4487 | 4842 | 4880
2008 | TL | NPCC | - | - | W16 | Region/Subregion Target Margin | 0 | 0 | 0 | 0 | 0 | 0 | 0 | 0 | 0 | 0 | 0
2008 | TL | NPCC | - | - | W17 | Existing Certain | 1.2649 | 1.2476 | 1.2533 | 1.1596 | 1.1204 | 1.0877 | 1.0679 | 0.91692 | 0.84929 | 0.74208 | 0.7114
2008 | TL | NPCC | - | - | W18 | Net Capacity Resources | 1.2649 | 1.3094 | 1.4361 | 1.3752 | 1.3552 | 1.3339 | 1.3122 | 1.2214 | 1.1729 | 1.1047 | 1.0783
2008 | TL | NPCC | - | - | W20 | Adjusted Potential Resources | 1.2636 | 1.3227 | 1.462 | 1.402 | 1.3947 | 1.3899 | 1.3995 | 1.3445 | 1.3136 | 1.2692 | 1.245
2008 | TL | NPCC | - | - | W19 | Total Potential Resources | 1.2636 | 1.3381 | 1.5282 | 1.5735 | 1.5828 | 1.5992 | 1.6231 | 1.5708 | 1.5417 | 1.4999 | 1.4773
2008 | TL | NPCC | - | - | W21 | Distributed Generator Capacity < 1 MW | 2.959 | 3.909 | 3.909 | 3.909 | 3.909 | 3.909 | 3.909 | 3.909 | 3.909 | 3.909 | 3.909
2008 | TL | NPCC | - | - | W22 | Other Capacity < 1 MW | 0 | 0 | 0 | 0 | 0 | 0 | 0 | 0 | 0 | 0 | 0
2008 | TL | NPCC | - | - | W23 | Distributed Generator Capacity >= 1 MW | 29.636 | 488.878 | 1004.728 | 1088.408 | 1098.408 | 1098.408 | 1098.408 | 1098.408 | 1098.408 | 1098.408 | 1098.408
2008 | TL | NPCC | - | - | W24 | Capacity Total from EIA-860 | 0 | 0 | 0 | 0 | 0 | 0 | 0 | 0 | 0 | 0 | 0
2008 | TL | NPCC | - | - | W25 | EIA-860 Capacity Total less Total Internal Capacity | 154097.1 | 0 | 0 | 0 | 0 | 0 | 0 | 0 | 0 | 0 | 0
2008 | TL | NPCC | - | - | CWTF | Total | 147420.1 | 151634 | 156966.5 | 154171.4 | 152160.9 | 152731.2 | 154594 | 152727 | 152088.2 | 151240.8 | 151072.7
2008 | TL | WECC | - | - | W01 | Unrestricted Non-coincident Peak Demand | 133726 | 139301 | 142569 | 145472 | 148483 | 151674 | 154664 | 157597 | 160577 | 163511 | 166586
2008 | TL | WECC | - | - | W01a | New Conservation (Energy Efficiency) | 47 | 672 | 966 | 1273 | 1584 | 1894 | 2212 | 2519 | 2825 | 3133 | 3440
2008 | TL | WECC | - | - | W01b | Estimated Diversity | 402 | 402 | 402 | 402 | 402 | 402 | 402 | 402 | 402 | 402 | 402
2008 | TL | WECC | - | - | W01c | Additions for non-member load | 1479 | 1510 | 1535 | 1563 | 1594 | 1629 | 1666 | 1706 | 1751 | 1798 | 1850
2008 | TL | WECC | - | - | W01d | Stand-by Load Under Contract | 143 | 143 | 143 | 143 | 143 | 143 | 143 | 143 | 143 | 143 | 143
2008 | TL | WECC | - | - | W02 | Total Internal Demand | 134899 | 139880 | 142879 | 145503 | 148234 | 151150 | 153859 | 156525 | 159244 | 161917 | 164737
2008 | TL | WECC | - | - | W02a | Direct Control Load Management | 2115 | 2112 | 2161 | 2207 | 2250 | 2286 | 2320 | 2354 | 2388 | 2421 | 2454
2008 | TL | WECC | - | - | W02b | Contractually Interruptible (Curtailable) | 1091 | 970 | 1043 | 1058 | 1086 | 1073 | 1083 | 1085 | 1103 | 1104 | 1106
2008 | TL | WECC | - | - | W02c | Critical Peak-Pricing with Control | 0 | 0 | 0 | 0 | 0 | 0 | 0 | 0 | 0 | 0 | 0
2008 | TL | WECC | - | - | W02d | Load as a Capacity Resource | 0 | 0 | 0 | 0 | 0 | 0 | 0 | 0 | 0 | 0 | 0
2008 | TL | WECC | - | - | W03 | Net Internal Demand | 131693 | 136798 | 139675 | 142238 | 144898 | 147791 | 150456 | 153086 | 155753 | 158392 | 161177
2008 | TL | WECC | - | - | W04 | Demand Response Used for Ancillary Services | 110 | 110 | 110 | 110 | 110 | 110 | 110 | 110 | 110 | 110 | 110
2008 | TL | WECC | - | - | W04a | Spinning Reserves | 0 | 0 | 0 | 0 | 0 | 0 | 0 | 0 | 0 | 0 | 0
2008 | TL | WECC | - | - | W04b | Non-Spinning Reserves | 110 | 110 | 110 | 110 | 110 | 110 | 110 | 110 | 110 | 110 | 110
2008 | TL | WECC | - | - | W04c | Regulation | 0 | 0 | 0 | 0 | 0 | 0 | 0 | 0 | 0 | 0 | 0
2008 | TL | WECC | - | - | W04d | Emergency | 0 | 0 | 0 | 0 | 0 | 0 | 0 | 0 | 0 | 0 | 0
2008 | TL | WECC | - | - | W05 | TOTAL INTERNAL CAPACITY | 208826 | 214343 | 217426 | 223074 | 227364 | 229140 | 231311 | 232293 | 232974 | 233037 | 233365
2008 | TL | WECC | - | - | W06 | EXISTING CAPACITY | 208826 | 208826 | 208826 | 208826 | 208826 | 208826 | 208826 | 208826 | 208826 | 208826 | 208826
2008 | TL | WECC | - | - | W06a | Certain | 185930 | 189435 | 189765 | 189744 | 189518 | 189913 | 189811 | 189366 | 189812 | 189315 | 189436
2008 | TL | WECC | - | - | W06b | Uncertain | 22896 | 19391 | 19061 | 19082 | 19308 | 18913 | 19015 | 19460 | 19014 | 19511 | 19390
2008 | TL | WECC | - | - | W06b5 | Energy Only | 0 | 0 | 0 | 0 | 0 | 0 | 0 | 0 | 0 | 0 | 0
2008 | TL | WECC | - | - | W06b6 | Inoperable | 7351 | 3846 | 3516 | 3537 | 3763 | 3368 | 3470 | 3915 | 3469 | 3966 | 3845
2008 | TL | WECC | - | - | W07 | PLANNED AND PROPOSED CAPACITY ADDITIONS = 7a+7b | 0 | 5517 | 8600 | 14248 | 18538 | 20314 | 22485 | 23467 | 24148 | 24211 | 24539
2008 | TL | WECC | - | - | W07a | Planned | 0 | 4681 | 6247 | 7983 | 9856 | 9934 | 10660 | 10660 | 10939 | 11095 | 11095
2008 | TL | WECC | - | - | W07a9 | Energy Only | 0 | 0 | 0 | 0 | 0 | 0 | 0 | 0 | 0 | 0 | 0
2008 | TL | WECC | - | - | W07b | Proposed | 0 | 836 | 2353 | 6265 | 8682 | 10380 | 11825 | 12807 | 13209 | 13116 | 13444
2008 | TL | WECC | - | - | W07b9 | Energy Only | 0 | 0 | 0 | 0 | 0 | 0 | 0 | 0 | 0 | 0 | 0
2008 | TL | WECC | - | - | W08 | Transmission-Limited Resources | 52 | 52 | 52 | 52 | 52 | 52 | 52 | 52 | 52 | 52 | 52
2008 | TL | WECC | - | - | W09 | DELIVERABLE INTERNAL CAPACITY = 6a + 7a | 185930 | 194116 | 196012 | 197727 | 199374 | 199847 | 200471 | 200026 | 200751 | 200410 | 200531
2008 | TL | WECC | - | - | W10 | CAPACITY PURCHASES AND INCOMING ADJUSTMENTS = 10a+10b+10c+10d | 0 | 668 | 503 | 386 | 238 | 241 | 245 | 247 | 249 | 250 | 251
2008 | TL | WECC | - | - | W10a | Firm Purchases | 661 | 668 | 503 | 386 | 238 | 241 | 245 | 247 | 249 | 250 | 251
2008 | TL | WECC | - | - | W10b | Non-firm Purchases | 0 | 0 | 0 | 0 | 0 | 0 | 0 | 0 | 0 | 0 | 0
2008 | TL | WECC | - | - | W10c | Expected Purchases | 0 | 0 | 0 | 0 | 0 | 0 | 0 | 0 | 0 | 0 | 0
2008 | TL | WECC | - | - | W10d | Provisional Purchases | 0 | 0 | 0 | 0 | 0 | 0 | 0 | 0 | 0 | 0 | 0
2008 | TL | WECC | - | - | W11 | CAPACITY SALES AND OUTGOING ADJUSTMENTS = 11a+11b+11c+11d | 0 | 1003 | 1001 | 960 | 990 | 1017 | 1035 | 1063 | 1089 | 1166 | 1201
2008 | TL | WECC | - | - | W11a | Firm Sales | 168 | 174 | 158 | 160 | 161 | 160 | 161 | 161 | 161 | 162 | 162
2008 | TL | WECC | - | - | W11b | Non-firm Sales | 0 | 0 | 0 | 0 | 0 | 0 | 0 | 0 | 0 | 0 | 0
2008 | TL | WECC | - | - | W11c | Expected Sales | 0 | 829 | 843 | 800 | 829 | 857 | 874 | 902 | 928 | 1004 | 1039
2008 | TL | WECC | - | - | W11d | Provisional Sales | 0 | 0 | 0 | 0 | 0 | 0 | 0 | 0 | 0 | 0 | 0
2008 | TL | WECC | - | - | W12 | Net Capacity Resources | 186423 | 193781 | 195514 | 197153 | 198622 | 199071 | 199681 | 199210 | 199911 | 199494 | 199581
2008 | TL | WECC | - | - | W14 | ADJUSTED POTENTIAL RESOURCES = 12+6b-Uncertain Derates+(7b*15)+10b+10d-11b-11d | 186475 | 193833 | 195566 | 197205 | 198674 | 199123 | 199733 | 199262 | 199963 | 199546 | 199633
2008 | TL | WECC | - | - | W13 | Total Potential Resources | 186475 | 194669 | 197919 | 203470 | 207356 | 209503 | 211558 | 212069 | 213172 | 212662 | 213077
2008 | TL | WECC | - | - | W15 | Confidence of Proposed (7b), using engineering judgement | 0 | 0 | 0 | 0 | 0 | 0 | 0 | 0 | 0 | 0 | 0
2008 | TL | WECC | - | - | W15a | Net Proposed Resources After Confidence Percentage Is Applied = 7b*15 | 0 | 0 | 0 | 0 | 0 | 0 | 0 | 0 | 0 | 0 | 0
2008 | TL | WECC | - | - | W16 | Region/Subregion Target Margin | 0.11438 | 0.11438 | 0.11438 | 0.11438 | 0.11438 | 0.11438 | 0.11438 | 0.11438 | 0.11438 | 0.11438 | 0.11438
2008 | TL | WECC | - | - | W17 | Existing Certain | 0.29358 | 0.27974 | 0.26529 | 0.25126 | 0.23575 | 0.22213 | 0.20769 | 0.19195 | 0.17982 | 0.16373 | 0.14957
2008 | TL | WECC | - | - | W18 | Net Capacity Resources | 0.29358 | 0.29406 | 0.2856 | 0.27854 | 0.27048 | 0.2576 | 0.24652 | 0.23153 | 0.22089 | 0.20603 | 0.19242
2008 | TL | WECC | - | - | W20 | Adjusted Potential Resources | 0.29378 | 0.29425 | 0.28579 | 0.27873 | 0.27067 | 0.25779 | 0.24671 | 0.23174 | 0.22109 | 0.20624 | 0.19263
2008 | TL | WECC | - | - | W19 | Total Potential Resources | 0.29378 | 0.29728 | 0.29428 | 0.30094 | 0.30121 | 0.29456 | 0.28882 | 0.27813 | 0.26936 | 0.25519 | 0.24357
2008 | TL | WECC | - | - | W21 | Distributed Generator Capacity < 1 MW | 0 | 0 | 0 | 0 | 0 | 0 | 0 | 0 | 0 | 0 | 0
2008 | TL | WECC | - | - | W22 | Other Capacity < 1 MW | 0 | 0 | 0 | 0 | 0 | 0 | 0 | 0 | 0 | 0 | 0
2008 | TL | WECC | - | - | W23 | Distributed Generator Capacity >= 1 MW | 0 | 0 | 0 | 0 | 0 | 0 | 0 | 0 | 0 | 0 | 0
2008 | TL | WECC | - | - | W24 | Capacity Total from EIA-860 | 0 | 0 | 0 | 0 | 0 | 0 | 0 | 0 | 0 | 0 | 0
2008 | TL | WECC | - | - | W25 | EIA-860 Capacity Total less Total Internal Capacity | 208826 | 0 | 0 | 0 | 0 | 0 | 0 | 0 | 0 | 0 | 0
2008 | TL | WECC | - | - | CWTF | Total | 186660 | 191780 | 193346 | 194989 | 196862 | 196940 | 197666 | 197666 | 197666 | 197666 | 197666
2009 | US | TRE | - | ERCOT | W01 | Unrestricted Non-coincident Peak Demand = 2+1a+1b-1c-1d | 47805.6548 | 43573 | 44705 | 46026 | 47272 | 48226 | 49156 | 49994 | 51077 | 52012 | 52647
2009 | US | TRE | - | ERCOT | W01a | New Conservation (Energy Efficiency) | 0 | 110 | 242 | 242 | 242 | 242 | 242 | 242 | 242 | 242 | 242
2009 | US | TRE | - | ERCOT | W01b | Estimated Diversity | 0 | 0 | 0 | 0 | 0 | 0 | 0 | 0 | 0 | 0 | 0
2009 | US | TRE | - | ERCOT | W01c | Additions for non-member load (load served by non-registered LSE's in a region) | 0 | 0 | 0 | 0 | 0 | 0 | 0 | 0 | 0 | 0 | 0
2009 | US | TRE | - | ERCOT | W01d | Stand-by Load Under Contract (Normally served by behind the meter generation) | 0 | 0 | 0 | 0 | 0 | 0 | 0 | 0 | 0 | 0 | 0
2009 | US | TRE | - | ERCOT | W02 | Total Internal Demand | 47805.6548 | 43463 | 44463 | 45784 | 47030 | 47984 | 48914 | 49752 | 50835 | 51770 | 52405
2009 | US | TRE | - | ERCOT | W02a | Direct Control Load Management | 0 | 0 | 0 | 0 | 0 | 0 | 0 | 0 | 0 | 0 | 0
2009 | US | TRE | - | ERCOT | W02b | Contractually Interruptible (Curtailable) | 0 | 0 | 0 | 0 | 0 | 0 | 0 | 0 | 0 | 0 | 0
2009 | US | TRE | - | ERCOT | W02c | Critical Peak-Pricing (CPP) with Control | 0 | 0 | 0 | 0 | 0 | 0 | 0 | 0 | 0 | 0 | 0
2009 | US | TRE | - | ERCOT | W02d | Load as a Capacity Resource | 1059 | 1115 | 1115 | 1115 | 1115 | 1115 | 1115 | 1115 | 1115 | 1115 | 1115
2009 | US | TRE | - | ERCOT | W03 | Net Internal Demand = 2-2a-2b-2c-2d | 46746.6548 | 42348 | 43348 | 44669 | 45915 | 46869 | 47799 | 48637 | 49720 | 50655 | 51290
2009 | US | TRE | - | ERCOT | W04a | Demand Response used for Reserves - Spinning | 1059 | 1115 | 1115 | 1115 | 1115 | 1115 | 1115 | 1115 | 1115 | 1115 | 1115
2009 | US | TRE | - | ERCOT | W04b | Demand Response used for Reserves - Non-Spinning | 0 | 0 | 0 | 0 | 0 | 0 | 0 | 0 | 0 | 0 | 0
2009 | US | TRE | - | ERCOT | W04c | Demand Response used for Regulation | 0 | 0 | 0 | 0 | 0 | 0 | 0 | 0 | 0 | 0 | 0
2009 | US | TRE | - | ERCOT | W04d | Demand Response used for Energy, Voluntary - Emergency | 217 | 217 | 217 | 217 | 217 | 217 | 217 | 217 | 217 | 217 | 217
2009 | US | TRE | - | ERCOT | W05 | TOTAL INTERNAL CAPACITY = 6+7 | 85763 | 89975.777 | 102272.5825 | 112489.0719 | 117793.1449 | 122008.1449 | 123631.5449 | 123631.5449 | 123631.5449 | 123631.5449 | 123631.5449
2009 | US | TRE | - | ERCOT | W06 | EXISTING CAPACITY = 6a+6b+6c | 85763 | 89095 | 89095 | 89095 | 89095 | 89095 | 89095 | 89095 | 89095 | 89095 | 89095
2009 | US | TRE | - | ERCOT | W06a | Existing, Certain (Note: The sum of 6a1 through 6a4 must be <= 6a) | 73589 | 73610 | 73610 | 73610 | 73610 | 73610 | 73610 | 73610 | 73610 | 73610 | 73610
2009 | US | TRE | - | ERCOT | W06a1 | Wind Expected On-Peak | 702 | 708 | 708 | 708 | 708 | 708 | 708 | 708 | 708 | 708 | 708
2009 | US | TRE | - | ERCOT | W06a2 | Solar Expected On-Peak | 0 | 0 | 0 | 0 | 0 | 0 | 0 | 0 | 0 | 0 | 0
2009 | US | TRE | - | ERCOT | W06a3 | Hydro Expected On-Peak | 0 | 0 | 0 | 0 | 0 | 0 | 0 | 0 | 0 | 0 | 0
2009 | US | TRE | - | ERCOT | W06a4 | Biomass Expected On-Peak | 61 | 66 | 66 | 66 | 66 | 66 | 66 | 66 | 66 | 66 | 66
2009 | US | TRE | - | ERCOT | W06a5 | Load as a Capacity Resource Expected On-Peak (Load Management Programs) | 0 | 0 | 0 | 0 | 0 | 0 | 0 | 0 | 0 | 0 | 0
2009 | US | TRE | - | ERCOT | W06b | Existing, Other (Note: The sum of 6b1 through 6b7 must be <= 6b) | 7909 | 7973 | 7973 | 7973 | 7973 | 7973 | 7973 | 7973 | 7973 | 7973 | 7973
2009 | US | TRE | - | ERCOT | W06b1 | Wind Derate On-Peak | 7363 | 7427 | 7427 | 7427 | 7427 | 7427 | 7427 | 7427 | 7427 | 7427 | 7427
2009 | US | TRE | - | ERCOT | W06b2 | Solar Derate On-Peak | 0 | 0 | 0 | 0 | 0 | 0 | 0 | 0 | 0 | 0 | 0
2009 | US | TRE | - | ERCOT | W06b3 | Hydro Derate On-Peak | 546 | 546 | 546 | 546 | 546 | 546 | 546 | 546 | 546 | 546 | 546
2009 | US | TRE | - | ERCOT | W06b4 | Biomass Derate On-Peak | 0 | 0 | 0 | 0 | 0 | 0 | 0 | 0 | 0 | 0 | 0
2009 | US | TRE | - | ERCOT | W06b5 | Load as a Capacity Resource Derate On-Peak (Load Management Programs) | 0 | 0 | 0 | 0 | 0 | 0 | 0 | 0 | 0 | 0 | 0
2009 | US | TRE | - | ERCOT | W06b6 | Energy Only | 0 | 0 | 0 | 0 | 0 | 0 | 0 | 0 | 0 | 0 | 0
2009 | US | TRE | - | ERCOT | W06b7 | Scheduled Outage - Maintenance | 0 | 0 | 0 | 0 | 0 | 0 | 0 | 0 | 0 | 0 | 0
2009 | US | TRE | - | ERCOT | W06b8 | Transmission-Limited Resources | 0 | 0 | 0 | 0 | 0 | 0 | 0 | 0 | 0 | 0 | 0
2009 | US | TRE | - | ERCOT | W06c | Existing, Inoperable (Note: Capacity reported in this line are not used in margin calculations) | 4265 | 7512 | 7512 | 7512 | 7512 | 7512 | 7512 | 7512 | 7512 | 7512 | 7512
2009 | US | TRE | - | ERCOT | W07 | FUTURE CAPACITY ADDITIONS = 7a+7b | 0 | 880.777 | 13177.5825 | 23394.0719 | 28698.1449 | 32913.1449 | 34536.5449 | 34536.5449 | 34536.5449 | 34536.5449 | 34536.5449
2009 | US | TRE | - | ERCOT | W07a | Future, Planned (Note: Only the net expected On-Peak values are included in this line and does not include Energy Only.) | 0 | 880.777 | 3890.452 | 4557.432 | 5524.801 | 7316.801 | 7316.801 | 7316.801 | 7316.801 | 7316.801 | 7316.801
2009 | US | TRE | - | ERCOT | W07a1 | Wind Expected On-Peak | 0 | 75.777 | 121.452 | 168.432 | 210.801 | 210.801 | 210.801 | 210.801 | 210.801 | 210.801 | 210.801
2009 | US | TRE | - | ERCOT | W07a2 | Solar Expected On-Peak | 0 | 0 | 0 | 0 | 0 | 0 | 0 | 0 | 0 | 0 | 0
2009 | US | TRE | - | ERCOT | W07a3 | Hydro Expected On-Peak | 0 | 0 | 0 | 0 | 0 | 0 | 0 | 0 | 0 | 0 | 0
2009 | US | TRE | - | ERCOT | W07a4 | Biomass Expected On-Peak | 0 | 45 | 45 | 45 | 45 | 45 | 45 | 45 | 45 | 45 | 45
2009 | US | TRE | - | ERCOT | W07b | Future, Other (Note: Only the net expected On-Peak values are included in this line and does not include Energy Only.) | 0 | 0 | 0 | 0 | 0 | 0 | 0 | 0 | 0 | 0 | 0
2009 | US | TRE | - | ERCOT | W07b1 | Wind Expected On-Peak | 0 | 0 | 0 | 0 | 0 | 0 | 0 | 0 | 0 | 0 | 0
2009 | US | TRE | - | ERCOT | W07b2 | Wind Derate On-Peak | 0 | 795.223 | 1274.548 | 1767.568 | 2212.199 | 2212.199 | 2212.199 | 2212.199 | 2212.199 | 2212.199 | 2212.199
2009 | US | TRE | - | ERCOT | W07b3 | Solar Expected On-Peak | 0 | 0 | 0 | 0 | 0 | 0 | 0 | 0 | 0 | 0 | 0
2009 | US | TRE | - | ERCOT | W07b4 | Solar Derate On-Peak | 0 | 0 | 0 | 0 | 0 | 0 | 0 | 0 | 0 | 0 | 0
2009 | US | TRE | - | ERCOT | W07b5 | Hydro Expected On-Peak | 0 | 0 | 0 | 0 | 0 | 0 | 0 | 0 | 0 | 0 | 0
2009 | US | TRE | - | ERCOT | W07b6 | Hydro Derate On-Peak | 0 | 0 | 0 | 0 | 0 | 0 | 0 | 0 | 0 | 0 | 0
2009 | US | TRE | - | ERCOT | W07b7 | Biomass Expected On-Peak | 0 | 0 | 0 | 0 | 0 | 0 | 0 | 0 | 0 | 0 | 0
2009 | US | TRE | - | ERCOT | W07b8 | Biomass Derate On-Peak | 0 | 0 | 0 | 0 | 0 | 0 | 0 | 0 | 0 | 0 | 0
2009 | US | TRE | - | ERCOT | W07b9 | Energy Only | 0 | 0 | 0 | 0 | 0 | 0 | 0 | 0 | 0 | 0 | 0
2009 | US | TRE | - | ERCOT | W08 | Conceptual (Note: Only the net expected on-peak capacity is included in this line and does not include Energy Only.) | 0 | 0 | 9287.1305 | 18836.6399 | 23173.3439 | 25596.3439 | 27219.7439 | 27219.7439 | 27219.7439 | 27219.7439 | 27219.7439
2009 | US | TRE | - | ERCOT | W08a1 | Wind Expected On-Peak | 0 | 0 | 1653.1305 | 2376.6399 | 2741.3439 | 3089.3439 | 3106.7439 | 3106.7439 | 3106.7439 | 3106.7439 | 3106.7439
2009 | US | TRE | - | ERCOT | W08a2 | Wind Derate On-Peak | 0 | 0 | 17348.3695 | 24941.0601 | 28768.3561 | 32420.3561 | 32602.9561 | 32602.9561 | 32602.9561 | 32602.9561 | 32602.9561
2009 | US | TRE | - | ERCOT | W08a3 | Solar Expected On-Peak | 0 | 0 | 0 | 225 | 225 | 225 | 225 | 225 | 225 | 225 | 225
2009 | US | TRE | - | ERCOT | W08a4 | Solar Derate On-Peak | 0 | 0 | 0 | 0 | 0 | 0 | 0 | 0 | 0 | 0 | 0
2009 | US | TRE | - | ERCOT | W08a5 | Hydro Expected On-Peak | 0 | 0 | 0 | 0 | 0 | 0 | 0 | 0 | 0 | 0 | 0
2009 | US | TRE | - | ERCOT | W08a6 | Hydro Derate On-Peak | 0 | 0 | 0 | 0 | 0 | 0 | 0 | 0 | 0 | 0 | 0
2009 | US | TRE | - | ERCOT | W08a7 | Biomass Expected On-Peak | 0 | 0 | 0 | 50 | 150 | 150 | 150 | 150 | 150 | 150 | 150
2009 | US | TRE | - | ERCOT | W08a8 | Biomass Derate On-Peak | 0 | 0 | 0 | 0 | 0 | 0 | 0 | 0 | 0 | 0 | 0
2009 | US | TRE | - | ERCOT | W08a9 | Energy Only | 0 | 0 | 0 | 0 | 0 | 0 | 0 | 0 | 0 | 0 | 0
2009 | US | TRE | - | ERCOT | W09 | DELIVERABLE INTERNAL CAPACITY = 6a+7a | 73589 | 74490.777 | 77500.452 | 78167.432 | 79134.801 | 80926.801 | 80926.801 | 80926.801 | 80926.801 | 80926.801 | 80926.801
2009 | US | TRE | - | ERCOT | W10 | CAPACITY TRANSACTIONS - IMPORTS = 10a+10b+10c+10d | 347 | 553 | 553 | 553 | 553 | 553 | 553 | 553 | 553 | 553 | 553
2009 | US | TRE | - | ERCOT | W10a | Firm (Note: The sum of 10a1 and 10a2 must be <= 10a) | 347 | 553 | 553 | 553 | 553 | 553 | 553 | 553 | 553 | 553 | 553
2009 | US | TRE | - | ERCOT | W10a1 | Full-Responsibility Purchases | 0 | 46 | 46 | 46 | 46 | 48 | 48 | 48 | 48 | 48 | 50
2009 | US | TRE | - | ERCOT | W10a2 | Owned Capacity/Entitlement Located Outside the Region/Subregion | 0 | 0 | 0 | 0 | 0 | 0 | 0 | 0 | 0 | 0 | 0
2009 | US | TRE | - | ERCOT | W10b | Non-firm | 0 | 0 | 0 | 0 | 0 | 0 | 0 | 0 | 0 | 0 | 0
2009 | US | TRE | - | ERCOT | W10c | Expected (Note: The sum of 10c1 and 10c2 must be <= 10c) | 0 | 0 | 0 | 0 | 0 | 0 | 0 | 0 | 0 | 0 | 0
2009 | US | TRE | - | ERCOT | W10c1 | Full-Responsibility Purchases | 0 | 0 | 0 | 0 | 0 | 0 | 0 | 0 | 0 | 0 | 0
2009 | US | TRE | - | ERCOT | W10c2 | Owned Capacity/Entitlement Located Outside the Region/Subregion | 0 | 0 | 0 | 0 | 0 | 0 | 0 | 0 | 0 | 0 | 0
2009 | US | TRE | - | ERCOT | W10d | Provisional – transactions under study, but negotiations have not begun. | 0 | 0 | 0 | 0 | 0 | 0 | 0 | 0 | 0 | 0 | 0
2009 | US | TRE | - | ERCOT | W11 | CAPACITY TRANSACTIONS - EXPORTS = 11a+11b+11c+11d | 26 | 247 | 247 | 247 | 247 | 247 | 247 | 247 | 247 | 247 | 247
2009 | US | TRE | - | ERCOT | W11a | Firm (Note: The sum of 11a1 and 11a2 must be <= 11a) | 26 | 247 | 247 | 247 | 247 | 247 | 247 | 247 | 247 | 247 | 247
2009 | US | TRE | - | ERCOT | W11a1 | Full-Responsibility Purchases | 0 | 0 | 0 | 0 | 0 | 0 | 0 | 0 | 0 | 0 | 0
2009 | US | TRE | - | ERCOT | W11a2 | Owned Capacity/Entitlement Located Outside the Region/Subregion | 0 | 247 | 247 | 247 | 247 | 247 | 247 | 247 | 247 | 247 | 247
2009 | US | TRE | - | ERCOT | W11b | Non-firm | 0 | 0 | 0 | 0 | 0 | 0 | 0 | 0 | 0 | 0 | 0
2009 | US | TRE | - | ERCOT | W11c | Expected (Note: The sum of 11c1 and 11c2 must be <= 11c) | 0 | 0 | 0 | 0 | 0 | 0 | 0 | 0 | 0 | 0 | 0
2009 | US | TRE | - | ERCOT | W11c1 | Full-Responsibility Purchases | 0 | 0 | 0 | 0 | 0 | 0 | 0 | 0 | 0 | 0 | 0
2009 | US | TRE | - | ERCOT | W11c2 | Owned Capacity/Entitlement Located Outside the Region/Subregion | 0 | 0 | 0 | 0 | 0 | 0 | 0 | 0 | 0 | 0 | 0
2009 | US | TRE | - | ERCOT | W11d | Provisional – transactions under study, but negotiations have not begun. | 0 | 0 | 0 | 0 | 0 | 0 | 0 | 0 | 0 | 0 | 0
2009 | US | TRE | - | ERCOT | W12 | EXISTING, CERTAIN CAPACITY & NET FIRM TRANSACTIONS = 6a+Net Firm Transactions | 73910 | 73916 | 73916 | 73916 | 73916 | 73916 | 73916 | 73916 | 73916 | 73916 | 73916
2009 | US | TRE | - | ERCOT | W13 | DELIVERABLE CAPACITY RESOURCES = 12+7a+Net Expected Transactions | 73910 | 74796.777 | 77806.452 | 78473.432 | 79440.801 | 81232.801 | 81232.801 | 81232.801 | 81232.801 | 81232.801 | 81232.801
2009 | US | TRE | - | ERCOT | W14 | PROSPECTIVE CAPACITY RESOURCES = 13+6b-[Existing,Other Derates]+16b | 73910 | 74796.777 | 77806.452 | 78473.432 | 79440.801 | 81232.801 | 81232.801 | 81232.801 | 81232.801 | 81232.801 | 81232.801
2009 | US | TRE | - | ERCOT | W15 | TOTAL POTENTIAL CAPACITY RESOURCES = 13+6b-[Existing,Other Derates]+7b+ 8+Net Provisional Transactions | 73910 | 74796.777 | 87093.5825 | 97310.0719 | 102614.1449 | 106829.1449 | 108452.5449 | 108452.5449 | 108452.5449 | 108452.5449 | 108452.5449
2009 | US | TRE | - | ERCOT | W15a | ADJUSTED POTENTIAL CAPACITY RESOURCES = 13+6b-[Existing,Other Derates]+ 16b+16d+Net Provisional Transactions | 73910 | 74796.777 | 77806.452 | 78473.432 | 79440.801 | 81232.801 | 81232.801 | 81232.801 | 81232.801 | 81232.801 | 81232.801
2009 | US | TRE | - | ERCOT | W16a | Confidence of Future, Other (7b), using reasonable judgement | 0 | 0 | 0 | 0 | 0 | 0 | 0 | 0 | 0 | 0 | 0
2009 | US | TRE | - | ERCOT | W16b | Net Future, Other Resources After Confidence Percentage Is Applied = 7b*16a | 0 | 0 | 0 | 0 | 0 | 0 | 0 | 0 | 0 | 0 | 0
2009 | US | TRE | - | ERCOT | W16c | Confidence of Conceptual (8), using reasonable judgement | 0 | 0 | 0 | 0 | 0 | 0 | 0 | 0 | 0 | 0 | 0
2009 | US | TRE | - | ERCOT | W16d | Net Conceptual Resources After Confidence Percentage Is Applied = 8*16c | 0 | 0 | 0 | 0 | 0 | 0 | 0 | 0 | 0 | 0 | 0
2009 | US | TRE | - | ERCOT | W17C | Region/Subregion Target Capacity Margin | 0 | 0.11 | 0.11 | 0.11 | 0.11 | 0.11 | 0.11 | 0.11 | 0.11 | 0.11 | 0.11
2009 | US | TRE | - | ERCOT | W17R | Region/Subregion Target Reserve Margin | 0 | 0.125 | 0.125 | 0.125 | 0.125 | 0.125 | 0.125 | 0.125 | 0.125 | 0.125 | 0.125
2009 | US | TRE | - | ERCOT | W18C | Existing Certain and Net Firm Transactions = (12-3)/12 | 0 | 0.42708 | 0.41355 | 0.39568 | 0.37882 | 0.36592 | 0.35333 | 0.342 | 0.32734 | 0.3147 | 0.3061
2009 | US | TRE | - | ERCOT | W19C | Deliverable Capacity Resources = (13-3)/13 | 0 | 0.43383 | 0.44287 | 0.43078 | 0.42202 | 0.42303 | 0.41158 | 0.40126 | 0.38793 | 0.37642 | 0.3686
2009 | US | TRE | - | ERCOT | W20C | Prospective Capacity Resources = (14-3)/14 | 0 | 0.43383 | 0.44287 | 0.43078 | 0.42202 | 0.42303 | 0.41158 | 0.40126 | 0.38793 | 0.37642 | 0.3686
2009 | US | TRE | - | ERCOT | W21C | Total Potential Resources = (15-3)/15 | 0 | 0.43383 | 0.50228 | 0.54096 | 0.55255 | 0.56127 | 0.55926 | 0.55154 | 0.54155 | 0.53293 | 0.52707
2009 | US | TRE | - | ERCOT | W22C | Adjusted Potential Resources = (15a-3)/15a | 0 | 0.43383 | 0.44287 | 0.43078 | 0.42202 | 0.42303 | 0.41158 | 0.40126 | 0.38793 | 0.37642 | 0.3686
2009 | US | TRE | - | ERCOT | W18R | Existing Certain and Net Firm Transactions = (12-3)/3 | 0 | 0.74544 | 0.70518 | 0.65475 | 0.60984 | 0.57708 | 0.54639 | 0.51975 | 0.48665 | 0.4592 | 0.44114
2009 | US | TRE | - | ERCOT | W19R | Deliverable Capacity Resources = (13-3)/3 | 0 | 0.76624 | 0.79493 | 0.75678 | 0.73017 | 0.73319 | 0.69947 | 0.67019 | 0.63381 | 0.60365 | 0.58379
2009 | US | TRE | - | ERCOT | W20R | Prospective Capacity Resources = (14-3)/3 | 0 | 0.76624 | 0.79493 | 0.75678 | 0.73017 | 0.73319 | 0.69947 | 0.67019 | 0.63381 | 0.60365 | 0.58379
2009 | US | TRE | - | ERCOT | W21R | Total Potential Resources = (15-3)/3 | 0 | 0.76624 | 1.0092 | 1.1785 | 1.2349 | 1.2793 | 1.2689 | 1.2298 | 1.1813 | 1.141 | 1.1145
2009 | US | TRE | - | ERCOT | W22R | Adjusted Potential Resources = (15a-3)/3 | 0 | 0.76624 | 0.79493 | 0.75678 | 0.73017 | 0.73319 | 0.69947 | 0.67019 | 0.63381 | 0.60365 | 0.58379
2009 | US | TRE | - | ERCOT | W24 | Other Capacity < 1 MW | 0 | 0 | 0 | 0 | 0 | 0 | 0 | 0 | 0 | 0 | 0
2009 | US | TRE | - | ERCOT | W25 | Distributed Generator Capacity >= 1 MW | 0 | 0 | 0 | 0 | 0 | 0 | 0 | 0 | 0 | 0 | 0
2009 | US | TRE | - | ERCOT | W26 | Capacity Total from EIA-860 | 0 | 0 | 0 | 0 | 0 | 0 | 0 | 0 | 0 | 0 | 0
2009 | US | TRE | - | ERCOT | W27 | Total Installed Baseline Capacity Resources = 12+6b | 81819 | 0 | 0 | 0 | 0 | 0 | 0 | 0 | 0 | 0 | 0
2009 | US | FRCC | - | FRCC | W01 | Unrestricted Non-coincident Peak Demand = 2+1a+1b-1c-1d | 45275 | 44446 | 45099 | 46140 | 46971 | 47709 | 48888 | 49850 | 50861 | 51942 | 53065
2009 | US | FRCC | - | FRCC | W01a | New Conservation (Energy Efficiency) | 0 | 0 | 0 | 0 | 0 | 0 | 0 | 0 | 0 | 0 | 0
2009 | US | FRCC | - | FRCC | W01b | Estimated Diversity | 0 | 0 | 0 | 0 | 0 | 0 | 0 | 0 | 0 | 0 | 0
2009 | US | FRCC | - | FRCC | W01c | Additions for non-member load (load served by non-registered LSE's in a region) | 0 | 0 | 0 | 0 | 0 | 0 | 0 | 0 | 0 | 0 | 0
2009 | US | FRCC | - | FRCC | W01d | Stand-by Load Under Contract (Normally served by behind the meter generation) | 0 | 0 | 0 | 0 | 0 | 0 | 0 | 0 | 0 | 0 | 0
2009 | US | FRCC | - | FRCC | W02 | Total Internal Demand | 45275 | 44446 | 45099 | 46140 | 46971 | 47709 | 48888 | 49850 | 50861 | 51942 | 53065
2009 | US | FRCC | - | FRCC | W02a | Direct Control Load Management | 155 | 2905 | 2972 | 3038 | 3104 | 3121 | 3190 | 3247 | 3292 | 3335 | 3347
2009 | US | FRCC | - | FRCC | W02b | Contractually Interruptible (Curtailable) | 78 | 695 | 716 | 735 | 787 | 775 | 770 | 731 | 732 | 733 | 734
2009 | US | FRCC | - | FRCC | W02c | Critical Peak-Pricing (CPP) with Control | 0 | 0 | 0 | 0 | 0 | 0 | 0 | 0 | 0 | 0 | 0
2009 | US | FRCC | - | FRCC | W02d | Load as a Capacity Resource | 0 | 0 | 0 | 0 | 0 | 0 | 0 | 0 | 0 | 0 | 0
2009 | US | FRCC | - | FRCC | W03 | Net Internal Demand = 2-2a-2b-2c-2d | 45042 | 40846 | 41411 | 42367 | 43080 | 43813 | 44928 | 45872 | 46837 | 47874 | 48984
2009 | US | FRCC | - | FRCC | W04a | Demand Response used for Reserves - Spinning | 0 | 0 | 0 | 0 | 0 | 0 | 0 | 0 | 0 | 0 | 0
2009 | US | FRCC | - | FRCC | W04b | Demand Response used for Reserves - Non-Spinning | 0 | 0 | 0 | 0 | 0 | 0 | 0 | 0 | 0 | 0 | 0
2009 | US | FRCC | - | FRCC | W04c | Demand Response used for Regulation | 0 | 0 | 0 | 0 | 0 | 0 | 0 | 0 | 0 | 0 | 0
2009 | US | FRCC | - | FRCC | W04d | Demand Response used for Energy, Voluntary - Emergency | 0 | 0 | 0 | 0 | 0 | 0 | 0 | 0 | 0 | 0 | 0
2009 | US | FRCC | - | FRCC | W05 | TOTAL INTERNAL CAPACITY = 6+7 | 55943 | 61058.9 | 59343 | 61722.7 | 61607.8 | 63518.1 | 64357 | 64858.7 | 66774.4 | 68026.1 | 69530.1
2009 | US | FRCC | - | FRCC | W06 | EXISTING CAPACITY = 6a+6b+6c | 55943 | 55254 | 54546.7 | 54793.4 | 54318.5 | 54343.8 | 53620.7 | 53075.4 | 52990.1 | 52990.8 | 52787.8
2009 | US | FRCC | - | FRCC | W06a | Existing, Certain (Note: The sum of 6a1 through 6a4 must be <= 6a) | 50724 | 50213 | 50327.7 | 50765.4 | 50851.5 | 50659.8 | 49923.7 | 49222.4 | 49709.1 | 50541.8 | 50319.8
2009 | US | FRCC | - | FRCC | W06a1 | Wind Expected On-Peak | 0 | 0 | 0 | 0 | 0 | 0 | 0 | 0 | 0 | 0 | 0
2009 | US | FRCC | - | FRCC | W06a2 | Solar Expected On-Peak | 0 | 0 | 0 | 0 | 0 | 0 | 0 | 0 | 0 | 0 | 0
2009 | US | FRCC | - | FRCC | W06a3 | Hydro Expected On-Peak | 55 | 43.5 | 43.5 | 43.5 | 43.5 | 43.5 | 43.5 | 43.5 | 43.5 | 43.5 | 43.5
2009 | US | FRCC | - | FRCC | W06a4 | Biomass Expected On-Peak | 467 | 479 | 479 | 479 | 479 | 479 | 479 | 479 | 479 | 479 | 479
2009 | US | FRCC | - | FRCC | W06a5 | Load as a Capacity Resource Expected On-Peak (Load Management Programs) | 0 | 0 | 0 | 0 | 0 | 0 | 0 | 0 | 0 | 0 | 0
2009 | US | FRCC | - | FRCC | W06b | Existing, Other (Note: The sum of 6b1 through 6b7 must be <= 6b) | 5160 | 4133 | 1657 | 1466 | 905 | 1122 | 1135 | 1158 | 1158 | 1158 | 1177
2009 | US | FRCC | - | FRCC | W06b1 | Wind Derate On-Peak | 0 | 0 | 0 | 0 | 0 | 0 | 0 | 0 | 0 | 0 | 0
2009 | US | FRCC | - | FRCC | W06b2 | Solar Derate On-Peak | 0 | 0 | 0 | 0 | 0 | 0 | 0 | 0 | 0 | 0 | 0
2009 | US | FRCC | - | FRCC | W06b3 | Hydro Derate On-Peak | 0 | 11 | 11 | 11 | 11 | 11 | 11 | 11 | 11 | 11 | 11
2009 | US | FRCC | - | FRCC | W06b4 | Biomass Derate On-Peak | 318 | 318 | 318 | 318 | 318 | 318 | 318 | 318 | 318 | 318 | 318
2009 | US | FRCC | - | FRCC | W06b5 | Load as a Capacity Resource Derate On-Peak (Load Management Programs) | 0 | 0 | 0 | 0 | 0 | 0 | 0 | 0 | 0 | 0 | 0
2009 | US | FRCC | - | FRCC | W06b6 | Energy Only | 610 | 1285 | 1328 | 1137 | 576 | 793 | 806 | 829 | 829 | 829 | 848
2009 | US | FRCC | - | FRCC | W06b7 | Scheduled Outage - Maintenance | 4232 | 2519 | 0 | 0 | 0 | 0 | 0 | 0 | 0 | 0 | 0
2009 | US | FRCC | - | FRCC | W06b8 | Transmission-Limited Resources | 0 | 0 | 0 | 0 | 0 | 0 | 0 | 0 | 0 | 0 | 0
2009 | US | FRCC | - | FRCC | W06c | Existing, Inoperable (Note: Capacity reported in this line are not used in margin calculations) | 59 | 908 | 2562 | 2562 | 2562 | 2562 | 2562 | 2695 | 2123 | 1291 | 1291
2009 | US | FRCC | - | FRCC | W07 | FUTURE CAPACITY ADDITIONS = 7a+7b | 0 | 5804.9 | 4796.3 | 6929.3 | 7289.3 | 9174.3 | 10736.3 | 11783.3 | 13784.3 | 15035.3 | 16742.3
2009 | US | FRCC | - | FRCC | W07a | Future, Planned (Note: Only the net expected On-Peak values are included in this line and does not include Energy Only.) | 0 | 4465.3 | 4796.3 | 6929.3 | 7289.3 | 9174.3 | 10736.3 | 11783.3 | 13784.3 | 15035.3 | 16742.3
2009 | US | FRCC | - | FRCC | W07a1 | Wind Expected On-Peak | 0 | 0 | 0 | 0 | 0 | 0 | 0 | 0 | 0 | 0 | 0
2009 | US | FRCC | - | FRCC | W07a2 | Solar Expected On-Peak | 0 | 1.4 | 2.8 | 4.2 | 4.9 | 5.6 | 6.3 | 7 | 7.7 | 8.4 | 9.1
2009 | US | FRCC | - | FRCC | W07a3 | Hydro Expected On-Peak | 0 | 0 | 0 | 0 | 0 | 2 | 2 | 2 | 2 | 2 | 2
2009 | US | FRCC | - | FRCC | W07a4 | Biomass Expected On-Peak | 0 | 472 | 429 | 620 | 735 | 792 | 779.2 | 779.2 | 779.2 | 779.2 | 760.2
2009 | US | FRCC | - | FRCC | W07b | Future, Other (Note: Only the net expected On-Peak values are included in this line and does not include Energy Only.) | 0 | 1339.6 | 1342.2 | 1344.8 | 1346.1 | 1347.4 | 1348.7 | 1350 | 1351.3 | 1352.6 | 1353.9
2009 | US | FRCC | - | FRCC | W07b1 | Wind Expected On-Peak | 0 | 0 | 0 | 0 | 0 | 0 | 0 | 0 | 0 | 0 | 0
2009 | US | FRCC | - | FRCC | W07b2 | Wind Derate On-Peak | 0 | 0 | 0 | 0 | 0 | 0 | 0 | 0 | 0 | 0 | 0
2009 | US | FRCC | - | FRCC | W07b3 | Solar Expected On-Peak | 0 | 0 | 0 | 0 | 0 | 0 | 0 | 0 | 0 | 0 | 0
2009 | US | FRCC | - | FRCC | W07b4 | Solar Derate On-Peak | 0 | 2.6 | 5.2 | 7.8 | 9.1 | 10.4 | 11.7 | 13 | 14.3 | 15.6 | 16.9
2009 | US | FRCC | - | FRCC | W07b5 | Hydro Expected On-Peak | 0 | 0 | 0 | 0 | 0 | 0 | 0 | 0 | 0 | 0 | 0
2009 | US | FRCC | - | FRCC | W07b6 | Hydro Derate On-Peak | 0 | 0 | 0 | 0 | 0 | 0 | 0 | 0 | 0 | 0 | 0
2009 | US | FRCC | - | FRCC | W07b7 | Biomass Expected On-Peak | 0 | 0 | 0 | 0 | 0 | 0 | 0 | 0 | 0 | 0 | 0
2009 | US | FRCC | - | FRCC | W07b8 | Biomass Derate On-Peak | 0 | 0 | 0 | 0 | 0 | 0 | 0 | 0 | 0 | 0 | 0
2009 | US | FRCC | - | FRCC | W07b9 | Energy Only | 0 | 1285 | 1285 | 1285 | 1285 | 1285 | 1285 | 1285 | 1285 | 1285 | 1285
2009 | US | FRCC | - | FRCC | W08 | Conceptual (Note: Only the net expected on-peak capacity is included in this line and does not include Energy Only.) | 0 | 0 | 0 | 0 | 0 | 0 | 0 | 0 | 0 | 0 | 0
2009 | US | FRCC | - | FRCC | W08a1 | Wind Expected On-Peak | 0 | 0 | 0 | 0 | 0 | 0 | 0 | 0 | 0 | 0 | 0
2009 | US | FRCC | - | FRCC | W08a2 | Wind Derate On-Peak | 0 | 0 | 0 | 0 | 0 | 0 | 0 | 0 | 0 | 0 | 0
2009 | US | FRCC | - | FRCC | W08a3 | Solar Expected On-Peak | 0 | 0 | 0 | 0 | 0 | 0 | 0 | 0 | 0 | 0 | 0
2009 | US | FRCC | - | FRCC | W08a4 | Solar Derate On-Peak | 0 | 0 | 0 | 0 | 0 | 0 | 0 | 0 | 0 | 0 | 0
2009 | US | FRCC | - | FRCC | W08a5 | Hydro Expected On-Peak | 0 | 0 | 0 | 0 | 0 | 0 | 0 | 0 | 0 | 0 | 0
2009 | US | FRCC | - | FRCC | W08a6 | Hydro Derate On-Peak | 0 | 0 | 0 | 0 | 0 | 0 | 0 | 0 | 0 | 0 | 0
2009 | US | FRCC | - | FRCC | W08a7 | Biomass Expected On-Peak | 0 | 0 | 0 | 0 | 0 | 0 | 0 | 0 | 0 | 0 | 0
2009 | US | FRCC | - | FRCC | W08a8 | Biomass Derate On-Peak | 0 | 0 | 0 | 0 | 0 | 0 | 0 | 0 | 0 | 0 | 0
2009 | US | FRCC | - | FRCC | W08a9 | Energy Only | 0 | 0 | 0 | 0 | 0 | 0 | 0 | 0 | 0 | 0 | 0
2009 | US | FRCC | - | FRCC | W09 | DELIVERABLE INTERNAL CAPACITY = 6a+7a | 50724 | 54678.3 | 55124 | 57694.7 | 58140.8 | 59834.1 | 60660 | 61005.7 | 63493.4 | 65577.1 | 67062.1
2009 | US | FRCC | - | FRCC | W10 | CAPACITY TRANSACTIONS - IMPORTS = 10a+10b+10c+10d | 2554 | 2538 | 2178 | 2178 | 2167 | 2167 | 2167 | 1337 | 1025 | 1025 | 1025
2009 | US | FRCC | - | FRCC | W10a | Firm (Note: The sum of 10a1 and 10a2 must be <= 10a) | 2554 | 2538 | 2178 | 2178 | 2167 | 2167 | 2167 | 1337 | 1025 | 1025 | 1025
2009 | US | FRCC | - | FRCC | W10a1 | Full-Responsibility Purchases | 1702 | 1702 | 1342 | 1342 | 1342 | 1342 | 1342 | 512 | 200 | 200 | 200
2009 | US | FRCC | - | FRCC | W10a2 | Owned Capacity/Entitlement Located Outside the Region/Subregion | 852 | 836 | 836 | 836 | 825 | 825 | 825 | 825 | 825 | 825 | 825
2009 | US | FRCC | - | FRCC | W10b | Non-firm | 0 | 0 | 0 | 0 | 0 | 0 | 0 | 0 | 0 | 0 | 0
2009 | US | FRCC | - | FRCC | W10c | Expected (Note: The sum of 10c1 and 10c2 must be <= 10c) | 0 | 0 | 0 | 0 | 0 | 0 | 0 | 0 | 0 | 0 | 0
2009 | US | FRCC | - | FRCC | W10c1 | Full-Responsibility Purchases | 0 | 0 | 0 | 0 | 0 | 0 | 0 | 0 | 0 | 0 | 0
2009 | US | FRCC | - | FRCC | W10c2 | Owned Capacity/Entitlement Located Outside the Region/Subregion | 0 | 0 | 0 | 0 | 0 | 0 | 0 | 0 | 0 | 0 | 0
2009 | US | FRCC | - | FRCC | W10d | Provisional – transactions under study, but negotiations have not begun. | 0 | 0 | 0 | 0 | 0 | 0 | 0 | 0 | 0 | 0 | 0
2009 | US | FRCC | - | FRCC | W11 | CAPACITY TRANSACTIONS - EXPORTS = 11a+11b+11c+11d | 0 | 0 | 0 | 0 | 0 | 0 | 0 | 0 | 0 | 0 | 0
2009 | US | FRCC | - | FRCC | W11a | Firm (Note: The sum of 11a1 and 11a2 must be <= 11a) | 0 | 0 | 0 | 0 | 0 | 0 | 0 | 0 | 0 | 0 | 0
2009 | US | FRCC | - | FRCC | W11a1 | Full-Responsibility Purchases | 0 | 0 | 0 | 0 | 0 | 0 | 0 | 0 | 0 | 0 | 0
2009 | US | FRCC | - | FRCC | W11a2 | Owned Capacity/Entitlement Located Outside the Region/Subregion | 0 | 0 | 0 | 0 | 0 | 0 | 0 | 0 | 0 | 0 | 0
2009 | US | FRCC | - | FRCC | W11b | Non-firm | 0 | 0 | 0 | 0 | 0 | 0 | 0 | 0 | 0 | 0 | 0
2009 | US | FRCC | - | FRCC | W11c | Expected (Note: The sum of 11c1 and 11c2 must be <= 11c) | 0 | 0 | 0 | 0 | 0 | 0 | 0 | 0 | 0 | 0 | 0
2009 | US | FRCC | - | FRCC | W11c1 | Full-Responsibility Purchases | 0 | 0 | 0 | 0 | 0 | 0 | 0 | 0 | 0 | 0 | 0
2009 | US | FRCC | - | FRCC | W11c2 | Owned Capacity/Entitlement Located Outside the Region/Subregion | 0 | 0 | 0 | 0 | 0 | 0 | 0 | 0 | 0 | 0 | 0
2009 | US | FRCC | - | FRCC | W11d | Provisional – transactions under study, but negotiations have not begun. | 0 | 0 | 0 | 0 | 0 | 0 | 0 | 0 | 0 | 0 | 0
2009 | US | FRCC | - | FRCC | W12 | EXISTING, CERTAIN CAPACITY & NET FIRM TRANSACTIONS = 6a+Net Firm Transactions | 53278 | 52751 | 52505.7 | 52943.4 | 53018.5 | 52826.8 | 52090.7 | 50559.4 | 50734.1 | 51566.8 | 51344.8
2009 | US | FRCC | - | FRCC | W13 | DELIVERABLE CAPACITY RESOURCES = 12+7a+Net Expected Transactions | 53278 | 57216.3 | 57302 | 59872.7 | 60307.8 | 62001.1 | 62827 | 62342.7 | 64518.4 | 66602.1 | 68087.1
2009 | US | FRCC | - | FRCC | W14 | PROSPECTIVE CAPACITY RESOURCES = 13+6b-[Existing,Other Derates]+16b | 53278 | 57216.3 | 57302 | 59872.7 | 60307.8 | 62001.1 | 62827 | 62342.7 | 64518.4 | 66602.1 | 68087.1
2009 | US | FRCC | - | FRCC | W15 | TOTAL POTENTIAL CAPACITY RESOURCES = 13+6b-[Existing,Other Derates]+7b+ 8+Net Provisional Transactions | 53278 | 58555.9 | 58644.2 | 61217.5 | 61653.9 | 63348.5 | 64175.7 | 63692.7 | 65869.7 | 67954.7 | 69441
2009 | US | FRCC | - | FRCC | W15a | ADJUSTED POTENTIAL CAPACITY RESOURCES = 13+6b-[Existing,Other Derates]+ 16b+16d+Net Provisional Transactions | 53278 | 57216.3 | 57302 | 59872.7 | 60307.8 | 62001.1 | 62827 | 62342.7 | 64518.4 | 66602.1 | 68087.1
2009 | US | FRCC | - | FRCC | W16a | Confidence of Future, Other (7b), using reasonable judgement | 0 | 0 | 0 | 0 | 0 | 0 | 0 | 0 | 0 | 0 | 0
2009 | US | FRCC | - | FRCC | W16b | Net Future, Other Resources After Confidence Percentage Is Applied = 7b*16a | 0 | 0 | 0 | 0 | 0 | 0 | 0 | 0 | 0 | 0 | 0
2009 | US | FRCC | - | FRCC | W16c | Confidence of Conceptual (8), using reasonable judgement | 0 | 0 | 0 | 0 | 0 | 0 | 0 | 0 | 0 | 0 | 0
2009 | US | FRCC | - | FRCC | W16d | Net Conceptual Resources After Confidence Percentage Is Applied = 8*16c | 0 | 0 | 0 | 0 | 0 | 0 | 0 | 0 | 0 | 0 | 0
2009 | US | FRCC | - | FRCC | W17C | Region/Subregion Target Capacity Margin | 0 | 0 | 0 | 0 | 0 | 0 | 0 | 0 | 0 | 0 | 0
2009 | US | FRCC | - | FRCC | W17R | Region/Subregion Target Reserve Margin | 0 | 0.15 | 0.15 | 0.15 | 0.15 | 0.15 | 0.15 | 0.15 | 0.15 | 0.15 | 0.15
2009 | US | FRCC | - | FRCC | W18C | Existing Certain and Net Firm Transactions = (12-3)/12 | 0 | 0.22568 | 0.2113 | 0.19977 | 0.18745 | 0.17063 | 0.1375 | 0.092711 | 0.076814 | 0.071612 | 0.045979
2009 | US | FRCC | - | FRCC | W19C | Deliverable Capacity Resources = (13-3)/13 | 0 | 0.28611 | 0.27732 | 0.29238 | 0.28566 | 0.29335 | 0.28489 | 0.2642 | 0.27405 | 0.28119 | 0.28057
2009 | US | FRCC | - | FRCC | W20C | Prospective Capacity Resources = (14-3)/14 | 0 | 0.28611 | 0.27732 | 0.29238 | 0.28566 | 0.29335 | 0.28489 | 0.2642 | 0.27405 | 0.28119 | 0.28057
2009 | US | FRCC | - | FRCC | W21C | Total Potential Resources = (15-3)/15 | 0 | 0.30244 | 0.29386 | 0.30793 | 0.30126 | 0.30838 | 0.29992 | 0.27979 | 0.28894 | 0.2955 | 0.2946
2009 | US | FRCC | - | FRCC | W22C | Adjusted Potential Resources = (15a-3)/15a | 0 | 0.28611 | 0.27732 | 0.29238 | 0.28566 | 0.29335 | 0.28489 | 0.2642 | 0.27405 | 0.28119 | 0.28057
2009 | US | FRCC | - | FRCC | W18R | Existing Certain and Net Firm Transactions = (12-3)/3 | 0 | 0.29146 | 0.26792 | 0.24964 | 0.2307 | 0.20573 | 0.15943 | 0.10218 | 0.083206 | 0.077136 | 0.048195
2009 | US | FRCC | - | FRCC | W19R | Deliverable Capacity Resources = (13-3)/3 | 0 | 0.40078 | 0.38374 | 0.41319 | 0.3999 | 0.41513 | 0.39839 | 0.35906 | 0.37751 | 0.3912 | 0.38999
2009 | US | FRCC | - | FRCC | W20R | Prospective Capacity Resources = (14-3)/3 | 0 | 0.40078 | 0.38374 | 0.41319 | 0.3999 | 0.41513 | 0.39839 | 0.35906 | 0.37751 | 0.3912 | 0.38999
2009 | US | FRCC | - | FRCC | W21R | Total Potential Resources = (15-3)/3 | 0 | 0.43358 | 0.41615 | 0.44493 | 0.43115 | 0.44588 | 0.42841 | 0.38849 | 0.40636 | 0.41945 | 0.41763
2009 | US | FRCC | - | FRCC | W22R | Adjusted Potential Resources = (15a-3)/3 | 0 | 0.40078 | 0.38374 | 0.41319 | 0.3999 | 0.41513 | 0.39839 | 0.35906 | 0.37751 | 0.3912 | 0.38999
2009 | US | FRCC | - | FRCC | W24 | Other Capacity < 1 MW | 0 | 0 | 0 | 0 | 0 | 0 | 0 | 0 | 0 | 0 | 0
2009 | US | FRCC | - | FRCC | W25 | Distributed Generator Capacity >= 1 MW | 0 | 0 | 0 | 0 | 0 | 0 | 0 | 0 | 0 | 0 | 0
2009 | US | FRCC | - | FRCC | W26 | Capacity Total from EIA-860 | 0 | 0 | 0 | 0 | 0 | 0 | 0 | 0 | 0 | 0 | 0
2009 | US | FRCC | - | FRCC | W27 | Total Installed Baseline Capacity Resources = 12+6b | 58438 | 0 | 0 | 0 | 0 | 0 | 0 | 0 | 0 | 0 | 0
2009 | US | MRO | - | - | W01 | Unrestricted Non-coincident Peak Demand = 2+1a+1b-1c-1d | 36232.5145 | 36931.267 | 37743.5717 | 38431.9314 | 39072.2996 | 39553.9171 | 40193.6237 | 40669.5043 | 41249.621 | 41779.1596 | 42342.3911
2009 | US | MRO | - | - | W01a | New Conservation (Energy Efficiency) | 0 | 63.9916 | 151.5858 | 254.5831 | 355.8293 | 458.1256 | 554.828 | 656.0064 | 759.2567 | 860.5789 | 958.9733
2009 | US | MRO | - | - | W01b | Estimated Diversity | 0 | 0 | 0 | 0 | 0 | 0 | 0 | 0 | 0 | 0 | 0
2009 | US | MRO | - | - | W01c | Additions for non-member load (load served by non-registered LSE's in a region) | 0 | 25.6 | 1 | 0 | 0 | 0 | 0 | 0 | 0 | 0 | 0
2009 | US | MRO | - | - | W01d | Stand-by Load Under Contract (Normally served by behind the meter generation) | 0 | 11 | 11 | 11 | 11 | 11 | 11 | 11 | 11 | 11 | 11
2009 | US | MRO | - | - | W02 | Total Internal Demand | 36232.5145 | 36903.8754 | 37603.9859 | 38188.3483 | 38727.4703 | 39106.7916 | 39649.7957 | 40024.4979 | 40501.3644 | 40929.5806 | 41394.4178
2009 | US | MRO | - | - | W02a | Direct Control Load Management | 850.2 | 970.2 | 1012.2 | 1024.2 | 1038.2 | 1050.2 | 1067.2 | 1079.2 | 1095.2 | 1108.2 | 1123.2
2009 | US | MRO | - | - | W02b | Contractually Interruptible (Curtailable) | 843.1 | 948.4 | 938.5 | 936.4 | 934.8 | 937.3 | 939.7 | 942.2 | 944.7 | 948.3 | 950.9
2009 | US | MRO | - | - | W02c | Critical Peak-Pricing (CPP) with Control | 0 | 0 | 0 | 0 | 0 | 0 | 0 | 0 | 0 | 0 | 0
2009 | US | MRO | - | - | W02d | Load as a Capacity Resource | 0 | 0 | 0 | 0 | 0 | 0 | 0 | 0 | 0 | 0 | 0
2009 | US | MRO | - | - | W03 | Net Internal Demand = 2-2a-2b-2c-2d | 34539.2145 | 34985.2754 | 35653.2859 | 36227.7483 | 36754.4703 | 37119.2916 | 37642.8957 | 38003.0979 | 38461.4644 | 38873.0806 | 39320.3178
2009 | US | MRO | - | - | W04a | Demand Response used for Reserves - Spinning | 3 | 3 | 3 | 3 | 3 | 3 | 3 | 3 | 3 | 3 | 3
2009 | US | MRO | - | - | W04b | Demand Response used for Reserves - Non-Spinning | 73 | 73 | 73 | 73 | 73 | 73 | 73 | 73 | 73 | 73 | 73
2009 | US | MRO | - | - | W04c | Demand Response used for Regulation | 0 | 0 | 0 | 0 | 0 | 0 | 0 | 0 | 0 | 0 | 0
2009 | US | MRO | - | - | W04d | Demand Response used for Energy, Voluntary - Emergency | 120 | 120 | 120 | 120 | 120 | 120 | 120 | 120 | 120 | 120 | 120
2009 | US | MRO | - | - | W05 | TOTAL INTERNAL CAPACITY = 6+7 | 52377.6728 | 56298.357 | 60371.834 | 64093.8337 | 66941.1316 | 67857.4599 | 68617.5734 | 69116.0352 | 68956.1506 | 68817.0603 | 69522.1694
2009 | US | MRO | - | - | W06 | EXISTING CAPACITY = 6a+6b+6c | 52377.6728 | 53367.867 | 53493.244 | 53468.2437 | 53419.9416 | 53453.2699 | 53451.3834 | 53568.8452 | 53313.9606 | 53169.8703 | 53169.9794
2009 | US | MRO | - | - | W06a | Existing, Certain (Note: The sum of 6a1 through 6a4 must be <= 6a) | 46653.4228 | 47692.617 | 47817.994 | 47792.9937 | 47744.6916 | 47778.0199 | 47776.1334 | 47893.5952 | 47638.7106 | 47494.6203 | 47494.7294
2009 | US | MRO | - | - | W06a1 | Wind Expected On-Peak | 1130 | 1130 | 1130 | 1130 | 1130 | 1130 | 1130 | 1130 | 1130 | 1130 | 1130
2009 | US | MRO | - | - | W06a2 | Solar Expected On-Peak | 0 | 0 | 0 | 0 | 0 | 0 | 0 | 0 | 0 | 0 | 0
2009 | US | MRO | - | - | W06a3 | Hydro Expected On-Peak | 2907.55 | 2951.55 | 2951.55 | 2951.55 | 2951.55 | 2951.55 | 2951.55 | 2951.55 | 2951.55 | 2951.55 | 2951.55
2009 | US | MRO | - | - | W06a4 | Biomass Expected On-Peak | 330.594 | 330.594 | 330.594 | 302.594 | 261.594 | 261.594 | 261.594 | 261.594 | 261.594 | 261.594 | 261.594
2009 | US | MRO | - | - | W06a5 | Load as a Capacity Resource Expected On-Peak (Load Management Programs) | 0 | 0 | 0 | 0 | 0 | 0 | 0 | 0 | 0 | 0 | 0
2009 | US | MRO | - | - | W06b | Existing, Other (Note: The sum of 6b1 through 6b7 must be <= 6b) | 5649.25 | 5600.25 | 5600.25 | 5600.25 | 5600.25 | 5600.25 | 5600.25 | 5600.25 | 5600.25 | 5600.25 | 5600.25
2009 | US | MRO | - | - | W06b1 | Wind Derate On-Peak | 4524 | 4524 | 4524 | 4524 | 4524 | 4524 | 4524 | 4524 | 4524 | 4524 | 4524
2009 | US | MRO | - | - | W06b2 | Solar Derate On-Peak | 0 | 0 | 0 | 0 | 0 | 0 | 0 | 0 | 0 | 0 | 0
2009 | US | MRO | - | - | W06b3 | Hydro Derate On-Peak | 158.25 | 114.25 | 114.25 | 114.25 | 114.25 | 114.25 | 114.25 | 114.25 | 114.25 | 114.25 | 114.25
2009 | US | MRO | - | - | W06b4 | Biomass Derate On-Peak | 8 | 8 | 8 | 8 | 8 | 8 | 8 | 8 | 8 | 8 | 8
2009 | US | MRO | - | - | W06b5 | Load as a Capacity Resource Derate On-Peak (Load Management Programs) | 0 | 0 | 0 | 0 | 0 | 0 | 0 | 0 | 0 | 0 | 0
2009 | US | MRO | - | - | W06b6 | Energy Only | 0 | 0 | 0 | 0 | 0 | 0 | 0 | 0 | 0 | 0 | 0
2009 | US | MRO | - | - | W06b7 | Scheduled Outage - Maintenance | 113 | 113 | 113 | 113 | 113 | 113 | 113 | 113 | 113 | 113 | 113
2009 | US | MRO | - | - | W06b8 | Transmission-Limited Resources | 101 | 101 | 101 | 101 | 101 | 101 | 101 | 101 | 101 | 101 | 101
2009 | US | MRO | - | - | W06c | Existing, Inoperable (Note: Capacity reported in this line are not used in margin calculations) | 75 | 75 | 75 | 75 | 75 | 75 | 75 | 75 | 75 | 75 | 75
2009 | US | MRO | - | - | W07 | FUTURE CAPACITY ADDITIONS = 7a+7b | 0 | 2930.49 | 6878.59 | 10625.59 | 13521.19 | 14404.19 | 15166.19 | 15547.19 | 15642.19 | 15647.19 | 16352.19
2009 | US | MRO | - | - | W07a | Future, Planned (Note: Only the net expected On-Peak values are included in this line and does not include Energy Only.) | 0 | 313.59 | 533.59 | 633.59 | 943.19 | 1101.19 | 1106.19 | 1439.19 | 1444.19 | 1449.19 | 1454.19
2009 | US | MRO | - | - | W07a1 | Wind Expected On-Peak | 0 | 28.59 | 26.59 | 26.59 | 26.59 | 26.59 | 26.59 | 26.59 | 26.59 | 26.59 | 26.59
2009 | US | MRO | - | - | W07a2 | Solar Expected On-Peak | 0 | 0 | 0 | 0 | 0 | 0 | 0 | 0 | 0 | 0 | 0
2009 | US | MRO | - | - | W07a3 | Hydro Expected On-Peak | 0 | 0 | 0 | 0 | 0 | 0 | 0 | 0 | 0 | 0 | 0
2009 | US | MRO | - | - | W07a4 | Biomass Expected On-Peak | 0 | 0 | 2 | 2 | 2 | 30 | 30 | 30 | 30 | 30 | 30
2009 | US | MRO | - | - | W07b | Future, Other (Note: Only the net expected On-Peak values are included in this line and does not include Energy Only.) | 0 | 7.9 | 55.4 | 62.9 | 62.9 | 62.9 | 62.9 | 62.9 | 62.9 | 62.9 | 63.8
2009 | US | MRO | - | - | W07b1 | Wind Expected On-Peak | 0 | 0 | 0 | 0 | 0 | 0 | 0 | 0 | 0 | 0 | 0
2009 | US | MRO | - | - | W07b2 | Wind Derate On-Peak | 0 | 0 | 0 | 0 | 0 | 0 | 0 | 0 | 0 | 0 | 0
2009 | US | MRO | - | - | W07b3 | Solar Expected On-Peak | 0 | 0 | 0 | 0 | 0 | 0 | 0 | 0 | 0 | 0 | 0
2009 | US | MRO | - | - | W07b4 | Solar Derate On-Peak | 0 | 0 | 0 | 0 | 0 | 0 | 0 | 0 | 0 | 0 | 0
2009 | US | MRO | - | - | W07b5 | Hydro Expected On-Peak | 0 | 0 | 0 | 0 | 0 | 0 | 0 | 0 | 0 | 0 | 0
2009 | US | MRO | - | - | W07b6 | Hydro Derate On-Peak | 0 | 0 | 0 | 0 | 0 | 0 | 0 | 0 | 0 | 0 | 0
2009 | US | MRO | - | - | W07b7 | Biomass Expected On-Peak | 0 | 0 | 40 | 40 | 40 | 40 | 40 | 40 | 40 | 40 | 40
2009 | US | MRO | - | - | W07b8 | Biomass Derate On-Peak | 0 | 0 | 0 | 0 | 0 | 0 | 0 | 0 | 0 | 0 | 0
2009 | US | MRO | - | - | W07b9 | Energy Only | 0 | 46 | 46 | 46 | 46 | 46 | 46 | 46 | 46 | 46 | 46
2009 | US | MRO | - | - | W08 | Conceptual (Note: Only the net expected on-peak capacity is included in this line and does not include Energy Only.) | 0 | 2609 | 6345 | 9992 | 12578 | 13303 | 14060 | 14108 | 14198 | 14198 | 14898
2009 | US | MRO | - | - | W08a1 | Wind Expected On-Peak | 0 | 1918 | 5194 | 7476 | 8160 | 8385 | 8536 | 8584 | 8674 | 8674 | 8674
2009 | US | MRO | - | - | W08a2 | Wind Derate On-Peak | 0 | 7671 | 20777 | 29906 | 32639 | 33540 | 34143 | 34337 | 34697 | 34697 | 34697
2009 | US | MRO | - | - | W08a3 | Solar Expected On-Peak | 0 | 20 | 20 | 20 | 20 | 20 | 20 | 20 | 20 | 20 | 20
2009 | US | MRO | - | - | W08a4 | Solar Derate On-Peak | 0 | 0 | 0 | 0 | 0 | 0 | 0 | 0 | 0 | 0 | 0
2009 | US | MRO | - | - | W08a5 | Hydro Expected On-Peak | 0 | 0 | 0 | 0 | 0 | 0 | 0 | 0 | 0 | 0 | 0
2009 | US | MRO | - | - | W08a6 | Hydro Derate On-Peak | 0 | 0 | 0 | 0 | 0 | 0 | 0 | 0 | 0 | 0 | 0
2009 | US | MRO | - | - | W08a7 | Biomass Expected On-Peak | 0 | 0 | 0 | 25 | 145 | 145 | 145 | 145 | 145 | 145 | 145
2009 | US | MRO | - | - | W08a8 | Biomass Derate On-Peak | 0 | 0 | 0 | 0 | 0 | 0 | 0 | 0 | 0 | 0 | 0
2009 | US | MRO | - | - | W08a9 | Energy Only | 0 | 0 | 0 | 0 | 0 | 0 | 0 | 0 | 0 | 0 | 0
2009 | US | MRO | - | - | W09 | DELIVERABLE INTERNAL CAPACITY = 6a+7a | 46653.4228 | 48006.207 | 48351.584 | 48426.5837 | 48687.8816 | 48879.2099 | 48882.3234 | 49332.7852 | 49082.9006 | 48943.8103 | 48948.9194
2009 | US | MRO | - | - | W10 | CAPACITY TRANSACTIONS - IMPORTS = 10a+10b+10c+10d | 2271.6 | 2025.3 | 1964 | 1914 | 1814 | 1709 | 1709 | 1409 | 1409 | 1409 | 1409
2009 | US | MRO | - | - | W10a | Firm (Note: The sum of 10a1 and 10a2 must be <= 10a) | 2271.6 | 2025.3 | 1964 | 1914 | 1814 | 1709 | 1709 | 909 | 659 | 659 | 659
2009 | US | MRO | - | - | W10a1 | Full-Responsibility Purchases | 114 | 113 | 113 | 113 | 163 | 163 | 163 | 163 | 163 | 163 | 163
2009 | US | MRO | - | - | W10a2 | Owned Capacity/Entitlement Located Outside the Region/Subregion | 535 | 535 | 535 | 535 | 435 | 435 | 435 | 435 | 435 | 435 | 435
2009 | US | MRO | - | - | W10b | Non-firm | 0 | 0 | 0 | 0 | 0 | 0 | 0 | 0 | 0 | 0 | 0
2009 | US | MRO | - | - | W10c | Expected (Note: The sum of 10c1 and 10c2 must be <= 10c) | 0 | 0 | 0 | 0 | 0 | 0 | 0 | 500 | 500 | 500 | 500
2009 | US | MRO | - | - | W10c1 | Full-Responsibility Purchases | 0 | 0 | 0 | 0 | 0 | 0 | 0 | 0 | 0 | 0 | 0
2009 | US | MRO | - | - | W10c2 | Owned Capacity/Entitlement Located Outside the Region/Subregion | 0 | 0 | 0 | 0 | 0 | 0 | 0 | 0 | 0 | 0 | 0
2009 | US | MRO | - | - | W10d | Provisional – transactions under study, but negotiations have not begun. | 0 | 0 | 0 | 0 | 0 | 0 | 0 | 0 | 250 | 250 | 250
2009 | US | MRO | - | - | W11 | CAPACITY TRANSACTIONS - EXPORTS = 11a+11b+11c+11d | 1582.3154 | 1614.3154 | 1446.3154 | 1246.3154 | 1236.3154 | 1289.6051 | 1214.6051 | 1309.6051 | 1109.6051 | 954.6051 | 754.6051
2009 | US | MRO | - | - | W11a | Firm (Note: The sum of 11a1 and 11a2 must be <= 11a) | 1582.3154 | 1614.3154 | 1446.3154 | 1246.3154 | 1236.3154 | 1289.6051 | 1214.6051 | 1309.6051 | 1109.6051 | 954.6051 | 754.6051
2009 | US | MRO | - | - | W11a1 | Full-Responsibility Purchases | 1067.8154 | 1174.8154 | 1077.8154 | 1027.8154 | 1017.8154 | 971.3251 | 971.3251 | 1066.3251 | 866.3251 | 711.3251 | 511.3251
2009 | US | MRO | - | - | W11a2 | Owned Capacity/Entitlement Located Outside the Region/Subregion | 294.5 | 294.5 | 294.5 | 194.5 | 194.5 | 294.28 | 219.28 | 219.28 | 219.28 | 219.28 | 219.28
2009 | US | MRO | - | - | W11b | Non-firm | 0 | 0 | 0 | 0 | 0 | 0 | 0 | 0 | 0 | 0 | 0
2009 | US | MRO | - | - | W11c | Expected (Note: The sum of 11c1 and 11c2 must be <= 11c) | 0 | 0 | 0 | 0 | 0 | 0 | 0 | 0 | 0 | 0 | 0
2009 | US | MRO | - | - | W11c1 | Full-Responsibility Purchases | 0 | 0 | 0 | 0 | 0 | 0 | 0 | 0 | 0 | 0 | 0
2009 | US | MRO | - | - | W11c2 | Owned Capacity/Entitlement Located Outside the Region/Subregion | 0 | 0 | 0 | 0 | 0 | 0 | 0 | 0 | 0 | 0 | 0
2009 | US | MRO | - | - | W11d | Provisional – transactions under study, but negotiations have not begun. | 0 | 0 | 0 | 0 | 0 | 0 | 0 | 0 | 0 | 0 | 0
2009 | US | MRO | - | - | W12 | EXISTING, CERTAIN CAPACITY & NET FIRM TRANSACTIONS = 6a+Net Firm Transactions | 47342.7074 | 48103.6015 | 48335.6786 | 48460.6783 | 48322.3762 | 48197.4148 | 48270.5283 | 47492.9901 | 47188.1055 | 47199.0152 | 47399.1243
2009 | US | MRO | - | - | W13 | DELIVERABLE CAPACITY RESOURCES = 12+7a+Net Expected Transactions | 47342.7074 | 48417.1915 | 48869.2686 | 49094.2683 | 49265.5662 | 49298.6048 | 49376.7183 | 49432.1801 | 49132.2955 | 49148.2052 | 49353.3143
2009 | US | MRO | - | - | W14 | PROSPECTIVE CAPACITY RESOURCES = 13+6b-[Existing,Other Derates]+16b | 48087.7074 | 49165.0915 | 49664.6686 | 49897.1683 | 50068.4662 | 50101.5048 | 50179.6183 | 50235.0801 | 49935.1955 | 49951.1052 | 50157.1143
2009 | US | MRO | - | - | W15 | TOTAL POTENTIAL CAPACITY RESOURCES = 13+6b-[Existing,Other Derates]+7b+ 8+Net Provisional Transactions | 48087.7074 | 51774.0915 | 56009.6686 | 59889.1683 | 62646.4662 | 63404.5048 | 64239.6183 | 64343.0801 | 64383.1955 | 64399.1052 | 65305.1143
2009 | US | MRO | - | - | W15a | ADJUSTED POTENTIAL CAPACITY RESOURCES = 13+6b-[Existing,Other Derates]+ 16b+16d+Net Provisional Transactions | 48087.7074 | 49947.7915 | 51568.1686 | 52894.7683 | 53841.8662 | 54092.4048 | 54397.6183 | 54467.4801 | 54444.5955 | 54460.5052 | 54876.5143
2009 | US | MRO | - | - | W16a | Confidence of Future, Other (7b), using reasonable judgement | 0 | 1 | 1 | 1 | 1 | 1 | 1 | 1 | 1 | 1 | 1
2009 | US | MRO | - | - | W16b | Net Future, Other Resources After Confidence Percentage Is Applied = 7b*16a | 0 | 7.9 | 55.4 | 62.9 | 62.9 | 62.9 | 62.9 | 62.9 | 62.9 | 62.9 | 63.8
2009 | US | MRO | - | - | W16c | Confidence of Conceptual (8), using reasonable judgement | 0 | 0.3 | 0.3 | 0.3 | 0.3 | 0.3 | 0.3 | 0.3 | 0.3 | 0.3 | 0.3
2009 | US | MRO | - | - | W16d | Net Conceptual Resources After Confidence Percentage Is Applied = 8*16c | 0 | 782.7 | 1903.5 | 2997.6 | 3773.4 | 3990.9 | 4218 | 4232.4 | 4259.4 | 4259.4 | 4469.4
2009 | US | MRO | - | - | W17C | Region/Subregion Target Capacity Margin | 0 | 0.1305 | 0.1305 | 0.1305 | 0.1305 | 0.1305 | 0.1305 | 0.1305 | 0.1305 | 0.1305 | 0.1305
2009 | US | MRO | - | - | W17R | Region/Subregion Target Reserve Margin | 0 | 0.15 | 0.15 | 0.15 | 0.15 | 0.15 | 0.15 | 0.15 | 0.15 | 0.15 | 0.15
2009 | US | MRO | - | - | W18C | Existing Certain and Net Firm Transactions = (12-3)/12 | 0 | 0.27271 | 0.26238 | 0.25243 | 0.23939 | 0.22985 | 0.22017 | 0.19982 | 0.18493 | 0.1764 | 0.17044
2009 | US | MRO | - | - | W19C | Deliverable Capacity Resources = (13-3)/13 | 0 | 0.27742 | 0.27044 | 0.26208 | 0.25395 | 0.24705 | 0.23764 | 0.23121 | 0.21719 | 0.20906 | 0.20329
2009 | US | MRO | - | - | W20C | Prospective Capacity Resources = (14-3)/14 | 0 | 0.28841 | 0.28212 | 0.27395 | 0.26592 | 0.25912 | 0.24984 | 0.24349 | 0.22977 | 0.22178 | 0.21606
2009 | US | MRO | - | - | W21C | Total Potential Resources = (15-3)/15 | 0 | 0.32427 | 0.36344 | 0.39509 | 0.4133 | 0.41456 | 0.41402 | 0.40937 | 0.40262 | 0.39637 | 0.3979
2009 | US | MRO | - | - | W22C | Adjusted Potential Resources = (15a-3)/15a | 0 | 0.29956 | 0.30862 | 0.3151 | 0.31736 | 0.31378 | 0.308 | 0.30228 | 0.29357 | 0.28622 | 0.28348
2009 | US | MRO | - | - | W18R | Existing Certain and Net Firm Transactions = (12-3)/3 | 0 | 0.37497 | 0.35571 | 0.33767 | 0.31473 | 0.29845 | 0.28233 | 0.24971 | 0.22689 | 0.21418 | 0.20546
2009 | US | MRO | - | - | W19R | Deliverable Capacity Resources = (13-3)/3 | 0 | 0.38393 | 0.37068 | 0.35516 | 0.3404 | 0.32811 | 0.31171 | 0.30074 | 0.27744 | 0.26432 | 0.25516
2009 | US | MRO | - | - | W20R | Prospective Capacity Resources = (14-3)/3 | 0 | 0.40531 | 0.39299 | 0.37732 | 0.36224 | 0.34974 | 0.33304 | 0.32187 | 0.29832 | 0.28498 | 0.2756
2009 | US | MRO | - | - | W21R | Total Potential Resources = (15-3)/3 | 0 | 0.47988 | 0.57095 | 0.65313 | 0.70446 | 0.70813 | 0.70655 | 0.6931 | 0.67397 | 0.65665 | 0.66085
2009 | US | MRO | - | - | W22R | Adjusted Potential Resources = (15a-3)/3 | 0 | 0.42768 | 0.44638 | 0.46006 | 0.46491 | 0.45726 | 0.4451 | 0.43324 | 0.41556 | 0.40098 | 0.39563
2009 | US | MRO | - | - | W24 | Other Capacity < 1 MW | 0 | 0 | 0 | 0 | 0 | 0 | 0 | 0 | 0 | 0 | 0
2009 | US | MRO | - | - | W25 | Distributed Generator Capacity >= 1 MW | 0 | 0 | 0 | 0 | 0 | 0 | 0 | 0 | 0 | 0 | 0
2009 | US | MRO | - | - | W26 | Capacity Total from EIA-860 | 0 | 0 | 0 | 0 | 0 | 0 | 0 | 0 | 0 | 0 | 0
2009 | US | MRO | - | - | W27 | Total Installed Baseline Capacity Resources = 12+6b | 52991.9574 | 0 | 0 | 0 | 0 | 0 | 0 | 0 | 0 | 0 | 0
2009 | CA | MRO | - | - | W01 | Unrestricted Non-coincident Peak Demand = 2+1a+1b-1c-1d | 7552 | 7676.224 | 7855.2206 | 8115.6267 | 8404.3096 | 8541.7779 | 8692.0787 | 8699.2602 | 8757.5588 | 8864.4068 | 8967.6552
2009 | CA | MRO | - | - | W01a | New Conservation (Energy Efficiency) | 0 | 56 | 79 | 102 | 122 | 137 | 149 | 161 | 174 | 193 | 179
2009 | CA | MRO | - | - | W01b | Estimated Diversity | 0 | 0 | 0 | 0 | 0 | 0 | 0 | 0 | 0 | 0 | 0
2009 | CA | MRO | - | - | W01c | Additions for non-member load (load served by non-registered LSE's in a region) | 0 | 0 | 0 | 0 | 0 | 0 | 0 | 0 | 0 | 0 | 0
2009 | CA | MRO | - | - | W01d | Stand-by Load Under Contract (Normally served by behind the meter generation) | 0 | 0 | 0 | 0 | 0 | 0 | 0 | 0 | 0 | 0 | 0
2009 | CA | MRO | - | - | W02 | Total Internal Demand | 7552 | 7620.224 | 7776.2206 | 8013.6267 | 8282.3096 | 8404.7779 | 8543.0787 | 8538.2602 | 8583.5588 | 8671.4068 | 8788.6552
2009 | CA | MRO | - | - | W02a | Direct Control Load Management | 27 | 27 | 27 | 0 | 0 | 0 | 0 | 0 | 0 | 0 | 0
2009 | CA | MRO | - | - | W02b | Contractually Interruptible (Curtailable) | 282 | 261 | 261 | 261 | 261 | 261 | 261 | 261 | 261 | 261 | 261
2009 | CA | MRO | - | - | W02c | Critical Peak-Pricing (CPP) with Control | 0 | 0 | 0 | 0 | 0 | 0 | 0 | 0 | 0 | 0 | 0
2009 | CA | MRO | - | - | W02d | Load as a Capacity Resource | 0 | 0 | 0 | 0 | 0 | 0 | 0 | 0 | 0 | 0 | 0
2009 | CA | MRO | - | - | W03 | Net Internal Demand = 2-2a-2b-2c-2d | 7243 | 7332.224 | 7488.2206 | 7752.6267 | 8021.3096 | 8143.7779 | 8282.0787 | 8277.2602 | 8322.5588 | 8410.4068 | 8527.6552
2009 | CA | MRO | - | - | W04a | Demand Response used for Reserves - Spinning | 27 | 27 | 27 | 0 | 0 | 0 | 0 | 0 | 0 | 0 | 0
2009 | CA | MRO | - | - | W04b | Demand Response used for Reserves - Non-Spinning | 40 | 40 | 40 | 40 | 40 | 40 | 40 | 40 | 40 | 40 | 40
2009 | CA | MRO | - | - | W04c | Demand Response used for Regulation | 0 | 0 | 0 | 0 | 0 | 0 | 0 | 0 | 0 | 0 | 0
2009 | CA | MRO | - | - | W04d | Demand Response used for Energy, Voluntary - Emergency | 0 | 0 | 0 | 0 | 0 | 0 | 0 | 0 | 0 | 0 | 0
2009 | CA | MRO | - | - | W05 | TOTAL INTERNAL CAPACITY = 6+7 | 8936.1587 | 9412.1587 | 9781.1587 | 10119.6587 | 11225.6587 | 11225.6587 | 11501.6587 | 11501.6587 | 11544.6587 | 11637.6587 | 12096.6587
2009 | CA | MRO | - | - | W06 | EXISTING CAPACITY = 6a+6b+6c | 8936.1587 | 9171.1587 | 9141.1587 | 9141.1587 | 9141.1587 | 9141.1587 | 9141.1587 | 9141.1587 | 9141.1587 | 9141.1587 | 9141.1587
2009 | CA | MRO | - | - | W06a | Existing, Certain (Note: The sum of 6a1 through 6a4 must be <= 6a) | 8748.1587 | 8795.1587 | 8871.1587 | 8805.1587 | 8805.1587 | 8848.1587 | 8811.1587 | 8811.1587 | 8811.1587 | 8811.1587 | 8811.1587
2009 | CA | MRO | - | - | W06a1 | Wind Expected On-Peak | 0 | 0 | 0 | 0 | 0 | 0 | 0 | 0 | 0 | 0 | 0
2009 | CA | MRO | - | - | W06a2 | Solar Expected On-Peak | 0 | 0 | 0 | 0 | 0 | 0 | 0 | 0 | 0 | 0 | 0
2009 | CA | MRO | - | - | W06a3 | Hydro Expected On-Peak | 5732 | 5781 | 5814 | 5814 | 5814 | 5814 | 5814 | 5814 | 5814 | 5814 | 5814
2009 | CA | MRO | - | - | W06a4 | Biomass Expected On-Peak | 0 | 0 | 0 | 0 | 0 | 0 | 0 | 0 | 0 | 0 | 0
2009 | CA | MRO | - | - | W06a5 | Load as a Capacity Resource Expected On-Peak (Load Management Programs) | 0 | 0 | 0 | 0 | 0 | 0 | 0 | 0 | 0 | 0 | 0
2009 | CA | MRO | - | - | W06b | Existing, Other (Note: The sum of 6b1 through 6b7 must be <= 6b) | 188 | 376 | 270 | 336 | 336 | 293 | 330 | 330 | 330 | 330 | 330
2009 | CA | MRO | - | - | W06b1 | Wind Derate On-Peak | 150 | 270 | 270 | 270 | 270 | 270 | 270 | 270 | 270 | 270 | 270
2009 | CA | MRO | - | - | W06b2 | Solar Derate On-Peak | 0 | 0 | 0 | 0 | 0 | 0 | 0 | 0 | 0 | 0 | 0
2009 | CA | MRO | - | - | W06b3 | Hydro Derate On-Peak | 0 | 0 | 0 | 0 | 0 | 0 | 0 | 0 | 0 | 0 | 0
2009 | CA | MRO | - | - | W06b4 | Biomass Derate On-Peak | 0 | 0 | 0 | 0 | 0 | 0 | 0 | 0 | 0 | 0 | 0
2009 | CA | MRO | - | - | W06b5 | Load as a Capacity Resource Derate On-Peak (Load Management Programs) | 0 | 0 | 0 | 0 | 0 | 0 | 0 | 0 | 0 | 0 | 0
2009 | CA | MRO | - | - | W06b6 | Energy Only | 0 | 0 | 0 | 0 | 0 | 0 | 0 | 0 | 0 | 0 | 0
2009 | CA | MRO | - | - | W06b7 | Scheduled Outage - Maintenance | 120 | 139 | 0 | 66 | 66 | 23 | 60 | 60 | 60 | 60 | 60
2009 | CA | MRO | - | - | W06b8 | Transmission-Limited Resources | 0 | 0 | 0 | 0 | 0 | 0 | 0 | 0 | 0 | 0 | 0
2009 | CA | MRO | - | - | W06c | Existing, Inoperable (Note: Capacity reported in this line are not used in margin calculations) | 0 | 0 | 0 | 0 | 0 | 0 | 0 | 0 | 0 | 0 | 0
2009 | CA | MRO | - | - | W07 | FUTURE CAPACITY ADDITIONS = 7a+7b | 0 | 241 | 640 | 978.5 | 2084.5 | 2084.5 | 2360.5 | 2360.5 | 2403.5 | 2496.5 | 2955.5
2009 | CA | MRO | - | - | W07a | Future, Planned (Note: Only the net expected On-Peak values are included in this line and does not include Energy Only.) | 0 | 199 | 351 | 483.5 | 1016.5 | 1016.5 | 1292.5 | 1292.5 | 1335.5 | 1428.5 | 1887.5
2009 | CA | MRO | - | - | W07a1 | Wind Expected On-Peak | 0 | 0 | 0 | 0 | 0 | 0 | 0 | 0 | 0 | 0 | 0
2009 | CA | MRO | - | - | W07a2 | Solar Expected On-Peak | 0 | 0 | 0 | 0 | 0 | 0 | 0 | 0 | 0 | 0 | 0
2009 | CA | MRO | - | - | W07a3 | Hydro Expected On-Peak | 0 | 0 | 11 | 34 | 275 | 275 | 275 | 275 | 318 | 411 | 590
2009 | CA | MRO | - | - | W07a4 | Biomass Expected On-Peak | 0 | 0 | 0 | 0 | 0 | 0 | 0 | 0 | 0 | 0 | 0
2009 | CA | MRO | - | - | W07b | Future, Other (Note: Only the net expected On-Peak values are included in this line and does not include Energy Only.) | 0 | 0 | 0 | 0 | 0 | 0 | 0 | 0 | 0 | 0 | 0
2009 | CA | MRO | - | - | W07b1 | Wind Expected On-Peak | 0 | 0 | 0 | 0 | 0 | 0 | 0 | 0 | 0 | 0 | 0
2009 | CA | MRO | - | - | W07b2 | Wind Derate On-Peak | 0 | 0 | 0 | 0 | 0 | 0 | 0 | 0 | 0 | 0 | 0
2009 | CA | MRO | - | - | W07b3 | Solar Expected On-Peak | 0 | 0 | 0 | 0 | 0 | 0 | 0 | 0 | 0 | 0 | 0
2009 | CA | MRO | - | - | W07b4 | Solar Derate On-Peak | 0 | 0 | 0 | 0 | 0 | 0 | 0 | 0 | 0 | 0 | 0
2009 | CA | MRO | - | - | W07b5 | Hydro Expected On-Peak | 0 | 0 | 0 | 0 | 0 | 0 | 0 | 0 | 0 | 0 | 0
2009 | CA | MRO | - | - | W07b6 | Hydro Derate On-Peak | 0 | 0 | 0 | 0 | 0 | 0 | 0 | 0 | 0 | 0 | 0
2009 | CA | MRO | - | - | W07b7 | Biomass Expected On-Peak | 0 | 0 | 0 | 0 | 0 | 0 | 0 | 0 | 0 | 0 | 0
2009 | CA | MRO | - | - | W07b8 | Biomass Derate On-Peak | 0 | 0 | 0 | 0 | 0 | 0 | 0 | 0 | 0 | 0 | 0
2009 | CA | MRO | - | - | W07b9 | Energy Only | 0 | 0 | 0 | 0 | 0 | 0 | 0 | 0 | 0 | 0 | 0
2009 | CA | MRO | - | - | W08 | Conceptual (Note: Only the net expected on-peak capacity is included in this line and does not include Energy Only.) | 0 | 42 | 289 | 495 | 1068 | 1068 | 1068 | 1068 | 1068 | 1068 | 1068
2009 | CA | MRO | - | - | W08a1 | Wind Expected On-Peak | 0 | 0 | 0 | 0 | 0 | 0 | 0 | 0 | 0 | 0 | 0
2009 | CA | MRO | - | - | W08a2 | Wind Derate On-Peak | 0 | 761 | 1060 | 1060 | 1060 | 1060 | 1060 | 1060 | 1060 | 1060 | 1060
2009 | CA | MRO | - | - | W08a3 | Solar Expected On-Peak | 0 | 0 | 0 | 0 | 0 | 0 | 0 | 0 | 0 | 0 | 0
2009 | CA | MRO | - | - | W08a4 | Solar Derate On-Peak | 0 | 0 | 0 | 0 | 0 | 0 | 0 | 0 | 0 | 0 | 0
2009 | CA | MRO | - | - | W08a5 | Hydro Expected On-Peak | 0 | 0 | 0 | 0 | 0 | 0 | 0 | 0 | 0 | 0 | 0
2009 | CA | MRO | - | - | W08a6 | Hydro Derate On-Peak | 0 | 0 | 0 | 0 | 0 | 0 | 0 | 0 | 0 | 0 | 0
2009 | CA | MRO | - | - | W08a7 | Biomass Expected On-Peak | 0 | 0 | 0 | 0 | 0 | 0 | 0 | 0 | 0 | 0 | 0
2009 | CA | MRO | - | - | W08a8 | Biomass Derate On-Peak | 0 | 0 | 0 | 0 | 0 | 0 | 0 | 0 | 0 | 0 | 0
2009 | CA | MRO | - | - | W08a9 | Energy Only | 0 | 0 | 0 | 0 | 0 | 0 | 0 | 0 | 0 | 0 | 0
2009 | CA | MRO | - | - | W09 | DELIVERABLE INTERNAL CAPACITY = 6a+7a | 8748.1587 | 8994.1587 | 9222.1587 | 9288.6587 | 9821.6587 | 9864.6587 | 10103.6587 | 10103.6587 | 10146.6587 | 10239.6587 | 10698.6587
2009 | CA | MRO | - | - | W10 | CAPACITY TRANSACTIONS - IMPORTS = 10a+10b+10c+10d | 550 | 550 | 550 | 500 | 500 | 500 | 500 | 600 | 400 | 400 | 200
2009 | CA | MRO | - | - | W10a | Firm (Note: The sum of 10a1 and 10a2 must be <= 10a) | 550 | 550 | 550 | 500 | 500 | 500 | 500 | 600 | 400 | 400 | 200
2009 | CA | MRO | - | - | W10a1 | Full-Responsibility Purchases | 550 | 550 | 550 | 500 | 500 | 500 | 500 | 600 | 400 | 400 | 200
2009 | CA | MRO | - | - | W10a2 | Owned Capacity/Entitlement Located Outside the Region/Subregion | 500 | 500 | 500 | 500 | 500 | 500 | 500 | 600 | 400 | 400 | 200
2009 | CA | MRO | - | - | W10b | Non-firm | 0 | 0 | 0 | 0 | 0 | 0 | 0 | 0 | 0 | 0 | 0
2009 | CA | MRO | - | - | W10c | Expected (Note: The sum of 10c1 and 10c2 must be <= 10c) | 0 | 0 | 0 | 0 | 0 | 0 | 0 | 0 | 0 | 0 | 0
2009 | CA | MRO | - | - | W10c1 | Full-Responsibility Purchases | 0 | 0 | 0 | 0 | 0 | 0 | 0 | 0 | 0 | 0 | 0
2009 | CA | MRO | - | - | W10c2 | Owned Capacity/Entitlement Located Outside the Region/Subregion | 0 | 0 | 0 | 0 | 0 | 0 | 0 | 0 | 0 | 0 | 0
2009 | CA | MRO | - | - | W10d | Provisional – transactions under study, but negotiations have not begun. | 0 | 0 | 0 | 0 | 0 | 0 | 0 | 0 | 0 | 0 | 0
2009 | CA | MRO | - | - | W11 | CAPACITY TRANSACTIONS - EXPORTS = 11a+11b+11c+11d | 873 | 630 | 580 | 580 | 580 | 550 | 550 | 500 | 500 | 500 | 500
2009 | CA | MRO | - | - | W11a | Firm (Note: The sum of 11a1 and 11a2 must be <= 11a) | 873 | 630 | 580 | 580 | 580 | 550 | 550 | 0 | 0 | 0 | 0
2009 | CA | MRO | - | - | W11a1 | Full-Responsibility Purchases | 0 | 0 | 0 | 0 | 0 | 0 | 0 | 0 | 0 | 0 | 0
2009 | CA | MRO | - | - | W11a2 | Owned Capacity/Entitlement Located Outside the Region/Subregion | 873 | 630 | 580 | 580 | 580 | 550 | 550 | 0 | 0 | 0 | 0
2009 | CA | MRO | - | - | W11b | Non-firm | 0 | 0 | 0 | 0 | 0 | 0 | 0 | 0 | 0 | 0 | 0
2009 | CA | MRO | - | - | W11c | Expected (Note: The sum of 11c1 and 11c2 must be <= 11c) | 0 | 0 | 0 | 0 | 0 | 0 | 0 | 500 | 500 | 500 | 500
2009 | CA | MRO | - | - | W11c1 | Full-Responsibility Purchases | 0 | 0 | 0 | 0 | 0 | 0 | 0 | 0 | 0 | 0 | 0
2009 | CA | MRO | - | - | W11c2 | Owned Capacity/Entitlement Located Outside the Region/Subregion | 0 | 0 | 0 | 0 | 0 | 0 | 0 | 500 | 500 | 500 | 500
2009 | CA | MRO | - | - | W11d | Provisional – transactions under study, but negotiations have not begun. | 0 | 0 | 0 | 0 | 0 | 0 | 0 | 0 | 0 | 0 | 0
2009 | CA | MRO | - | - | W12 | EXISTING, CERTAIN CAPACITY & NET FIRM TRANSACTIONS = 6a+Net Firm Transactions | 8425.1587 | 8715.1587 | 8841.1587 | 8725.1587 | 8725.1587 | 8798.1587 | 8761.1587 | 9411.1587 | 9211.1587 | 9211.1587 | 9011.1587
2009 | CA | MRO | - | - | W13 | DELIVERABLE CAPACITY RESOURCES = 12+7a+Net Expected Transactions | 8425.1587 | 8914.1587 | 9192.1587 | 9208.6587 | 9741.6587 | 9814.6587 | 10053.6587 | 10203.6587 | 10046.6587 | 10139.6587 | 10398.6587
2009 | CA | MRO | - | - | W14 | PROSPECTIVE CAPACITY RESOURCES = 13+6b-[Existing,Other Derates]+16b | 8343.1587 | 8881.1587 | 9192.1587 | 9208.6587 | 9741.6587 | 9814.6587 | 10053.6587 | 10203.6587 | 10046.6587 | 10139.6587 | 10398.6587
2009 | CA | MRO | - | - | W15 | TOTAL POTENTIAL CAPACITY RESOURCES = 13+6b-[Existing,Other Derates]+7b+ 8+Net Provisional Transactions | 8343.1587 | 8923.1587 | 9481.1587 | 9703.6587 | 10809.6587 | 10882.6587 | 11121.6587 | 11271.6587 | 11114.6587 | 11207.6587 | 11466.6587
2009 | CA | MRO | - | - | W15a | ADJUSTED POTENTIAL CAPACITY RESOURCES = 13+6b-[Existing,Other Derates]+ 16b+16d+Net Provisional Transactions | 8343.1587 | 8893.7587 | 9278.8587 | 9357.1587 | 10062.0587 | 10135.0587 | 10374.0587 | 10524.0587 | 10367.0587 | 10460.0587 | 10719.0587
2009 | CA | MRO | - | - | W16a | Confidence of Future, Other (7b), using reasonable judgement | 0 | 1 | 1 | 1 | 1 | 1 | 1 | 1 | 1 | 1 | 1
2009 | CA | MRO | - | - | W16b | Net Future, Other Resources After Confidence Percentage Is Applied = 7b*16a | 0 | 0 | 0 | 0 | 0 | 0 | 0 | 0 | 0 | 0 | 0
2009 | CA | MRO | - | - | W16c | Confidence of Conceptual (8), using reasonable judgement | 0 | 0.3 | 0.3 | 0.3 | 0.3 | 0.3 | 0.3 | 0.3 | 0.3 | 0.3 | 0.3
2009 | CA | MRO | - | - | W16d | Net Conceptual Resources After Confidence Percentage Is Applied = 8*16c | 0 | 12.6 | 86.7 | 148.5 | 320.4 | 320.4 | 320.4 | 320.4 | 320.4 | 320.4 | 320.4
2009 | CA | MRO | - | - | W17C | Region/Subregion Target Capacity Margin | 0 | 0.091 | 0.091 | 0.091 | 0.091 | 0.091 | 0.091 | 0.091 | 0.091 | 0.091 | 0.091
2009 | CA | MRO | - | - | W17R | Region/Subregion Target Reserve Margin | 0 | 0.1 | 0.1 | 0.1 | 0.1 | 0.1 | 0.1 | 0.1 | 0.1 | 0.1 | 0.1
2009 | CA | MRO | - | - | W18C | Existing Certain and Net Firm Transactions = (12-3)/12 | 0 | 0.15868 | 0.15303 | 0.11146 | 0.080669 | 0.074377 | 0.054682 | 0.12048 | 0.09647 | 0.086933 | 0.053656
2009 | CA | MRO | - | - | W19C | Deliverable Capacity Resources = (13-3)/13 | 0 | 0.17746 | 0.18537 | 0.15812 | 0.1766 | 0.17024 | 0.17621 | 0.18879 | 0.17161 | 0.17054 | 0.17993
2009 | CA | MRO | - | - | W20C | Prospective Capacity Resources = (14-3)/14 | 0 | 0.17441 | 0.18537 | 0.15812 | 0.1766 | 0.17024 | 0.17621 | 0.18879 | 0.17161 | 0.17054 | 0.17993
2009 | CA | MRO | - | - | W21C | Total Potential Resources = (15-3)/15 | 0 | 0.17829 | 0.2102 | 0.20106 | 0.25795 | 0.25167 | 0.25532 | 0.26566 | 0.25121 | 0.24958 | 0.25631
2009 | CA | MRO | - | - | W22C | Adjusted Potential Resources = (15a-3)/15a | 0 | 0.17558 | 0.19298 | 0.17148 | 0.20282 | 0.19647 | 0.20165 | 0.21349 | 0.19721 | 0.19595 | 0.20444
2009 | CA | MRO | - | - | W18R | Existing Certain and Net Firm Transactions = (12-3)/3 | 0 | 0.18861 | 0.18068 | 0.12545 | 0.087747 | 0.080353 | 0.057845 | 0.13699 | 0.10677 | 0.09521 | 0.056698
2009 | CA | MRO | - | - | W19R | Deliverable Capacity Resources = (13-3)/3 | 0 | 0.21575 | 0.22755 | 0.18781 | 0.21447 | 0.20517 | 0.21391 | 0.23273 | 0.20716 | 0.20561 | 0.2194
2009 | CA | MRO | - | - | W20R | Prospective Capacity Resources = (14-3)/3 | 0 | 0.21125 | 0.22755 | 0.18781 | 0.21447 | 0.20517 | 0.21391 | 0.23273 | 0.20716 | 0.20561 | 0.2194
2009 | CA | MRO | - | - | W21R | Total Potential Resources = (15-3)/3 | 0 | 0.21698 | 0.26614 | 0.25166 | 0.34762 | 0.33632 | 0.34286 | 0.36176 | 0.33549 | 0.33259 | 0.34464
2009 | CA | MRO | - | - | W22R | Adjusted Potential Resources = (15a-3)/3 | 0 | 0.21297 | 0.23913 | 0.20697 | 0.25442 | 0.24452 | 0.25259 | 0.27144 | 0.24566 | 0.2437 | 0.25698
2009 | CA | MRO | - | - | W24 | Other Capacity < 1 MW | 0 | 0 | 0 | 0 | 0 | 0 | 0 | 0 | 0 | 0 | 0
2009 | CA | MRO | - | - | W25 | Distributed Generator Capacity >= 1 MW | 0 | 0 | 0 | 0 | 0 | 0 | 0 | 0 | 0 | 0 | 0
2009 | CA | MRO | - | - | W26 | Capacity Total from EIA-860 | 0 | 0 | 0 | 0 | 0 | 0 | 0 | 0 | 0 | 0 | 0
2009 | CA | MRO | - | - | W27 | Total Installed Baseline Capacity Resources = 12+6b | 8613.1587 | 0 | 0 | 0 | 0 | 0 | 0 | 0 | 0 | 0 | 0
2009 | TL | MRO | - | - | W01 | Unrestricted Non-coincident Peak Demand = 2+1a+1b-1c-1d | 43784.5145 | 44607.4911 | 45598.7923 | 46547.558 | 47476.6092 | 48095.6951 | 48885.7025 | 49368.7645 | 50007.1798 | 50643.5664 | 51310.0464
2009 | TL | MRO | - | - | W01a | New Conservation (Energy Efficiency) | 0 | 119.9916 | 230.5858 | 356.5831 | 477.8293 | 595.1256 | 703.828 | 817.0064 | 933.2567 | 1053.5789 | 1137.9733
2009 | TL | MRO | - | - | W01b | Estimated Diversity | 0 | 0 | 0 | 0 | 0 | 0 | 0 | 0 | 0 | 0 | 0
2009 | TL | MRO | - | - | W01c | Additions for non-member load (load served by non-registered LSE's in a region) | 0 | 25.6 | 1 | 0 | 0 | 0 | 0 | 0 | 0 | 0 | 0
2009 | TL | MRO | - | - | W01d | Stand-by Load Under Contract (Normally served by behind the meter generation) | 0 | 11 | 11 | 11 | 11 | 11 | 11 | 11 | 11 | 11 | 11
2009 | TL | MRO | - | - | W02 | Total Internal Demand | 43784.5145 | 44524.0994 | 45380.2065 | 46201.975 | 47009.7799 | 47511.5695 | 48192.8744 | 48562.7582 | 49084.9231 | 49600.9874 | 50183.0731
2009 | TL | MRO | - | - | W02a | Direct Control Load Management | 877.2 | 997.2 | 1039.2 | 1024.2 | 1038.2 | 1050.2 | 1067.2 | 1079.2 | 1095.2 | 1108.2 | 1123.2
2009 | TL | MRO | - | - | W02b | Contractually Interruptible (Curtailable) | 1125.1 | 1209.4 | 1199.5 | 1197.4 | 1195.8 | 1198.3 | 1200.7 | 1203.2 | 1205.7 | 1209.3 | 1211.9
2009 | TL | MRO | - | - | W02c | Critical Peak-Pricing (CPP) with Control | 0 | 0 | 0 | 0 | 0 | 0 | 0 | 0 | 0 | 0 | 0
2009 | TL | MRO | - | - | W02d | Load as a Capacity Resource | 0 | 0 | 0 | 0 | 0 | 0 | 0 | 0 | 0 | 0 | 0
2009 | TL | MRO | - | - | W03 | Net Internal Demand = 2-2a-2b-2c-2d | 41782.2145 | 42317.4994 | 43141.5065 | 43980.375 | 44775.7799 | 45263.0695 | 45924.9744 | 46280.3582 | 46784.0231 | 47283.4874 | 47847.9731
2009 | TL | MRO | - | - | W04a | Demand Response used for Reserves - Spinning | 30 | 30 | 30 | 3 | 3 | 3 | 3 | 3 | 3 | 3 | 3
2009 | TL | MRO | - | - | W04b | Demand Response used for Reserves - Non-Spinning | 113 | 113 | 113 | 113 | 113 | 113 | 113 | 113 | 113 | 113 | 113
2009 | TL | MRO | - | - | W04c | Demand Response used for Regulation | 0 | 0 | 0 | 0 | 0 | 0 | 0 | 0 | 0 | 0 | 0
2009 | TL | MRO | - | - | W04d | Demand Response used for Energy, Voluntary - Emergency | 120 | 120 | 120 | 120 | 120 | 120 | 120 | 120 | 120 | 120 | 120
2009 | TL | MRO | - | - | W05 | TOTAL INTERNAL CAPACITY = 6+7 | 61313.8316 | 65710.5157 | 70152.9928 | 74213.4924 | 78166.7903 | 79083.1186 | 80119.2322 | 80617.6939 | 80500.8094 | 80454.719 | 81618.8281
2009 | TL | MRO | - | - | W06 | EXISTING CAPACITY = 6a+6b+6c | 61313.8316 | 62539.0257 | 62634.4028 | 62609.4024 | 62561.1003 | 62594.4286 | 62592.5422 | 62710.0039 | 62455.1194 | 62311.029 | 62311.1381
2009 | TL | MRO | - | - | W06a | Existing, Certain (Note: The sum of 6a1 through 6a4 must be <= 6a) | 55401.5816 | 56487.7757 | 56689.1528 | 56598.1524 | 56549.8503 | 56626.1786 | 56587.2922 | 56704.7539 | 56449.8694 | 56305.779 | 56305.8881
2009 | TL | MRO | - | - | W06a1 | Wind Expected On-Peak | 1130 | 1130 | 1130 | 1130 | 1130 | 1130 | 1130 | 1130 | 1130 | 1130 | 1130
2009 | TL | MRO | - | - | W06a2 | Solar Expected On-Peak | 0 | 0 | 0 | 0 | 0 | 0 | 0 | 0 | 0 | 0 | 0
2009 | TL | MRO | - | - | W06a3 | Hydro Expected On-Peak | 8639.55 | 8732.55 | 8765.55 | 8765.55 | 8765.55 | 8765.55 | 8765.55 | 8765.55 | 8765.55 | 8765.55 | 8765.55
2009 | TL | MRO | - | - | W06a4 | Biomass Expected On-Peak | 330.594 | 330.594 | 330.594 | 302.594 | 261.594 | 261.594 | 261.594 | 261.594 | 261.594 | 261.594 | 261.594
2009 | TL | MRO | - | - | W06a5 | Load as a Capacity Resource Expected On-Peak (Load Management Programs) | 0 | 0 | 0 | 0 | 0 | 0 | 0 | 0 | 0 | 0 | 0
2009 | TL | MRO | - | - | W06b | Existing, Other (Note: The sum of 6b1 through 6b7 must be <= 6b) | 5837.25 | 5976.25 | 5870.25 | 5936.25 | 5936.25 | 5893.25 | 5930.25 | 5930.25 | 5930.25 | 5930.25 | 5930.25
2009 | TL | MRO | - | - | W06b1 | Wind Derate On-Peak | 4674 | 4794 | 4124 | 4124 | 4124 | 4124 | 4124 | 4124 | 4124 | 4124 | 4124
2009 | TL | MRO | - | - | W06b2 | Solar Derate On-Peak | 0 | 0 | 0 | 0 | 0 | 0 | 0 | 0 | 0 | 0 | 0
2009 | TL | MRO | - | - | W06b3 | Hydro Derate On-Peak | 158.25 | 114.25 | 114.25 | 114.25 | 114.25 | 114.25 | 114.25 | 114.25 | 114.25 | 114.25 | 114.25
2009 | TL | MRO | - | - | W06b4 | Biomass Derate On-Peak | 8 | 8 | 8 | 8 | 8 | 8 | 8 | 8 | 8 | 8 | 8
2009 | TL | MRO | - | - | W06b5 | Load as a Capacity Resource Derate On-Peak (Load Management Programs) | 0 | 0 | 0 | 0 | 0 | 0 | 0 | 0 | 0 | 0 | 0
2009 | TL | MRO | - | - | W06b6 | Energy Only | 0 | 0 | 0 | 0 | 0 | 0 | 0 | 0 | 0 | 0 | 0
2009 | TL | MRO | - | - | W06b7 | Scheduled Outage - Maintenance | 233 | 252 | 113 | 179 | 179 | 136 | 173 | 173 | 173 | 173 | 173
2009 | TL | MRO | - | - | W06b8 | Transmission-Limited Resources | 101 | 101 | 101 | 101 | 101 | 101 | 101 | 101 | 101 | 101 | 101
2009 | TL | MRO | - | - | W06c | Existing, Inoperable (Note: Capacity reported in this line are not used in margin calculations) | 75 | 75 | 75 | 75 | 75 | 75 | 75 | 75 | 75 | 75 | 75
2009 | TL | MRO | - | - | W07 | FUTURE CAPACITY ADDITIONS = 7a+7b | 0 | 3171.49 | 7518.59 | 11604.09 | 15605.69 | 16488.69 | 17526.69 | 17907.69 | 18045.69 | 18143.69 | 19307.69
2009 | TL | MRO | - | - | W07a | Future, Planned (Note: Only the net expected On-Peak values are included in this line and does not include Energy Only.) | 0 | 512.59 | 884.59 | 1117.09 | 1959.69 | 2117.69 | 2398.69 | 2731.69 | 2779.69 | 2877.69 | 3341.69
2009 | TL | MRO | - | - | W07a1 | Wind Expected On-Peak | 0 | 28.59 | 26.59 | 26.59 | 26.59 | 26.59 | 26.59 | 26.59 | 26.59 | 26.59 | 26.59
2009 | TL | MRO | - | - | W07a2 | Solar Expected On-Peak | 0 | 0 | 0 | 0 | 0 | 0 | 0 | 0 | 0 | 0 | 0
2009 | TL | MRO | - | - | W07a3 | Hydro Expected On-Peak | 0 | 0 | 11 | 34 | 275 | 275 | 275 | 275 | 318 | 411 | 590
2009 | TL | MRO | - | - | W07a4 | Biomass Expected On-Peak | 0 | 0 | 2 | 2 | 2 | 30 | 30 | 30 | 30 | 30 | 30
2009 | TL | MRO | - | - | W07b | Future, Other (Note: Only the net expected On-Peak values are included in this line and does not include Energy Only.) | 0 | 7.9 | 55.4 | 62.9 | 62.9 | 62.9 | 62.9 | 62.9 | 62.9 | 62.9 | 63.8
2009 | TL | MRO | - | - | W07b1 | Wind Expected On-Peak | 0 | 0 | 0 | 0 | 0 | 0 | 0 | 0 | 0 | 0 | 0
2009 | TL | MRO | - | - | W07b2 | Wind Derate On-Peak | 0 | 0 | 0 | 0 | 0 | 0 | 0 | 0 | 0 | 0 | 0
2009 | TL | MRO | - | - | W07b3 | Solar Expected On-Peak | 0 | 0 | 0 | 0 | 0 | 0 | 0 | 0 | 0 | 0 | 0
2009 | TL | MRO | - | - | W07b4 | Solar Derate On-Peak | 0 | 0 | 0 | 0 | 0 | 0 | 0 | 0 | 0 | 0 | 0
2009 | TL | MRO | - | - | W07b5 | Hydro Expected On-Peak | 0 | 0 | 0 | 0 | 0 | 0 | 0 | 0 | 0 | 0 | 0
2009 | TL | MRO | - | - | W07b6 | Hydro Derate On-Peak | 0 | 0 | 0 | 0 | 0 | 0 | 0 | 0 | 0 | 0 | 0
2009 | TL | MRO | - | - | W07b7 | Biomass Expected On-Peak | 0 | 0 | 40 | 40 | 40 | 40 | 40 | 40 | 40 | 40 | 40
2009 | TL | MRO | - | - | W07b8 | Biomass Derate On-Peak | 0 | 0 | 0 | 0 | 0 | 0 | 0 | 0 | 0 | 0 | 0
2009 | TL | MRO | - | - | W07b9 | Energy Only | 0 | 46 | 46 | 46 | 46 | 46 | 46 | 46 | 46 | 46 | 46
2009 | TL | MRO | - | - | W08 | Conceptual (Note: Only the net expected on-peak capacity is included in this line and does not include Energy Only.) | 0 | 2651 | 6634 | 10487 | 13646 | 14371 | 15128 | 15176 | 15266 | 15266 | 15966
2009 | TL | MRO | - | - | W08a1 | Wind Expected On-Peak | 0 | 1918 | 5194 | 7476 | 8160 | 8385 | 8536 | 8584 | 8674 | 8674 | 8674
2009 | TL | MRO | - | - | W08a2 | Wind Derate On-Peak | 0 | 8480 | 23769 | 33826 | 37245 | 38146 | 38749 | 38944 | 39304 | 39304 | 39304
2009 | TL | MRO | - | - | W08a3 | Solar Expected On-Peak | 0 | 20 | 20 | 20 | 20 | 20 | 20 | 20 | 20 | 20 | 20
2009 | TL | MRO | - | - | W08a4 | Solar Derate On-Peak | 0 | 0 | 0 | 0 | 0 | 0 | 0 | 0 | 0 | 0 | 0
2009 | TL | MRO | - | - | W08a5 | Hydro Expected On-Peak | 0 | 0 | 0 | 0 | 0 | 0 | 0 | 0 | 0 | 0 | 0
2009 | TL | MRO | - | - | W08a6 | Hydro Derate On-Peak | 0 | 0 | 0 | 0 | 0 | 0 | 0 | 0 | 0 | 0 | 0
2009 | TL | MRO | - | - | W08a7 | Biomass Expected On-Peak | 0 | 0 | 0 | 25 | 145 | 145 | 145 | 145 | 145 | 145 | 145
2009 | TL | MRO | - | - | W08a8 | Biomass Derate On-Peak | 0 | 0 | 0 | 0 | 0 | 0 | 0 | 0 | 0 | 0 | 0
2009 | TL | MRO | - | - | W08a9 | Energy Only | 0 | 0 | 0 | 0 | 0 | 0 | 0 | 0 | 0 | 0 | 0
2009 | TL | MRO | - | - | W09 | DELIVERABLE INTERNAL CAPACITY = 6a+7a | 55401.5816 | 57000.3657 | 57573.7428 | 57715.2424 | 58509.5403 | 58743.8686 | 58985.9822 | 59436.4439 | 59229.5594 | 59183.469 | 59647.5781
2009 | TL | MRO | - | - | W10 | CAPACITY TRANSACTIONS - IMPORTS = 10a+10b+10c+10d | 1398.6 | 1395.3 | 1384 | 1334 | 1234 | 1159 | 1159 | 909 | 909 | 909 | 909
2009 | TL | MRO | - | - | W10a | Firm (Note: The sum of 10a1 and 10a2 must be <= 10a) | 1398.6 | 1395.3 | 1384 | 1334 | 1234 | 1159 | 1159 | 909 | 659 | 659 | 659
2009 | TL | MRO | - | - | W10a1 | Full-Responsibility Purchases | 114 | 113 | 113 | 113 | 163 | 163 | 163 | 163 | 163 | 163 | 163
2009 | TL | MRO | - | - | W10a2 | Owned Capacity/Entitlement Located Outside the Region/Subregion | 535 | 535 | 535 | 535 | 435 | 435 | 435 | 435 | 435 | 435 | 435
2009 | TL | MRO | - | - | W10b | Non-firm | 0 | 0 | 0 | 0 | 0 | 0 | 0 | 0 | 0 | 0 | 0
2009 | TL | MRO | - | - | W10c | Expected (Note: The sum of 10c1 and 10c2 must be <= 10c) | 0 | 0 | 0 | 0 | 0 | 0 | 0 | 0 | 0 | 0 | 0
2009 | TL | MRO | - | - | W10c1 | Full-Responsibility Purchases | 0 | 0 | 0 | 0 | 0 | 0 | 0 | 0 | 0 | 0 | 0
2009 | TL | MRO | - | - | W10c2 | Owned Capacity/Entitlement Located Outside the Region/Subregion | 0 | 0 | 0 | 0 | 0 | 0 | 0 | 0 | 0 | 0 | 0
2009 | TL | MRO | - | - | W10d | Provisional – transactions under study, but negotiations have not begun. | 0 | 0 | 0 | 0 | 0 | 0 | 0 | 0 | 250 | 250 | 250
2009 | TL | MRO | - | - | W11 | CAPACITY TRANSACTIONS - EXPORTS = 11a+11b+11c+11d | 1032.3154 | 1064.3154 | 896.3154 | 746.3154 | 736.3154 | 789.6051 | 714.6051 | 709.6051 | 709.6051 | 554.6051 | 554.6051
2009 | TL | MRO | - | - | W11a | Firm (Note: The sum of 11a1 and 11a2 must be <= 11a) | 1032.3154 | 1064.3154 | 896.3154 | 746.3154 | 736.3154 | 789.6051 | 714.6051 | 709.6051 | 709.6051 | 554.6051 | 554.6051
2009 | TL | MRO | - | - | W11a1 | Full-Responsibility Purchases | 517.8154 | 624.8154 | 527.8154 | 527.8154 | 517.8154 | 471.3251 | 471.3251 | 466.3251 | 466.3251 | 311.3251 | 311.3251
2009 | TL | MRO | - | - | W11a2 | Owned Capacity/Entitlement Located Outside the Region/Subregion | 294.5 | 294.5 | 294.5 | 194.5 | 194.5 | 294.28 | 219.28 | 219.28 | 219.28 | 219.28 | 219.28
2009 | TL | MRO | - | - | W11b | Non-firm | 0 | 0 | 0 | 0 | 0 | 0 | 0 | 0 | 0 | 0 | 0
2009 | TL | MRO | - | - | W11c | Expected (Note: The sum of 11c1 and 11c2 must be <= 11c) | 0 | 0 | 0 | 0 | 0 | 0 | 0 | 0 | 0 | 0 | 0
2009 | TL | MRO | - | - | W11c1 | Full-Responsibility Purchases | 0 | 0 | 0 | 0 | 0 | 0 | 0 | 0 | 0 | 0 | 0
2009 | TL | MRO | - | - | W11c2 | Owned Capacity/Entitlement Located Outside the Region/Subregion | 0 | 0 | 0 | 0 | 0 | 0 | 0 | 0 | 0 | 0 | 0
2009 | TL | MRO | - | - | W11d | Provisional – transactions under study, but negotiations have not begun. | 0 | 0 | 0 | 0 | 0 | 0 | 0 | 0 | 0 | 0 | 0
2009 | TL | MRO | - | - | W12 | EXISTING, CERTAIN CAPACITY & NET FIRM TRANSACTIONS = 6a+Net Firm Transactions | 55767.8661 | 56818.7602 | 57176.8373 | 57185.837 | 57047.5349 | 56995.5735 | 57031.6871 | 56904.1488 | 56399.2643 | 56410.1739 | 56410.283
2009 | TL | MRO | - | - | W13 | DELIVERABLE CAPACITY RESOURCES = 12+7a+Net Expected Transactions | 55767.8661 | 57331.3502 | 58061.4273 | 58302.927 | 59007.2249 | 59113.2635 | 59430.3771 | 59635.8388 | 59178.9543 | 59287.8639 | 59751.973
2009 | TL | MRO | - | - | W14 | PROSPECTIVE CAPACITY RESOURCES = 13+6b-[Existing,Other Derates]+16b | 56430.8661 | 58046.2502 | 59526.8273 | 59775.827 | 60480.1249 | 60586.1635 | 60903.2771 | 61108.7388 | 60651.8543 | 60760.7639 | 61225.773
2009 | TL | MRO | - | - | W15 | TOTAL POTENTIAL CAPACITY RESOURCES = 13+6b-[Existing,Other Derates]+7b+ 8+Net Provisional Transactions | 56430.8661 | 60697.2502 | 66160.8273 | 70262.827 | 74126.1249 | 74957.1635 | 76031.2771 | 76284.7388 | 76167.8543 | 76276.7639 | 77441.773
2009 | TL | MRO | - | - | W15a | ADJUSTED POTENTIAL CAPACITY RESOURCES = 13+6b-[Existing,Other Derates]+ 16b+16d+Net Provisional Transactions | 56430.8661 | 58841.5502 | 61517.0273 | 62921.927 | 64573.9249 | 64897.4635 | 65441.6771 | 65661.5388 | 65481.6543 | 65590.5639 | 66265.573
2009 | TL | MRO | - | - | W16a | Confidence of Future, Other (7b), using reasonable judgement | 0 | 1 | 1 | 1 | 1 | 1 | 1 | 1 | 1 | 1 | 1
2009 | TL | MRO | - | - | W16b | Net Future, Other Resources After Confidence Percentage Is Applied = 7b*16a | 0 | 7.9 | 55.4 | 62.9 | 62.9 | 62.9 | 62.9 | 62.9 | 62.9 | 62.9 | 63.8
2009 | TL | MRO | - | - | W16c | Confidence of Conceptual (8), using reasonable judgement | 0 | 0.3 | 0.3 | 0.3 | 0.3 | 0.3 | 0.3 | 0.3 | 0.3 | 0.3 | 0.3
2009 | TL | MRO | - | - | W16d | Net Conceptual Resources After Confidence Percentage Is Applied = 8*16c | 0 | 795.3 | 1990.2 | 3146.1 | 4093.8 | 4311.3 | 4538.4 | 4552.8 | 4579.8 | 4579.8 | 4789.8
2009 | TL | MRO | - | - | W17C | Region/Subregion Target Capacity Margin | 0 | 0.1305 | 0.1305 | 0.1305 | 0.1305 | 0.1305 | 0.1305 | 0.1305 | 0.1305 | 0.1305 | 0.1305
2009 | TL | MRO | - | - | W17R | Region/Subregion Target Reserve Margin | 0 | 0.15 | 0.15 | 0.15 | 0.15 | 0.15 | 0.15 | 0.15 | 0.15 | 0.15 | 0.15
2009 | TL | MRO | - | - | W18C | Existing Certain and Net Firm Transactions = (12-3)/12 | 0 | 0.25522 | 0.24547 | 0.23092 | 0.21511 | 0.20585 | 0.19475 | 0.1867 | 0.17049 | 0.16179 | 0.15179
2009 | TL | MRO | - | - | W19C | Deliverable Capacity Resources = (13-3)/13 | 0 | 0.26188 | 0.25697 | 0.24566 | 0.24118 | 0.2343 | 0.22725 | 0.22395 | 0.20945 | 0.20248 | 0.19922
2009 | TL | MRO | - | - | W20C | Prospective Capacity Resources = (14-3)/14 | 0 | 0.27097 | 0.27526 | 0.26424 | 0.25966 | 0.25291 | 0.24594 | 0.24266 | 0.22865 | 0.22181 | 0.2185
2009 | TL | MRO | - | - | W21C | Total Potential Resources = (15-3)/15 | 0 | 0.30281 | 0.34793 | 0.37406 | 0.39595 | 0.39615 | 0.39597 | 0.39332 | 0.38578 | 0.38011 | 0.38214
2009 | TL | MRO | - | - | W22C | Adjusted Potential Resources = (15a-3)/15a | 0 | 0.28082 | 0.29871 | 0.30103 | 0.3066 | 0.30254 | 0.29823 | 0.29517 | 0.28554 | 0.27911 | 0.27794
2009 | TL | MRO | - | - | W18R | Existing Certain and Net Firm Transactions = (12-3)/3 | 0 | 0.34268 | 0.32533 | 0.30026 | 0.27407 | 0.25921 | 0.24184 | 0.22955 | 0.20552 | 0.19302 | 0.17895
2009 | TL | MRO | - | - | W19R | Deliverable Capacity Resources = (13-3)/3 | 0 | 0.35479 | 0.34584 | 0.32566 | 0.31784 | 0.30599 | 0.29408 | 0.28858 | 0.26494 | 0.25388 | 0.24879
2009 | TL | MRO | - | - | W20R | Prospective Capacity Resources = (14-3)/3 | 0 | 0.37168 | 0.3798 | 0.35915 | 0.35073 | 0.33853 | 0.32615 | 0.3204 | 0.29642 | 0.28503 | 0.27959
2009 | TL | MRO | - | - | W21R | Total Potential Resources = (15-3)/3 | 0 | 0.43433 | 0.53358 | 0.59759 | 0.6555 | 0.65603 | 0.65555 | 0.64832 | 0.62807 | 0.61318 | 0.6185
2009 | TL | MRO | - | - | W22R | Adjusted Potential Resources = (15a-3)/3 | 0 | 0.39048 | 0.42594 | 0.43068 | 0.44216 | 0.43378 | 0.42497 | 0.41878 | 0.39966 | 0.38718 | 0.38492
2009 | TL | MRO | - | - | W24 | Other Capacity < 1 MW | 0 | 0 | 0 | 0 | 0 | 0 | 0 | 0 | 0 | 0 | 0
2009 | TL | MRO | - | - | W25 | Distributed Generator Capacity >= 1 MW | 0 | 0 | 0 | 0 | 0 | 0 | 0 | 0 | 0 | 0 | 0
2009 | TL | MRO | - | - | W26 | Capacity Total from EIA-860 | 0 | 0 | 0 | 0 | 0 | 0 | 0 | 0 | 0 | 0 | 0
2009 | TL | MRO | - | - | W27 | Total Installed Baseline Capacity Resources = 12+6b | 61605.1161 | 0 | 0 | 0 | 0 | 0 | 0 | 0 | 0 | 0 | 0
2009 | TL | NPCC | - | - | W01 | Unrestricted Non-coincident Peak Demand = 2+1a+1b-1c-1d | 75750 | 112619.7422 | 113942.0534 | 115087.9665 | 116371.4874 | 117356.8887 | 118636.5178 | 119319.6509 | 121220.717 | 122480.4487 | 123165.832
2009 | TL | NPCC | - | - | W01a | New Conservation (Energy Efficiency) | 0 | 831.8712 | 1498.1892 | 2376.8532 | 3312.347 | 4183.9648 | 4912.3589 | 5668.9509 | 6102.145 | 6566.4341 | 7001.9678
2009 | TL | NPCC | - | - | W01b | Estimated Diversity | 0 | 0 | 0 | 0 | 0 | 0 | 0 | 0 | 0 | 0 | 0
2009 | TL | NPCC | - | - | W01c | Additions for non-member load (load served by non-registered LSE's in a region) | 0 | 0 | 0 | 0 | 0 | 0 | 0 | 0 | 0 | 0 | 0
2009 | TL | NPCC | - | - | W01d | Stand-by Load Under Contract (Normally served by behind the meter generation) | 0 | 0 | 0 | 0 | 0 | 0 | 0 | 0 | 0 | 0 | 0
2009 | TL | NPCC | - | - | W02 | Total Internal Demand | 75750 | 111787.8709 | 112443.8642 | 112711.1134 | 113059.1404 | 113172.9239 | 113724.1589 | 113650.7 | 115118.572 | 115914.0145 | 116163.8642
2009 | TL | NPCC | - | - | W02a | Direct Control Load Management | 0 | 250 | 250 | 250 | 250 | 250 | 250 | 250 | 250 | 250 | 250
2009 | TL | NPCC | - | - | W02b | Contractually Interruptible (Curtailable) | 309 | 1941 | 1938 | 1937 | 1936 | 1935 | 1629 | 1628 | 1626 | 1529 | 1527
2009 | TL | NPCC | - | - | W02c | Critical Peak-Pricing (CPP) with Control | 0 | 0 | 0 | 0 | 0 | 0 | 0 | 0 | 0 | 0 | 0
2009 | TL | NPCC | - | - | W02d | Load as a Capacity Resource | 0 | 0 | 0 | 0 | 0 | 0 | 0 | 0 | 0 | 0 | 0
2009 | TL | NPCC | - | - | W03 | Net Internal Demand = 2-2a-2b-2c-2d | 75441 | 109596.8709 | 110255.8642 | 110524.1134 | 110873.1404 | 110987.9239 | 111845.1589 | 111772.7 | 113242.572 | 114135.0145 | 114386.8642
2009 | TL | NPCC | - | - | W04a | Demand Response used for Reserves - Spinning | 0 | 0 | 0 | 0 | 0 | 0 | 0 | 0 | 0 | 0 | 0
2009 | TL | NPCC | - | - | W04b | Demand Response used for Reserves - Non-Spinning | 0 | 0 | 0 | 0 | 0 | 0 | 0 | 0 | 0 | 0 | 0
2009 | TL | NPCC | - | - | W04c | Demand Response used for Regulation | 0 | 0 | 0 | 0 | 0 | 0 | 0 | 0 | 0 | 0 | 0
2009 | TL | NPCC | - | - | W04d | Demand Response used for Energy, Voluntary - Emergency | 0 | 0 | 0 | 0 | 0 | 0 | 0 | 0 | 0 | 0 | 0
2009 | TL | NPCC | - | - | W05 | TOTAL INTERNAL CAPACITY = 6+7 | 158273 | 164338.8 | 165869.1247 | 171907.7644 | 178468.6189 | 180512.4629 | 181675.8889 | 178789.1979 | 179174.231 | 178685.8673 | 178193.2677
2009 | TL | NPCC | - | - | W06 | EXISTING CAPACITY = 6a+6b+6c | 158273 | 160262.4 | 154327.7748 | 154404.447 | 153983.447 | 153713.447 | 153549.447 | 147171.6508 | 146157.5408 | 144264.9408 | 143277.4408
2009 | TL | NPCC | - | - | W06a | Existing, Certain (Note: The sum of 6a1 through 6a4 must be <= 6a) | 152214 | 149454.4 | 145595.4 | 145693.9 | 146302.9 | 146032.9 | 145873.9 | 139496.1038 | 138631.9938 | 136739.3938 | 135751.8938
2009 | TL | NPCC | - | - | W06a1 | Wind Expected On-Peak | 212 | 932.3645 | 704.3645 | 704.3645 | 704.3645 | 704.3645 | 704.3645 | 704.3645 | 704.3645 | 704.3645 | 704.3645
2009 | TL | NPCC | - | - | W06a2 | Solar Expected On-Peak | 0 | 1 | 0 | 0.7815 | 0.7815 | 0.7815 | 0.7815 | 0.7815 | 0.7815 | 0.7815 | 0.7815
2009 | TL | NPCC | - | - | W06a3 | Hydro Expected On-Peak | 46298 | 46961.6355 | 46343.3062 | 46417.3062 | 46386.3062 | 46386.3062 | 46386.3062 | 46370.3062 | 46333.3062 | 46333.3062 | 46333.3062
2009 | TL | NPCC | - | - | W06a4 | Biomass Expected On-Peak | 1270 | 1771 | 1783.6 | 1704.6 | 1704.6 | 1704.6 | 1704.6 | 1704.6 | 1704.6 | 1704.6 | 1704.6
2009 | TL | NPCC | - | - | W06a5 | Load as a Capacity Resource Expected On-Peak (Load Management Programs) | 3279 | 3035 | 2513.7673 | 2920.0924 | 2542.0924 | 2542.0924 | 2453.0798 | 2453.0798 | 2453.0798 | 2453.0798 | 2453.0798
2009 | TL | NPCC | - | - | W06b | Existing, Other (Note: The sum of 6b1 through 6b7 must be <= 6b) | 5492 | 10788 | 8712.3748 | 8690.547 | 7660.547 | 7660.547 | 7655.547 | 7655.547 | 7505.547 | 7505.547 | 7505.547
2009 | TL | NPCC | - | - | W06b1 | Wind Derate On-Peak | 1137 | 1619.9809 | 1575.9809 | 1575.9809 | 1575.9809 | 1575.9809 | 1575.9809 | 1575.9809 | 1575.9809 | 1575.9809 | 1575.9809
2009 | TL | NPCC | - | - | W06b2 | Solar Derate On-Peak | 0 | 0 | 0 | 1.1722 | 1.1722 | 1.1722 | 1.1722 | 1.1722 | 1.1722 | 1.1722 | 1.1722
2009 | TL | NPCC | - | - | W06b3 | Hydro Derate On-Peak | 2591 | 3182.3645 | 3481.3938 | 3440.3938 | 3440.3938 | 3440.3938 | 3440.3938 | 3440.3938 | 3440.3938 | 3440.3938 | 3440.3938
2009 | TL | NPCC | - | - | W06b4 | Biomass Derate On-Peak | 21 | 30 | 26 | 26 | 26 | 26 | 26 | 26 | 26 | 26 | 26
2009 | TL | NPCC | - | - | W06b5 | Load as a Capacity Resource Derate On-Peak (Load Management Programs) | 276 | 479 | 556 | 533 | 533 | 533 | 528 | 528 | 528 | 528 | 528
2009 | TL | NPCC | - | - | W06b6 | Energy Only | 0 | 121 | 121 | 121 | 121 | 121 | 121 | 121 | 121 | 121 | 121
2009 | TL | NPCC | - | - | W06b7 | Scheduled Outage - Maintenance | 973 | 2491 | 1278 | 1278 | 1278 | 1278 | 1278 | 1278 | 1278 | 1278 | 1278
2009 | TL | NPCC | - | - | W06b8 | Transmission-Limited Resources | 0 | 1734 | 1180 | 1180 | 150 | 150 | 150 | 150 | 0 | 0 | 0
2009 | TL | NPCC | - | - | W06c | Existing, Inoperable (Note: Capacity reported in this line are not used in margin calculations) | 567 | 20 | 20 | 20 | 20 | 20 | 20 | 20 | 20 | 20 | 20
2009 | TL | NPCC | - | - | W07 | FUTURE CAPACITY ADDITIONS = 7a+7b | 0 | 4076.4 | 11541.35 | 17503.3174 | 24485.1719 | 26799.0159 | 28126.4419 | 31617.5471 | 33016.6902 | 34420.9265 | 34915.8269
2009 | TL | NPCC | - | - | W07a | Future, Planned (Note: Only the net expected On-Peak values are included in this line and does not include Energy Only.) | 0 | 3607.4 | 6691.3625 | 9716.8841 | 11115.285 | 11831.8178 | 12605.2004 | 13247.1354 | 13295.8694 | 13529.8244 | 13400.7174
2009 | TL | NPCC | - | - | W07a1 | Wind Expected On-Peak | 0 | 153 | 309.5851 | 496.0851 | 586.9251 | 597.0051 | 597.0051 | 597.0051 | 597.0051 | 597.0051 | 597.0051
2009 | TL | NPCC | - | - | W07a2 | Solar Expected On-Peak | 0 | 0 | 148.2699 | 209.4682 | 209.4682 | 209.4682 | 209.4682 | 209.4682 | 209.4682 | 209.4682 | 209.4682
2009 | TL | NPCC | - | - | W07a3 | Hydro Expected On-Peak | 0 | 45 | 97.213 | 786.362 | 1096.362 | 1146.362 | 2146.862 | 2146.862 | 2406.862 | 2784.862 | 2784.862
2009 | TL | NPCC | - | - | W07a4 | Biomass Expected On-Peak | 0 | 63 | 71 | 122 | 234 | 234 | 334 | 334 | 334 | 334 | 334
2009 | TL | NPCC | - | - | W07b | Future, Other (Note: Only the net expected On-Peak values are included in this line and does not include Energy Only.) | 0 | 0 | 23 | 195 | 195 | 211 | 227 | 227 | 243 | 243 | 259
2009 | TL | NPCC | - | - | W07b1 | Wind Expected On-Peak | 0 | 0 | 0 | 0 | 0 | 16 | 32 | 32 | 48 | 48 | 64
2009 | TL | NPCC | - | - | W07b2 | Wind Derate On-Peak | 0 | 594.2 | 934 | 2238.3468 | 3274.7068 | 3821.0268 | 4505.0268 | 4779.0268 | 4813.0268 | 4813.0268 | 4847.0268
2009 | TL | NPCC | - | - | W07b3 | Solar Expected On-Peak | 0 | 0 | 0 | 0 | 0 | 0 | 0 | 0 | 0 | 0 | 0
2009 | TL | NPCC | - | - | W07b4 | Solar Derate On-Peak | 0 | 0 | 0 | 314.2023 | 314.2023 | 314.2023 | 314.2023 | 314.2023 | 314.2023 | 314.2023 | 314.2023
2009 | TL | NPCC | - | - | W07b5 | Hydro Expected On-Peak | 0 | 2.5 | 4.887 | 16.038 | 16.038 | 16.038 | 137.538 | 137.538 | 137.538 | 137.538 | 137.538
2009 | TL | NPCC | - | - | W07b6 | Hydro Derate On-Peak | 0 | 0 | 0 | 0 | 0 | 0 | 0 | 0 | 0 | 0 | 0
2009 | TL | NPCC | - | - | W07b7 | Biomass Expected On-Peak | 0 | 0 | 0 | 0 | 0 | 0 | 0 | 0 | 0 | 0 | 0
2009 | TL | NPCC | - | - | W07b8 | Biomass Derate On-Peak | 0 | 0 | 0 | 0 | 13 | 13 | 13 | 13 | 13 | 13 | 13
2009 | TL | NPCC | - | - | W07b9 | Energy Only | 0 | 0 | 0 | 0 | 0 | 0 | 0 | 0 | 0 | 0 | 0
2009 | TL | NPCC | - | - | W08 | Conceptual (Note: Only the net expected on-peak capacity is included in this line and does not include Energy Only.) | 0 | 469 | 4849.9875 | 7786.4333 | 13369.8868 | 14967.1981 | 15521.2415 | 18370.4118 | 19720.8208 | 20891.1021 | 21515.1096
2009 | TL | NPCC | - | - | W08a1 | Wind Expected On-Peak | 0 | 287 | 1636 | 2321.2349 | 3230.0093 | 3587.035 | 3651.5186 | 3899.0766 | 4128.5397 | 4129.5267 | 4130.8673
2009 | TL | NPCC | - | - | W08a2 | Wind Derate On-Peak | 0 | 0 | 0 | 1.2333 | 1612.5489 | 2528.9962 | 2787.4724 | 3778.3397 | 4697.0832 | 4702.2652 | 4709.3032
2009 | TL | NPCC | - | - | W08a3 | Solar Expected On-Peak | 0 | 0 | 0 | 1.0548 | 69.8171 | 110.2683 | 123.6148 | 172.767 | 221.1728 | 234.3307 | 250.7957
2009 | TL | NPCC | - | - | W08a4 | Solar Derate On-Peak | 0 | 0 | 0 | 1.5822 | 104.7256 | 165.4025 | 185.4222 | 259.1505 | 331.7591 | 351.496 | 376.1935
2009 | TL | NPCC | - | - | W08a5 | Hydro Expected On-Peak | 0 | 8 | 29.6875 | 37.3525 | 46.806 | 57.1172 | 107.3047 | 179.6404 | 231.3299 | 269.0764 | 286.4504
2009 | TL | NPCC | - | - | W08a6 | Hydro Derate On-Peak | 0 | 0 | 5.0625 | 7.8975 | 11.394 | 15.2078 | 33.7702 | 60.5245 | 79.6426 | 93.6036 | 100.0296
2009 | TL | NPCC | - | - | W08a7 | Biomass Expected On-Peak | 0 | 104 | 179 | 390 | 390 | 440 | 490 | 840 | 1640 | 1640 | 1640
2009 | TL | NPCC | - | - | W08a8 | Biomass Derate On-Peak | 0 | 0 | 0 | 0 | 200 | 350 | 350 | 0 | 0 | 0 | 0
2009 | TL | NPCC | - | - | W08a9 | Energy Only | 0 | 0 | 0 | 0 | 0 | 0 | 0 | 0 | 0 | 0 | 0
2009 | TL | NPCC | - | - | W09 | DELIVERABLE INTERNAL CAPACITY = 6a+7a | 152214 | 153061.8 | 152286.7625 | 155410.7841 | 157418.185 | 157864.7178 | 158479.1004 | 152743.2392 | 151927.8632 | 150269.2182 | 149152.6112
2009 | TL | NPCC | - | - | W10 | CAPACITY TRANSACTIONS - IMPORTS = 10a+10b+10c+10d | 3932 | 685.9 | 601 | 401 | 918.5 | 918.5 | 868.5 | 868.5 | 868.5 | 868.5 | 868.5
2009 | TL | NPCC | - | - | W10a | Firm (Note: The sum of 10a1 and 10a2 must be <= 10a) | 3932 | 685.9 | 601 | 401 | 918.5 | 918.5 | 868.5 | 868.5 | 868.5 | 868.5 | 868.5
2009 | TL | NPCC | - | - | W10a1 | Full-Responsibility Purchases | 1995 | 401 | 401 | 401 | 401 | 401 | 401 | 401 | 401 | 401 | 401
2009 | TL | NPCC | - | - | W10a2 | Owned Capacity/Entitlement Located Outside the Region/Subregion | 0 | 0 | 0 | 0 | 0 | 0 | 0 | 0 | 0 | 0 | 0
2009 | TL | NPCC | - | - | W10b | Non-firm | 0 | 0 | 0 | 0 | 0 | 0 | 0 | 0 | 0 | 0 | 0
2009 | TL | NPCC | - | - | W10c | Expected (Note: The sum of 10c1 and 10c2 must be <= 10c) | 0 | 0 | 0 | 0 | 0 | 0 | 0 | 0 | 0 | 0 | 0
2009 | TL | NPCC | - | - | W10c1 | Full-Responsibility Purchases | 0 | 0 | 0 | 0 | 0 | 0 | 0 | 0 | 0 | 0 | 0
2009 | TL | NPCC | - | - | W10c2 | Owned Capacity/Entitlement Located Outside the Region/Subregion | 0 | 0 | 0 | 0 | 0 | 0 | 0 | 0 | 0 | 0 | 0
2009 | TL | NPCC | - | - | W10d | Provisional – transactions under study, but negotiations have not begun. | 0 | 0 | 0 | 0 | 0 | 0 | 0 | 0 | 0 | 0 | 0
2009 | TL | NPCC | - | - | W11 | CAPACITY TRANSACTIONS - EXPORTS = 11a+11b+11c+11d | 1922 | 998 | 1114.1 | 996.3 | 488 | 488 | 488 | 488 | 488 | 488 | 488
2009 | TL | NPCC | - | - | W11a | Firm (Note: The sum of 11a1 and 11a2 must be <= 11a) | 1922 | 998 | 1114.1 | 996.3 | 488 | 488 | 488 | 488 | 488 | 488 | 488
2009 | TL | NPCC | - | - | W11a1 | Full-Responsibility Purchases | 1467 | 543 | 543 | 343 | 343 | 343 | 343 | 343 | 343 | 343 | 343
2009 | TL | NPCC | - | - | W11a2 | Owned Capacity/Entitlement Located Outside the Region/Subregion | 0 | 0 | 0 | 0 | 0 | 0 | 0 | 0 | 0 | 0 | 0
2009 | TL | NPCC | - | - | W11b | Non-firm | 0 | 0 | 0 | 0 | 0 | 0 | 0 | 0 | 0 | 0 | 0
2009 | TL | NPCC | - | - | W11c | Expected (Note: The sum of 11c1 and 11c2 must be <= 11c) | 0 | 0 | 0 | 0 | 0 | 0 | 0 | 0 | 0 | 0 | 0
2009 | TL | NPCC | - | - | W11c1 | Full-Responsibility Purchases | 0 | 0 | 0 | 0 | 0 | 0 | 0 | 0 | 0 | 0 | 0
2009 | TL | NPCC | - | - | W11c2 | Owned Capacity/Entitlement Located Outside the Region/Subregion | 0 | 0 | 0 | 0 | 0 | 0 | 0 | 0 | 0 | 0 | 0
2009 | TL | NPCC | - | - | W11d | Provisional – transactions under study, but negotiations have not begun. | 0 | 0 | 0 | 0 | 0 | 0 | 0 | 0 | 0 | 0 | 0
2009 | TL | NPCC | - | - | W12 | EXISTING, CERTAIN CAPACITY & NET FIRM TRANSACTIONS = 6a+Net Firm Transactions | 154224 | 149142.3 | 145082.3 | 145098.6 | 146733.4 | 146463.4 | 146254.4 | 139876.6038 | 139012.4938 | 137119.8938 | 136132.3938
2009 | TL | NPCC | - | - | W13 | DELIVERABLE CAPACITY RESOURCES = 12+7a+Net Expected Transactions | 154224 | 152749.7 | 151773.6625 | 154815.4841 | 157848.685 | 158295.2178 | 158859.6004 | 153123.7392 | 152308.3632 | 150649.7182 | 149533.1112
2009 | TL | NPCC | - | - | W14 | PROSPECTIVE CAPACITY RESOURCES = 13+6b-[Existing,Other Derates]+16b | 154718 | 153880.3546 | 152267.6625 | 155350.4841 | 158383.685 | 158830.2178 | 159394.6004 | 153658.7392 | 152843.3632 | 151184.7182 | 150068.1112
2009 | TL | NPCC | - | - | W15 | TOTAL POTENTIAL CAPACITY RESOURCES = 13+6b-[Existing,Other Derates]+7b+ 8+Net Provisional Transactions | 154718 | 154349.3546 | 157140.65 | 163331.9174 | 171948.5719 | 174008.4159 | 175142.8419 | 172256.1509 | 172807.184 | 172318.8203 | 171842.2207
2009 | TL | NPCC | - | - | W15a | ADJUSTED POTENTIAL CAPACITY RESOURCES = 13+6b-[Existing,Other Derates]+ 16b+16d+Net Provisional Transactions | 154718 | 153880.3546 | 152267.6625 | 155350.4841 | 158383.685 | 158830.2178 | 159394.6004 | 153658.7392 | 152843.3632 | 151184.7182 | 150068.1112
2009 | TL | NPCC | - | - | W16a | Confidence of Future, Other (7b), using reasonable judgement | 0 | 0 | 0 | 0 | 0 | 0 | 0 | 0 | 0 | 0 | 0
2009 | TL | NPCC | - | - | W16b | Net Future, Other Resources After Confidence Percentage Is Applied = 7b*16a | 0 | 0 | 0 | 0 | 0 | 0 | 0 | 0 | 0 | 0 | 0
2009 | TL | NPCC | - | - | W16c | Confidence of Conceptual (8), using reasonable judgement | 0 | 0 | 0 | 0 | 0 | 0 | 0 | 0 | 0 | 0 | 0
2009 | TL | NPCC | - | - | W16d | Net Conceptual Resources After Confidence Percentage Is Applied = 8*16c | 0 | 0 | 0 | 0 | 0 | 0 | 0 | 0 | 0 | 0 | 0
2009 | TL | NPCC | - | - | W17C | Region/Subregion Target Capacity Margin | 0 | 0 | 0 | 0 | 0 | 0 | 0 | 0 | 0 | 0 | 0
2009 | TL | NPCC | - | - | W17R | Region/Subregion Target Reserve Margin | 0 | 0.15 | 0.15 | 0.15 | 0.15 | 0.15 | 0.15 | 0.15 | 0.15 | 0.15 | 0.15
2009 | TL | NPCC | - | - | W18C | Existing Certain and Net Firm Transactions = (12-3)/12 | 0 | 0.26515 | 0.24005 | 0.23828 | 0.24439 | 0.24221 | 0.23527 | 0.20092 | 0.18538 | 0.16763 | 0.15974
2009 | TL | NPCC | - | - | W19C | Deliverable Capacity Resources = (13-3)/13 | 0 | 0.28251 | 0.27355 | 0.28609 | 0.2976 | 0.29885 | 0.29595 | 0.27005 | 0.25649 | 0.24238 | 0.23504
2009 | TL | NPCC | - | - | W20C | Prospective Capacity Resources = (14-3)/14 | 0 | 0.28778 | 0.27591 | 0.28855 | 0.29997 | 0.30122 | 0.29831 | 0.27259 | 0.25909 | 0.24506 | 0.23777
2009 | TL | NPCC | - | - | W21C | Total Potential Resources = (15-3)/15 | 0 | 0.28994 | 0.29836 | 0.32332 | 0.3552 | 0.36217 | 0.36141 | 0.35113 | 0.34469 | 0.33765 | 0.33435
2009 | TL | NPCC | - | - | W22C | Adjusted Potential Resources = (15a-3)/15a | 0 | 0.28778 | 0.27591 | 0.28855 | 0.29997 | 0.30122 | 0.29831 | 0.27259 | 0.25909 | 0.24506 | 0.23777
2009 | TL | NPCC | - | - | W18R | Existing Certain and Net Firm Transactions = (12-3)/3 | 0 | 0.36083 | 0.31587 | 0.31282 | 0.32344 | 0.31963 | 0.30765 | 0.25144 | 0.22756 | 0.20138 | 0.19011
2009 | TL | NPCC | - | - | W19R | Deliverable Capacity Resources = (13-3)/3 | 0 | 0.39374 | 0.37656 | 0.40074 | 0.42369 | 0.42624 | 0.42035 | 0.36996 | 0.34497 | 0.31993 | 0.30726
2009 | TL | NPCC | - | - | W20R | Prospective Capacity Resources = (14-3)/3 | 0 | 0.40406 | 0.38104 | 0.40558 | 0.42851 | 0.43106 | 0.42514 | 0.37474 | 0.3497 | 0.32461 | 0.31193
2009 | TL | NPCC | - | - | W21R | Total Potential Resources = (15-3)/3 | 0 | 0.40834 | 0.42524 | 0.47779 | 0.55086 | 0.56781 | 0.56594 | 0.54113 | 0.52599 | 0.50978 | 0.50229
2009 | TL | NPCC | - | - | W22R | Adjusted Potential Resources = (15a-3)/3 | 0 | 0.40406 | 0.38104 | 0.40558 | 0.42851 | 0.43106 | 0.42514 | 0.37474 | 0.3497 | 0.32461 | 0.31193
2009 | TL | NPCC | - | - | W24 | Other Capacity < 1 MW | 0 | 0 | 0 | 0 | 0 | 0 | 0 | 0 | 0 | 0 | 0
2009 | TL | NPCC | - | - | W25 | Distributed Generator Capacity >= 1 MW | 0 | 0 | 0 | 0 | 0 | 0 | 0 | 0 | 0 | 0 | 0
2009 | TL | NPCC | - | - | W26 | Capacity Total from EIA-860 | 0 | 0 | 0 | 0 | 0 | 0 | 0 | 0 | 0 | 0 | 0
2009 | TL | NPCC | - | - | W27 | Total Installed Baseline Capacity Resources = 12+6b | 159716 | 0 | 0 | 0 | 0 | 0 | 0 | 0 | 0 | 0 | 0
2009 | US | NPCC | - | - | W01 | Unrestricted Non-coincident Peak Demand = 2+1a+1b-1c-1d | 47151 | 47233 | 47373 | 47700 | 48144 | 48607 | 49019 | 49423 | 49843 | 50267 | 50699
2009 | US | NPCC | - | - | W01a | New Conservation (Energy Efficiency) | 0 | 135 | 297 | 505 | 760 | 987 | 1165 | 1366 | 1511 | 1658 | 1801
2009 | US | NPCC | - | - | W01b | Estimated Diversity | 0 | 0 | 0 | 0 | 0 | 0 | 0 | 0 | 0 | 0 | 0
2009 | US | NPCC | - | - | W01c | Additions for non-member load (load served by non-registered LSE's in a region) | 0 | 0 | 0 | 0 | 0 | 0 | 0 | 0 | 0 | 0 | 0
2009 | US | NPCC | - | - | W01d | Stand-by Load Under Contract (Normally served by behind the meter generation) | 0 | 0 | 0 | 0 | 0 | 0 | 0 | 0 | 0 | 0 | 0
2009 | US | NPCC | - | - | W02 | Total Internal Demand | 47151 | 47098 | 47076 | 47195 | 47384 | 47620 | 47854 | 48057 | 48332 | 48609 | 48898
2009 | US | NPCC | - | - | W02a | Direct Control Load Management | 0 | 0 | 0 | 0 | 0 | 0 | 0 | 0 | 0 | 0 | 0
2009 | US | NPCC | - | - | W02b | Contractually Interruptible (Curtailable) | 0 | 0 | 0 | 0 | 0 | 0 | 0 | 0 | 0 | 0 | 0
2009 | US | NPCC | - | - | W02c | Critical Peak-Pricing (CPP) with Control | 0 | 0 | 0 | 0 | 0 | 0 | 0 | 0 | 0 | 0 | 0
2009 | US | NPCC | - | - | W02d | Load as a Capacity Resource | 0 | 0 | 0 | 0 | 0 | 0 | 0 | 0 | 0 | 0 | 0
2009 | US | NPCC | - | - | W03 | Net Internal Demand = 2-2a-2b-2c-2d | 47151 | 47098 | 47076 | 47195 | 47384 | 47620 | 47854 | 48057 | 48332 | 48609 | 48898
2009 | US | NPCC | - | - | W04a | Demand Response used for Reserves - Spinning | 0 | 0 | 0 | 0 | 0 | 0 | 0 | 0 | 0 | 0 | 0
2009 | US | NPCC | - | - | W04b | Demand Response used for Reserves - Non-Spinning | 0 | 0 | 0 | 0 | 0 | 0 | 0 | 0 | 0 | 0 | 0
2009 | US | NPCC | - | - | W04c | Demand Response used for Regulation | 0 | 0 | 0 | 0 | 0 | 0 | 0 | 0 | 0 | 0 | 0
2009 | US | NPCC | - | - | W04d | Demand Response used for Energy, Voluntary - Emergency | 0 | 0 | 0 | 0 | 0 | 0 | 0 | 0 | 0 | 0 | 0
2009 | US | NPCC | - | - | W05 | TOTAL INTERNAL CAPACITY = 6+7 | 78126 | 78897.8 | 79787.1 | 85562.3 | 90288.1 | 91590.8 | 91590.8 | 93537.8 | 93537.8 | 93537.8 | 93537.8
2009 | US | NPCC | - | - | W06 | EXISTING CAPACITY = 6a+6b+6c | 78126 | 77701.4 | 73468.4 | 75123.9 | 74745.9 | 74745.9 | 74745.9 | 74745.9 | 74745.9 | 74745.9 | 74745.9
2009 | US | NPCC | - | - | W06a | Existing, Certain (Note: The sum of 6a1 through 6a4 must be <= 6a) | 77129 | 76706.4 | 72254.4 | 73909.9 | 73531.9 | 73531.9 | 73531.9 | 73531.9 | 73531.9 | 73531.9 | 73531.9
2009 | US | NPCC | - | - | W06a1 | Wind Expected On-Peak | 31 | 459 | 231 | 231 | 231 | 231 | 231 | 231 | 231 | 231 | 231
2009 | US | NPCC | - | - | W06a2 | Solar Expected On-Peak | 0 | 1 | 0 | 0 | 0 | 0 | 0 | 0 | 0 | 0 | 0
2009 | US | NPCC | - | - | W06a3 | Hydro Expected On-Peak | 1897 | 1936 | 1566 | 1648 | 1648 | 1648 | 1648 | 1648 | 1648 | 1648 | 1648
2009 | US | NPCC | - | - | W06a4 | Biomass Expected On-Peak | 996 | 1373 | 1382 | 1303 | 1303 | 1303 | 1303 | 1303 | 1303 | 1303 | 1303
2009 | US | NPCC | - | - | W06a5 | Load as a Capacity Resource Expected On-Peak (Load Management Programs) | 2737 | 2519 | 2305 | 2724 | 2346 | 2346 | 2346 | 2346 | 2346 | 2346 | 2346
2009 | US | NPCC | - | - | W06b | Existing, Other (Note: The sum of 6b1 through 6b7 must be <= 6b) | 997 | 995 | 1214 | 1214 | 1214 | 1214 | 1214 | 1214 | 1214 | 1214 | 1214
2009 | US | NPCC | - | - | W06b1 | Wind Derate On-Peak | 44 | 44 | 0 | 0 | 0 | 0 | 0 | 0 | 0 | 0 | 0
2009 | US | NPCC | - | - | W06b2 | Solar Derate On-Peak | 0 | 0 | 0 | 0 | 0 | 0 | 0 | 0 | 0 | 0 | 0
2009 | US | NPCC | - | - | W06b3 | Hydro Derate On-Peak | 38 | 36 | 299 | 258 | 258 | 258 | 258 | 258 | 258 | 258 | 258
2009 | US | NPCC | - | - | W06b4 | Biomass Derate On-Peak | 0 | 0 | 0 | 0 | 0 | 0 | 0 | 0 | 0 | 0 | 0
2009 | US | NPCC | - | - | W06b5 | Load as a Capacity Resource Derate On-Peak (Load Management Programs) | 0 | 0 | 0 | 0 | 0 | 0 | 0 | 0 | 0 | 0 | 0
2009 | US | NPCC | - | - | W06b6 | Energy Only | 0 | 0 | 0 | 0 | 0 | 0 | 0 | 0 | 0 | 0 | 0
2009 | US | NPCC | - | - | W06b7 | Scheduled Outage - Maintenance | 400 | 400 | 400 | 400 | 400 | 400 | 400 | 400 | 400 | 400 | 400
2009 | US | NPCC | - | - | W06b8 | Transmission-Limited Resources | 0 | 0 | 0 | 0 | 0 | 0 | 0 | 0 | 0 | 0 | 0
2009 | US | NPCC | - | - | W06c | Existing, Inoperable (Note: Capacity reported in this line are not used in margin calculations) | 0 | 0 | 0 | 0 | 0 | 0 | 0 | 0 | 0 | 0 | 0
2009 | US | NPCC | - | - | W07 | FUTURE CAPACITY ADDITIONS = 7a+7b | 0 | 1196.4 | 6318.7 | 10438.4 | 15542.2 | 16844.9 | 16844.9 | 18791.9 | 18791.9 | 18791.9 | 18791.9
2009 | US | NPCC | - | - | W07a | Future, Planned (Note: Only the net expected On-Peak values are included in this line and does not include Energy Only.) | 0 | 727.4 | 1482.4 | 2674.4 | 2676.2 | 2660.9 | 2660.9 | 2660.9 | 2660.9 | 2660.9 | 2660.9
2009 | US | NPCC | - | - | W07a1 | Wind Expected On-Peak | 0 | 0 | 31 | 169 | 170 | 170 | 170 | 170 | 170 | 170 | 170
2009 | US | NPCC | - | - | W07a2 | Solar Expected On-Peak | 0 | 0 | 0 | 0 | 0 | 0 | 0 | 0 | 0 | 0 | 0
2009 | US | NPCC | - | - | W07a3 | Hydro Expected On-Peak | 0 | 0 | 9 | 10 | 10 | 10 | 10 | 10 | 10 | 10 | 10
2009 | US | NPCC | - | - | W07a4 | Biomass Expected On-Peak | 0 | 0 | 8 | 59 | 59 | 59 | 59 | 59 | 59 | 59 | 59
2009 | US | NPCC | - | - | W07b | Future, Other (Note: Only the net expected On-Peak values are included in this line and does not include Energy Only.) | 0 | 0 | 23 | 195 | 195 | 195 | 195 | 195 | 195 | 195 | 195
2009 | US | NPCC | - | - | W07b1 | Wind Expected On-Peak | 0 | 0 | 0 | 0 | 0 | 0 | 0 | 0 | 0 | 0 | 0
2009 | US | NPCC | - | - | W07b2 | Wind Derate On-Peak | 0 | 0 | 23 | 195 | 195 | 195 | 195 | 195 | 195 | 195 | 195
2009 | US | NPCC | - | - | W07b3 | Solar Expected On-Peak | 0 | 0 | 0 | 0 | 0 | 0 | 0 | 0 | 0 | 0 | 0
2009 | US | NPCC | - | - | W07b4 | Solar Derate On-Peak | 0 | 0 | 0 | 0 | 0 | 0 | 0 | 0 | 0 | 0 | 0
2009 | US | NPCC | - | - | W07b5 | Hydro Expected On-Peak | 0 | 0 | 0 | 0 | 0 | 0 | 0 | 0 | 0 | 0 | 0
2009 | US | NPCC | - | - | W07b6 | Hydro Derate On-Peak | 0 | 0 | 0 | 0 | 0 | 0 | 0 | 0 | 0 | 0 | 0
2009 | US | NPCC | - | - | W07b7 | Biomass Expected On-Peak | 0 | 0 | 0 | 0 | 0 | 0 | 0 | 0 | 0 | 0 | 0
2009 | US | NPCC | - | - | W07b8 | Biomass Derate On-Peak | 0 | 0 | 0 | 0 | 0 | 0 | 0 | 0 | 0 | 0 | 0
2009 | US | NPCC | - | - | W07b9 | Energy Only | 0 | 0 | 0 | 0 | 0 | 0 | 0 | 0 | 0 | 0 | 0
2009 | US | NPCC | - | - | W08 | Conceptual (Note: Only the net expected on-peak capacity is included in this line and does not include Energy Only.) | 0 | 469 | 4836.3 | 7764 | 12866 | 14184 | 14184 | 16131 | 16131 | 16131 | 16131
2009 | US | NPCC | - | - | W08a1 | Wind Expected On-Peak | 0 | 287 | 1636 | 2321 | 2827 | 2955 | 2955 | 2955 | 2955 | 2955 | 2955
2009 | US | NPCC | - | - | W08a2 | Wind Derate On-Peak | 0 | 0 | 0 | 0 | 0 | 0 | 0 | 0 | 0 | 0 | 0
2009 | US | NPCC | - | - | W08a3 | Solar Expected On-Peak | 0 | 0 | 0 | 0 | 0 | 0 | 0 | 0 | 0 | 0 | 0
2009 | US | NPCC | - | - | W08a4 | Solar Derate On-Peak | 0 | 0 | 0 | 0 | 0 | 0 | 0 | 0 | 0 | 0 | 0
2009 | US | NPCC | - | - | W08a5 | Hydro Expected On-Peak | 0 | 8 | 16 | 16 | 16 | 16 | 16 | 16 | 16 | 16 | 16
2009 | US | NPCC | - | - | W08a6 | Hydro Derate On-Peak | 0 | 0 | 0 | 0 | 0 | 0 | 0 | 0 | 0 | 0 | 0
2009 | US | NPCC | - | - | W08a7 | Biomass Expected On-Peak | 0 | 104 | 179 | 390 | 390 | 440 | 490 | 490 | 490 | 490 | 490
2009 | US | NPCC | - | - | W08a8 | Biomass Derate On-Peak | 0 | 0 | 0 | 0 | 0 | 0 | 0 | 0 | 0 | 0 | 0
2009 | US | NPCC | - | - | W08a9 | Energy Only | 0 | 0 | 0 | 0 | 0 | 0 | 0 | 0 | 0 | 0 | 0
2009 | US | NPCC | - | - | W09 | DELIVERABLE INTERNAL CAPACITY = 6a+7a | 77129 | 77433.8 | 73736.8 | 76584.3 | 76208.1 | 76192.8 | 76192.8 | 76192.8 | 76192.8 | 76192.8 | 76192.8
2009 | US | NPCC | - | - | W10 | CAPACITY TRANSACTIONS - IMPORTS = 10a+10b+10c+10d | 3532 | 485.9 | 401 | 401 | 918.5 | 918.5 | 868.5 | 868.5 | 868.5 | 868.5 | 868.5
2009 | US | NPCC | - | - | W10a | Firm (Note: The sum of 10a1 and 10a2 must be <= 10a) | 3532 | 485.9 | 401 | 401 | 918.5 | 918.5 | 868.5 | 868.5 | 868.5 | 868.5 | 868.5
2009 | US | NPCC | - | - | W10a1 | Full-Responsibility Purchases | 1795 | 401 | 401 | 401 | 401 | 401 | 401 | 401 | 401 | 401 | 401
2009 | US | NPCC | - | - | W10a2 | Owned Capacity/Entitlement Located Outside the Region/Subregion | 0 | 0 | 0 | 0 | 0 | 0 | 0 | 0 | 0 | 0 | 0
2009 | US | NPCC | - | - | W10b | Non-firm | 0 | 0 | 0 | 0 | 0 | 0 | 0 | 0 | 0 | 0 | 0
2009 | US | NPCC | - | - | W10c | Expected (Note: The sum of 10c1 and 10c2 must be <= 10c) | 0 | 0 | 0 | 0 | 0 | 0 | 0 | 0 | 0 | 0 | 0
2009 | US | NPCC | - | - | W10c1 | Full-Responsibility Purchases | 0 | 0 | 0 | 0 | 0 | 0 | 0 | 0 | 0 | 0 | 0
2009 | US | NPCC | - | - | W10c2 | Owned Capacity/Entitlement Located Outside the Region/Subregion | 0 | 0 | 0 | 0 | 0 | 0 | 0 | 0 | 0 | 0 | 0
2009 | US | NPCC | - | - | W10d | Provisional – transactions under study, but negotiations have not begun. | 0 | 0 | 0 | 0 | 0 | 0 | 0 | 0 | 0 | 0 | 0
2009 | US | NPCC | - | - | W11 | CAPACITY TRANSACTIONS - EXPORTS = 11a+11b+11c+11d | 1267 | 343 | 459.1 | 541.3 | 343 | 343 | 343 | 343 | 343 | 343 | 343
2009 | US | NPCC | - | - | W11a | Firm (Note: The sum of 11a1 and 11a2 must be <= 11a) | 1267 | 343 | 459.1 | 541.3 | 343 | 343 | 343 | 343 | 343 | 343 | 343
2009 | US | NPCC | - | - | W11a1 | Full-Responsibility Purchases | 1267 | 343 | 343 | 343 | 343 | 343 | 343 | 343 | 343 | 343 | 343
2009 | US | NPCC | - | - | W11a2 | Owned Capacity/Entitlement Located Outside the Region/Subregion | 0 | 0 | 0 | 0 | 0 | 0 | 0 | 0 | 0 | 0 | 0
2009 | US | NPCC | - | - | W11b | Non-firm | 0 | 0 | 0 | 0 | 0 | 0 | 0 | 0 | 0 | 0 | 0
2009 | US | NPCC | - | - | W11c | Expected (Note: The sum of 11c1 and 11c2 must be <= 11c) | 0 | 0 | 0 | 0 | 0 | 0 | 0 | 0 | 0 | 0 | 0
2009 | US | NPCC | - | - | W11c1 | Full-Responsibility Purchases | 0 | 0 | 0 | 0 | 0 | 0 | 0 | 0 | 0 | 0 | 0
2009 | US | NPCC | - | - | W11c2 | Owned Capacity/Entitlement Located Outside the Region/Subregion | 0 | 0 | 0 | 0 | 0 | 0 | 0 | 0 | 0 | 0 | 0
2009 | US | NPCC | - | - | W11d | Provisional – transactions under study, but negotiations have not begun. | 0 | 0 | 0 | 0 | 0 | 0 | 0 | 0 | 0 | 0 | 0
2009 | US | NPCC | - | - | W12 | EXISTING, CERTAIN CAPACITY & NET FIRM TRANSACTIONS = 6a+Net Firm Transactions | 79394 | 76849.3 | 72196.3 | 73769.6 | 74107.4 | 74107.4 | 74057.4 | 74057.4 | 74057.4 | 74057.4 | 74057.4
2009 | US | NPCC | - | - | W13 | DELIVERABLE CAPACITY RESOURCES = 12+7a+Net Expected Transactions | 79394 | 77576.7 | 73678.7 | 76444 | 76783.6 | 76768.3 | 76718.3 | 76718.3 | 76718.3 | 76718.3 | 76718.3
2009 | US | NPCC | - | - | W14 | PROSPECTIVE CAPACITY RESOURCES = 13+6b-[Existing,Other Derates]+16b | 79909 | 78091.7 | 74193.7 | 77000 | 77339.6 | 77324.3 | 77274.3 | 77274.3 | 77274.3 | 77274.3 | 77274.3
2009 | US | NPCC | - | - | W15 | TOTAL POTENTIAL CAPACITY RESOURCES = 13+6b-[Existing,Other Derates]+7b+ 8+Net Provisional Transactions | 79909 | 78560.7 | 79053 | 84959 | 90400.6 | 91703.3 | 91653.3 | 93600.3 | 93600.3 | 93600.3 | 93600.3
2009 | US | NPCC | - | - | W15a | ADJUSTED POTENTIAL CAPACITY RESOURCES = 13+6b-[Existing,Other Derates]+ 16b+16d+Net Provisional Transactions | 79909 | 78091.7 | 74193.7 | 77000 | 77339.6 | 77324.3 | 77274.3 | 77274.3 | 77274.3 | 77274.3 | 77274.3
2009 | US | NPCC | - | - | W16a | Confidence of Future, Other (7b), using reasonable judgement | 0 | 0 | 0 | 0 | 0 | 0 | 0 | 0 | 0 | 0 | 0
2009 | US | NPCC | - | - | W16b | Net Future, Other Resources After Confidence Percentage Is Applied = 7b*16a | 0 | 0 | 0 | 0 | 0 | 0 | 0 | 0 | 0 | 0 | 0
2009 | US | NPCC | - | - | W16c | Confidence of Conceptual (8), using reasonable judgement | 0 | 0 | 0 | 0 | 0 | 0 | 0 | 0 | 0 | 0 | 0
2009 | US | NPCC | - | - | W16d | Net Conceptual Resources After Confidence Percentage Is Applied = 8*16c | 0 | 0 | 0 | 0 | 0 | 0 | 0 | 0 | 0 | 0 | 0
2009 | US | NPCC | - | - | W17C | Region/Subregion Target Capacity Margin | 0 | 0 | 0 | 0 | 0 | 0 | 0 | 0 | 0 | 0 | 0
2009 | US | NPCC | - | - | W17R | Region/Subregion Target Reserve Margin | 0 | 0.15 | 0.15 | 0.15 | 0.15 | 0.15 | 0.15 | 0.15 | 0.15 | 0.15 | 0.15
2009 | US | NPCC | - | - | W18C | Existing Certain and Net Firm Transactions = (12-3)/12 | 0 | 0.38714 | 0.34794 | 0.36024 | 0.3606 | 0.35742 | 0.35383 | 0.35108 | 0.34737 | 0.34363 | 0.33973
2009 | US | NPCC | - | - | W19C | Deliverable Capacity Resources = (13-3)/13 | 0 | 0.39288 | 0.36106 | 0.38262 | 0.38289 | 0.37969 | 0.37624 | 0.37359 | 0.37001 | 0.3664 | 0.36263
2009 | US | NPCC | - | - | W20C | Prospective Capacity Resources = (14-3)/14 | 0 | 0.39689 | 0.3655 | 0.38708 | 0.38733 | 0.38415 | 0.38073 | 0.3781 | 0.37454 | 0.37096 | 0.36722
2009 | US | NPCC | - | - | W21C | Total Potential Resources = (15-3)/15 | 0 | 0.40049 | 0.4045 | 0.4445 | 0.47584 | 0.48072 | 0.47788 | 0.48657 | 0.48363 | 0.48067 | 0.47759
2009 | US | NPCC | - | - | W22C | Adjusted Potential Resources = (15a-3)/15a | 0 | 0.39689 | 0.3655 | 0.38708 | 0.38733 | 0.38415 | 0.38073 | 0.3781 | 0.37454 | 0.37096 | 0.36722
2009 | US | NPCC | - | - | W18R | Existing Certain and Net Firm Transactions = (12-3)/3 | 0 | 0.63169 | 0.53361 | 0.56308 | 0.56398 | 0.55622 | 0.54757 | 0.54103 | 0.53226 | 0.52353 | 0.51453
2009 | US | NPCC | - | - | W19R | Deliverable Capacity Resources = (13-3)/3 | 0 | 0.64713 | 0.5651 | 0.61975 | 0.62045 | 0.6121 | 0.60317 | 0.5964 | 0.58732 | 0.57827 | 0.56895
2009 | US | NPCC | - | - | W20R | Prospective Capacity Resources = (14-3)/3 | 0 | 0.65807 | 0.57604 | 0.63153 | 0.63219 | 0.62378 | 0.61479 | 0.60797 | 0.59882 | 0.58971 | 0.58032
2009 | US | NPCC | - | - | W21R | Total Potential Resources = (15-3)/3 | 0 | 0.66803 | 0.67926 | 0.80017 | 0.90783 | 0.92573 | 0.91527 | 0.94769 | 0.93661 | 0.92558 | 0.91419
2009 | US | NPCC | - | - | W22R | Adjusted Potential Resources = (15a-3)/3 | 0 | 0.65807 | 0.57604 | 0.63153 | 0.63219 | 0.62378 | 0.61479 | 0.60797 | 0.59882 | 0.58971 | 0.58032
2009 | US | NPCC | - | - | W24 | Other Capacity < 1 MW | 0 | 0 | 0 | 0 | 0 | 0 | 0 | 0 | 0 | 0 | 0
2009 | US | NPCC | - | - | W25 | Distributed Generator Capacity >= 1 MW | 0 | 0 | 0 | 0 | 0 | 0 | 0 | 0 | 0 | 0 | 0
2009 | US | NPCC | - | - | W26 | Capacity Total from EIA-860 | 0 | 0 | 0 | 0 | 0 | 0 | 0 | 0 | 0 | 0 | 0
2009 | US | NPCC | - | - | W27 | Total Installed Baseline Capacity Resources = 12+6b | 80391 | 0 | 0 | 0 | 0 | 0 | 0 | 0 | 0 | 0 | 0
2009 | CA | NPCC | - | - | W01 | Unrestricted Non-coincident Peak Demand = 2+1a+1b-1c-1d | 28599 | 65386.7422 | 66569.0534 | 67387.9665 | 68227.4874 | 68749.8887 | 69617.5178 | 69896.6509 | 71377.717 | 72213.4487 | 72466.832
2009 | CA | NPCC | - | - | W01a | New Conservation (Energy Efficiency) | 0 | 696.8712 | 1201.1892 | 1871.8532 | 2552.347 | 3196.9648 | 3747.3589 | 4302.9509 | 4591.145 | 4908.4341 | 5200.9678
2009 | CA | NPCC | - | - | W01b | Estimated Diversity | 0 | 0 | 0 | 0 | 0 | 0 | 0 | 0 | 0 | 0 | 0
2009 | CA | NPCC | - | - | W01c | Additions for non-member load (load served by non-registered LSE's in a region) | 0 | 0 | 0 | 0 | 0 | 0 | 0 | 0 | 0 | 0 | 0
2009 | CA | NPCC | - | - | W01d | Stand-by Load Under Contract (Normally served by behind the meter generation) | 0 | 0 | 0 | 0 | 0 | 0 | 0 | 0 | 0 | 0 | 0
2009 | CA | NPCC | - | - | W02 | Total Internal Demand | 28599 | 64689.8709 | 65367.8642 | 65516.1134 | 65675.1404 | 65552.9239 | 65870.1589 | 65593.7 | 66786.572 | 67305.0145 | 67265.8642
2009 | CA | NPCC | - | - | W02a | Direct Control Load Management | 0 | 250 | 250 | 250 | 250 | 250 | 250 | 250 | 250 | 250 | 250
2009 | CA | NPCC | - | - | W02b | Contractually Interruptible (Curtailable) | 309 | 1941 | 1938 | 1937 | 1936 | 1935 | 1629 | 1628 | 1626 | 1529 | 1527
2009 | CA | NPCC | - | - | W02c | Critical Peak-Pricing (CPP) with Control | 0 | 0 | 0 | 0 | 0 | 0 | 0 | 0 | 0 | 0 | 0
2009 | CA | NPCC | - | - | W02d | Load as a Capacity Resource | 0 | 0 | 0 | 0 | 0 | 0 | 0 | 0 | 0 | 0 | 0
2009 | CA | NPCC | - | - | W03 | Net Internal Demand = 2-2a-2b-2c-2d | 28290 | 62498.8709 | 63179.8642 | 63329.1134 | 63489.1404 | 63367.9239 | 63991.1589 | 63715.7 | 64910.572 | 65526.0145 | 65488.8642
2009 | CA | NPCC | - | - | W04a | Demand Response used for Reserves - Spinning | 0 | 0 | 0 | 0 | 0 | 0 | 0 | 0 | 0 | 0 | 0
2009 | CA | NPCC | - | - | W04b | Demand Response used for Reserves - Non-Spinning | 0 | 0 | 0 | 0 | 0 | 0 | 0 | 0 | 0 | 0 | 0
2009 | CA | NPCC | - | - | W04c | Demand Response used for Regulation | 0 | 0 | 0 | 0 | 0 | 0 | 0 | 0 | 0 | 0 | 0
2009 | CA | NPCC | - | - | W04d | Demand Response used for Energy, Voluntary - Emergency | 0 | 0 | 0 | 0 | 0 | 0 | 0 | 0 | 0 | 0 | 0
2009 | CA | NPCC | - | - | W05 | TOTAL INTERNAL CAPACITY = 6+7 | 80147 | 85441 | 86082.0247 | 86345.4644 | 88180.5189 | 88921.6629 | 90085.0889 | 85251.3979 | 85636.431 | 85148.0673 | 84655.4677
2009 | CA | NPCC | - | - | W06 | EXISTING CAPACITY = 6a+6b+6c | 80147 | 82561 | 80859.3748 | 79280.547 | 79237.547 | 78967.547 | 78803.547 | 72425.7508 | 71411.6408 | 69519.0408 | 68531.5408
2009 | CA | NPCC | - | - | W06a | Existing, Certain (Note: The sum of 6a1 through 6a4 must be <= 6a) | 75085 | 72748 | 73341 | 71784 | 72771 | 72501 | 72342 | 65964.2038 | 65100.0938 | 63207.4938 | 62219.9938
2009 | CA | NPCC | - | - | W06a1 | Wind Expected On-Peak | 181 | 473.3645 | 473.3645 | 473.3645 | 473.3645 | 473.3645 | 473.3645 | 473.3645 | 473.3645 | 473.3645 | 473.3645
2009 | CA | NPCC | - | - | W06a2 | Solar Expected On-Peak | 0 | 0 | 0 | 0.7815 | 0.7815 | 0.7815 | 0.7815 | 0.7815 | 0.7815 | 0.7815 | 0.7815
2009 | CA | NPCC | - | - | W06a3 | Hydro Expected On-Peak | 44401 | 45025.6355 | 44777.3062 | 44769.3062 | 44738.3062 | 44738.3062 | 44738.3062 | 44722.3062 | 44685.3062 | 44685.3062 | 44685.3062
2009 | CA | NPCC | - | - | W06a4 | Biomass Expected On-Peak | 274 | 398 | 401.6 | 401.6 | 401.6 | 401.6 | 401.6 | 401.6 | 401.6 | 401.6 | 401.6
2009 | CA | NPCC | - | - | W06a5 | Load as a Capacity Resource Expected On-Peak (Load Management Programs) | 542 | 516 | 208.7673 | 196.0924 | 196.0924 | 196.0924 | 107.0798 | 107.0798 | 107.0798 | 107.0798 | 107.0798
2009 | CA | NPCC | - | - | W06b | Existing, Other (Note: The sum of 6b1 through 6b7 must be <= 6b) | 4495 | 9793 | 7498.3748 | 7476.547 | 6446.547 | 6446.547 | 6441.547 | 6441.547 | 6291.547 | 6291.547 | 6291.547
2009 | CA | NPCC | - | - | W06b1 | Wind Derate On-Peak | 1093 | 1575.9809 | 1575.9809 | 1575.9809 | 1575.9809 | 1575.9809 | 1575.9809 | 1575.9809 | 1575.9809 | 1575.9809 | 1575.9809
2009 | CA | NPCC | - | - | W06b2 | Solar Derate On-Peak | 0 | 0 | 0 | 1.1722 | 1.1722 | 1.1722 | 1.1722 | 1.1722 | 1.1722 | 1.1722 | 1.1722
2009 | CA | NPCC | - | - | W06b3 | Hydro Derate On-Peak | 2553 | 3146.3645 | 3182.3938 | 3182.3938 | 3182.3938 | 3182.3938 | 3182.3938 | 3182.3938 | 3182.3938 | 3182.3938 | 3182.3938
2009 | CA | NPCC | - | - | W06b4 | Biomass Derate On-Peak | 21 | 30 | 26 | 26 | 26 | 26 | 26 | 26 | 26 | 26 | 26
2009 | CA | NPCC | - | - | W06b5 | Load as a Capacity Resource Derate On-Peak (Load Management Programs) | 276 | 479 | 556 | 533 | 533 | 533 | 528 | 528 | 528 | 528 | 528
2009 | CA | NPCC | - | - | W06b6 | Energy Only | 0 | 121 | 121 | 121 | 121 | 121 | 121 | 121 | 121 | 121 | 121
2009 | CA | NPCC | - | - | W06b7 | Scheduled Outage - Maintenance | 573 | 2091 | 878 | 878 | 878 | 878 | 878 | 878 | 878 | 878 | 878
2009 | CA | NPCC | - | - | W06b8 | Transmission-Limited Resources | 0 | 1734 | 1180 | 1180 | 150 | 150 | 150 | 150 | 0 | 0 | 0
2009 | CA | NPCC | - | - | W06c | Existing, Inoperable (Note: Capacity reported in this line are not used in margin calculations) | 567 | 20 | 20 | 20 | 20 | 20 | 20 | 20 | 20 | 20 | 20
2009 | CA | NPCC | - | - | W07 | FUTURE CAPACITY ADDITIONS = 7a+7b | 0 | 2880 | 5222.65 | 7064.9174 | 8942.9719 | 9954.1159 | 11281.5419 | 12825.6471 | 14224.7902 | 15629.0265 | 16123.9269
2009 | CA | NPCC | - | - | W07a | Future, Planned (Note: Only the net expected On-Peak values are included in this line and does not include Energy Only.) | 0 | 2880 | 5208.9625 | 7042.4841 | 8439.085 | 9170.9178 | 9944.3004 | 10586.2354 | 10634.9694 | 10868.9244 | 10739.8174
2009 | CA | NPCC | - | - | W07a1 | Wind Expected On-Peak | 0 | 153 | 278.5851 | 327.0851 | 416.9251 | 427.0051 | 427.0051 | 427.0051 | 427.0051 | 427.0051 | 427.0051
2009 | CA | NPCC | - | - | W07a2 | Solar Expected On-Peak | 0 | 0 | 148.2699 | 209.4682 | 209.4682 | 209.4682 | 209.4682 | 209.4682 | 209.4682 | 209.4682 | 209.4682
2009 | CA | NPCC | - | - | W07a3 | Hydro Expected On-Peak | 0 | 45 | 88.213 | 776.362 | 1086.362 | 1136.362 | 2136.862 | 2136.862 | 2396.862 | 2774.862 | 2774.862
2009 | CA | NPCC | - | - | W07a4 | Biomass Expected On-Peak | 0 | 63 | 63 | 63 | 175 | 175 | 275 | 275 | 275 | 275 | 275
2009 | CA | NPCC | - | - | W07b | Future, Other (Note: Only the net expected On-Peak values are included in this line and does not include Energy Only.) | 0 | 0 | 0 | 0 | 0 | 16 | 32 | 32 | 48 | 48 | 64
2009 | CA | NPCC | - | - | W07b1 | Wind Expected On-Peak | 0 | 0 | 0 | 0 | 0 | 16 | 32 | 32 | 48 | 48 | 64
2009 | CA | NPCC | - | - | W07b2 | Wind Derate On-Peak | 0 | 594.2 | 911 | 2043.3468 | 3079.7068 | 3626.0268 | 4310.0268 | 4584.0268 | 4618.0268 | 4618.0268 | 4652.0268
2009 | CA | NPCC | - | - | W07b3 | Solar Expected On-Peak | 0 | 0 | 0 | 0 | 0 | 0 | 0 | 0 | 0 | 0 | 0
2009 | CA | NPCC | - | - | W07b4 | Solar Derate On-Peak | 0 | 0 | 0 | 314.2023 | 314.2023 | 314.2023 | 314.2023 | 314.2023 | 314.2023 | 314.2023 | 314.2023
2009 | CA | NPCC | - | - | W07b5 | Hydro Expected On-Peak | 0 | 2.5 | 4.887 | 16.038 | 16.038 | 16.038 | 137.538 | 137.538 | 137.538 | 137.538 | 137.538
2009 | CA | NPCC | - | - | W07b6 | Hydro Derate On-Peak | 0 | 0 | 0 | 0 | 0 | 0 | 0 | 0 | 0 | 0 | 0
2009 | CA | NPCC | - | - | W07b7 | Biomass Expected On-Peak | 0 | 0 | 0 | 0 | 0 | 0 | 0 | 0 | 0 | 0 | 0
2009 | CA | NPCC | - | - | W07b8 | Biomass Derate On-Peak | 0 | 0 | 0 | 0 | 13 | 13 | 13 | 13 | 13 | 13 | 13
2009 | CA | NPCC | - | - | W07b9 | Energy Only | 0 | 0 | 0 | 0 | 0 | 0 | 0 | 0 | 0 | 0 | 0
2009 | CA | NPCC | - | - | W08 | Conceptual (Note: Only the net expected on-peak capacity is included in this line and does not include Energy Only.) | 0 | 0 | 13.6875 | 22.4333 | 503.8868 | 783.1981 | 1337.2415 | 2239.4118 | 3589.8208 | 4760.1021 | 5384.1096
2009 | CA | NPCC | - | - | W08a1 | Wind Expected On-Peak | 0 | 0 | 0 | 0.23492 | 403.0093 | 632.035 | 696.5186 | 944.0766 | 1173.5397 | 1174.5267 | 1175.8673
2009 | CA | NPCC | - | - | W08a2 | Wind Derate On-Peak | 0 | 0 | 0 | 1.2333 | 1612.5489 | 2528.9962 | 2787.4724 | 3778.3397 | 4697.0832 | 4702.2652 | 4709.3032
2009 | CA | NPCC | - | - | W08a3 | Solar Expected On-Peak | 0 | 0 | 0 | 1.0548 | 69.8171 | 110.2683 | 123.6148 | 172.767 | 221.1728 | 234.3307 | 250.7957
2009 | CA | NPCC | - | - | W08a4 | Solar Derate On-Peak | 0 | 0 | 0 | 1.5822 | 104.7256 | 165.4025 | 185.4222 | 259.1505 | 331.7591 | 351.496 | 376.1935
2009 | CA | NPCC | - | - | W08a5 | Hydro Expected On-Peak | 0 | 0 | 13.6875 | 21.3525 | 30.806 | 41.1172 | 91.3047 | 163.6404 | 215.3299 | 253.0764 | 270.4504
2009 | CA | NPCC | - | - | W08a6 | Hydro Derate On-Peak | 0 | 0 | 5.0625 | 7.8975 | 11.394 | 15.2078 | 33.7702 | 60.5245 | 79.6426 | 93.6036 | 100.0296
2009 | CA | NPCC | - | - | W08a7 | Biomass Expected On-Peak | 0 | 0 | 0 | 0 | 0 | 0 | 0 | 350 | 1150 | 1150 | 1150
2009 | CA | NPCC | - | - | W08a8 | Biomass Derate On-Peak | 0 | 0 | 0 | 0 | 200 | 350 | 350 | 0 | 0 | 0 | 0
2009 | CA | NPCC | - | - | W08a9 | Energy Only | 0 | 0 | 0 | 0 | 0 | 0 | 0 | 0 | 0 | 0 | 0
2009 | CA | NPCC | - | - | W09 | DELIVERABLE INTERNAL CAPACITY = 6a+7a | 75085 | 75628 | 78549.9625 | 78826.4841 | 81210.085 | 81671.9178 | 82286.3004 | 76550.4392 | 75735.0632 | 74076.4182 | 72959.8112
2009 | CA | NPCC | - | - | W10 | CAPACITY TRANSACTIONS - IMPORTS = 10a+10b+10c+10d | 400 | 200 | 200 | 0 | 0 | 0 | 0 | 0 | 0 | 0 | 0
2009 | CA | NPCC | - | - | W10a | Firm (Note: The sum of 10a1 and 10a2 must be <= 10a) | 400 | 200 | 200 | 0 | 0 | 0 | 0 | 0 | 0 | 0 | 0
2009 | CA | NPCC | - | - | W10a1 | Full-Responsibility Purchases | 200 | 0 | 0 | 0 | 0 | 0 | 0 | 0 | 0 | 0 | 0
2009 | CA | NPCC | - | - | W10a2 | Owned Capacity/Entitlement Located Outside the Region/Subregion | 0 | 0 | 0 | 0 | 0 | 0 | 0 | 0 | 0 | 0 | 0
2009 | CA | NPCC | - | - | W10b | Non-firm | 0 | 0 | 0 | 0 | 0 | 0 | 0 | 0 | 0 | 0 | 0
2009 | CA | NPCC | - | - | W10c | Expected (Note: The sum of 10c1 and 10c2 must be <= 10c) | 0 | 0 | 0 | 0 | 0 | 0 | 0 | 0 | 0 | 0 | 0
2009 | CA | NPCC | - | - | W10c1 | Full-Responsibility Purchases | 0 | 0 | 0 | 0 | 0 | 0 | 0 | 0 | 0 | 0 | 0
2009 | CA | NPCC | - | - | W10c2 | Owned Capacity/Entitlement Located Outside the Region/Subregion | 0 | 0 | 0 | 0 | 0 | 0 | 0 | 0 | 0 | 0 | 0
2009 | CA | NPCC | - | - | W10d | Provisional – transactions under study, but negotiations have not begun. | 0 | 0 | 0 | 0 | 0 | 0 | 0 | 0 | 0 | 0 | 0
2009 | CA | NPCC | - | - | W11 | CAPACITY TRANSACTIONS - EXPORTS = 11a+11b+11c+11d | 655 | 655 | 655 | 455 | 145 | 145 | 145 | 145 | 145 | 145 | 145
2009 | CA | NPCC | - | - | W11a | Firm (Note: The sum of 11a1 and 11a2 must be <= 11a) | 655 | 655 | 655 | 455 | 145 | 145 | 145 | 145 | 145 | 145 | 145
2009 | CA | NPCC | - | - | W11a1 | Full-Responsibility Purchases | 200 | 200 | 200 | 0 | 0 | 0 | 0 | 0 | 0 | 0 | 0
2009 | CA | NPCC | - | - | W11a2 | Owned Capacity/Entitlement Located Outside the Region/Subregion | 0 | 0 | 0 | 0 | 0 | 0 | 0 | 0 | 0 | 0 | 0
2009 | CA | NPCC | - | - | W11b | Non-firm | 0 | 0 | 0 | 0 | 0 | 0 | 0 | 0 | 0 | 0 | 0
2009 | CA | NPCC | - | - | W11c | Expected (Note: The sum of 11c1 and 11c2 must be <= 11c) | 0 | 0 | 0 | 0 | 0 | 0 | 0 | 0 | 0 | 0 | 0
2009 | CA | NPCC | - | - | W11c1 | Full-Responsibility Purchases | 0 | 0 | 0 | 0 | 0 | 0 | 0 | 0 | 0 | 0 | 0
2009 | CA | NPCC | - | - | W11c2 | Owned Capacity/Entitlement Located Outside the Region/Subregion | 0 | 0 | 0 | 0 | 0 | 0 | 0 | 0 | 0 | 0 | 0
2009 | CA | NPCC | - | - | W11d | Provisional – transactions under study, but negotiations have not begun. | 0 | 0 | 0 | 0 | 0 | 0 | 0 | 0 | 0 | 0 | 0
2009 | CA | NPCC | - | - | W12 | EXISTING, CERTAIN CAPACITY & NET FIRM TRANSACTIONS = 6a+Net Firm Transactions | 74830 | 72293 | 72886 | 71329 | 72626 | 72356 | 72197 | 65819.2038 | 64955.0938 | 63062.4938 | 62074.9938
2009 | CA | NPCC | - | - | W13 | DELIVERABLE CAPACITY RESOURCES = 12+7a+Net Expected Transactions | 74830 | 75173 | 78094.9625 | 78371.4841 | 81065.085 | 81526.9178 | 82141.3004 | 76405.4392 | 75590.0632 | 73931.4182 | 72814.8112
2009 | CA | NPCC | - | - | W14 | PROSPECTIVE CAPACITY RESOURCES = 13+6b-[Existing,Other Derates]+16b | 74809 | 75788.6546 | 78073.9625 | 78350.4841 | 81044.085 | 81505.9178 | 82120.3004 | 76384.4392 | 75569.0632 | 73910.4182 | 72793.8112
2009 | CA | NPCC | - | - | W15 | TOTAL POTENTIAL CAPACITY RESOURCES = 13+6b-[Existing,Other Derates]+7b+ 8+Net Provisional Transactions | 74809 | 75788.6546 | 78087.65 | 78372.9174 | 81547.9719 | 82305.1159 | 83489.5419 | 78655.8509 | 79206.884 | 78718.5203 | 78241.9207
2009 | CA | NPCC | - | - | W15a | ADJUSTED POTENTIAL CAPACITY RESOURCES = 13+6b-[Existing,Other Derates]+ 16b+16d+Net Provisional Transactions | 74809 | 75788.6546 | 78073.9625 | 78350.4841 | 81044.085 | 81505.9178 | 82120.3004 | 76384.4392 | 75569.0632 | 73910.4182 | 72793.8112
2009 | CA | NPCC | - | - | W16a | Confidence of Future, Other (7b), using reasonable judgement | 0 | 0 | 0 | 0 | 0 | 0 | 0 | 0 | 0 | 0 | 0
2009 | CA | NPCC | - | - | W16b | Net Future, Other Resources After Confidence Percentage Is Applied = 7b*16a | 0 | 0 | 0 | 0 | 0 | 0 | 0 | 0 | 0 | 0 | 0
2009 | CA | NPCC | - | - | W16c | Confidence of Conceptual (8), using reasonable judgement | 0 | 0 | 0 | 0 | 0 | 0 | 0 | 0 | 0 | 0 | 0
2009 | CA | NPCC | - | - | W16d | Net Conceptual Resources After Confidence Percentage Is Applied = 8*16c | 0 | 0 | 0 | 0 | 0 | 0 | 0 | 0 | 0 | 0 | 0
2009 | CA | NPCC | - | - | W17C | Region/Subregion Target Capacity Margin | 0 | 0 | 0 | 0 | 0 | 0 | 0 | 0 | 0 | 0 | 0
2009 | CA | NPCC | - | - | W17R | Region/Subregion Target Reserve Margin | 0 | 0.15 | 0.15 | 0.15 | 0.15 | 0.15 | 0.15 | 0.15 | 0.15 | 0.15 | 0.15
2009 | CA | NPCC | - | - | W18C | Existing Certain and Net Firm Transactions = (12-3)/12 | 0 | 0.13548 | 0.13317 | 0.11215 | 0.12581 | 0.12422 | 0.11366 | 0.031959 | 0.00068542 | -0.039065 | -0.054996
2009 | CA | NPCC | - | - | W19C | Deliverable Capacity Resources = (13-3)/13 | 0 | 0.1686 | 0.19099 | 0.19194 | 0.21681 | 0.22274 | 0.22096 | 0.16608 | 0.14128 | 0.11369 | 0.10061
2009 | CA | NPCC | - | - | W20C | Prospective Capacity Resources = (14-3)/14 | 0 | 0.17535 | 0.19077 | 0.19172 | 0.21661 | 0.22254 | 0.22076 | 0.16585 | 0.14104 | 0.11344 | 0.10035
2009 | CA | NPCC | - | - | W21C | Total Potential Resources = (15-3)/15 | 0 | 0.17535 | 0.19091 | 0.19195 | 0.22145 | 0.23009 | 0.23354 | 0.18994 | 0.18049 | 0.16759 | 0.163
2009 | CA | NPCC | - | - | W22C | Adjusted Potential Resources = (15a-3)/15a | 0 | 0.17535 | 0.19077 | 0.19172 | 0.21661 | 0.22254 | 0.22076 | 0.16585 | 0.14104 | 0.11344 | 0.10035
2009 | CA | NPCC | - | - | W18R | Existing Certain and Net Firm Transactions = (12-3)/3 | 0 | 0.15671 | 0.15363 | 0.12632 | 0.14391 | 0.14184 | 0.12823 | 0.033014 | 0.00068589 | -0.037596 | -0.052129
2009 | CA | NPCC | - | - | W19R | Deliverable Capacity Resources = (13-3)/3 | 0 | 0.20279 | 0.23607 | 0.23753 | 0.27683 | 0.28656 | 0.28364 | 0.19916 | 0.16453 | 0.12828 | 0.11187
2009 | CA | NPCC | - | - | W20R | Prospective Capacity Resources = (14-3)/3 | 0 | 0.21264 | 0.23574 | 0.2372 | 0.2765 | 0.28623 | 0.28331 | 0.19883 | 0.1642 | 0.12796 | 0.11154
2009 | CA | NPCC | - | - | W21R | Total Potential Resources = (15-3)/3 | 0 | 0.21264 | 0.23596 | 0.23755 | 0.28444 | 0.29885 | 0.3047 | 0.23448 | 0.22025 | 0.20133 | 0.19474
2009 | CA | NPCC | - | - | W22R | Adjusted Potential Resources = (15a-3)/3 | 0 | 0.21264 | 0.23574 | 0.2372 | 0.2765 | 0.28623 | 0.28331 | 0.19883 | 0.1642 | 0.12796 | 0.11154
2009 | CA | NPCC | - | - | W24 | Other Capacity < 1 MW | 0 | 0 | 0 | 0 | 0 | 0 | 0 | 0 | 0 | 0 | 0
2009 | CA | NPCC | - | - | W25 | Distributed Generator Capacity >= 1 MW | 0 | 0 | 0 | 0 | 0 | 0 | 0 | 0 | 0 | 0 | 0
2009 | CA | NPCC | - | - | W26 | Capacity Total from EIA-860 | 0 | 0 | 0 | 0 | 0 | 0 | 0 | 0 | 0 | 0 | 0
2009 | CA | NPCC | - | - | W27 | Total Installed Baseline Capacity Resources = 12+6b | 79325 | 0 | 0 | 0 | 0 | 0 | 0 | 0 | 0 | 0 | 0
2009 | US | NPCC | New York | New York | W01 | Unrestricted Non-coincident Peak Demand = 2+1a+1b-1c-1d | 25021 | 25133 | 25268 | 25525 | 25854 | 26272 | 26579 | 26883 | 27198 | 27517 | 27839
2009 | US | NPCC | New York | New York | W01a | New Conservation (Energy Efficiency) | 0 | 135 | 297 | 505 | 760 | 987 | 1165 | 1366 | 1511 | 1658 | 1801
2009 | US | NPCC | New York | New York | W01b | Estimated Diversity | 0 | 0 | 0 | 0 | 0 | 0 | 0 | 0 | 0 | 0 | 0
2009 | US | NPCC | New York | New York | W01c | Additions for non-member load (load served by non-registered LSE's in a region) | 0 | 0 | 0 | 0 | 0 | 0 | 0 | 0 | 0 | 0 | 0
2009 | US | NPCC | New York | New York | W01d | Stand-by Load Under Contract (Normally served by behind the meter generation) | 0 | 0 | 0 | 0 | 0 | 0 | 0 | 0 | 0 | 0 | 0
2009 | US | NPCC | New York | New York | W02 | Total Internal Demand | 25021 | 24998 | 24971 | 25020 | 25094 | 25285 | 25414 | 25517 | 25687 | 25859 | 26038
2009 | US | NPCC | New York | New York | W02a | Direct Control Load Management | 0 | 0 | 0 | 0 | 0 | 0 | 0 | 0 | 0 | 0 | 0
2009 | US | NPCC | New York | New York | W02b | Contractually Interruptible (Curtailable) | 0 | 0 | 0 | 0 | 0 | 0 | 0 | 0 | 0 | 0 | 0
2009 | US | NPCC | New York | New York | W02c | Critical Peak-Pricing (CPP) with Control | 0 | 0 | 0 | 0 | 0 | 0 | 0 | 0 | 0 | 0 | 0
2009 | US | NPCC | New York | New York | W02d | Load as a Capacity Resource | 0 | 0 | 0 | 0 | 0 | 0 | 0 | 0 | 0 | 0 | 0
2009 | US | NPCC | New York | New York | W03 | Net Internal Demand = 2-2a-2b-2c-2d | 25021 | 24998 | 24971 | 25020 | 25094 | 25285 | 25414 | 25517 | 25687 | 25859 | 26038
2009 | US | NPCC | New York | New York | W04a | Demand Response used for Reserves - Spinning | 0 | 0 | 0 | 0 | 0 | 0 | 0 | 0 | 0 | 0 | 0
2009 | US | NPCC | New York | New York | W04b | Demand Response used for Reserves - Non-Spinning | 0 | 0 | 0 | 0 | 0 | 0 | 0 | 0 | 0 | 0 | 0
2009 | US | NPCC | New York | New York | W04c | Demand Response used for Regulation | 0 | 0 | 0 | 0 | 0 | 0 | 0 | 0 | 0 | 0 | 0
2009 | US | NPCC | New York | New York | W04d | Demand Response used for Energy, Voluntary - Emergency | 0 | 0 | 0 | 0 | 0 | 0 | 0 | 0 | 0 | 0 | 0
2009 | US | NPCC | New York | New York | W05 | TOTAL INTERNAL CAPACITY = 6+7 | 41159 | 40946.8 | 42953.1 | 42964.3 | 44585.1 | 44569.8 | 44569.8 | 44569.8 | 44569.8 | 44569.8 | 44569.8
2009 | US | NPCC | New York | New York | W06 | EXISTING CAPACITY = 6a+6b+6c | 41159 | 40554.4 | 40554.4 | 39663.9 | 39663.9 | 39663.9 | 39663.9 | 39663.9 | 39663.9 | 39663.9 | 39663.9
2009 | US | NPCC | New York | New York | W06a | Existing, Certain (Note: The sum of 6a1 through 6a4 must be <= 6a) | 41159 | 40554.4 | 40554.4 | 39663.9 | 39663.9 | 39663.9 | 39663.9 | 39663.9 | 39663.9 | 39663.9 | 39663.9
2009 | US | NPCC | New York | New York | W06a1 | Wind Expected On-Peak | 0 | 231 | 231 | 231 | 231 | 231 | 231 | 231 | 231 | 231 | 231
2009 | US | NPCC | New York | New York | W06a2 | Solar Expected On-Peak | 0 | 0 | 0 | 0 | 0 | 0 | 0 | 0 | 0 | 0 | 0
2009 | US | NPCC | New York | New York | W06a3 | Hydro Expected On-Peak | 0 | 0 | 0 | 0 | 0 | 0 | 0 | 0 | 0 | 0 | 0
2009 | US | NPCC | New York | New York | W06a4 | Biomass Expected On-Peak | 0 | 368 | 411 | 411 | 411 | 411 | 411 | 411 | 411 | 411 | 411
2009 | US | NPCC | New York | New York | W06a5 | Load as a Capacity Resource Expected On-Peak (Load Management Programs) | 0 | 0 | 0 | 0 | 0 | 0 | 0 | 0 | 0 | 0 | 0
2009 | US | NPCC | New York | New York | W06b | Existing, Other (Note: The sum of 6b1 through 6b7 must be <= 6b) | 0 | 0 | 0 | 0 | 0 | 0 | 0 | 0 | 0 | 0 | 0
2009 | US | NPCC | New York | New York | W06b1 | Wind Derate On-Peak | 0 | 0 | 0 | 0 | 0 | 0 | 0 | 0 | 0 | 0 | 0
2009 | US | NPCC | New York | New York | W06b2 | Solar Derate On-Peak | 0 | 0 | 0 | 0 | 0 | 0 | 0 | 0 | 0 | 0 | 0
2009 | US | NPCC | New York | New York | W06b3 | Hydro Derate On-Peak | 0 | 0 | 0 | 0 | 0 | 0 | 0 | 0 | 0 | 0 | 0
2009 | US | NPCC | New York | New York | W06b4 | Biomass Derate On-Peak | 0 | 0 | 0 | 0 | 0 | 0 | 0 | 0 | 0 | 0 | 0
2009 | US | NPCC | New York | New York | W06b5 | Load as a Capacity Resource Derate On-Peak (Load Management Programs) | 0 | 0 | 0 | 0 | 0 | 0 | 0 | 0 | 0 | 0 | 0
2009 | US | NPCC | New York | New York | W06b6 | Energy Only | 0 | 0 | 0 | 0 | 0 | 0 | 0 | 0 | 0 | 0 | 0
2009 | US | NPCC | New York | New York | W06b7 | Scheduled Outage - Maintenance | 0 | 0 | 0 | 0 | 0 | 0 | 0 | 0 | 0 | 0 | 0
2009 | US | NPCC | New York | New York | W06b8 | Transmission-Limited Resources | 0 | 0 | 0 | 0 | 0 | 0 | 0 | 0 | 0 | 0 | 0
2009 | US | NPCC | New York | New York | W06c | Existing, Inoperable (Note: Capacity reported in this line are not used in margin calculations) | 0 | 0 | 0 | 0 | 0 | 0 | 0 | 0 | 0 | 0 | 0
2009 | US | NPCC | New York | New York | W07 | FUTURE CAPACITY ADDITIONS = 7a+7b | 0 | 392.4 | 2398.7 | 3300.4 | 4921.2 | 4905.9 | 4905.9 | 4905.9 | 4905.9 | 4905.9 | 4905.9
2009 | US | NPCC | New York | New York | W07a | Future, Planned (Note: Only the net expected On-Peak values are included in this line and does not include Energy Only.) | 0 | 392.4 | 1250.4 | 1250.4 | 1252.2 | 1236.9 | 1236.9 | 1236.9 | 1236.9 | 1236.9 | 1236.9
2009 | US | NPCC | New York | New York | W07a1 | Wind Expected On-Peak | 0 | 0 | 14 | 14 | 15 | 15 | 15 | 15 | 15 | 15 | 15
2009 | US | NPCC | New York | New York | W07a2 | Solar Expected On-Peak | 0 | 0 | 0 | 0 | 0 | 0 | 0 | 0 | 0 | 0 | 0
2009 | US | NPCC | New York | New York | W07a3 | Hydro Expected On-Peak | 0 | 0 | 9 | 9 | 9 | 9 | 9 | 9 | 9 | 9 | 9
2009 | US | NPCC | New York | New York | W07a4 | Biomass Expected On-Peak | 0 | 0 | 6 | 6 | 6 | 6 | 6 | 6 | 6 | 6 | 6
2009 | US | NPCC | New York | New York | W07b | Future, Other (Note: Only the net expected On-Peak values are included in this line and does not include Energy Only.) | 0 | 0 | 0 | 0 | 0 | 0 | 0 | 0 | 0 | 0 | 0
2009 | US | NPCC | New York | New York | W07b1 | Wind Expected On-Peak | 0 | 0 | 0 | 0 | 0 | 0 | 0 | 0 | 0 | 0 | 0
2009 | US | NPCC | New York | New York | W07b2 | Wind Derate On-Peak | 0 | 0 | 0 | 0 | 0 | 0 | 0 | 0 | 0 | 0 | 0
2009 | US | NPCC | New York | New York | W07b3 | Solar Expected On-Peak | 0 | 0 | 0 | 0 | 0 | 0 | 0 | 0 | 0 | 0 | 0
2009 | US | NPCC | New York | New York | W07b4 | Solar Derate On-Peak | 0 | 0 | 0 | 0 | 0 | 0 | 0 | 0 | 0 | 0 | 0
2009 | US | NPCC | New York | New York | W07b5 | Hydro Expected On-Peak | 0 | 0 | 0 | 0 | 0 | 0 | 0 | 0 | 0 | 0 | 0
2009 | US | NPCC | New York | New York | W07b6 | Hydro Derate On-Peak | 0 | 0 | 0 | 0 | 0 | 0 | 0 | 0 | 0 | 0 | 0
2009 | US | NPCC | New York | New York | W07b7 | Biomass Expected On-Peak | 0 | 0 | 0 | 0 | 0 | 0 | 0 | 0 | 0 | 0 | 0
2009 | US | NPCC | New York | New York | W07b8 | Biomass Derate On-Peak | 0 | 0 | 0 | 0 | 0 | 0 | 0 | 0 | 0 | 0 | 0
2009 | US | NPCC | New York | New York | W07b9 | Energy Only | 0 | 0 | 0 | 0 | 0 | 0 | 0 | 0 | 0 | 0 | 0
2009 | US | NPCC | New York | New York | W08 | Conceptual (Note: Only the net expected on-peak capacity is included in this line and does not include Energy Only.) | 0 | 0 | 1148.3 | 2050 | 3669 | 3669 | 3669 | 3669 | 3669 | 3669 | 3669
2009 | US | NPCC | New York | New York | W08a1 | Wind Expected On-Peak | 0 | 0 | 626 | 775 | 775 | 775 | 775 | 775 | 775 | 775 | 775
2009 | US | NPCC | New York | New York | W08a2 | Wind Derate On-Peak | 0 | 0 | 0 | 0 | 0 | 0 | 0 | 0 | 0 | 0 | 0
2009 | US | NPCC | New York | New York | W08a3 | Solar Expected On-Peak | 0 | 0 | 0 | 0 | 0 | 0 | 0 | 0 | 0 | 0 | 0
2009 | US | NPCC | New York | New York | W08a4 | Solar Derate On-Peak | 0 | 0 | 0 | 0 | 0 | 0 | 0 | 0 | 0 | 0 | 0
2009 | US | NPCC | New York | New York | W08a5 | Hydro Expected On-Peak | 0 | 0 | 0 | 0 | 0 | 0 | 0 | 0 | 0 | 0 | 0
2009 | US | NPCC | New York | New York | W08a6 | Hydro Derate On-Peak | 0 | 0 | 0 | 0 | 0 | 0 | 0 | 0 | 0 | 0 | 0
2009 | US | NPCC | New York | New York | W08a7 | Biomass Expected On-Peak | 0 | 0 | 22 | 22 | 22 | 22 | 22 | 22 | 22 | 22 | 22
2009 | US | NPCC | New York | New York | W08a8 | Biomass Derate On-Peak | 0 | 0 | 0 | 0 | 0 | 0 | 0 | 0 | 0 | 0 | 0
2009 | US | NPCC | New York | New York | W08a9 | Energy Only | 0 | 0 | 0 | 0 | 0 | 0 | 0 | 0 | 0 | 0 | 0
2009 | US | NPCC | New York | New York | W09 | DELIVERABLE INTERNAL CAPACITY = 6a+7a | 41159 | 40946.8 | 41804.8 | 40914.3 | 40916.1 | 40900.8 | 40900.8 | 40900.8 | 40900.8 | 40900.8 | 40900.8
2009 | US | NPCC | New York | New York | W10 | CAPACITY TRANSACTIONS - IMPORTS = 10a+10b+10c+10d | 1737 | 84.9 | 0 | 0 | 517.5 | 517.5 | 467.5 | 467.5 | 467.5 | 467.5 | 467.5
2009 | US | NPCC | New York | New York | W10a | Firm (Note: The sum of 10a1 and 10a2 must be <= 10a) | 1737 | 84.9 | 0 | 0 | 517.5 | 517.5 | 467.5 | 467.5 | 467.5 | 467.5 | 467.5
2009 | US | NPCC | New York | New York | W10a1 | Full-Responsibility Purchases | 0 | 0 | 0 | 0 | 0 | 0 | 0 | 0 | 0 | 0 | 0
2009 | US | NPCC | New York | New York | W10a2 | Owned Capacity/Entitlement Located Outside the Region/Subregion | 0 | 0 | 0 | 0 | 0 | 0 | 0 | 0 | 0 | 0 | 0
2009 | US | NPCC | New York | New York | W10b | Non-firm | 0 | 0 | 0 | 0 | 0 | 0 | 0 | 0 | 0 | 0 | 0
2009 | US | NPCC | New York | New York | W10c | Expected (Note: The sum of 10c1 and 10c2 must be <= 10c) | 0 | 0 | 0 | 0 | 0 | 0 | 0 | 0 | 0 | 0 | 0
2009 | US | NPCC | New York | New York | W10c1 | Full-Responsibility Purchases | 0 | 0 | 0 | 0 | 0 | 0 | 0 | 0 | 0 | 0 | 0
2009 | US | NPCC | New York | New York | W10c2 | Owned Capacity/Entitlement Located Outside the Region/Subregion | 0 | 0 | 0 | 0 | 0 | 0 | 0 | 0 | 0 | 0 | 0
2009 | US | NPCC | New York | New York | W10d | Provisional – transactions under study, but negotiations have not begun. | 0 | 0 | 0 | 0 | 0 | 0 | 0 | 0 | 0 | 0 | 0
2009 | US | NPCC | New York | New York | W11 | CAPACITY TRANSACTIONS - EXPORTS = 11a+11b+11c+11d | 0 | 0 | 116.1 | 198.3 | 0 | 0 | 0 | 0 | 0 | 0 | 0
2009 | US | NPCC | New York | New York | W11a | Firm (Note: The sum of 11a1 and 11a2 must be <= 11a) | 0 | 0 | 116.1 | 198.3 | 0 | 0 | 0 | 0 | 0 | 0 | 0
2009 | US | NPCC | New York | New York | W11a1 | Full-Responsibility Purchases | 0 | 0 | 0 | 0 | 0 | 0 | 0 | 0 | 0 | 0 | 0
2009 | US | NPCC | New York | New York | W11a2 | Owned Capacity/Entitlement Located Outside the Region/Subregion | 0 | 0 | 0 | 0 | 0 | 0 | 0 | 0 | 0 | 0 | 0
2009 | US | NPCC | New York | New York | W11b | Non-firm | 0 | 0 | 0 | 0 | 0 | 0 | 0 | 0 | 0 | 0 | 0
2009 | US | NPCC | New York | New York | W11c | Expected (Note: The sum of 11c1 and 11c2 must be <= 11c) | 0 | 0 | 0 | 0 | 0 | 0 | 0 | 0 | 0 | 0 | 0
2009 | US | NPCC | New York | New York | W11c1 | Full-Responsibility Purchases | 0 | 0 | 0 | 0 | 0 | 0 | 0 | 0 | 0 | 0 | 0
2009 | US | NPCC | New York | New York | W11c2 | Owned Capacity/Entitlement Located Outside the Region/Subregion | 0 | 0 | 0 | 0 | 0 | 0 | 0 | 0 | 0 | 0 | 0
2009 | US | NPCC | New York | New York | W11d | Provisional – transactions under study, but negotiations have not begun. | 0 | 0 | 0 | 0 | 0 | 0 | 0 | 0 | 0 | 0 | 0
2009 | US | NPCC | New York | New York | W12 | EXISTING, CERTAIN CAPACITY & NET FIRM TRANSACTIONS = 6a+Net Firm Transactions | 42896 | 40639.3 | 40438.3 | 39465.6 | 40181.4 | 40181.4 | 40131.4 | 40131.4 | 40131.4 | 40131.4 | 40131.4
2009 | US | NPCC | New York | New York | W13 | DELIVERABLE CAPACITY RESOURCES = 12+7a+Net Expected Transactions | 42896 | 41031.7 | 41688.7 | 40716 | 41433.6 | 41418.3 | 41368.3 | 41368.3 | 41368.3 | 41368.3 | 41368.3
2009 | US | NPCC | New York | New York | W14 | PROSPECTIVE CAPACITY RESOURCES = 13+6b-[Existing,Other Derates]+16b | 42896 | 41031.7 | 41688.7 | 40716 | 41433.6 | 41418.3 | 41368.3 | 41368.3 | 41368.3 | 41368.3 | 41368.3
2009 | US | NPCC | New York | New York | W15 | TOTAL POTENTIAL CAPACITY RESOURCES = 13+6b-[Existing,Other Derates]+7b+ 8+Net Provisional Transactions | 42896 | 41031.7 | 42837 | 42766 | 45102.6 | 45087.3 | 45037.3 | 45037.3 | 45037.3 | 45037.3 | 45037.3
2009 | US | NPCC | New York | New York | W15a | ADJUSTED POTENTIAL CAPACITY RESOURCES = 13+6b-[Existing,Other Derates]+ 16b+16d+Net Provisional Transactions | 42896 | 41031.7 | 41803.53 | 40921 | 41800.5 | 41785.2 | 41735.2 | 41735.2 | 41735.2 | 41735.2 | 41735.2
2009 | US | NPCC | New York | New York | W16a | Confidence of Future, Other (7b), using reasonable judgement | 0 | 0 | 0 | 0 | 0 | 0 | 0 | 0 | 0 | 0 | 0
2009 | US | NPCC | New York | New York | W16b | Net Future, Other Resources After Confidence Percentage Is Applied = 7b*16a | 0 | 0 | 0 | 0 | 0 | 0 | 0 | 0 | 0 | 0 | 0
2009 | US | NPCC | New York | New York | W16c | Confidence of Conceptual (8), using reasonable judgement | 0 | 0.1 | 0.1 | 0.1 | 0.1 | 0.1 | 0.1 | 0.1 | 0.1 | 0.1 | 0.1
2009 | US | NPCC | New York | New York | W16d | Net Conceptual Resources After Confidence Percentage Is Applied = 8*16c | 0 | 0 | 114.83 | 205 | 366.9 | 366.9 | 366.9 | 366.9 | 366.9 | 366.9 | 366.9
2009 | US | NPCC | New York | New York | W17C | Region/Subregion Target Capacity Margin | 0 | 0 | 0 | 0 | 0 | 0 | 0 | 0 | 0 | 0 | 0
2009 | US | NPCC | New York | New York | W17R | Region/Subregion Target Reserve Margin | 0 | 0.165 | 0.165 | 0.165 | 0.165 | 0.165 | 0.165 | 0.165 | 0.165 | 0.165 | 0.165
2009 | US | NPCC | New York | New York | W18C | Existing Certain and Net Firm Transactions = (12-3)/12 | 0 | 0.38488 | 0.38249 | 0.36603 | 0.37548 | 0.37073 | 0.36673 | 0.36416 | 0.35993 | 0.35564 | 0.35118
2009 | US | NPCC | New York | New York | W19C | Deliverable Capacity Resources = (13-3)/13 | 0 | 0.39076 | 0.40101 | 0.3855 | 0.39436 | 0.38952 | 0.38566 | 0.38318 | 0.37907 | 0.37491 | 0.37058
2009 | US | NPCC | New York | New York | W20C | Prospective Capacity Resources = (14-3)/14 | 0 | 0.39076 | 0.40101 | 0.3855 | 0.39436 | 0.38952 | 0.38566 | 0.38318 | 0.37907 | 0.37491 | 0.37058
2009 | US | NPCC | New York | New York | W21C | Total Potential Resources = (15-3)/15 | 0 | 0.39076 | 0.41707 | 0.41496 | 0.44362 | 0.4392 | 0.43571 | 0.43343 | 0.42965 | 0.42583 | 0.42186
2009 | US | NPCC | New York | New York | W22C | Adjusted Potential Resources = (15a-3)/15a | 0 | 0.39076 | 0.40266 | 0.38858 | 0.39967 | 0.39488 | 0.39107 | 0.3886 | 0.38452 | 0.3804 | 0.37611
2009 | US | NPCC | New York | New York | W18R | Existing Certain and Net Firm Transactions = (12-3)/3 | 0 | 0.6257 | 0.61941 | 0.57736 | 0.60124 | 0.58914 | 0.57911 | 0.57273 | 0.56232 | 0.55193 | 0.54126
2009 | US | NPCC | New York | New York | W19R | Deliverable Capacity Resources = (13-3)/3 | 0 | 0.6414 | 0.66948 | 0.62734 | 0.65114 | 0.63806 | 0.62778 | 0.62121 | 0.61048 | 0.59976 | 0.58877
2009 | US | NPCC | New York | New York | W20R | Prospective Capacity Resources = (14-3)/3 | 0 | 0.6414 | 0.66948 | 0.62734 | 0.65114 | 0.63806 | 0.62778 | 0.62121 | 0.61048 | 0.59976 | 0.58877
2009 | US | NPCC | New York | New York | W21R | Total Potential Resources = (15-3)/3 | 0 | 0.6414 | 0.71547 | 0.70927 | 0.79735 | 0.78316 | 0.77215 | 0.76499 | 0.75331 | 0.74165 | 0.72968
2009 | US | NPCC | New York | New York | W22R | Adjusted Potential Resources = (15a-3)/3 | 0 | 0.6414 | 0.67408 | 0.63553 | 0.66576 | 0.65257 | 0.64221 | 0.63558 | 0.62476 | 0.61395 | 0.60286
2009 | US | NPCC | New York | New York | W24 | Other Capacity < 1 MW | 0 | 0 | 0 | 0 | 0 | 0 | 0 | 0 | 0 | 0 | 0
2009 | US | NPCC | New York | New York | W25 | Distributed Generator Capacity >= 1 MW | 0 | 0 | 0 | 0 | 0 | 0 | 0 | 0 | 0 | 0 | 0
2009 | US | NPCC | New York | New York | W26 | Capacity Total from EIA-860 | 0 | 0 | 0 | 0 | 0 | 0 | 0 | 0 | 0 | 0 | 0
2009 | US | NPCC | New York | New York | W27 | Total Installed Baseline Capacity Resources = 12+6b | 42896 | 0 | 0 | 0 | 0 | 0 | 0 | 0 | 0 | 0 | 0
2009 | US | NPCC | New England | New England | W01 | Unrestricted Non-coincident Peak Demand = 2+1a+1b-1c-1d | 22130 | 22100 | 22105 | 22175 | 22290 | 22335 | 22440 | 22540 | 22645 | 22750 | 22860
2009 | US | NPCC | New England | New England | W01a | New Conservation (Energy Efficiency) | 0 | 0 | 0 | 0 | 0 | 0 | 0 | 0 | 0 | 0 | 0
2009 | US | NPCC | New England | New England | W01b | Estimated Diversity | 0 | 0 | 0 | 0 | 0 | 0 | 0 | 0 | 0 | 0 | 0
2009 | US | NPCC | New England | New England | W01c | Additions for non-member load (load served by non-registered LSE's in a region) | 0 | 0 | 0 | 0 | 0 | 0 | 0 | 0 | 0 | 0 | 0
2009 | US | NPCC | New England | New England | W01d | Stand-by Load Under Contract (Normally served by behind the meter generation) | 0 | 0 | 0 | 0 | 0 | 0 | 0 | 0 | 0 | 0 | 0
2009 | US | NPCC | New England | New England | W02 | Total Internal Demand | 22130 | 22100 | 22105 | 22175 | 22290 | 22335 | 22440 | 22540 | 22645 | 22750 | 22860
2009 | US | NPCC | New England | New England | W02a | Direct Control Load Management | 0 | 0 | 0 | 0 | 0 | 0 | 0 | 0 | 0 | 0 | 0
2009 | US | NPCC | New England | New England | W02b | Contractually Interruptible (Curtailable) | 0 | 0 | 0 | 0 | 0 | 0 | 0 | 0 | 0 | 0 | 0
2009 | US | NPCC | New England | New England | W02c | Critical Peak-Pricing (CPP) with Control | 0 | 0 | 0 | 0 | 0 | 0 | 0 | 0 | 0 | 0 | 0
2009 | US | NPCC | New England | New England | W02d | Load as a Capacity Resource | 0 | 0 | 0 | 0 | 0 | 0 | 0 | 0 | 0 | 0 | 0
2009 | US | NPCC | New England | New England | W03 | Net Internal Demand = 2-2a-2b-2c-2d | 22130 | 22100 | 22105 | 22175 | 22290 | 22335 | 22440 | 22540 | 22645 | 22750 | 22860
2009 | US | NPCC | New England | New England | W04a | Demand Response used for Reserves - Spinning | 0 | 0 | 0 | 0 | 0 | 0 | 0 | 0 | 0 | 0 | 0
2009 | US | NPCC | New England | New England | W04b | Demand Response used for Reserves - Non-Spinning | 0 | 0 | 0 | 0 | 0 | 0 | 0 | 0 | 0 | 0 | 0
2009 | US | NPCC | New England | New England | W04c | Demand Response used for Regulation | 0 | 0 | 0 | 0 | 0 | 0 | 0 | 0 | 0 | 0 | 0
2009 | US | NPCC | New England | New England | W04d | Demand Response used for Energy, Voluntary - Emergency | 0 | 0 | 0 | 0 | 0 | 0 | 0 | 0 | 0 | 0 | 0
2009 | US | NPCC | New England | New England | W05 | TOTAL INTERNAL CAPACITY = 6+7 | 36967 | 37951 | 36834 | 42598 | 45703 | 47021 | 47021 | 48968 | 48968 | 48968 | 48968
2009 | US | NPCC | New England | New England | W06 | EXISTING CAPACITY = 6a+6b+6c | 36967 | 37147 | 32914 | 35460 | 35082 | 35082 | 35082 | 35082 | 35082 | 35082 | 35082
2009 | US | NPCC | New England | New England | W06a | Existing, Certain (Note: The sum of 6a1 through 6a4 must be <= 6a) | 35970 | 36152 | 31700 | 34246 | 33868 | 33868 | 33868 | 33868 | 33868 | 33868 | 33868
2009 | US | NPCC | New England | New England | W06a1 | Wind Expected On-Peak | 31 | 228 | 0 | 0 | 0 | 0 | 0 | 0 | 0 | 0 | 0
2009 | US | NPCC | New England | New England | W06a2 | Solar Expected On-Peak | 0 | 1 | 0 | 0 | 0 | 0 | 0 | 0 | 0 | 0 | 0
2009 | US | NPCC | New England | New England | W06a3 | Hydro Expected On-Peak | 1897 | 1936 | 1566 | 1648 | 1648 | 1648 | 1648 | 1648 | 1648 | 1648 | 1648
2009 | US | NPCC | New England | New England | W06a4 | Biomass Expected On-Peak | 996 | 1005 | 971 | 892 | 892 | 892 | 892 | 892 | 892 | 892 | 892
2009 | US | NPCC | New England | New England | W06a5 | Load as a Capacity Resource Expected On-Peak (Load Management Programs) | 2737 | 2519 | 2305 | 2724 | 2346 | 2346 | 2346 | 2346 | 2346 | 2346 | 2346
2009 | US | NPCC | New England | New England | W06b | Existing, Other (Note: The sum of 6b1 through 6b7 must be <= 6b) | 997 | 995 | 1214 | 1214 | 1214 | 1214 | 1214 | 1214 | 1214 | 1214 | 1214
2009 | US | NPCC | New England | New England | W06b1 | Wind Derate On-Peak | 44 | 44 | 0 | 0 | 0 | 0 | 0 | 0 | 0 | 0 | 0
2009 | US | NPCC | New England | New England | W06b2 | Solar Derate On-Peak | 0 | 0 | 0 | 0 | 0 | 0 | 0 | 0 | 0 | 0 | 0
2009 | US | NPCC | New England | New England | W06b3 | Hydro Derate On-Peak | 38 | 36 | 299 | 258 | 258 | 258 | 258 | 258 | 258 | 258 | 258
2009 | US | NPCC | New England | New England | W06b4 | Biomass Derate On-Peak | 0 | 0 | 0 | 0 | 0 | 0 | 0 | 0 | 0 | 0 | 0
2009 | US | NPCC | New England | New England | W06b5 | Load as a Capacity Resource Derate On-Peak (Load Management Programs) | 0 | 0 | 0 | 0 | 0 | 0 | 0 | 0 | 0 | 0 | 0
2009 | US | NPCC | New England | New England | W06b6 | Energy Only | 0 | 0 | 0 | 0 | 0 | 0 | 0 | 0 | 0 | 0 | 0
2009 | US | NPCC | New England | New England | W06b7 | Scheduled Outage - Maintenance | 400 | 400 | 400 | 400 | 400 | 400 | 400 | 400 | 400 | 400 | 400
2009 | US | NPCC | New England | New England | W06b8 | Transmission-Limited Resources | 0 | 0 | 0 | 0 | 0 | 0 | 0 | 0 | 0 | 0 | 0
2009 | US | NPCC | New England | New England | W06c | Existing, Inoperable (Note: Capacity reported in this line are not used in margin calculations) | 0 | 0 | 0 | 0 | 0 | 0 | 0 | 0 | 0 | 0 | 0
2009 | US | NPCC | New England | New England | W07 | FUTURE CAPACITY ADDITIONS = 7a+7b | 0 | 804 | 3920 | 7138 | 10621 | 11939 | 11939 | 13886 | 13886 | 13886 | 13886
2009 | US | NPCC | New England | New England | W07a | Future, Planned (Note: Only the net expected On-Peak values are included in this line and does not include Energy Only.) | 0 | 335 | 232 | 1424 | 1424 | 1424 | 1424 | 1424 | 1424 | 1424 | 1424
2009 | US | NPCC | New England | New England | W07a1 | Wind Expected On-Peak | 0 | 0 | 17 | 155 | 155 | 155 | 155 | 155 | 155 | 155 | 155
2009 | US | NPCC | New England | New England | W07a2 | Solar Expected On-Peak | 0 | 0 | 0 | 0 | 0 | 0 | 0 | 0 | 0 | 0 | 0
2009 | US | NPCC | New England | New England | W07a3 | Hydro Expected On-Peak | 0 | 0 | 0 | 1 | 1 | 1 | 1 | 1 | 1 | 1 | 1
2009 | US | NPCC | New England | New England | W07a4 | Biomass Expected On-Peak | 0 | 0 | 2 | 53 | 53 | 53 | 53 | 53 | 53 | 53 | 53
2009 | US | NPCC | New England | New England | W07b | Future, Other (Note: Only the net expected On-Peak values are included in this line and does not include Energy Only.) | 0 | 0 | 23 | 195 | 195 | 195 | 195 | 195 | 195 | 195 | 195
2009 | US | NPCC | New England | New England | W07b1 | Wind Expected On-Peak | 0 | 0 | 0 | 0 | 0 | 0 | 0 | 0 | 0 | 0 | 0
2009 | US | NPCC | New England | New England | W07b2 | Wind Derate On-Peak | 0 | 0 | 23 | 195 | 195 | 195 | 195 | 195 | 195 | 195 | 195
2009 | US | NPCC | New England | New England | W07b3 | Solar Expected On-Peak | 0 | 0 | 0 | 0 | 0 | 0 | 0 | 0 | 0 | 0 | 0
2009 | US | NPCC | New England | New England | W07b4 | Solar Derate On-Peak | 0 | 0 | 0 | 0 | 0 | 0 | 0 | 0 | 0 | 0 | 0
2009 | US | NPCC | New England | New England | W07b5 | Hydro Expected On-Peak | 0 | 0 | 0 | 0 | 0 | 0 | 0 | 0 | 0 | 0 | 0
2009 | US | NPCC | New England | New England | W07b6 | Hydro Derate On-Peak | 0 | 0 | 0 | 0 | 0 | 0 | 0 | 0 | 0 | 0 | 0
2009 | US | NPCC | New England | New England | W07b7 | Biomass Expected On-Peak | 0 | 0 | 0 | 0 | 0 | 0 | 0 | 0 | 0 | 0 | 0
2009 | US | NPCC | New England | New England | W07b8 | Biomass Derate On-Peak | 0 | 0 | 0 | 0 | 0 | 0 | 0 | 0 | 0 | 0 | 0
2009 | US | NPCC | New England | New England | W07b9 | Energy Only | 0 | 0 | 0 | 0 | 0 | 0 | 0 | 0 | 0 | 0 | 0
2009 | US | NPCC | New England | New England | W08 | Conceptual (Note: Only the net expected on-peak capacity is included in this line and does not include Energy Only.) | 0 | 469 | 3688 | 5714 | 9197 | 10515 | 10515 | 12462 | 12462 | 12462 | 12462
2009 | US | NPCC | New England | New England | W08a1 | Wind Expected On-Peak | 0 | 287 | 1010 | 1546 | 2052 | 2180 | 2180 | 2180 | 2180 | 2180 | 2180
2009 | US | NPCC | New England | New England | W08a2 | Wind Derate On-Peak | 0 | 0 | 0 | 0 | 0 | 0 | 0 | 0 | 0 | 0 | 0
2009 | US | NPCC | New England | New England | W08a3 | Solar Expected On-Peak | 0 | 0 | 0 | 0 | 0 | 0 | 0 | 0 | 0 | 0 | 0
2009 | US | NPCC | New England | New England | W08a4 | Solar Derate On-Peak | 0 | 0 | 0 | 0 | 0 | 0 | 0 | 0 | 0 | 0 | 0
2009 | US | NPCC | New England | New England | W08a5 | Hydro Expected On-Peak | 0 | 8 | 16 | 16 | 16 | 16 | 16 | 16 | 16 | 16 | 16
2009 | US | NPCC | New England | New England | W08a6 | Hydro Derate On-Peak | 0 | 0 | 0 | 0 | 0 | 0 | 0 | 0 | 0 | 0 | 0
2009 | US | NPCC | New England | New England | W08a7 | Biomass Expected On-Peak | 0 | 104 | 157 | 368 | 368 | 418 | 468 | 468 | 468 | 468 | 468
2009 | US | NPCC | New England | New England | W08a8 | Biomass Derate On-Peak | 0 | 0 | 0 | 0 | 0 | 0 | 0 | 0 | 0 | 0 | 0
2009 | US | NPCC | New England | New England | W08a9 | Energy Only | 0 | 0 | 0 | 0 | 0 | 0 | 0 | 0 | 0 | 0 | 0
2009 | US | NPCC | New England | New England | W09 | DELIVERABLE INTERNAL CAPACITY = 6a+7a | 35970 | 36487 | 31932 | 35670 | 35292 | 35292 | 35292 | 35292 | 35292 | 35292 | 35292
2009 | US | NPCC | New England | New England | W10 | CAPACITY TRANSACTIONS - IMPORTS = 10a+10b+10c+10d | 1795 | 401 | 401 | 401 | 401 | 401 | 401 | 401 | 401 | 401 | 401
2009 | US | NPCC | New England | New England | W10a | Firm (Note: The sum of 10a1 and 10a2 must be <= 10a) | 1795 | 401 | 401 | 401 | 401 | 401 | 401 | 401 | 401 | 401 | 401
2009 | US | NPCC | New England | New England | W10a1 | Full-Responsibility Purchases | 1795 | 401 | 401 | 401 | 401 | 401 | 401 | 401 | 401 | 401 | 401
2009 | US | NPCC | New England | New England | W10a2 | Owned Capacity/Entitlement Located Outside the Region/Subregion | 0 | 0 | 0 | 0 | 0 | 0 | 0 | 0 | 0 | 0 | 0
2009 | US | NPCC | New England | New England | W10b | Non-firm | 0 | 0 | 0 | 0 | 0 | 0 | 0 | 0 | 0 | 0 | 0
2009 | US | NPCC | New England | New England | W10c | Expected (Note: The sum of 10c1 and 10c2 must be <= 10c) | 0 | 0 | 0 | 0 | 0 | 0 | 0 | 0 | 0 | 0 | 0
2009 | US | NPCC | New England | New England | W10c1 | Full-Responsibility Purchases | 0 | 0 | 0 | 0 | 0 | 0 | 0 | 0 | 0 | 0 | 0
2009 | US | NPCC | New England | New England | W10c2 | Owned Capacity/Entitlement Located Outside the Region/Subregion | 0 | 0 | 0 | 0 | 0 | 0 | 0 | 0 | 0 | 0 | 0
2009 | US | NPCC | New England | New England | W10d | Provisional – transactions under study, but negotiations have not begun. | 0 | 0 | 0 | 0 | 0 | 0 | 0 | 0 | 0 | 0 | 0
2009 | US | NPCC | New England | New England | W11 | CAPACITY TRANSACTIONS - EXPORTS = 11a+11b+11c+11d | 1267 | 343 | 343 | 343 | 343 | 343 | 343 | 343 | 343 | 343 | 343
2009 | US | NPCC | New England | New England | W11a | Firm (Note: The sum of 11a1 and 11a2 must be <= 11a) | 1267 | 343 | 343 | 343 | 343 | 343 | 343 | 343 | 343 | 343 | 343
2009 | US | NPCC | New England | New England | W11a1 | Full-Responsibility Purchases | 1267 | 343 | 343 | 343 | 343 | 343 | 343 | 343 | 343 | 343 | 343
2009 | US | NPCC | New England | New England | W11a2 | Owned Capacity/Entitlement Located Outside the Region/Subregion | 0 | 0 | 0 | 0 | 0 | 0 | 0 | 0 | 0 | 0 | 0
2009 | US | NPCC | New England | New England | W11b | Non-firm | 0 | 0 | 0 | 0 | 0 | 0 | 0 | 0 | 0 | 0 | 0
2009 | US | NPCC | New England | New England | W11c | Expected (Note: The sum of 11c1 and 11c2 must be <= 11c) | 0 | 0 | 0 | 0 | 0 | 0 | 0 | 0 | 0 | 0 | 0
2009 | US | NPCC | New England | New England | W11c1 | Full-Responsibility Purchases | 0 | 0 | 0 | 0 | 0 | 0 | 0 | 0 | 0 | 0 | 0
2009 | US | NPCC | New England | New England | W11c2 | Owned Capacity/Entitlement Located Outside the Region/Subregion | 0 | 0 | 0 | 0 | 0 | 0 | 0 | 0 | 0 | 0 | 0
2009 | US | NPCC | New England | New England | W11d | Provisional – transactions under study, but negotiations have not begun. | 0 | 0 | 0 | 0 | 0 | 0 | 0 | 0 | 0 | 0 | 0
2009 | US | NPCC | New England | New England | W12 | EXISTING, CERTAIN CAPACITY & NET FIRM TRANSACTIONS = 6a+Net Firm Transactions | 36498 | 36210 | 31758 | 34304 | 33926 | 33926 | 33926 | 33926 | 33926 | 33926 | 33926
2009 | US | NPCC | New England | New England | W13 | DELIVERABLE CAPACITY RESOURCES = 12+7a+Net Expected Transactions | 36498 | 36545 | 31990 | 35728 | 35350 | 35350 | 35350 | 35350 | 35350 | 35350 | 35350
2009 | US | NPCC | New England | New England | W14 | PROSPECTIVE CAPACITY RESOURCES = 13+6b-[Existing,Other Derates]+16b | 37013 | 37060 | 32505 | 36284 | 35906 | 35906 | 35906 | 35906 | 35906 | 35906 | 35906
2009 | US | NPCC | New England | New England | W15 | TOTAL POTENTIAL CAPACITY RESOURCES = 13+6b-[Existing,Other Derates]+7b+ 8+Net Provisional Transactions | 37013 | 37529 | 36216 | 42193 | 45298 | 46616 | 46616 | 48563 | 48563 | 48563 | 48563
2009 | US | NPCC | New England | New England | W15a | ADJUSTED POTENTIAL CAPACITY RESOURCES = 13+6b-[Existing,Other Derates]+ 16b+16d+Net Provisional Transactions | 37013 | 37060 | 33242.6 | 37426.8 | 37745.4 | 38009 | 38009 | 38398.4 | 38398.4 | 38398.4 | 38398.4
2009 | US | NPCC | New England | New England | W16a | Confidence of Future, Other (7b), using reasonable judgement | 0 | 0 | 0 | 0 | 0 | 0 | 0 | 0 | 0 | 0 | 0
2009 | US | NPCC | New England | New England | W16b | Net Future, Other Resources After Confidence Percentage Is Applied = 7b*16a | 0 | 0 | 0 | 0 | 0 | 0 | 0 | 0 | 0 | 0 | 0
2009 | US | NPCC | New England | New England | W16c | Confidence of Conceptual (8), using reasonable judgement | 0 | 0 | 0.2 | 0.2 | 0.2 | 0.2 | 0.2 | 0.2 | 0.2 | 0.2 | 0.2
2009 | US | NPCC | New England | New England | W16d | Net Conceptual Resources After Confidence Percentage Is Applied = 8*16c | 0 | 0 | 737.6 | 1142.8 | 1839.4 | 2103 | 2103 | 2492.4 | 2492.4 | 2492.4 | 2492.4
2009 | US | NPCC | New England | New England | W17C | Region/Subregion Target Capacity Margin | 0 | 0 | 0 | 0 | 0 | 0 | 0 | 0 | 0 | 0 | 0
2009 | US | NPCC | New England | New England | W17R | Region/Subregion Target Reserve Margin | 0 | 0.15 | 0.15 | 0.15 | 0.15 | 0.15 | 0.15 | 0.15 | 0.15 | 0.15 | 0.15
2009 | US | NPCC | New England | New England | W18C | Existing Certain and Net Firm Transactions = (12-3)/12 | 0 | 0.38967 | 0.30395 | 0.35357 | 0.34298 | 0.34166 | 0.33856 | 0.33561 | 0.33252 | 0.32942 | 0.32618
2009 | US | NPCC | New England | New England | W19C | Deliverable Capacity Resources = (13-3)/13 | 0 | 0.39527 | 0.309 | 0.37934 | 0.36945 | 0.36818 | 0.36521 | 0.36238 | 0.35941 | 0.35644 | 0.35332
2009 | US | NPCC | New England | New England | W20C | Prospective Capacity Resources = (14-3)/14 | 0 | 0.40367 | 0.31995 | 0.38885 | 0.37921 | 0.37796 | 0.37503 | 0.37225 | 0.36933 | 0.3664 | 0.36334
2009 | US | NPCC | New England | New England | W21C | Total Potential Resources = (15-3)/15 | 0 | 0.41112 | 0.38963 | 0.47444 | 0.50793 | 0.52087 | 0.51862 | 0.53586 | 0.5337 | 0.53154 | 0.52927
2009 | US | NPCC | New England | New England | W22C | Adjusted Potential Resources = (15a-3)/15a | 0 | 0.40367 | 0.33504 | 0.40751 | 0.40946 | 0.41238 | 0.40961 | 0.413 | 0.41026 | 0.40753 | 0.40466
2009 | US | NPCC | New England | New England | W18R | Existing Certain and Net Firm Transactions = (12-3)/3 | 0 | 0.63846 | 0.43669 | 0.54697 | 0.52203 | 0.51896 | 0.51185 | 0.50515 | 0.49817 | 0.49125 | 0.48408
2009 | US | NPCC | New England | New England | W19R | Deliverable Capacity Resources = (13-3)/3 | 0 | 0.65362 | 0.44718 | 0.61118 | 0.58591 | 0.58272 | 0.57531 | 0.56832 | 0.56105 | 0.55385 | 0.54637
2009 | US | NPCC | New England | New England | W20R | Prospective Capacity Resources = (14-3)/3 | 0 | 0.67692 | 0.47048 | 0.63626 | 0.61086 | 0.60761 | 0.60009 | 0.59299 | 0.5856 | 0.57829 | 0.57069
2009 | US | NPCC | New England | New England | W21R | Total Potential Resources = (15-3)/3 | 0 | 0.69814 | 0.63836 | 0.90273 | 1.0322 | 1.0871 | 1.0774 | 1.1545 | 1.1445 | 1.1346 | 1.1244
2009 | US | NPCC | New England | New England | W22R | Adjusted Potential Resources = (15a-3)/3 | 0 | 0.67692 | 0.50385 | 0.68779 | 0.69338 | 0.70177 | 0.69381 | 0.70357 | 0.69567 | 0.68784 | 0.67972
2009 | US | NPCC | New England | New England | W24 | Other Capacity < 1 MW | 0 | 0 | 0 | 0 | 0 | 0 | 0 | 0 | 0 | 0 | 0
2009 | US | NPCC | New England | New England | W25 | Distributed Generator Capacity >= 1 MW | 0 | 0 | 0 | 0 | 0 | 0 | 0 | 0 | 0 | 0 | 0
2009 | US | NPCC | New England | New England | W26 | Capacity Total from EIA-860 | 0 | 0 | 0 | 0 | 0 | 0 | 0 | 0 | 0 | 0 | 0
2009 | US | NPCC | New England | New England | W27 | Total Installed Baseline Capacity Resources = 12+6b | 37495 | 0 | 0 | 0 | 0 | 0 | 0 | 0 | 0 | 0 | 0
2009 | CA | NPCC | Ontario | Ontario | W01 | Unrestricted Non-coincident Peak Demand = 2+1a+1b-1c-1d | 22983 | 23387.7422 | 23603.0534 | 23755.9665 | 23858.4874 | 23801.8887 | 24073.5178 | 23870.6509 | 24398.717 | 24840.4487 | 24726.832
2009 | CA | NPCC | Ontario | Ontario | W01a | New Conservation (Energy Efficiency) | 0 | 501.8712 | 818.1892 | 1312.8532 | 1777.347 | 2226.9648 | 2631.3589 | 3030.9509 | 3304.145 | 3605.4341 | 3881.9678
2009 | CA | NPCC | Ontario | Ontario | W01b | Estimated Diversity | 0 | 0 | 0 | 0 | 0 | 0 | 0 | 0 | 0 | 0 | 0
2009 | CA | NPCC | Ontario | Ontario | W01c | Additions for non-member load (load served by non-registered LSE's in a region) | 0 | 0 | 0 | 0 | 0 | 0 | 0 | 0 | 0 | 0 | 0
2009 | CA | NPCC | Ontario | Ontario | W01d | Stand-by Load Under Contract (Normally served by behind the meter generation) | 0 | 0 | 0 | 0 | 0 | 0 | 0 | 0 | 0 | 0 | 0
2009 | CA | NPCC | Ontario | Ontario | W02 | Total Internal Demand | 22983 | 22885.8709 | 22784.8642 | 22443.1134 | 22081.1404 | 21574.9239 | 21442.1589 | 20839.7 | 21094.572 | 21235.0145 | 20844.8642
2009 | CA | NPCC | Ontario | Ontario | W02a | Direct Control Load Management | 0 | 0 | 0 | 0 | 0 | 0 | 0 | 0 | 0 | 0 | 0
2009 | CA | NPCC | Ontario | Ontario | W02b | Contractually Interruptible (Curtailable) | 0 | 0 | 0 | 0 | 0 | 0 | 0 | 0 | 0 | 0 | 0
2009 | CA | NPCC | Ontario | Ontario | W02c | Critical Peak-Pricing (CPP) with Control | 0 | 0 | 0 | 0 | 0 | 0 | 0 | 0 | 0 | 0 | 0
2009 | CA | NPCC | Ontario | Ontario | W02d | Load as a Capacity Resource | 0 | 0 | 0 | 0 | 0 | 0 | 0 | 0 | 0 | 0 | 0
2009 | CA | NPCC | Ontario | Ontario | W03 | Net Internal Demand = 2-2a-2b-2c-2d | 22983 | 22885.8709 | 22784.8642 | 22443.1134 | 22081.1404 | 21574.9239 | 21442.1589 | 20839.7 | 21094.572 | 21235.0145 | 20844.8642
2009 | CA | NPCC | Ontario | Ontario | W04a | Demand Response used for Reserves - Spinning | 0 | 0 | 0 | 0 | 0 | 0 | 0 | 0 | 0 | 0 | 0
2009 | CA | NPCC | Ontario | Ontario | W04b | Demand Response used for Reserves - Non-Spinning | 0 | 0 | 0 | 0 | 0 | 0 | 0 | 0 | 0 | 0 | 0
2009 | CA | NPCC | Ontario | Ontario | W04c | Demand Response used for Regulation | 0 | 0 | 0 | 0 | 0 | 0 | 0 | 0 | 0 | 0 | 0
2009 | CA | NPCC | Ontario | Ontario | W04d | Demand Response used for Energy, Voluntary - Emergency | 0 | 0 | 0 | 0 | 0 | 0 | 0 | 0 | 0 | 0 | 0
2009 | CA | NPCC | Ontario | Ontario | W05 | TOTAL INTERNAL CAPACITY = 6+7 | 31268 | 35713 | 36289.0247 | 36529.4644 | 37253.5189 | 37944.6629 | 38436.0889 | 33618.3979 | 33780.431 | 32914.0673 | 32421.4677
2009 | CA | NPCC | Ontario | Ontario | W06 | EXISTING CAPACITY = 6a+6b+6c | 31268 | 33637 | 32014.3748 | 31070.547 | 30383.547 | 30113.547 | 29949.547 | 23587.7508 | 22610.6408 | 20718.0408 | 19730.5408
2009 | CA | NPCC | Ontario | Ontario | W06a | Existing, Certain (Note: The sum of 6a1 through 6a4 must be <= 6a) | 28706 | 26028 | 26700 | 25778 | 26121 | 25851 | 25692 | 19330.2038 | 18503.0938 | 16610.4938 | 15622.9938
2009 | CA | NPCC | Ontario | Ontario | W06a1 | Wind Expected On-Peak | 143 | 368.3645 | 368.3645 | 368.3645 | 368.3645 | 368.3645 | 368.3645 | 368.3645 | 368.3645 | 368.3645 | 368.3645
2009 | CA | NPCC | Ontario | Ontario | W06a2 | Solar Expected On-Peak | 0 | 0 | 0 | 0.7815 | 0.7815 | 0.7815 | 0.7815 | 0.7815 | 0.7815 | 0.7815 | 0.7815
2009 | CA | NPCC | Ontario | Ontario | W06a3 | Hydro Expected On-Peak | 6602 | 6079.6355 | 5851.3062 | 5851.3062 | 5851.3062 | 5851.3062 | 5851.3062 | 5851.3062 | 5851.3062 | 5851.3062 | 5851.3062
2009 | CA | NPCC | Ontario | Ontario | W06a4 | Biomass Expected On-Peak | 84 | 71 | 74.6 | 74.6 | 74.6 | 74.6 | 74.6 | 74.6 | 74.6 | 74.6 | 74.6
2009 | CA | NPCC | Ontario | Ontario | W06a5 | Load as a Capacity Resource Expected On-Peak (Load Management Programs) | 542 | 516 | 208.7673 | 196.0924 | 196.0924 | 196.0924 | 107.0798 | 107.0798 | 107.0798 | 107.0798 | 107.0798
2009 | CA | NPCC | Ontario | Ontario | W06b | Existing, Other (Note: The sum of 6b1 through 6b7 must be <= 6b) | 2562 | 7609 | 5314.3748 | 5292.547 | 4262.547 | 4262.547 | 4257.547 | 4257.547 | 4107.547 | 4107.547 | 4107.547
2009 | CA | NPCC | Ontario | Ontario | W06b1 | Wind Derate On-Peak | 561 | 920.9809 | 920.9809 | 920.9809 | 920.9809 | 920.9809 | 920.9809 | 920.9809 | 920.9809 | 920.9809 | 920.9809
2009 | CA | NPCC | Ontario | Ontario | W06b2 | Solar Derate On-Peak | 0 | 0 | 0 | 1.1722 | 1.1722 | 1.1722 | 1.1722 | 1.1722 | 1.1722 | 1.1722 | 1.1722
2009 | CA | NPCC | Ontario | Ontario | W06b3 | Hydro Derate On-Peak | 1152 | 1743.3645 | 1779.3938 | 1779.3938 | 1779.3938 | 1779.3938 | 1779.3938 | 1779.3938 | 1779.3938 | 1779.3938 | 1779.3938
2009 | CA | NPCC | Ontario | Ontario | W06b4 | Biomass Derate On-Peak | 0 | 4 | 0 | 0 | 0 | 0 | 0 | 0 | 0 | 0 | 0
2009 | CA | NPCC | Ontario | Ontario | W06b5 | Load as a Capacity Resource Derate On-Peak (Load Management Programs) | 276 | 479 | 556 | 533 | 533 | 533 | 528 | 528 | 528 | 528 | 528
2009 | CA | NPCC | Ontario | Ontario | W06b6 | Energy Only | 0 | 0 | 0 | 0 | 0 | 0 | 0 | 0 | 0 | 0 | 0
2009 | CA | NPCC | Ontario | Ontario | W06b7 | Scheduled Outage - Maintenance | 573 | 2091 | 878 | 878 | 878 | 878 | 878 | 878 | 878 | 878 | 878
2009 | CA | NPCC | Ontario | Ontario | W06b8 | Transmission-Limited Resources | 0 | 1734 | 1180 | 1180 | 150 | 150 | 150 | 150 | 0 | 0 | 0
2009 | CA | NPCC | Ontario | Ontario | W06c | Existing, Inoperable (Note: Capacity reported in this line are not used in margin calculations) | 0 | 0 | 0 | 0 | 0 | 0 | 0 | 0 | 0 | 0 | 0
2009 | CA | NPCC | Ontario | Ontario | W07 | FUTURE CAPACITY ADDITIONS = 7a+7b | 0 | 2076 | 4274.65 | 5458.9174 | 6869.9719 | 7831.1159 | 8486.5419 | 10030.6471 | 11169.7902 | 12196.0265 | 12690.9269
2009 | CA | NPCC | Ontario | Ontario | W07a | Future, Planned (Note: Only the net expected On-Peak values are included in this line and does not include Energy Only.) | 0 | 2076 | 4260.9625 | 5436.4841 | 6366.085 | 7047.9178 | 7149.3004 | 7791.2354 | 7579.9694 | 7435.9244 | 7306.8174
2009 | CA | NPCC | Ontario | Ontario | W07a1 | Wind Expected On-Peak | 0 | 42 | 115.5851 | 164.0851 | 221.9251 | 232.0051 | 232.0051 | 232.0051 | 232.0051 | 232.0051 | 232.0051
2009 | CA | NPCC | Ontario | Ontario | W07a2 | Solar Expected On-Peak | 0 | 0 | 148.2699 | 209.4682 | 209.4682 | 209.4682 | 209.4682 | 209.4682 | 209.4682 | 209.4682 | 209.4682
2009 | CA | NPCC | Ontario | Ontario | W07a3 | Hydro Expected On-Peak | 0 | 10 | 13.213 | 43.362 | 43.362 | 43.362 | 371.862 | 371.862 | 371.862 | 371.862 | 371.862
2009 | CA | NPCC | Ontario | Ontario | W07a4 | Biomass Expected On-Peak | 0 | 63 | 63 | 63 | 63 | 63 | 163 | 163 | 163 | 163 | 163
2009 | CA | NPCC | Ontario | Ontario | W07b | Future, Other (Note: Only the net expected On-Peak values are included in this line and does not include Energy Only.) | 0 | 0 | 0 | 0 | 0 | 0 | 0 | 0 | 0 | 0 | 0
2009 | CA | NPCC | Ontario | Ontario | W07b1 | Wind Expected On-Peak | 0 | 0 | 0 | 0 | 0 | 0 | 0 | 0 | 0 | 0 | 0
2009 | CA | NPCC | Ontario | Ontario | W07b2 | Wind Derate On-Peak | 0 | 338.2 | 408 | 656.3468 | 897.7068 | 938.0268 | 938.0268 | 938.0268 | 938.0268 | 938.0268 | 938.0268
2009 | CA | NPCC | Ontario | Ontario | W07b3 | Solar Expected On-Peak | 0 | 0 | 0 | 0 | 0 | 0 | 0 | 0 | 0 | 0 | 0
2009 | CA | NPCC | Ontario | Ontario | W07b4 | Solar Derate On-Peak | 0 | 0 | 0 | 314.2023 | 314.2023 | 314.2023 | 314.2023 | 314.2023 | 314.2023 | 314.2023 | 314.2023
2009 | CA | NPCC | Ontario | Ontario | W07b5 | Hydro Expected On-Peak | 0 | 2.5 | 4.887 | 16.038 | 16.038 | 16.038 | 137.538 | 137.538 | 137.538 | 137.538 | 137.538
2009 | CA | NPCC | Ontario | Ontario | W07b6 | Hydro Derate On-Peak | 0 | 0 | 0 | 0 | 0 | 0 | 0 | 0 | 0 | 0 | 0
2009 | CA | NPCC | Ontario | Ontario | W07b7 | Biomass Expected On-Peak | 0 | 0 | 0 | 0 | 0 | 0 | 0 | 0 | 0 | 0 | 0
2009 | CA | NPCC | Ontario | Ontario | W07b8 | Biomass Derate On-Peak | 0 | 0 | 0 | 0 | 0 | 0 | 0 | 0 | 0 | 0 | 0
2009 | CA | NPCC | Ontario | Ontario | W07b9 | Energy Only | 0 | 0 | 0 | 0 | 0 | 0 | 0 | 0 | 0 | 0 | 0
2009 | CA | NPCC | Ontario | Ontario | W08 | Conceptual (Note: Only the net expected on-peak capacity is included in this line and does not include Energy Only.) | 0 | 0 | 13.6875 | 22.4333 | 503.8868 | 783.1981 | 1337.2415 | 2239.4118 | 3589.8208 | 4760.1021 | 5384.1096
2009 | CA | NPCC | Ontario | Ontario | W08a1 | Wind Expected On-Peak | 0 | 0 | 0 | 0.23492 | 403.0093 | 632.035 | 696.5186 | 944.0766 | 1173.5397 | 1174.5267 | 1175.8673
2009 | CA | NPCC | Ontario | Ontario | W08a2 | Wind Derate On-Peak | 0 | 0 | 0 | 1.2333 | 1612.5489 | 2528.9962 | 2787.4724 | 3778.3397 | 4697.0832 | 4702.2652 | 4709.3032
2009 | CA | NPCC | Ontario | Ontario | W08a3 | Solar Expected On-Peak | 0 | 0 | 0 | 1.0548 | 69.8171 | 110.2683 | 123.6148 | 172.767 | 221.1728 | 234.3307 | 250.7957
2009 | CA | NPCC | Ontario | Ontario | W08a4 | Solar Derate On-Peak | 0 | 0 | 0 | 1.5822 | 104.7256 | 165.4025 | 185.4222 | 259.1505 | 331.7591 | 351.496 | 376.1935
2009 | CA | NPCC | Ontario | Ontario | W08a5 | Hydro Expected On-Peak | 0 | 0 | 13.6875 | 21.3525 | 30.806 | 41.1172 | 91.3047 | 163.6404 | 215.3299 | 253.0764 | 270.4504
2009 | CA | NPCC | Ontario | Ontario | W08a6 | Hydro Derate On-Peak | 0 | 0 | 5.0625 | 7.8975 | 11.394 | 15.2078 | 33.7702 | 60.5245 | 79.6426 | 93.6036 | 100.0296
2009 | CA | NPCC | Ontario | Ontario | W08a7 | Biomass Expected On-Peak | 0 | 0 | 0 | 0 | 0 | 0 | 0 | 350 | 1150 | 1150 | 1150
2009 | CA | NPCC | Ontario | Ontario | W08a8 | Biomass Derate On-Peak | 0 | 0 | 0 | 0 | 200 | 350 | 350 | 0 | 0 | 0 | 0
2009 | CA | NPCC | Ontario | Ontario | W08a9 | Energy Only | 0 | 0 | 0 | 0 | 0 | 0 | 0 | 0 | 0 | 0 | 0
2009 | CA | NPCC | Ontario | Ontario | W09 | DELIVERABLE INTERNAL CAPACITY = 6a+7a | 28706 | 28104 | 30960.9625 | 31214.4841 | 32487.085 | 32898.9178 | 32841.3004 | 27121.4392 | 26083.0632 | 24046.4182 | 22929.8112
2009 | CA | NPCC | Ontario | Ontario | W10 | CAPACITY TRANSACTIONS - IMPORTS = 10a+10b+10c+10d | 0 | 0 | 0 | 0 | 0 | 0 | 0 | 0 | 0 | 0 | 0
2009 | CA | NPCC | Ontario | Ontario | W10a | Firm (Note: The sum of 10a1 and 10a2 must be <= 10a) | 0 | 0 | 0 | 0 | 0 | 0 | 0 | 0 | 0 | 0 | 0
2009 | CA | NPCC | Ontario | Ontario | W10a1 | Full-Responsibility Purchases | 0 | 0 | 0 | 0 | 0 | 0 | 0 | 0 | 0 | 0 | 0
2009 | CA | NPCC | Ontario | Ontario | W10a2 | Owned Capacity/Entitlement Located Outside the Region/Subregion | 0 | 0 | 0 | 0 | 0 | 0 | 0 | 0 | 0 | 0 | 0
2009 | CA | NPCC | Ontario | Ontario | W10b | Non-firm | 0 | 0 | 0 | 0 | 0 | 0 | 0 | 0 | 0 | 0 | 0
2009 | CA | NPCC | Ontario | Ontario | W10c | Expected (Note: The sum of 10c1 and 10c2 must be <= 10c) | 0 | 0 | 0 | 0 | 0 | 0 | 0 | 0 | 0 | 0 | 0
2009 | CA | NPCC | Ontario | Ontario | W10c1 | Full-Responsibility Purchases | 0 | 0 | 0 | 0 | 0 | 0 | 0 | 0 | 0 | 0 | 0
2009 | CA | NPCC | Ontario | Ontario | W10c2 | Owned Capacity/Entitlement Located Outside the Region/Subregion | 0 | 0 | 0 | 0 | 0 | 0 | 0 | 0 | 0 | 0 | 0
2009 | CA | NPCC | Ontario | Ontario | W10d | Provisional – transactions under study, but negotiations have not begun. | 0 | 0 | 0 | 0 | 0 | 0 | 0 | 0 | 0 | 0 | 0
2009 | CA | NPCC | Ontario | Ontario | W11 | CAPACITY TRANSACTIONS - EXPORTS = 11a+11b+11c+11d | 0 | 0 | 0 | 0 | 0 | 0 | 0 | 0 | 0 | 0 | 0
2009 | CA | NPCC | Ontario | Ontario | W11a | Firm (Note: The sum of 11a1 and 11a2 must be <= 11a) | 0 | 0 | 0 | 0 | 0 | 0 | 0 | 0 | 0 | 0 | 0
2009 | CA | NPCC | Ontario | Ontario | W11a1 | Full-Responsibility Purchases | 0 | 0 | 0 | 0 | 0 | 0 | 0 | 0 | 0 | 0 | 0
2009 | CA | NPCC | Ontario | Ontario | W11a2 | Owned Capacity/Entitlement Located Outside the Region/Subregion | 0 | 0 | 0 | 0 | 0 | 0 | 0 | 0 | 0 | 0 | 0
2009 | CA | NPCC | Ontario | Ontario | W11b | Non-firm | 0 | 0 | 0 | 0 | 0 | 0 | 0 | 0 | 0 | 0 | 0
2009 | CA | NPCC | Ontario | Ontario | W11c | Expected (Note: The sum of 11c1 and 11c2 must be <= 11c) | 0 | 0 | 0 | 0 | 0 | 0 | 0 | 0 | 0 | 0 | 0
2009 | CA | NPCC | Ontario | Ontario | W11c1 | Full-Responsibility Purchases | 0 | 0 | 0 | 0 | 0 | 0 | 0 | 0 | 0 | 0 | 0
2009 | CA | NPCC | Ontario | Ontario | W11c2 | Owned Capacity/Entitlement Located Outside the Region/Subregion | 0 | 0 | 0 | 0 | 0 | 0 | 0 | 0 | 0 | 0 | 0
2009 | CA | NPCC | Ontario | Ontario | W11d | Provisional – transactions under study, but negotiations have not begun. | 0 | 0 | 0 | 0 | 0 | 0 | 0 | 0 | 0 | 0 | 0
2009 | CA | NPCC | Ontario | Ontario | W12 | EXISTING, CERTAIN CAPACITY & NET FIRM TRANSACTIONS = 6a+Net Firm Transactions | 28706 | 26028 | 26700 | 25778 | 26121 | 25851 | 25692 | 19330.2038 | 18503.0938 | 16610.4938 | 15622.9938
2009 | CA | NPCC | Ontario | Ontario | W13 | DELIVERABLE CAPACITY RESOURCES = 12+7a+Net Expected Transactions | 28706 | 28104 | 30960.9625 | 31214.4841 | 32487.085 | 32898.9178 | 32841.3004 | 27121.4392 | 26083.0632 | 24046.4182 | 22929.8112
2009 | CA | NPCC | Ontario | Ontario | W14 | PROSPECTIVE CAPACITY RESOURCES = 13+6b-[Existing,Other Derates]+16b | 28706 | 28740.6546 | 30960.9625 | 31214.4841 | 32487.085 | 32898.9178 | 32841.3004 | 27121.4392 | 26083.0632 | 24046.4182 | 22929.8112
2009 | CA | NPCC | Ontario | Ontario | W15 | TOTAL POTENTIAL CAPACITY RESOURCES = 13+6b-[Existing,Other Derates]+7b+ 8+Net Provisional Transactions | 28706 | 28740.6546 | 30974.65 | 31236.9174 | 32990.9719 | 33682.1159 | 34178.5419 | 29360.8509 | 29672.884 | 28806.5203 | 28313.9207
2009 | CA | NPCC | Ontario | Ontario | W15a | ADJUSTED POTENTIAL CAPACITY RESOURCES = 13+6b-[Existing,Other Derates]+ 16b+16d+Net Provisional Transactions | 28706 | 28740.6546 | 30974.65 | 31236.9174 | 32990.9719 | 33682.1159 | 34178.5419 | 29360.8509 | 29672.884 | 28806.5203 | 28313.9207
2009 | CA | NPCC | Ontario | Ontario | W16a | Confidence of Future, Other (7b), using reasonable judgement | 0 | 0 | 0 | 0 | 0 | 0 | 0 | 0 | 0 | 0 | 0
2009 | CA | NPCC | Ontario | Ontario | W16b | Net Future, Other Resources After Confidence Percentage Is Applied = 7b*16a | 0 | 0 | 0 | 0 | 0 | 0 | 0 | 0 | 0 | 0 | 0
2009 | CA | NPCC | Ontario | Ontario | W16c | Confidence of Conceptual (8), using reasonable judgement | 0 | 1 | 1 | 1 | 1 | 1 | 1 | 1 | 1 | 1 | 1
2009 | CA | NPCC | Ontario | Ontario | W16d | Net Conceptual Resources After Confidence Percentage Is Applied = 8*16c | 0 | 0 | 13.6875 | 22.4333 | 503.8868 | 783.1981 | 1337.2415 | 2239.4118 | 3589.8208 | 4760.1021 | 5384.1096
2009 | CA | NPCC | Ontario | Ontario | W17C | Region/Subregion Target Capacity Margin | 0 | 0 | 0 | 0 | 0 | 0 | 0 | 0 | 0 | 0 | 0
2009 | CA | NPCC | Ontario | Ontario | W17R | Region/Subregion Target Reserve Margin | 0 | 0.175 | 0.17738 | 0.18196 | 0.18646 | 0.19092 | 0.19378 | 0.19667 | 0.19877 | 0.20066 | 0.20254
2009 | CA | NPCC | Ontario | Ontario | W18C | Existing Certain and Net Firm Transactions = (12-3)/12 | 0 | 0.12072 | 0.14663 | 0.12937 | 0.15466 | 0.16541 | 0.16541 | -0.07809 | -0.14006 | -0.27841 | -0.33424
2009 | CA | NPCC | Ontario | Ontario | W19C | Deliverable Capacity Resources = (13-3)/13 | 0 | 0.18567 | 0.26408 | 0.281 | 0.32031 | 0.34421 | 0.3471 | 0.23162 | 0.19125 | 0.11692 | 0.090927
2009 | CA | NPCC | Ontario | Ontario | W20C | Prospective Capacity Resources = (14-3)/14 | 0 | 0.20371 | 0.26408 | 0.281 | 0.32031 | 0.34421 | 0.3471 | 0.23162 | 0.19125 | 0.11692 | 0.090927
2009 | CA | NPCC | Ontario | Ontario | W21C | Total Potential Resources = (15-3)/15 | 0 | 0.20371 | 0.2644 | 0.28152 | 0.33069 | 0.35945 | 0.37264 | 0.29022 | 0.2891 | 0.26284 | 0.26379
2009 | CA | NPCC | Ontario | Ontario | W22C | Adjusted Potential Resources = (15a-3)/15a | 0 | 0.20371 | 0.2644 | 0.28152 | 0.33069 | 0.35945 | 0.37264 | 0.29022 | 0.2891 | 0.26284 | 0.26379
2009 | CA | NPCC | Ontario | Ontario | W18R | Existing Certain and Net Firm Transactions = (12-3)/3 | 0 | 0.1373 | 0.17183 | 0.14859 | 0.18296 | 0.1982 | 0.1982 | -0.072434 | -0.12285 | -0.21778 | -0.25051
2009 | CA | NPCC | Ontario | Ontario | W19R | Deliverable Capacity Resources = (13-3)/3 | 0 | 0.22801 | 0.35884 | 0.39083 | 0.47126 | 0.52487 | 0.53162 | 0.30143 | 0.23648 | 0.13239 | 0.10002
2009 | CA | NPCC | Ontario | Ontario | W20R | Prospective Capacity Resources = (14-3)/3 | 0 | 0.25583 | 0.35884 | 0.39083 | 0.47126 | 0.52487 | 0.53162 | 0.30143 | 0.23648 | 0.13239 | 0.10002
2009 | CA | NPCC | Ontario | Ontario | W21R | Total Potential Resources = (15-3)/3 | 0 | 0.25583 | 0.35944 | 0.39183 | 0.49408 | 0.56117 | 0.59399 | 0.40889 | 0.40666 | 0.35656 | 0.35832
2009 | CA | NPCC | Ontario | Ontario | W22R | Adjusted Potential Resources = (15a-3)/3 | 0 | 0.25583 | 0.35944 | 0.39183 | 0.49408 | 0.56117 | 0.59399 | 0.40889 | 0.40666 | 0.35656 | 0.35832
2009 | CA | NPCC | Ontario | Ontario | W24 | Other Capacity < 1 MW | 0 | 0 | 0 | 0 | 0 | 0 | 0 | 0 | 0 | 0 | 0
2009 | CA | NPCC | Ontario | Ontario | W25 | Distributed Generator Capacity >= 1 MW | 0 | 0 | 0 | 0 | 0 | 0 | 0 | 0 | 0 | 0 | 0
2009 | CA | NPCC | Ontario | Ontario | W26 | Capacity Total from EIA-860 | 0 | 0 | 0 | 0 | 0 | 0 | 0 | 0 | 0 | 0 | 0
2009 | CA | NPCC | Ontario | Ontario | W27 | Total Installed Baseline Capacity Resources = 12+6b | 31268 | 0 | 0 | 0 | 0 | 0 | 0 | 0 | 0 | 0 | 0
2009 | CA | NPCC | Quebec | Quebec | W01 | Unrestricted Non-coincident Peak Demand = 2+1a+1b-1c-1d | 0 | 36420 | 37443 | 38076 | 38763 | 39302 | 39847 | 40271 | 41166 | 41500 | 41806
2009 | CA | NPCC | Quebec | Quebec | W01a | New Conservation (Energy Efficiency) | 0 | 170 | 340 | 500 | 700 | 880 | 1010 | 1150 | 1150 | 1150 | 1150
2009 | CA | NPCC | Quebec | Quebec | W01b | Estimated Diversity | 0 | 0 | 0 | 0 | 0 | 0 | 0 | 0 | 0 | 0 | 0
2009 | CA | NPCC | Quebec | Quebec | W01c | Additions for non-member load (load served by non-registered LSE's in a region) | 0 | 0 | 0 | 0 | 0 | 0 | 0 | 0 | 0 | 0 | 0
2009 | CA | NPCC | Quebec | Quebec | W01d | Stand-by Load Under Contract (Normally served by behind the meter generation) | 0 | 0 | 0 | 0 | 0 | 0 | 0 | 0 | 0 | 0 | 0
2009 | CA | NPCC | Quebec | Quebec | W02 | Total Internal Demand | 0 | 36250 | 37103 | 37576 | 38063 | 38422 | 38837 | 39121 | 40016 | 40350 | 40656
2009 | CA | NPCC | Quebec | Quebec | W02a | Direct Control Load Management | 0 | 250 | 250 | 250 | 250 | 250 | 250 | 250 | 250 | 250 | 250
2009 | CA | NPCC | Quebec | Quebec | W02b | Contractually Interruptible (Curtailable) | 0 | 1500 | 1500 | 1500 | 1500 | 1500 | 1196 | 1196 | 1196 | 1100 | 1100
2009 | CA | NPCC | Quebec | Quebec | W02c | Critical Peak-Pricing (CPP) with Control | 0 | 0 | 0 | 0 | 0 | 0 | 0 | 0 | 0 | 0 | 0
2009 | CA | NPCC | Quebec | Quebec | W02d | Load as a Capacity Resource | 0 | 0 | 0 | 0 | 0 | 0 | 0 | 0 | 0 | 0 | 0
2009 | CA | NPCC | Quebec | Quebec | W03 | Net Internal Demand = 2-2a-2b-2c-2d | 0 | 34500 | 35353 | 35826 | 36313 | 36672 | 37391 | 37675 | 38570 | 39000 | 39306
2009 | CA | NPCC | Quebec | Quebec | W04a | Demand Response used for Reserves - Spinning | 0 | 0 | 0 | 0 | 0 | 0 | 0 | 0 | 0 | 0 | 0
2009 | CA | NPCC | Quebec | Quebec | W04b | Demand Response used for Reserves - Non-Spinning | 0 | 0 | 0 | 0 | 0 | 0 | 0 | 0 | 0 | 0 | 0
2009 | CA | NPCC | Quebec | Quebec | W04c | Demand Response used for Regulation | 0 | 0 | 0 | 0 | 0 | 0 | 0 | 0 | 0 | 0 | 0
2009 | CA | NPCC | Quebec | Quebec | W04d | Demand Response used for Energy, Voluntary - Emergency | 0 | 0 | 0 | 0 | 0 | 0 | 0 | 0 | 0 | 0 | 0
2009 | CA | NPCC | Quebec | Quebec | W05 | TOTAL INTERNAL CAPACITY = 6+7 | 42521 | 42370 | 42378 | 42401 | 43480 | 43530 | 44202 | 44186 | 44409 | 44787 | 44787
2009 | CA | NPCC | Quebec | Quebec | W06 | EXISTING CAPACITY = 6a+6b+6c | 42521 | 42335 | 42308 | 41673 | 42317 | 42317 | 42317 | 42301 | 42264 | 42264 | 42264
2009 | CA | NPCC | Quebec | Quebec | W06a | Existing, Certain (Note: The sum of 6a1 through 6a4 must be <= 6a) | 40041 | 40402 | 40375 | 39740 | 40384 | 40384 | 40384 | 40368 | 40331 | 40331 | 40331
2009 | CA | NPCC | Quebec | Quebec | W06a1 | Wind Expected On-Peak | 0 | 0 | 0 | 0 | 0 | 0 | 0 | 0 | 0 | 0 | 0
2009 | CA | NPCC | Quebec | Quebec | W06a2 | Solar Expected On-Peak | 0 | 0 | 0 | 0 | 0 | 0 | 0 | 0 | 0 | 0 | 0
2009 | CA | NPCC | Quebec | Quebec | W06a3 | Hydro Expected On-Peak | 37799 | 37620 | 37600 | 37592 | 37561 | 37561 | 37561 | 37545 | 37508 | 37508 | 37508
2009 | CA | NPCC | Quebec | Quebec | W06a4 | Biomass Expected On-Peak | 190 | 190 | 190 | 190 | 190 | 190 | 190 | 190 | 190 | 190 | 190
2009 | CA | NPCC | Quebec | Quebec | W06a5 | Load as a Capacity Resource Expected On-Peak (Load Management Programs) | 0 | 0 | 0 | 0 | 0 | 0 | 0 | 0 | 0 | 0 | 0
2009 | CA | NPCC | Quebec | Quebec | W06b | Existing, Other (Note: The sum of 6b1 through 6b7 must be <= 6b) | 1933 | 1933 | 1933 | 1933 | 1933 | 1933 | 1933 | 1933 | 1933 | 1933 | 1933
2009 | CA | NPCC | Quebec | Quebec | W06b1 | Wind Derate On-Peak | 532 | 532 | 532 | 532 | 532 | 532 | 532 | 532 | 532 | 532 | 532
2009 | CA | NPCC | Quebec | Quebec | W06b2 | Solar Derate On-Peak | 0 | 0 | 0 | 0 | 0 | 0 | 0 | 0 | 0 | 0 | 0
2009 | CA | NPCC | Quebec | Quebec | W06b3 | Hydro Derate On-Peak | 1401 | 1401 | 1401 | 1401 | 1401 | 1401 | 1401 | 1401 | 1401 | 1401 | 1401
2009 | CA | NPCC | Quebec | Quebec | W06b4 | Biomass Derate On-Peak | 21 | 21 | 21 | 21 | 21 | 21 | 21 | 21 | 21 | 21 | 21
2009 | CA | NPCC | Quebec | Quebec | W06b5 | Load as a Capacity Resource Derate On-Peak (Load Management Programs) | 0 | 0 | 0 | 0 | 0 | 0 | 0 | 0 | 0 | 0 | 0
2009 | CA | NPCC | Quebec | Quebec | W06b6 | Energy Only | 0 | 0 | 0 | 0 | 0 | 0 | 0 | 0 | 0 | 0 | 0
2009 | CA | NPCC | Quebec | Quebec | W06b7 | Scheduled Outage - Maintenance | 0 | 0 | 0 | 0 | 0 | 0 | 0 | 0 | 0 | 0 | 0
2009 | CA | NPCC | Quebec | Quebec | W06b8 | Transmission-Limited Resources | 0 | 0 | 0 | 0 | 0 | 0 | 0 | 0 | 0 | 0 | 0
2009 | CA | NPCC | Quebec | Quebec | W06c | Existing, Inoperable (Note: Capacity reported in this line are not used in margin calculations) | 547 | 0 | 0 | 0 | 0 | 0 | 0 | 0 | 0 | 0 | 0
2009 | CA | NPCC | Quebec | Quebec | W07 | FUTURE CAPACITY ADDITIONS = 7a+7b | 0 | 35 | 70 | 728 | 1163 | 1213 | 1885 | 1885 | 2145 | 2523 | 2523
2009 | CA | NPCC | Quebec | Quebec | W07a | Future, Planned (Note: Only the net expected On-Peak values are included in this line and does not include Energy Only.) | 0 | 35 | 70 | 728 | 1163 | 1213 | 1885 | 1885 | 2145 | 2523 | 2523
2009 | CA | NPCC | Quebec | Quebec | W07a1 | Wind Expected On-Peak | 0 | 0 | 0 | 0 | 0 | 0 | 0 | 0 | 0 | 0 | 0
2009 | CA | NPCC | Quebec | Quebec | W07a2 | Solar Expected On-Peak | 0 | 0 | 0 | 0 | 0 | 0 | 0 | 0 | 0 | 0 | 0
2009 | CA | NPCC | Quebec | Quebec | W07a3 | Hydro Expected On-Peak | 0 | 35 | 70 | 728 | 1038 | 1088 | 1760 | 1760 | 2020 | 2398 | 2398
2009 | CA | NPCC | Quebec | Quebec | W07a4 | Biomass Expected On-Peak | 0 | 0 | 0 | 0 | 112 | 112 | 112 | 112 | 112 | 112 | 112
2009 | CA | NPCC | Quebec | Quebec | W07b | Future, Other (Note: Only the net expected On-Peak values are included in this line and does not include Energy Only.) | 0 | 0 | 0 | 0 | 0 | 0 | 0 | 0 | 0 | 0 | 0
2009 | CA | NPCC | Quebec | Quebec | W07b1 | Wind Expected On-Peak | 0 | 0 | 0 | 0 | 0 | 0 | 0 | 0 | 0 | 0 | 0
2009 | CA | NPCC | Quebec | Quebec | W07b2 | Wind Derate On-Peak | 0 | 128 | 375 | 1259 | 2054 | 2526 | 3176 | 3450 | 3450 | 3450 | 3450
2009 | CA | NPCC | Quebec | Quebec | W07b3 | Solar Expected On-Peak | 0 | 0 | 0 | 0 | 0 | 0 | 0 | 0 | 0 | 0 | 0
2009 | CA | NPCC | Quebec | Quebec | W07b4 | Solar Derate On-Peak | 0 | 0 | 0 | 0 | 0 | 0 | 0 | 0 | 0 | 0 | 0
2009 | CA | NPCC | Quebec | Quebec | W07b5 | Hydro Expected On-Peak | 0 | 0 | 0 | 0 | 0 | 0 | 0 | 0 | 0 | 0 | 0
2009 | CA | NPCC | Quebec | Quebec | W07b6 | Hydro Derate On-Peak | 0 | 0 | 0 | 0 | 0 | 0 | 0 | 0 | 0 | 0 | 0
2009 | CA | NPCC | Quebec | Quebec | W07b7 | Biomass Expected On-Peak | 0 | 0 | 0 | 0 | 0 | 0 | 0 | 0 | 0 | 0 | 0
2009 | CA | NPCC | Quebec | Quebec | W07b8 | Biomass Derate On-Peak | 0 | 0 | 0 | 0 | 13 | 13 | 13 | 13 | 13 | 13 | 13
2009 | CA | NPCC | Quebec | Quebec | W07b9 | Energy Only | 0 | 0 | 0 | 0 | 0 | 0 | 0 | 0 | 0 | 0 | 0
2009 | CA | NPCC | Quebec | Quebec | W08 | Conceptual (Note: Only the net expected on-peak capacity is included in this line and does not include Energy Only.) | 0 | 0 | 0 | 0 | 0 | 0 | 0 | 0 | 0 | 0 | 0
2009 | CA | NPCC | Quebec | Quebec | W08a1 | Wind Expected On-Peak | 0 | 0 | 0 | 0 | 0 | 0 | 0 | 0 | 0 | 0 | 0
2009 | CA | NPCC | Quebec | Quebec | W08a2 | Wind Derate On-Peak | 0 | 0 | 0 | 0 | 0 | 0 | 0 | 0 | 0 | 0 | 0
2009 | CA | NPCC | Quebec | Quebec | W08a3 | Solar Expected On-Peak | 0 | 0 | 0 | 0 | 0 | 0 | 0 | 0 | 0 | 0 | 0
2009 | CA | NPCC | Quebec | Quebec | W08a4 | Solar Derate On-Peak | 0 | 0 | 0 | 0 | 0 | 0 | 0 | 0 | 0 | 0 | 0
2009 | CA | NPCC | Quebec | Quebec | W08a5 | Hydro Expected On-Peak | 0 | 0 | 0 | 0 | 0 | 0 | 0 | 0 | 0 | 0 | 0
2009 | CA | NPCC | Quebec | Quebec | W08a6 | Hydro Derate On-Peak | 0 | 0 | 0 | 0 | 0 | 0 | 0 | 0 | 0 | 0 | 0
2009 | CA | NPCC | Quebec | Quebec | W08a7 | Biomass Expected On-Peak | 0 | 0 | 0 | 0 | 0 | 0 | 0 | 0 | 0 | 0 | 0
2009 | CA | NPCC | Quebec | Quebec | W08a8 | Biomass Derate On-Peak | 0 | 0 | 0 | 0 | 0 | 0 | 0 | 0 | 0 | 0 | 0
2009 | CA | NPCC | Quebec | Quebec | W08a9 | Energy Only | 0 | 0 | 0 | 0 | 0 | 0 | 0 | 0 | 0 | 0 | 0
2009 | CA | NPCC | Quebec | Quebec | W09 | DELIVERABLE INTERNAL CAPACITY = 6a+7a | 40041 | 40437 | 40445 | 40468 | 41547 | 41597 | 42269 | 42253 | 42476 | 42854 | 42854
2009 | CA | NPCC | Quebec | Quebec | W10 | CAPACITY TRANSACTIONS - IMPORTS = 10a+10b+10c+10d | 200 | 200 | 200 | 0 | 0 | 0 | 0 | 0 | 0 | 0 | 0
2009 | CA | NPCC | Quebec | Quebec | W10a | Firm (Note: The sum of 10a1 and 10a2 must be <= 10a) | 200 | 200 | 200 | 0 | 0 | 0 | 0 | 0 | 0 | 0 | 0
2009 | CA | NPCC | Quebec | Quebec | W10a1 | Full-Responsibility Purchases | 0 | 0 | 0 | 0 | 0 | 0 | 0 | 0 | 0 | 0 | 0
2009 | CA | NPCC | Quebec | Quebec | W10a2 | Owned Capacity/Entitlement Located Outside the Region/Subregion | 0 | 0 | 0 | 0 | 0 | 0 | 0 | 0 | 0 | 0 | 0
2009 | CA | NPCC | Quebec | Quebec | W10b | Non-firm | 0 | 0 | 0 | 0 | 0 | 0 | 0 | 0 | 0 | 0 | 0
2009 | CA | NPCC | Quebec | Quebec | W10c | Expected (Note: The sum of 10c1 and 10c2 must be <= 10c) | 0 | 0 | 0 | 0 | 0 | 0 | 0 | 0 | 0 | 0 | 0
2009 | CA | NPCC | Quebec | Quebec | W10c1 | Full-Responsibility Purchases | 0 | 0 | 0 | 0 | 0 | 0 | 0 | 0 | 0 | 0 | 0
2009 | CA | NPCC | Quebec | Quebec | W10c2 | Owned Capacity/Entitlement Located Outside the Region/Subregion | 0 | 0 | 0 | 0 | 0 | 0 | 0 | 0 | 0 | 0 | 0
2009 | CA | NPCC | Quebec | Quebec | W10d | Provisional – transactions under study, but negotiations have not begun. | 0 | 0 | 0 | 0 | 0 | 0 | 0 | 0 | 0 | 0 | 0
2009 | CA | NPCC | Quebec | Quebec | W11 | CAPACITY TRANSACTIONS - EXPORTS = 11a+11b+11c+11d | 455 | 455 | 455 | 455 | 145 | 145 | 145 | 145 | 145 | 145 | 145
2009 | CA | NPCC | Quebec | Quebec | W11a | Firm (Note: The sum of 11a1 and 11a2 must be <= 11a) | 455 | 455 | 455 | 455 | 145 | 145 | 145 | 145 | 145 | 145 | 145
2009 | CA | NPCC | Quebec | Quebec | W11a1 | Full-Responsibility Purchases | 0 | 0 | 0 | 0 | 0 | 0 | 0 | 0 | 0 | 0 | 0
2009 | CA | NPCC | Quebec | Quebec | W11a2 | Owned Capacity/Entitlement Located Outside the Region/Subregion | 0 | 0 | 0 | 0 | 0 | 0 | 0 | 0 | 0 | 0 | 0
2009 | CA | NPCC | Quebec | Quebec | W11b | Non-firm | 0 | 0 | 0 | 0 | 0 | 0 | 0 | 0 | 0 | 0 | 0
2009 | CA | NPCC | Quebec | Quebec | W11c | Expected (Note: The sum of 11c1 and 11c2 must be <= 11c) | 0 | 0 | 0 | 0 | 0 | 0 | 0 | 0 | 0 | 0 | 0
2009 | CA | NPCC | Quebec | Quebec | W11c1 | Full-Responsibility Purchases | 0 | 0 | 0 | 0 | 0 | 0 | 0 | 0 | 0 | 0 | 0
2009 | CA | NPCC | Quebec | Quebec | W11c2 | Owned Capacity/Entitlement Located Outside the Region/Subregion | 0 | 0 | 0 | 0 | 0 | 0 | 0 | 0 | 0 | 0 | 0
2009 | CA | NPCC | Quebec | Quebec | W11d | Provisional – transactions under study, but negotiations have not begun. | 0 | 0 | 0 | 0 | 0 | 0 | 0 | 0 | 0 | 0 | 0
2009 | CA | NPCC | Quebec | Quebec | W12 | EXISTING, CERTAIN CAPACITY & NET FIRM TRANSACTIONS = 6a+Net Firm Transactions | 39786 | 40147 | 40120 | 39285 | 40239 | 40239 | 40239 | 40223 | 40186 | 40186 | 40186
2009 | CA | NPCC | Quebec | Quebec | W13 | DELIVERABLE CAPACITY RESOURCES = 12+7a+Net Expected Transactions | 39786 | 40182 | 40190 | 40013 | 41402 | 41452 | 42124 | 42108 | 42331 | 42709 | 42709
2009 | CA | NPCC | Quebec | Quebec | W14 | PROSPECTIVE CAPACITY RESOURCES = 13+6b-[Existing,Other Derates]+16b | 39765 | 40161 | 40169 | 39992 | 41381 | 41431 | 42103 | 42087 | 42310 | 42688 | 42688
2009 | CA | NPCC | Quebec | Quebec | W15 | TOTAL POTENTIAL CAPACITY RESOURCES = 13+6b-[Existing,Other Derates]+7b+ 8+Net Provisional Transactions | 39765 | 40161 | 40169 | 39992 | 41381 | 41431 | 42103 | 42087 | 42310 | 42688 | 42688
2009 | CA | NPCC | Quebec | Quebec | W15a | ADJUSTED POTENTIAL CAPACITY RESOURCES = 13+6b-[Existing,Other Derates]+ 16b+16d+Net Provisional Transactions | 39765 | 40161 | 40169 | 39992 | 41381 | 41431 | 42103 | 42087 | 42310 | 42688 | 42688
2009 | CA | NPCC | Quebec | Quebec | W16a | Confidence of Future, Other (7b), using reasonable judgement | 0 | 0 | 0 | 0 | 0 | 0 | 0 | 0 | 0 | 0 | 0
2009 | CA | NPCC | Quebec | Quebec | W16b | Net Future, Other Resources After Confidence Percentage Is Applied = 7b*16a | 0 | 0 | 0 | 0 | 0 | 0 | 0 | 0 | 0 | 0 | 0
2009 | CA | NPCC | Quebec | Quebec | W16c | Confidence of Conceptual (8), using reasonable judgement | 0 | 0 | 0 | 0 | 0 | 0 | 0 | 0 | 0 | 0 | 0
2009 | CA | NPCC | Quebec | Quebec | W16d | Net Conceptual Resources After Confidence Percentage Is Applied = 8*16c | 0 | 0 | 0 | 0 | 0 | 0 | 0 | 0 | 0 | 0 | 0
2009 | CA | NPCC | Quebec | Quebec | W17C | Region/Subregion Target Capacity Margin | 0 | 0 | 0 | 0 | 0 | 0 | 0 | 0 | 0 | 0 | 0
2009 | CA | NPCC | Quebec | Quebec | W17R | Region/Subregion Target Reserve Margin | 0 | 0.104 | 0.108 | 0.114 | 0.117 | 0.117 | 0.117 | 0.117 | 0.117 | 0.117 | 0.117
2009 | CA | NPCC | Quebec | Quebec | W18C | Existing Certain and Net Firm Transactions = (12-3)/12 | 0 | 0.14066 | 0.11882 | 0.088049 | 0.097567 | 0.088645 | 0.070777 | 0.063347 | 0.040213 | 0.029513 | 0.021898
2009 | CA | NPCC | Quebec | Quebec | W19C | Deliverable Capacity Resources = (13-3)/13 | 0 | 0.14141 | 0.12035 | 0.10464 | 0.12292 | 0.11531 | 0.11236 | 0.10528 | 0.088847 | 0.086844 | 0.079679
2009 | CA | NPCC | Quebec | Quebec | W20C | Prospective Capacity Resources = (14-3)/14 | 0 | 0.14096 | 0.11989 | 0.10417 | 0.12247 | 0.11487 | 0.11192 | 0.10483 | 0.088395 | 0.086394 | 0.079226
2009 | CA | NPCC | Quebec | Quebec | W21C | Total Potential Resources = (15-3)/15 | 0 | 0.14096 | 0.11989 | 0.10417 | 0.12247 | 0.11487 | 0.11192 | 0.10483 | 0.088395 | 0.086394 | 0.079226
2009 | CA | NPCC | Quebec | Quebec | W22C | Adjusted Potential Resources = (15a-3)/15a | 0 | 0.14096 | 0.11989 | 0.10417 | 0.12247 | 0.11487 | 0.11192 | 0.10483 | 0.088395 | 0.086394 | 0.079226
2009 | CA | NPCC | Quebec | Quebec | W18R | Existing Certain and Net Firm Transactions = (12-3)/3 | 0 | 0.16368 | 0.13484 | 0.09655 | 0.10812 | 0.097268 | 0.076168 | 0.067631 | 0.041898 | 0.03041 | 0.022388
2009 | CA | NPCC | Quebec | Quebec | W19R | Deliverable Capacity Resources = (13-3)/3 | 0 | 0.1647 | 0.13682 | 0.11687 | 0.14014 | 0.13034 | 0.12658 | 0.11766 | 0.097511 | 0.095103 | 0.086577
2009 | CA | NPCC | Quebec | Quebec | W20R | Prospective Capacity Resources = (14-3)/3 | 0 | 0.16409 | 0.13623 | 0.11628 | 0.13956 | 0.12977 | 0.12602 | 0.11711 | 0.096967 | 0.094564 | 0.086043
2009 | CA | NPCC | Quebec | Quebec | W21R | Total Potential Resources = (15-3)/3 | 0 | 0.16409 | 0.13623 | 0.11628 | 0.13956 | 0.12977 | 0.12602 | 0.11711 | 0.096967 | 0.094564 | 0.086043
2009 | CA | NPCC | Quebec | Quebec | W22R | Adjusted Potential Resources = (15a-3)/3 | 0 | 0.16409 | 0.13623 | 0.11628 | 0.13956 | 0.12977 | 0.12602 | 0.11711 | 0.096967 | 0.094564 | 0.086043
2009 | CA | NPCC | Quebec | Quebec | W24 | Other Capacity < 1 MW | 0 | 0 | 0 | 0 | 0 | 0 | 0 | 0 | 0 | 0 | 0
2009 | CA | NPCC | Quebec | Quebec | W25 | Distributed Generator Capacity >= 1 MW | 0 | 0 | 0 | 0 | 0 | 0 | 0 | 0 | 0 | 0 | 0
2009 | CA | NPCC | Quebec | Quebec | W26 | Capacity Total from EIA-860 | 0 | 0 | 0 | 0 | 0 | 0 | 0 | 0 | 0 | 0 | 0
2009 | CA | NPCC | Quebec | Quebec | W27 | Total Installed Baseline Capacity Resources = 12+6b | 41719 | 0 | 0 | 0 | 0 | 0 | 0 | 0 | 0 | 0 | 0
2009 | CA | NPCC | Maritimes | Maritimes | W01 | Unrestricted Non-coincident Peak Demand = 2+1a+1b-1c-1d | 5616 | 5579 | 5523 | 5556 | 5606 | 5646 | 5697 | 5755 | 5813 | 5873 | 5934
2009 | CA | NPCC | Maritimes | Maritimes | W01a | New Conservation (Energy Efficiency) | 0 | 25 | 43 | 59 | 75 | 90 | 106 | 122 | 137 | 153 | 169
2009 | CA | NPCC | Maritimes | Maritimes | W01b | Estimated Diversity | 0 | 0 | 0 | 0 | 0 | 0 | 0 | 0 | 0 | 0 | 0
2009 | CA | NPCC | Maritimes | Maritimes | W01c | Additions for non-member load (load served by non-registered LSE's in a region) | 0 | 0 | 0 | 0 | 0 | 0 | 0 | 0 | 0 | 0 | 0
2009 | CA | NPCC | Maritimes | Maritimes | W01d | Stand-by Load Under Contract (Normally served by behind the meter generation) | 0 | 0 | 0 | 0 | 0 | 0 | 0 | 0 | 0 | 0 | 0
2009 | CA | NPCC | Maritimes | Maritimes | W02 | Total Internal Demand | 5616 | 5554 | 5480 | 5497 | 5531 | 5556 | 5591 | 5633 | 5676 | 5720 | 5765
2009 | CA | NPCC | Maritimes | Maritimes | W02a | Direct Control Load Management | 0 | 0 | 0 | 0 | 0 | 0 | 0 | 0 | 0 | 0 | 0
2009 | CA | NPCC | Maritimes | Maritimes | W02b | Contractually Interruptible (Curtailable) | 309 | 441 | 438 | 437 | 436 | 435 | 433 | 432 | 430 | 429 | 427
2009 | CA | NPCC | Maritimes | Maritimes | W02c | Critical Peak-Pricing (CPP) with Control | 0 | 0 | 0 | 0 | 0 | 0 | 0 | 0 | 0 | 0 | 0
2009 | CA | NPCC | Maritimes | Maritimes | W02d | Load as a Capacity Resource | 0 | 0 | 0 | 0 | 0 | 0 | 0 | 0 | 0 | 0 | 0
2009 | CA | NPCC | Maritimes | Maritimes | W03 | Net Internal Demand = 2-2a-2b-2c-2d | 5307 | 5113 | 5042 | 5060 | 5095 | 5121 | 5158 | 5201 | 5246 | 5291 | 5338
2009 | CA | NPCC | Maritimes | Maritimes | W04a | Demand Response used for Reserves - Spinning | 0 | 0 | 0 | 0 | 0 | 0 | 0 | 0 | 0 | 0 | 0
2009 | CA | NPCC | Maritimes | Maritimes | W04b | Demand Response used for Reserves - Non-Spinning | 0 | 0 | 0 | 0 | 0 | 0 | 0 | 0 | 0 | 0 | 0
2009 | CA | NPCC | Maritimes | Maritimes | W04c | Demand Response used for Regulation | 0 | 0 | 0 | 0 | 0 | 0 | 0 | 0 | 0 | 0 | 0
2009 | CA | NPCC | Maritimes | Maritimes | W04d | Demand Response used for Energy, Voluntary - Emergency | 0 | 0 | 0 | 0 | 0 | 0 | 0 | 0 | 0 | 0 | 0
2009 | CA | NPCC | Maritimes | Maritimes | W05 | TOTAL INTERNAL CAPACITY = 6+7 | 6358 | 7358 | 7415 | 7415 | 7447 | 7447 | 7447 | 7447 | 7447 | 7447 | 7447
2009 | CA | NPCC | Maritimes | Maritimes | W06 | EXISTING CAPACITY = 6a+6b+6c | 6358 | 6589 | 6537 | 6537 | 6537 | 6537 | 6537 | 6537 | 6537 | 6537 | 6537
2009 | CA | NPCC | Maritimes | Maritimes | W06a | Existing, Certain (Note: The sum of 6a1 through 6a4 must be <= 6a) | 6338 | 6318 | 6266 | 6266 | 6266 | 6266 | 6266 | 6266 | 6266 | 6266 | 6266
2009 | CA | NPCC | Maritimes | Maritimes | W06a1 | Wind Expected On-Peak | 38 | 105 | 105 | 105 | 105 | 105 | 105 | 105 | 105 | 105 | 105
2009 | CA | NPCC | Maritimes | Maritimes | W06a2 | Solar Expected On-Peak | 0 | 0 | 0 | 0 | 0 | 0 | 0 | 0 | 0 | 0 | 0
2009 | CA | NPCC | Maritimes | Maritimes | W06a3 | Hydro Expected On-Peak | 0 | 1326 | 1326 | 1326 | 1326 | 1326 | 1326 | 1326 | 1326 | 1326 | 1326
2009 | CA | NPCC | Maritimes | Maritimes | W06a4 | Biomass Expected On-Peak | 0 | 137 | 137 | 137 | 137 | 137 | 137 | 137 | 137 | 137 | 137
2009 | CA | NPCC | Maritimes | Maritimes | W06a5 | Load as a Capacity Resource Expected On-Peak (Load Management Programs) | 0 | 0 | 0 | 0 | 0 | 0 | 0 | 0 | 0 | 0 | 0
2009 | CA | NPCC | Maritimes | Maritimes | W06b | Existing, Other (Note: The sum of 6b1 through 6b7 must be <= 6b) | 0 | 251 | 251 | 251 | 251 | 251 | 251 | 251 | 251 | 251 | 251
2009 | CA | NPCC | Maritimes | Maritimes | W06b1 | Wind Derate On-Peak | 0 | 123 | 123 | 123 | 123 | 123 | 123 | 123 | 123 | 123 | 123
2009 | CA | NPCC | Maritimes | Maritimes | W06b2 | Solar Derate On-Peak | 0 | 0 | 0 | 0 | 0 | 0 | 0 | 0 | 0 | 0 | 0
2009 | CA | NPCC | Maritimes | Maritimes | W06b3 | Hydro Derate On-Peak | 0 | 2 | 2 | 2 | 2 | 2 | 2 | 2 | 2 | 2 | 2
2009 | CA | NPCC | Maritimes | Maritimes | W06b4 | Biomass Derate On-Peak | 0 | 5 | 5 | 5 | 5 | 5 | 5 | 5 | 5 | 5 | 5
2009 | CA | NPCC | Maritimes | Maritimes | W06b5 | Load as a Capacity Resource Derate On-Peak (Load Management Programs) | 0 | 0 | 0 | 0 | 0 | 0 | 0 | 0 | 0 | 0 | 0
2009 | CA | NPCC | Maritimes | Maritimes | W06b6 | Energy Only | 0 | 121 | 121 | 121 | 121 | 121 | 121 | 121 | 121 | 121 | 121
2009 | CA | NPCC | Maritimes | Maritimes | W06b7 | Scheduled Outage - Maintenance | 0 | 0 | 0 | 0 | 0 | 0 | 0 | 0 | 0 | 0 | 0
2009 | CA | NPCC | Maritimes | Maritimes | W06b8 | Transmission-Limited Resources | 0 | 0 | 0 | 0 | 0 | 0 | 0 | 0 | 0 | 0 | 0
2009 | CA | NPCC | Maritimes | Maritimes | W06c | Existing, Inoperable (Note: Capacity reported in this line are not used in margin calculations) | 20 | 20 | 20 | 20 | 20 | 20 | 20 | 20 | 20 | 20 | 20
2009 | CA | NPCC | Maritimes | Maritimes | W07 | FUTURE CAPACITY ADDITIONS = 7a+7b | 0 | 769 | 878 | 878 | 910 | 910 | 910 | 910 | 910 | 910 | 910
2009 | CA | NPCC | Maritimes | Maritimes | W07a | Future, Planned (Note: Only the net expected On-Peak values are included in this line and does not include Energy Only.) | 0 | 769 | 878 | 878 | 910 | 910 | 910 | 910 | 910 | 910 | 910
2009 | CA | NPCC | Maritimes | Maritimes | W07a1 | Wind Expected On-Peak | 0 | 111 | 163 | 163 | 195 | 195 | 195 | 195 | 195 | 195 | 195
2009 | CA | NPCC | Maritimes | Maritimes | W07a2 | Solar Expected On-Peak | 0 | 0 | 0 | 0 | 0 | 0 | 0 | 0 | 0 | 0 | 0
2009 | CA | NPCC | Maritimes | Maritimes | W07a3 | Hydro Expected On-Peak | 0 | 0 | 5 | 5 | 5 | 5 | 5 | 5 | 5 | 5 | 5
2009 | CA | NPCC | Maritimes | Maritimes | W07a4 | Biomass Expected On-Peak | 0 | 0 | 0 | 0 | 0 | 0 | 0 | 0 | 0 | 0 | 0
2009 | CA | NPCC | Maritimes | Maritimes | W07b | Future, Other (Note: Only the net expected On-Peak values are included in this line and does not include Energy Only.) | 0 | 0 | 0 | 0 | 0 | 16 | 32 | 32 | 48 | 48 | 64
2009 | CA | NPCC | Maritimes | Maritimes | W07b1 | Wind Expected On-Peak | 0 | 0 | 0 | 0 | 0 | 16 | 32 | 32 | 48 | 48 | 64
2009 | CA | NPCC | Maritimes | Maritimes | W07b2 | Wind Derate On-Peak | 0 | 128 | 128 | 128 | 128 | 162 | 196 | 196 | 230 | 230 | 264
2009 | CA | NPCC | Maritimes | Maritimes | W07b3 | Solar Expected On-Peak | 0 | 0 | 0 | 0 | 0 | 0 | 0 | 0 | 0 | 0 | 0
2009 | CA | NPCC | Maritimes | Maritimes | W07b4 | Solar Derate On-Peak | 0 | 0 | 0 | 0 | 0 | 0 | 0 | 0 | 0 | 0 | 0
2009 | CA | NPCC | Maritimes | Maritimes | W07b5 | Hydro Expected On-Peak | 0 | 0 | 0 | 0 | 0 | 0 | 0 | 0 | 0 | 0 | 0
2009 | CA | NPCC | Maritimes | Maritimes | W07b6 | Hydro Derate On-Peak | 0 | 0 | 0 | 0 | 0 | 0 | 0 | 0 | 0 | 0 | 0
2009 | CA | NPCC | Maritimes | Maritimes | W07b7 | Biomass Expected On-Peak | 0 | 0 | 0 | 0 | 0 | 0 | 0 | 0 | 0 | 0 | 0
2009 | CA | NPCC | Maritimes | Maritimes | W07b8 | Biomass Derate On-Peak | 0 | 0 | 0 | 0 | 0 | 0 | 0 | 0 | 0 | 0 | 0
2009 | CA | NPCC | Maritimes | Maritimes | W07b9 | Energy Only | 0 | 0 | 0 | 0 | 0 | 0 | 0 | 0 | 0 | 0 | 0
2009 | CA | NPCC | Maritimes | Maritimes | W08 | Conceptual (Note: Only the net expected on-peak capacity is included in this line and does not include Energy Only.) | 0 | 0 | 0 | 0 | 0 | 0 | 0 | 0 | 0 | 0 | 0
2009 | CA | NPCC | Maritimes | Maritimes | W08a1 | Wind Expected On-Peak | 0 | 0 | 0 | 0 | 0 | 0 | 0 | 0 | 0 | 0 | 0
2009 | CA | NPCC | Maritimes | Maritimes | W08a2 | Wind Derate On-Peak | 0 | 0 | 0 | 0 | 0 | 0 | 0 | 0 | 0 | 0 | 0
2009 | CA | NPCC | Maritimes | Maritimes | W08a3 | Solar Expected On-Peak | 0 | 0 | 0 | 0 | 0 | 0 | 0 | 0 | 0 | 0 | 0
2009 | CA | NPCC | Maritimes | Maritimes | W08a4 | Solar Derate On-Peak | 0 | 0 | 0 | 0 | 0 | 0 | 0 | 0 | 0 | 0 | 0
2009 | CA | NPCC | Maritimes | Maritimes | W08a5 | Hydro Expected On-Peak | 0 | 0 | 0 | 0 | 0 | 0 | 0 | 0 | 0 | 0 | 0
2009 | CA | NPCC | Maritimes | Maritimes | W08a6 | Hydro Derate On-Peak | 0 | 0 | 0 | 0 | 0 | 0 | 0 | 0 | 0 | 0 | 0
2009 | CA | NPCC | Maritimes | Maritimes | W08a7 | Biomass Expected On-Peak | 0 | 0 | 0 | 0 | 0 | 0 | 0 | 0 | 0 | 0 | 0
2009 | CA | NPCC | Maritimes | Maritimes | W08a8 | Biomass Derate On-Peak | 0 | 0 | 0 | 0 | 0 | 0 | 0 | 0 | 0 | 0 | 0
2009 | CA | NPCC | Maritimes | Maritimes | W08a9 | Energy Only | 0 | 0 | 0 | 0 | 0 | 0 | 0 | 0 | 0 | 0 | 0
2009 | CA | NPCC | Maritimes | Maritimes | W09 | DELIVERABLE INTERNAL CAPACITY = 6a+7a | 6338 | 7087 | 7144 | 7144 | 7176 | 7176 | 7176 | 7176 | 7176 | 7176 | 7176
2009 | CA | NPCC | Maritimes | Maritimes | W10 | CAPACITY TRANSACTIONS - IMPORTS = 10a+10b+10c+10d | 200 | 0 | 0 | 0 | 0 | 0 | 0 | 0 | 0 | 0 | 0
2009 | CA | NPCC | Maritimes | Maritimes | W10a | Firm (Note: The sum of 10a1 and 10a2 must be <= 10a) | 200 | 0 | 0 | 0 | 0 | 0 | 0 | 0 | 0 | 0 | 0
2009 | CA | NPCC | Maritimes | Maritimes | W10a1 | Full-Responsibility Purchases | 200 | 0 | 0 | 0 | 0 | 0 | 0 | 0 | 0 | 0 | 0
2009 | CA | NPCC | Maritimes | Maritimes | W10a2 | Owned Capacity/Entitlement Located Outside the Region/Subregion | 0 | 0 | 0 | 0 | 0 | 0 | 0 | 0 | 0 | 0 | 0
2009 | CA | NPCC | Maritimes | Maritimes | W10b | Non-firm | 0 | 0 | 0 | 0 | 0 | 0 | 0 | 0 | 0 | 0 | 0
2009 | CA | NPCC | Maritimes | Maritimes | W10c | Expected (Note: The sum of 10c1 and 10c2 must be <= 10c) | 0 | 0 | 0 | 0 | 0 | 0 | 0 | 0 | 0 | 0 | 0
2009 | CA | NPCC | Maritimes | Maritimes | W10c1 | Full-Responsibility Purchases | 0 | 0 | 0 | 0 | 0 | 0 | 0 | 0 | 0 | 0 | 0
2009 | CA | NPCC | Maritimes | Maritimes | W10c2 | Owned Capacity/Entitlement Located Outside the Region/Subregion | 0 | 0 | 0 | 0 | 0 | 0 | 0 | 0 | 0 | 0 | 0
2009 | CA | NPCC | Maritimes | Maritimes | W10d | Provisional – transactions under study, but negotiations have not begun. | 0 | 0 | 0 | 0 | 0 | 0 | 0 | 0 | 0 | 0 | 0
2009 | CA | NPCC | Maritimes | Maritimes | W11 | CAPACITY TRANSACTIONS - EXPORTS = 11a+11b+11c+11d | 200 | 200 | 200 | 0 | 0 | 0 | 0 | 0 | 0 | 0 | 0
2009 | CA | NPCC | Maritimes | Maritimes | W11a | Firm (Note: The sum of 11a1 and 11a2 must be <= 11a) | 200 | 200 | 200 | 0 | 0 | 0 | 0 | 0 | 0 | 0 | 0
2009 | CA | NPCC | Maritimes | Maritimes | W11a1 | Full-Responsibility Purchases | 200 | 200 | 200 | 0 | 0 | 0 | 0 | 0 | 0 | 0 | 0
2009 | CA | NPCC | Maritimes | Maritimes | W11a2 | Owned Capacity/Entitlement Located Outside the Region/Subregion | 0 | 0 | 0 | 0 | 0 | 0 | 0 | 0 | 0 | 0 | 0
2009 | CA | NPCC | Maritimes | Maritimes | W11b | Non-firm | 0 | 0 | 0 | 0 | 0 | 0 | 0 | 0 | 0 | 0 | 0
2009 | CA | NPCC | Maritimes | Maritimes | W11c | Expected (Note: The sum of 11c1 and 11c2 must be <= 11c) | 0 | 0 | 0 | 0 | 0 | 0 | 0 | 0 | 0 | 0 | 0
2009 | CA | NPCC | Maritimes | Maritimes | W11c1 | Full-Responsibility Purchases | 0 | 0 | 0 | 0 | 0 | 0 | 0 | 0 | 0 | 0 | 0
2009 | CA | NPCC | Maritimes | Maritimes | W11c2 | Owned Capacity/Entitlement Located Outside the Region/Subregion | 0 | 0 | 0 | 0 | 0 | 0 | 0 | 0 | 0 | 0 | 0
2009 | CA | NPCC | Maritimes | Maritimes | W11d | Provisional – transactions under study, but negotiations have not begun. | 0 | 0 | 0 | 0 | 0 | 0 | 0 | 0 | 0 | 0 | 0
2009 | CA | NPCC | Maritimes | Maritimes | W12 | EXISTING, CERTAIN CAPACITY & NET FIRM TRANSACTIONS = 6a+Net Firm Transactions | 6338 | 6118 | 6066 | 6266 | 6266 | 6266 | 6266 | 6266 | 6266 | 6266 | 6266
2009 | CA | NPCC | Maritimes | Maritimes | W13 | DELIVERABLE CAPACITY RESOURCES = 12+7a+Net Expected Transactions | 6338 | 6887 | 6944 | 7144 | 7176 | 7176 | 7176 | 7176 | 7176 | 7176 | 7176
2009 | CA | NPCC | Maritimes | Maritimes | W14 | PROSPECTIVE CAPACITY RESOURCES = 13+6b-[Existing,Other Derates]+16b | 6338 | 6887 | 6944 | 7144 | 7176 | 7176 | 7176 | 7176 | 7176 | 7176 | 7176
2009 | CA | NPCC | Maritimes | Maritimes | W15 | TOTAL POTENTIAL CAPACITY RESOURCES = 13+6b-[Existing,Other Derates]+7b+ 8+Net Provisional Transactions | 6338 | 6887 | 6944 | 7144 | 7176 | 7192 | 7208 | 7208 | 7224 | 7224 | 7240
2009 | CA | NPCC | Maritimes | Maritimes | W15a | ADJUSTED POTENTIAL CAPACITY RESOURCES = 13+6b-[Existing,Other Derates]+ 16b+16d+Net Provisional Transactions | 6338 | 6887 | 6944 | 7144 | 7176 | 7176 | 7176 | 7176 | 7176 | 7176 | 7176
2009 | CA | NPCC | Maritimes | Maritimes | W16a | Confidence of Future, Other (7b), using reasonable judgement | 0 | 0 | 0 | 0 | 0 | 0 | 0 | 0 | 0 | 0 | 0
2009 | CA | NPCC | Maritimes | Maritimes | W16b | Net Future, Other Resources After Confidence Percentage Is Applied = 7b*16a | 0 | 0 | 0 | 0 | 0 | 0 | 0 | 0 | 0 | 0 | 0
2009 | CA | NPCC | Maritimes | Maritimes | W16c | Confidence of Conceptual (8), using reasonable judgement | 0 | 0 | 0 | 0 | 0 | 0 | 0 | 0 | 0 | 0 | 0
2009 | CA | NPCC | Maritimes | Maritimes | W16d | Net Conceptual Resources After Confidence Percentage Is Applied = 8*16c | 0 | 0 | 0 | 0 | 0 | 0 | 0 | 0 | 0 | 0 | 0
2009 | CA | NPCC | Maritimes | Maritimes | W17C | Region/Subregion Target Capacity Margin | 0 | 0 | 0 | 0 | 0 | 0 | 0 | 0 | 0 | 0 | 0
2009 | CA | NPCC | Maritimes | Maritimes | W17R | Region/Subregion Target Reserve Margin | 0 | 0.2 | 0.2 | 0.2 | 0.2 | 0.2 | 0.2 | 0.2 | 0.19877 | 0.20066 | 0.20254
2009 | CA | NPCC | Maritimes | Maritimes | W18C | Existing Certain and Net Firm Transactions = (12-3)/12 | 0 | 0.16427 | 0.16881 | 0.19247 | 0.18688 | 0.18273 | 0.17683 | 0.16996 | 0.16278 | 0.1556 | 0.1481
2009 | CA | NPCC | Maritimes | Maritimes | W19C | Deliverable Capacity Resources = (13-3)/13 | 0 | 0.25759 | 0.27391 | 0.29171 | 0.28999 | 0.28637 | 0.28122 | 0.27522 | 0.26895 | 0.26268 | 0.25613
2009 | CA | NPCC | Maritimes | Maritimes | W20C | Prospective Capacity Resources = (14-3)/14 | 0 | 0.25759 | 0.27391 | 0.29171 | 0.28999 | 0.28637 | 0.28122 | 0.27522 | 0.26895 | 0.26268 | 0.25613
2009 | CA | NPCC | Maritimes | Maritimes | W21C | Total Potential Resources = (15-3)/15 | 0 | 0.25759 | 0.27391 | 0.29171 | 0.28999 | 0.28796 | 0.28441 | 0.27844 | 0.27381 | 0.26758 | 0.26271
2009 | CA | NPCC | Maritimes | Maritimes | W22C | Adjusted Potential Resources = (15a-3)/15a | 0 | 0.25759 | 0.27391 | 0.29171 | 0.28999 | 0.28637 | 0.28122 | 0.27522 | 0.26895 | 0.26268 | 0.25613
2009 | CA | NPCC | Maritimes | Maritimes | W18R | Existing Certain and Net Firm Transactions = (12-3)/3 | 0 | 0.19656 | 0.20309 | 0.23834 | 0.22983 | 0.22359 | 0.21481 | 0.20477 | 0.19443 | 0.18428 | 0.17385
2009 | CA | NPCC | Maritimes | Maritimes | W19R | Deliverable Capacity Resources = (13-3)/3 | 0 | 0.34696 | 0.37723 | 0.41186 | 0.40844 | 0.40129 | 0.39124 | 0.37973 | 0.3679 | 0.35627 | 0.34432
2009 | CA | NPCC | Maritimes | Maritimes | W20R | Prospective Capacity Resources = (14-3)/3 | 0 | 0.34696 | 0.37723 | 0.41186 | 0.40844 | 0.40129 | 0.39124 | 0.37973 | 0.3679 | 0.35627 | 0.34432
2009 | CA | NPCC | Maritimes | Maritimes | W21R | Total Potential Resources = (15-3)/3 | 0 | 0.34696 | 0.37723 | 0.41186 | 0.40844 | 0.40441 | 0.39744 | 0.38589 | 0.37705 | 0.36534 | 0.35631
2009 | CA | NPCC | Maritimes | Maritimes | W22R | Adjusted Potential Resources = (15a-3)/3 | 0 | 0.34696 | 0.37723 | 0.41186 | 0.40844 | 0.40129 | 0.39124 | 0.37973 | 0.3679 | 0.35627 | 0.34432
2009 | CA | NPCC | Maritimes | Maritimes | W24 | Other Capacity < 1 MW | 0 | 0 | 0 | 0 | 0 | 0 | 0 | 0 | 0 | 0 | 0
2009 | CA | NPCC | Maritimes | Maritimes | W25 | Distributed Generator Capacity >= 1 MW | 0 | 0 | 0 | 0 | 0 | 0 | 0 | 0 | 0 | 0 | 0
2009 | CA | NPCC | Maritimes | Maritimes | W26 | Capacity Total from EIA-860 | 0 | 0 | 0 | 0 | 0 | 0 | 0 | 0 | 0 | 0 | 0
2009 | CA | NPCC | Maritimes | Maritimes | W27 | Total Installed Baseline Capacity Resources = 12+6b | 6338 | 0 | 0 | 0 | 0 | 0 | 0 | 0 | 0 | 0 | 0
2009 | US | RF | MISO | - | W01 | Unrestricted Non-coincident Peak Demand = 2+1a+1b-1c-1d | 0 | 50358 | 50878 | 52173 | 52356 | 52591 | 53050 | 53431 | 53849 | 54298 | 54397
2009 | US | RF | MISO | - | W01a | New Conservation (Energy Efficiency) | 0 | 0 | 0 | 0 | 0 | 0 | 0 | 0 | 0 | 0 | 0
2009 | US | RF | MISO | - | W01b | Estimated Diversity | 0 | 1307 | 1321 | 1354 | 1359 | 1365 | 1377 | 1387 | 1398 | 1410 | 1412
2009 | US | RF | MISO | - | W01c | Additions for non-member load (load served by non-registered LSE's in a region) | 0 | 0 | 0 | 0 | 0 | 0 | 0 | 0 | 0 | 0 | 0
2009 | US | RF | MISO | - | W01d | Stand-by Load Under Contract (Normally served by behind the meter generation) | 0 | 0 | 0 | 0 | 0 | 0 | 0 | 0 | 0 | 0 | 0
2009 | US | RF | MISO | - | W02 | Total Internal Demand | 0 | 49051 | 49557 | 50819 | 50997 | 51226 | 51673 | 52044 | 52451 | 52888 | 52985
2009 | US | RF | MISO | - | W02a | Direct Control Load Management | 0 | 551 | 551 | 551 | 551 | 551 | 551 | 551 | 551 | 551 | 551
2009 | US | RF | MISO | - | W02b | Contractually Interruptible (Curtailable) | 0 | 1074 | 1074 | 1074 | 1074 | 1074 | 1074 | 1074 | 1074 | 1074 | 1074
2009 | US | RF | MISO | - | W02c | Critical Peak-Pricing (CPP) with Control | 0 | 0 | 0 | 0 | 0 | 0 | 0 | 0 | 0 | 0 | 0
2009 | US | RF | MISO | - | W02d | Load as a Capacity Resource | 0 | 0 | 0 | 0 | 0 | 0 | 0 | 0 | 0 | 0 | 0
2009 | US | RF | MISO | - | W03 | Net Internal Demand = 2-2a-2b-2c-2d | 0 | 47426 | 47932 | 49194 | 49372 | 49601 | 50048 | 50419 | 50826 | 51263 | 51360
2009 | US | RF | MISO | - | W04a | Demand Response used for Reserves - Spinning | 0 | 0 | 0 | 0 | 0 | 0 | 0 | 0 | 0 | 0 | 0
2009 | US | RF | MISO | - | W04b | Demand Response used for Reserves - Non-Spinning | 0 | 0 | 0 | 0 | 0 | 0 | 0 | 0 | 0 | 0 | 0
2009 | US | RF | MISO | - | W04c | Demand Response used for Regulation | 0 | 0 | 0 | 0 | 0 | 0 | 0 | 0 | 0 | 0 | 0
2009 | US | RF | MISO | - | W04d | Demand Response used for Energy, Voluntary - Emergency | 0 | 0 | 0 | 0 | 0 | 0 | 0 | 0 | 0 | 0 | 0
2009 | US | RF | MISO | - | W05 | TOTAL INTERNAL CAPACITY = 6+7 | 69368 | 72464 | 72888 | 72888 | 72888 | 72888 | 72888 | 72888 | 72888 | 72888 | 72888
2009 | US | RF | MISO | - | W06 | EXISTING CAPACITY = 6a+6b+6c | 69368 | 72464 | 72464 | 72464 | 72464 | 72464 | 72464 | 72464 | 72464 | 72464 | 72464
2009 | US | RF | MISO | - | W06a | Existing, Certain (Note: The sum of 6a1 through 6a4 must be <= 6a) | 65292 | 69764 | 69764 | 69764 | 69764 | 69764 | 69764 | 69764 | 69764 | 69764 | 69764
2009 | US | RF | MISO | - | W06a1 | Wind Expected On-Peak | 66 | 87 | 87 | 87 | 87 | 87 | 87 | 87 | 87 | 87 | 87
2009 | US | RF | MISO | - | W06a2 | Solar Expected On-Peak | 0 | 0 | 0 | 0 | 0 | 0 | 0 | 0 | 0 | 0 | 0
2009 | US | RF | MISO | - | W06a3 | Hydro Expected On-Peak | 2423 | 2132 | 2132 | 2132 | 2132 | 2132 | 2132 | 2132 | 2132 | 2132 | 2132
2009 | US | RF | MISO | - | W06a4 | Biomass Expected On-Peak | 29 | 0 | 0 | 0 | 0 | 0 | 0 | 0 | 0 | 0 | 0
2009 | US | RF | MISO | - | W06a5 | Load as a Capacity Resource Expected On-Peak (Load Management Programs) | 0 | 0 | 0 | 0 | 0 | 0 | 0 | 0 | 0 | 0 | 0
2009 | US | RF | MISO | - | W06b | Existing, Other (Note: The sum of 6b1 through 6b7 must be <= 6b) | 4076 | 2700 | 2700 | 2700 | 2700 | 2700 | 2700 | 2700 | 2700 | 2700 | 2700
2009 | US | RF | MISO | - | W06b1 | Wind Derate On-Peak | 288 | 349 | 349 | 349 | 349 | 349 | 349 | 349 | 349 | 349 | 349
2009 | US | RF | MISO | - | W06b2 | Solar Derate On-Peak | 0 | 0 | 0 | 0 | 0 | 0 | 0 | 0 | 0 | 0 | 0
2009 | US | RF | MISO | - | W06b3 | Hydro Derate On-Peak | 339 | 0 | 0 | 0 | 0 | 0 | 0 | 0 | 0 | 0 | 0
2009 | US | RF | MISO | - | W06b4 | Biomass Derate On-Peak | 21 | 0 | 0 | 0 | 0 | 0 | 0 | 0 | 0 | 0 | 0
2009 | US | RF | MISO | - | W06b5 | Load as a Capacity Resource Derate On-Peak (Load Management Programs) | 0 | 0 | 0 | 0 | 0 | 0 | 0 | 0 | 0 | 0 | 0
2009 | US | RF | MISO | - | W06b6 | Energy Only | 0 | 0 | 0 | 0 | 0 | 0 | 0 | 0 | 0 | 0 | 0
2009 | US | RF | MISO | - | W06b7 | Scheduled Outage - Maintenance | 0 | 757 | 757 | 757 | 757 | 757 | 757 | 757 | 757 | 757 | 757
2009 | US | RF | MISO | - | W06b8 | Transmission-Limited Resources | 0 | 0 | 0 | 0 | 0 | 0 | 0 | 0 | 0 | 0 | 0
2009 | US | RF | MISO | - | W06c | Existing, Inoperable (Note: Capacity reported in this line are not used in margin calculations) | 0 | 0 | 0 | 0 | 0 | 0 | 0 | 0 | 0 | 0 | 0
2009 | US | RF | MISO | - | W07 | FUTURE CAPACITY ADDITIONS = 7a+7b | 0 | 0 | 424 | 424 | 424 | 424 | 424 | 424 | 424 | 424 | 424
2009 | US | RF | MISO | - | W07a | Future, Planned (Note: Only the net expected On-Peak values are included in this line and does not include Energy Only.) | 0 | 0 | 424 | 424 | 424 | 424 | 424 | 424 | 424 | 424 | 424
2009 | US | RF | MISO | - | W07a1 | Wind Expected On-Peak | 0 | 0 | 4 | 4 | 4 | 4 | 4 | 4 | 4 | 4 | 4
2009 | US | RF | MISO | - | W07a2 | Solar Expected On-Peak | 0 | 0 | 0 | 0 | 0 | 0 | 0 | 0 | 0 | 0 | 0
2009 | US | RF | MISO | - | W07a3 | Hydro Expected On-Peak | 0 | 0 | 0 | 0 | 0 | 0 | 0 | 0 | 0 | 0 | 0
2009 | US | RF | MISO | - | W07a4 | Biomass Expected On-Peak | 0 | 0 | 0 | 0 | 0 | 0 | 0 | 0 | 0 | 0 | 0
2009 | US | RF | MISO | - | W07b | Future, Other (Note: Only the net expected On-Peak values are included in this line and does not include Energy Only.) | 0 | 0 | 0 | 0 | 0 | 0 | 0 | 0 | 0 | 0 | 0
2009 | US | RF | MISO | - | W07b1 | Wind Expected On-Peak | 0 | 0 | 0 | 0 | 0 | 0 | 0 | 0 | 0 | 0 | 0
2009 | US | RF | MISO | - | W07b2 | Wind Derate On-Peak | 0 | 0 | 0 | 0 | 0 | 0 | 0 | 0 | 0 | 0 | 0
2009 | US | RF | MISO | - | W07b3 | Solar Expected On-Peak | 0 | 0 | 0 | 0 | 0 | 0 | 0 | 0 | 0 | 0 | 0
2009 | US | RF | MISO | - | W07b4 | Solar Derate On-Peak | 0 | 0 | 0 | 0 | 0 | 0 | 0 | 0 | 0 | 0 | 0
2009 | US | RF | MISO | - | W07b5 | Hydro Expected On-Peak | 0 | 0 | 0 | 0 | 0 | 0 | 0 | 0 | 0 | 0 | 0
2009 | US | RF | MISO | - | W07b6 | Hydro Derate On-Peak | 0 | 0 | 0 | 0 | 0 | 0 | 0 | 0 | 0 | 0 | 0
2009 | US | RF | MISO | - | W07b7 | Biomass Expected On-Peak | 0 | 0 | 0 | 0 | 0 | 0 | 0 | 0 | 0 | 0 | 0
2009 | US | RF | MISO | - | W07b8 | Biomass Derate On-Peak | 0 | 0 | 0 | 0 | 0 | 0 | 0 | 0 | 0 | 0 | 0
2009 | US | RF | MISO | - | W07b9 | Energy Only | 0 | 0 | 0 | 0 | 0 | 0 | 0 | 0 | 0 | 0 | 0
2009 | US | RF | MISO | - | W08 | Conceptual (Note: Only the net expected on-peak capacity is included in this line and does not include Energy Only.) | 0 | 0 | 446 | 2467 | 4021 | 4221 | 4291 | 5166 | 5166 | 6729 | 6729
2009 | US | RF | MISO | - | W08a1 | Wind Expected On-Peak | 0 | 0 | 254 | 667 | 857 | 1007 | 1077 | 1077 | 1077 | 1077 | 1077
2009 | US | RF | MISO | - | W08a2 | Wind Derate On-Peak | 0 | 0 | 1018 | 2672 | 3432 | 4032 | 4312 | 4312 | 4312 | 4312 | 4312
2009 | US | RF | MISO | - | W08a3 | Solar Expected On-Peak | 0 | 0 | 0 | 0 | 0 | 0 | 0 | 0 | 0 | 0 | 0
2009 | US | RF | MISO | - | W08a4 | Solar Derate On-Peak | 0 | 0 | 0 | 0 | 0 | 0 | 0 | 0 | 0 | 0 | 0
2009 | US | RF | MISO | - | W08a5 | Hydro Expected On-Peak | 0 | 0 | 84 | 84 | 84 | 84 | 84 | 84 | 84 | 84 | 84
2009 | US | RF | MISO | - | W08a6 | Hydro Derate On-Peak | 0 | 0 | 0 | 0 | 0 | 0 | 0 | 0 | 0 | 0 | 0
2009 | US | RF | MISO | - | W08a7 | Biomass Expected On-Peak | 0 | 0 | 49 | 85 | 85 | 135 | 135 | 135 | 135 | 135 | 135
2009 | US | RF | MISO | - | W08a8 | Biomass Derate On-Peak | 0 | 0 | 0 | 0 | 0 | 0 | 0 | 0 | 0 | 0 | 0
2009 | US | RF | MISO | - | W08a9 | Energy Only | 0 | 0 | 0 | 0 | 0 | 0 | 0 | 0 | 0 | 0 | 0
2009 | US | RF | MISO | - | W09 | DELIVERABLE INTERNAL CAPACITY = 6a+7a | 65292 | 69764 | 70188 | 70188 | 70188 | 70188 | 70188 | 70188 | 70188 | 70188 | 70188
2009 | US | RF | MISO | - | W10 | CAPACITY TRANSACTIONS - IMPORTS = 10a+10b+10c+10d | 2015 | 950 | 950 | 950 | 950 | 950 | 950 | 950 | 950 | 950 | 950
2009 | US | RF | MISO | - | W10a | Firm (Note: The sum of 10a1 and 10a2 must be <= 10a) | 2015 | 950 | 950 | 950 | 950 | 950 | 950 | 950 | 950 | 950 | 950
2009 | US | RF | MISO | - | W10a1 | Full-Responsibility Purchases | 0 | 0 | 0 | 0 | 0 | 0 | 0 | 0 | 0 | 0 | 0
2009 | US | RF | MISO | - | W10a2 | Owned Capacity/Entitlement Located Outside the Region/Subregion | 0 | 0 | 0 | 0 | 0 | 0 | 0 | 0 | 0 | 0 | 0
2009 | US | RF | MISO | - | W10b | Non-firm | 0 | 0 | 0 | 0 | 0 | 0 | 0 | 0 | 0 | 0 | 0
2009 | US | RF | MISO | - | W10c | Expected (Note: The sum of 10c1 and 10c2 must be <= 10c) | 0 | 0 | 0 | 0 | 0 | 0 | 0 | 0 | 0 | 0 | 0
2009 | US | RF | MISO | - | W10c1 | Full-Responsibility Purchases | 0 | 0 | 0 | 0 | 0 | 0 | 0 | 0 | 0 | 0 | 0
2009 | US | RF | MISO | - | W10c2 | Owned Capacity/Entitlement Located Outside the Region/Subregion | 0 | 0 | 0 | 0 | 0 | 0 | 0 | 0 | 0 | 0 | 0
2009 | US | RF | MISO | - | W10d | Provisional – transactions under study, but negotiations have not begun. | 0 | 0 | 0 | 0 | 0 | 0 | 0 | 0 | 0 | 0 | 0
2009 | US | RF | MISO | - | W11 | CAPACITY TRANSACTIONS - EXPORTS = 11a+11b+11c+11d | 0 | 0 | 0 | 0 | 0 | 0 | 0 | 0 | 0 | 0 | 0
2009 | US | RF | MISO | - | W11a | Firm (Note: The sum of 11a1 and 11a2 must be <= 11a) | 0 | 0 | 0 | 0 | 0 | 0 | 0 | 0 | 0 | 0 | 0
2009 | US | RF | MISO | - | W11a1 | Full-Responsibility Purchases | 0 | 0 | 0 | 0 | 0 | 0 | 0 | 0 | 0 | 0 | 0
2009 | US | RF | MISO | - | W11a2 | Owned Capacity/Entitlement Located Outside the Region/Subregion | 0 | 0 | 0 | 0 | 0 | 0 | 0 | 0 | 0 | 0 | 0
2009 | US | RF | MISO | - | W11b | Non-firm | 0 | 0 | 0 | 0 | 0 | 0 | 0 | 0 | 0 | 0 | 0
2009 | US | RF | MISO | - | W11c | Expected (Note: The sum of 11c1 and 11c2 must be <= 11c) | 0 | 0 | 0 | 0 | 0 | 0 | 0 | 0 | 0 | 0 | 0
2009 | US | RF | MISO | - | W11c1 | Full-Responsibility Purchases | 0 | 0 | 0 | 0 | 0 | 0 | 0 | 0 | 0 | 0 | 0
2009 | US | RF | MISO | - | W11c2 | Owned Capacity/Entitlement Located Outside the Region/Subregion | 0 | 0 | 0 | 0 | 0 | 0 | 0 | 0 | 0 | 0 | 0
2009 | US | RF | MISO | - | W11d | Provisional – transactions under study, but negotiations have not begun. | 0 | 0 | 0 | 0 | 0 | 0 | 0 | 0 | 0 | 0 | 0
2009 | US | RF | MISO | - | W12 | EXISTING, CERTAIN CAPACITY & NET FIRM TRANSACTIONS = 6a+Net Firm Transactions | 67307 | 70714 | 70714 | 70714 | 70714 | 70714 | 70714 | 70714 | 70714 | 70714 | 70714
2009 | US | RF | MISO | - | W13 | DELIVERABLE CAPACITY RESOURCES = 12+7a+Net Expected Transactions | 67307 | 70714 | 71138 | 71138 | 71138 | 71138 | 71138 | 71138 | 71138 | 71138 | 71138
2009 | US | RF | MISO | - | W14 | PROSPECTIVE CAPACITY RESOURCES = 13+6b-[Existing,Other Derates]+16b | 70735 | 72308 | 72732 | 72732 | 72732 | 72732 | 72732 | 72732 | 72732 | 72732 | 72732
2009 | US | RF | MISO | - | W15 | TOTAL POTENTIAL CAPACITY RESOURCES = 13+6b-[Existing,Other Derates]+7b+ 8+Net Provisional Transactions | 70735 | 72308 | 73178 | 75199 | 76753 | 76953 | 77023 | 77898 | 77898 | 79461 | 79461
2009 | US | RF | MISO | - | W15a | ADJUSTED POTENTIAL CAPACITY RESOURCES = 13+6b-[Existing,Other Derates]+ 16b+16d+Net Provisional Transactions | 70735 | 72308 | 72815.402 | 73200.4524 | 73510.1725 | 73544.2233 | 73551.7213 | 73710.0082 | 73709.9859 | 74011.2892 | 74016.376
2009 | US | RF | MISO | - | W16a | Confidence of Future, Other (7b), using reasonable judgement | 0 | 0 | 0 | 0 | 0 | 0 | 0 | 0 | 0 | 0 | 0
2009 | US | RF | MISO | - | W16b | Net Future, Other Resources After Confidence Percentage Is Applied = 7b*16a | 0 | 0 | 0 | 0 | 0 | 0 | 0 | 0 | 0 | 0 | 0
2009 | US | RF | MISO | - | W16c | Confidence of Conceptual (8), using reasonable judgement | 0 | 0 | 0.187 | 0.18989 | 0.19353 | 0.19242 | 0.19103 | 0.18932 | 0.18931 | 0.19012 | 0.19087
2009 | US | RF | MISO | - | W16d | Net Conceptual Resources After Confidence Percentage Is Applied = 8*16c | 0 | 0 | 83.402 | 468.4524 | 778.1725 | 812.2233 | 819.7213 | 978.0082 | 977.9859 | 1279.2892 | 1284.376
2009 | US | RF | MISO | - | W17C | Region/Subregion Target Capacity Margin | 0 | 0 | 0 | 0 | 0 | 0 | 0 | 0 | 0 | 0 | 0
2009 | US | RF | MISO | - | W17R | Region/Subregion Target Reserve Margin | 0 | 0.154 | 0.154 | 0.154 | 0.154 | 0.154 | 0.154 | 0.154 | 0.154 | 0.154 | 0.154
2009 | US | RF | MISO | - | W18C | Existing Certain and Net Firm Transactions = (12-3)/12 | 0 | 0.32933 | 0.32217 | 0.30432 | 0.30181 | 0.29857 | 0.29225 | 0.287 | 0.28125 | 0.27507 | 0.27369
2009 | US | RF | MISO | - | W19C | Deliverable Capacity Resources = (13-3)/13 | 0 | 0.32933 | 0.32621 | 0.30847 | 0.30597 | 0.30275 | 0.29647 | 0.29125 | 0.28553 | 0.27939 | 0.27802
2009 | US | RF | MISO | - | W20C | Prospective Capacity Resources = (14-3)/14 | 0 | 0.34411 | 0.34098 | 0.32363 | 0.32118 | 0.31803 | 0.31188 | 0.30678 | 0.30119 | 0.29518 | 0.29385
2009 | US | RF | MISO | - | W21C | Total Potential Resources = (15-3)/15 | 0 | 0.34411 | 0.34499 | 0.34582 | 0.35674 | 0.35544 | 0.35022 | 0.35276 | 0.34753 | 0.35487 | 0.35365
2009 | US | RF | MISO | - | W22C | Adjusted Potential Resources = (15a-3)/15a | 0 | 0.34411 | 0.34173 | 0.32795 | 0.32837 | 0.32556 | 0.31955 | 0.31598 | 0.31046 | 0.30736 | 0.3061
2009 | US | RF | MISO | - | W18R | Existing Certain and Net Firm Transactions = (12-3)/3 | 0 | 0.49104 | 0.4753 | 0.43745 | 0.43227 | 0.42566 | 0.41292 | 0.40253 | 0.3913 | 0.37944 | 0.37683
2009 | US | RF | MISO | - | W19R | Deliverable Capacity Resources = (13-3)/3 | 0 | 0.49104 | 0.48414 | 0.44607 | 0.44086 | 0.4342 | 0.4214 | 0.41094 | 0.39964 | 0.38771 | 0.38509
2009 | US | RF | MISO | - | W20R | Prospective Capacity Resources = (14-3)/3 | 0 | 0.52465 | 0.5174 | 0.47847 | 0.47314 | 0.46634 | 0.45324 | 0.44255 | 0.431 | 0.4188 | 0.41612
2009 | US | RF | MISO | - | W21R | Total Potential Resources = (15-3)/3 | 0 | 0.52465 | 0.5267 | 0.52862 | 0.55459 | 0.55144 | 0.53898 | 0.54501 | 0.53264 | 0.55007 | 0.54714
2009 | US | RF | MISO | - | W22R | Adjusted Potential Resources = (15a-3)/3 | 0 | 0.52465 | 0.51914 | 0.488 | 0.4889 | 0.48272 | 0.46962 | 0.46195 | 0.45024 | 0.44376 | 0.44113
2009 | US | RF | MISO | - | W24 | Other Capacity < 1 MW | 0 | 0 | 0 | 0 | 0 | 0 | 0 | 0 | 0 | 0 | 0
2009 | US | RF | MISO | - | W25 | Distributed Generator Capacity >= 1 MW | 0 | 0 | 0 | 0 | 0 | 0 | 0 | 0 | 0 | 0 | 0
2009 | US | RF | MISO | - | W26 | Capacity Total from EIA-860 | 0 | 0 | 0 | 0 | 0 | 0 | 0 | 0 | 0 | 0 | 0
2009 | US | RF | MISO | - | W27 | Total Installed Baseline Capacity Resources = 12+6b | 71383 | 0 | 0 | 0 | 0 | 0 | 0 | 0 | 0 | 0 | 0
2009 | US | RF | PJM | - | W01 | Unrestricted Non-coincident Peak Demand = 2+1a+1b-1c-1d | 98899 | 98857 | 100562 | 103159 | 105127 | 106054 | 107109 | 108122 | 109452 | 110315 | 111169
2009 | US | RF | PJM | - | W01a | New Conservation (Energy Efficiency) | 0 | 0 | 0 | 0 | 0 | 0 | 0 | 0 | 0 | 0 | 0
2009 | US | RF | PJM | - | W01b | Estimated Diversity | 2358 | 2213 | 2211 | 2264 | 2385 | 2264 | 2297 | 2371 | 2671 | 2629 | 2644
2009 | US | RF | PJM | - | W01c | Additions for non-member load (load served by non-registered LSE's in a region) | 0 | 0 | 0 | 0 | 0 | 0 | 0 | 0 | 0 | 0 | 0
2009 | US | RF | PJM | - | W01d | Stand-by Load Under Contract (Normally served by behind the meter generation) | 0 | 0 | 0 | 0 | 0 | 0 | 0 | 0 | 0 | 0 | 0
2009 | US | RF | PJM | - | W02 | Total Internal Demand | 96541 | 96644 | 98351 | 100895 | 102742 | 103790 | 104812 | 105751 | 106781 | 107686 | 108525
2009 | US | RF | PJM | - | W02a | Direct Control Load Management | 0 | 0 | 0 | 0 | 0 | 0 | 0 | 0 | 0 | 0 | 0
2009 | US | RF | PJM | - | W02b | Contractually Interruptible (Curtailable) | 3946 | 3249 | 2554 | 2865 | 2865 | 2865 | 2865 | 2865 | 2865 | 2865 | 2865
2009 | US | RF | PJM | - | W02c | Critical Peak-Pricing (CPP) with Control | 0 | 0 | 0 | 0 | 0 | 0 | 0 | 0 | 0 | 0 | 0
2009 | US | RF | PJM | - | W02d | Load as a Capacity Resource | 0 | 0 | 0 | 0 | 0 | 0 | 0 | 0 | 0 | 0 | 0
2009 | US | RF | PJM | - | W03 | Net Internal Demand = 2-2a-2b-2c-2d | 92595 | 93395 | 95797 | 98030 | 99877 | 100925 | 101947 | 102886 | 103916 | 104821 | 105660
2009 | US | RF | PJM | - | W04a | Demand Response used for Reserves - Spinning | 325 | 325 | 325 | 325 | 325 | 325 | 325 | 325 | 325 | 325 | 325
2009 | US | RF | PJM | - | W04b | Demand Response used for Reserves - Non-Spinning | 0 | 0 | 0 | 0 | 0 | 0 | 0 | 0 | 0 | 0 | 0
2009 | US | RF | PJM | - | W04c | Demand Response used for Regulation | 0 | 0 | 0 | 0 | 0 | 0 | 0 | 0 | 0 | 0 | 0
2009 | US | RF | PJM | - | W04d | Demand Response used for Energy, Voluntary - Emergency | 0 | 0 | 0 | 0 | 0 | 0 | 0 | 0 | 0 | 0 | 0
2009 | US | RF | PJM | - | W05 | TOTAL INTERNAL CAPACITY = 6+7 | 145294 | 145396 | 146421 | 149225 | 148808 | 148808 | 148948 | 148948 | 148948 | 148948 | 148948
2009 | US | RF | PJM | - | W06 | EXISTING CAPACITY = 6a+6b+6c | 145294 | 145294 | 144481 | 144392 | 143602 | 143602 | 143602 | 143602 | 143602 | 143602 | 143602
2009 | US | RF | PJM | - | W06a | Existing, Certain (Note: The sum of 6a1 through 6a4 must be <= 6a) | 143544 | 143544 | 142731 | 142642 | 141852 | 141852 | 141852 | 141852 | 141852 | 141852 | 141852
2009 | US | RF | PJM | - | W06a1 | Wind Expected On-Peak | 159 | 159 | 159 | 159 | 159 | 159 | 159 | 159 | 159 | 159 | 159
2009 | US | RF | PJM | - | W06a2 | Solar Expected On-Peak | 0 | 0 | 0 | 0 | 0 | 0 | 0 | 0 | 0 | 0 | 0
2009 | US | RF | PJM | - | W06a3 | Hydro Expected On-Peak | 4218 | 4218 | 4218 | 4218 | 4218 | 4218 | 4218 | 4218 | 4218 | 4218 | 4218
2009 | US | RF | PJM | - | W06a4 | Biomass Expected On-Peak | 671 | 671 | 671 | 671 | 671 | 671 | 671 | 671 | 671 | 671 | 671
2009 | US | RF | PJM | - | W06a5 | Load as a Capacity Resource Expected On-Peak (Load Management Programs) | 0 | 0 | 0 | 0 | 0 | 0 | 0 | 0 | 0 | 0 | 0
2009 | US | RF | PJM | - | W06b | Existing, Other (Note: The sum of 6b1 through 6b7 must be <= 6b) | 1750 | 1750 | 1750 | 1750 | 1750 | 1750 | 1750 | 1750 | 1750 | 1750 | 1750
2009 | US | RF | PJM | - | W06b1 | Wind Derate On-Peak | 1064 | 981 | 985 | 1064 | 1064 | 1064 | 1064 | 1064 | 1064 | 1064 | 1064
2009 | US | RF | PJM | - | W06b2 | Solar Derate On-Peak | 0 | 0 | 0 | 0 | 0 | 0 | 0 | 0 | 0 | 0 | 0
2009 | US | RF | PJM | - | W06b3 | Hydro Derate On-Peak | 0 | 0 | 0 | 0 | 0 | 0 | 0 | 0 | 0 | 0 | 0
2009 | US | RF | PJM | - | W06b4 | Biomass Derate On-Peak | 0 | 0 | 0 | 0 | 0 | 0 | 0 | 0 | 0 | 0 | 0
2009 | US | RF | PJM | - | W06b5 | Load as a Capacity Resource Derate On-Peak (Load Management Programs) | 0 | 0 | 0 | 0 | 0 | 0 | 0 | 0 | 0 | 0 | 0
2009 | US | RF | PJM | - | W06b6 | Energy Only | 595 | 595 | 595 | 595 | 595 | 595 | 595 | 595 | 595 | 595 | 595
2009 | US | RF | PJM | - | W06b7 | Scheduled Outage - Maintenance | 0 | 0 | 0 | 0 | 0 | 0 | 0 | 0 | 0 | 0 | 0
2009 | US | RF | PJM | - | W06b8 | Transmission-Limited Resources | 0 | 0 | 0 | 0 | 0 | 0 | 0 | 0 | 0 | 0 | 0
2009 | US | RF | PJM | - | W06c | Existing, Inoperable (Note: Capacity reported in this line are not used in margin calculations) | 0 | 0 | 0 | 0 | 0 | 0 | 0 | 0 | 0 | 0 | 0
2009 | US | RF | PJM | - | W07 | FUTURE CAPACITY ADDITIONS = 7a+7b | 0 | 102 | 1940 | 4833 | 5206 | 5206 | 5346 | 5346 | 5346 | 5346 | 5346
2009 | US | RF | PJM | - | W07a | Future, Planned (Note: Only the net expected On-Peak values are included in this line and does not include Energy Only.) | 0 | 102 | 1940 | 4833 | 5206 | 5206 | 5346 | 5346 | 5346 | 5346 | 5346
2009 | US | RF | PJM | - | W07a1 | Wind Expected On-Peak | 0 | 83 | 79 | 112 | 112 | 112 | 112 | 112 | 112 | 112 | 112
2009 | US | RF | PJM | - | W07a2 | Solar Expected On-Peak | 0 | 0 | 0 | 0 | 0 | 0 | 0 | 0 | 0 | 0 | 0
2009 | US | RF | PJM | - | W07a3 | Hydro Expected On-Peak | 0 | 0 | 0 | 0 | 0 | 0 | 0 | 0 | 0 | 0 | 0
2009 | US | RF | PJM | - | W07a4 | Biomass Expected On-Peak | 0 | 0 | 0 | 0 | 0 | 0 | 0 | 0 | 0 | 0 | 0
2009 | US | RF | PJM | - | W07b | Future, Other (Note: Only the net expected On-Peak values are included in this line and does not include Energy Only.) | 0 | 0 | 0 | 0 | 0 | 0 | 0 | 0 | 0 | 0 | 0
2009 | US | RF | PJM | - | W07b1 | Wind Expected On-Peak | 0 | 0 | 0 | 0 | 0 | 0 | 0 | 0 | 0 | 0 | 0
2009 | US | RF | PJM | - | W07b2 | Wind Derate On-Peak | 0 | 0 | 0 | 132 | 132 | 132 | 132 | 132 | 132 | 132 | 132
2009 | US | RF | PJM | - | W07b3 | Solar Expected On-Peak | 0 | 0 | 0 | 0 | 0 | 0 | 0 | 0 | 0 | 0 | 0
2009 | US | RF | PJM | - | W07b4 | Solar Derate On-Peak | 0 | 0 | 0 | 0 | 0 | 0 | 0 | 0 | 0 | 0 | 0
2009 | US | RF | PJM | - | W07b5 | Hydro Expected On-Peak | 0 | 0 | 0 | 0 | 0 | 0 | 0 | 0 | 0 | 0 | 0
2009 | US | RF | PJM | - | W07b6 | Hydro Derate On-Peak | 0 | 0 | 0 | 0 | 0 | 0 | 0 | 0 | 0 | 0 | 0
2009 | US | RF | PJM | - | W07b7 | Biomass Expected On-Peak | 0 | 0 | 0 | 0 | 0 | 0 | 0 | 0 | 0 | 0 | 0
2009 | US | RF | PJM | - | W07b8 | Biomass Derate On-Peak | 0 | 0 | 0 | 0 | 0 | 0 | 0 | 0 | 0 | 0 | 0
2009 | US | RF | PJM | - | W07b9 | Energy Only | 0 | 0 | 0 | 0 | 0 | 0 | 0 | 0 | 0 | 0 | 0
2009 | US | RF | PJM | - | W08 | Conceptual (Note: Only the net expected on-peak capacity is included in this line and does not include Energy Only.) | 0 | 1627 | 5218 | 16885 | 26809 | 34139 | 36133 | 38044 | 39685 | 39685 | 39685
2009 | US | RF | PJM | - | W08a1 | Wind Expected On-Peak | 0 | 491 | 1455 | 3282 | 4537 | 4851 | 5250 | 6965 | 6965 | 6965 | 6965
2009 | US | RF | PJM | - | W08a2 | Wind Derate On-Peak | 0 | 1891 | 6021 | 14334 | 20615 | 22151 | 24252 | 31637 | 31637 | 31637 | 31637
2009 | US | RF | PJM | - | W08a3 | Solar Expected On-Peak | 0 | 18 | 23 | 23 | 23 | 23 | 23 | 23 | 23 | 23 | 23
2009 | US | RF | PJM | - | W08a4 | Solar Derate On-Peak | 0 | 0 | 0 | 0 | 0 | 0 | 0 | 0 | 0 | 0 | 0
2009 | US | RF | PJM | - | W08a5 | Hydro Expected On-Peak | 0 | 0 | 0 | 0 | 0 | 0 | 0 | 0 | 0 | 0 | 0
2009 | US | RF | PJM | - | W08a6 | Hydro Derate On-Peak | 0 | 0 | 0 | 0 | 0 | 0 | 0 | 0 | 0 | 0 | 0
2009 | US | RF | PJM | - | W08a7 | Biomass Expected On-Peak | 0 | 14 | 74 | 112 | 112 | 112 | 112 | 112 | 112 | 112 | 112
2009 | US | RF | PJM | - | W08a8 | Biomass Derate On-Peak | 0 | 0 | 0 | 0 | 0 | 0 | 0 | 0 | 0 | 0 | 0
2009 | US | RF | PJM | - | W08a9 | Energy Only | 0 | 0 | 0 | 0 | 0 | 0 | 0 | 0 | 0 | 0 | 0
2009 | US | RF | PJM | - | W09 | DELIVERABLE INTERNAL CAPACITY = 6a+7a | 143544 | 143646 | 144671 | 147475 | 147058 | 147058 | 147198 | 147198 | 147198 | 147198 | 147198
2009 | US | RF | PJM | - | W10 | CAPACITY TRANSACTIONS - IMPORTS = 10a+10b+10c+10d | 2718 | 3669 | 2912 | 2994 | 2994 | 2994 | 2994 | 2994 | 2994 | 2994 | 2994
2009 | US | RF | PJM | - | W10a | Firm (Note: The sum of 10a1 and 10a2 must be <= 10a) | 2718 | 3669 | 2912 | 2994 | 2994 | 2994 | 2994 | 2994 | 2994 | 2994 | 2994
2009 | US | RF | PJM | - | W10a1 | Full-Responsibility Purchases | 0 | 474 | 420 | 578 | 578 | 578 | 578 | 578 | 578 | 578 | 578
2009 | US | RF | PJM | - | W10a2 | Owned Capacity/Entitlement Located Outside the Region/Subregion | 0 | 3195 | 2492 | 2417 | 2417 | 2417 | 2417 | 2417 | 2417 | 2417 | 2417
2009 | US | RF | PJM | - | W10b | Non-firm | 0 | 0 | 0 | 0 | 0 | 0 | 0 | 0 | 0 | 0 | 0
2009 | US | RF | PJM | - | W10c | Expected (Note: The sum of 10c1 and 10c2 must be <= 10c) | 0 | 0 | 0 | 0 | 0 | 0 | 0 | 0 | 0 | 0 | 0
2009 | US | RF | PJM | - | W10c1 | Full-Responsibility Purchases | 0 | 0 | 0 | 0 | 0 | 0 | 0 | 0 | 0 | 0 | 0
2009 | US | RF | PJM | - | W10c2 | Owned Capacity/Entitlement Located Outside the Region/Subregion | 0 | 0 | 0 | 0 | 0 | 0 | 0 | 0 | 0 | 0 | 0
2009 | US | RF | PJM | - | W10d | Provisional – transactions under study, but negotiations have not begun. | 0 | 0 | 0 | 0 | 0 | 0 | 0 | 0 | 0 | 0 | 0
2009 | US | RF | PJM | - | W11 | CAPACITY TRANSACTIONS - EXPORTS = 11a+11b+11c+11d | 4156 | 2376 | 2956 | 2824 | 2824 | 2824 | 2824 | 2824 | 2824 | 2824 | 2824
2009 | US | RF | PJM | - | W11a | Firm (Note: The sum of 11a1 and 11a2 must be <= 11a) | 4156 | 2376 | 2956 | 2824 | 2824 | 2824 | 2824 | 2824 | 2824 | 2824 | 2824
2009 | US | RF | PJM | - | W11a1 | Full-Responsibility Purchases | 0 | 527 | 1096 | 953 | 953 | 953 | 953 | 953 | 953 | 953 | 953
2009 | US | RF | PJM | - | W11a2 | Owned Capacity/Entitlement Located Outside the Region/Subregion | 0 | 1849 | 1860 | 1871 | 1871 | 1871 | 1871 | 1871 | 1871 | 1871 | 1871
2009 | US | RF | PJM | - | W11b | Non-firm | 0 | 0 | 0 | 0 | 0 | 0 | 0 | 0 | 0 | 0 | 0
2009 | US | RF | PJM | - | W11c | Expected (Note: The sum of 11c1 and 11c2 must be <= 11c) | 0 | 0 | 0 | 0 | 0 | 0 | 0 | 0 | 0 | 0 | 0
2009 | US | RF | PJM | - | W11c1 | Full-Responsibility Purchases | 0 | 0 | 0 | 0 | 0 | 0 | 0 | 0 | 0 | 0 | 0
2009 | US | RF | PJM | - | W11c2 | Owned Capacity/Entitlement Located Outside the Region/Subregion | 0 | 0 | 0 | 0 | 0 | 0 | 0 | 0 | 0 | 0 | 0
2009 | US | RF | PJM | - | W11d | Provisional – transactions under study, but negotiations have not begun. | 0 | 0 | 0 | 0 | 0 | 0 | 0 | 0 | 0 | 0 | 0
2009 | US | RF | PJM | - | W12 | EXISTING, CERTAIN CAPACITY & NET FIRM TRANSACTIONS = 6a+Net Firm Transactions | 142106 | 144837 | 142687 | 142812 | 142022 | 142022 | 142022 | 142022 | 142022 | 142022 | 142022
2009 | US | RF | PJM | - | W13 | DELIVERABLE CAPACITY RESOURCES = 12+7a+Net Expected Transactions | 142106 | 144939 | 144627 | 147645 | 147228 | 147228 | 147368 | 147368 | 147368 | 147368 | 147368
2009 | US | RF | PJM | - | W14 | PROSPECTIVE CAPACITY RESOURCES = 13+6b-[Existing,Other Derates]+16b | 142197 | 145113 | 144797 | 147736 | 147319 | 147319 | 147459 | 147459 | 147459 | 147459 | 147459
2009 | US | RF | PJM | - | W15 | TOTAL POTENTIAL CAPACITY RESOURCES = 13+6b-[Existing,Other Derates]+7b+ 8+Net Provisional Transactions | 142197 | 146740 | 150015 | 164621 | 174128 | 181458 | 183592 | 185503 | 187144 | 187144 | 187144
2009 | US | RF | PJM | - | W15a | ADJUSTED POTENTIAL CAPACITY RESOURCES = 13+6b-[Existing,Other Derates]+ 16b+16d+Net Provisional Transactions | 142197 | 145422.13 | 145788.42 | 150944.15 | 152412.71 | 153732.11 | 154231.03 | 154575.01 | 154771.93 | 154771.93 | 154771.93
2009 | US | RF | PJM | - | W16a | Confidence of Future, Other (7b), using reasonable judgement | 0 | 0 | 0 | 0 | 0 | 0 | 0 | 0 | 0 | 0 | 0
2009 | US | RF | PJM | - | W16b | Net Future, Other Resources After Confidence Percentage Is Applied = 7b*16a | 0 | 0 | 0 | 0 | 0 | 0 | 0 | 0 | 0 | 0 | 0
2009 | US | RF | PJM | - | W16c | Confidence of Conceptual (8), using reasonable judgement | 0 | 0.19 | 0.19 | 0.19 | 0.19 | 0.18785 | 0.18742 | 0.18705 | 0.18427 | 0.18427 | 0.18427
2009 | US | RF | PJM | - | W16d | Net Conceptual Resources After Confidence Percentage Is Applied = 8*16c | 0 | 309.13 | 991.42 | 3208.15 | 5093.71 | 6413.11 | 6772.03 | 7116.01 | 7312.93 | 7312.93 | 7312.93
2009 | US | RF | PJM | - | W17C | Region/Subregion Target Capacity Margin | 0 | 0 | 0 | 0 | 0 | 0 | 0 | 0 | 0 | 0 | 0
2009 | US | RF | PJM | - | W17R | Region/Subregion Target Reserve Margin | 0 | 0.15 | 0.155 | 0.155 | 0.162 | 0.162 | 0.162 | 0.162 | 0.162 | 0.162 | 0.162
2009 | US | RF | PJM | - | W18C | Existing Certain and Net Firm Transactions = (12-3)/12 | 0 | 0.35517 | 0.32862 | 0.31357 | 0.29675 | 0.28937 | 0.28217 | 0.27556 | 0.26831 | 0.26194 | 0.25603
2009 | US | RF | PJM | - | W19C | Deliverable Capacity Resources = (13-3)/13 | 0 | 0.35563 | 0.33763 | 0.33604 | 0.32162 | 0.3145 | 0.30821 | 0.30184 | 0.29485 | 0.28871 | 0.28302
2009 | US | RF | PJM | - | W20C | Prospective Capacity Resources = (14-3)/14 | 0 | 0.3564 | 0.3384 | 0.33645 | 0.32204 | 0.31492 | 0.30864 | 0.30227 | 0.29529 | 0.28915 | 0.28346
2009 | US | RF | PJM | - | W21C | Total Potential Resources = (15-3)/15 | 0 | 0.36353 | 0.36142 | 0.40451 | 0.42642 | 0.44381 | 0.44471 | 0.44537 | 0.44473 | 0.43989 | 0.43541
2009 | US | RF | PJM | - | W22C | Adjusted Potential Resources = (15a-3)/15a | 0 | 0.35777 | 0.3429 | 0.35055 | 0.34469 | 0.3435 | 0.339 | 0.33439 | 0.32859 | 0.32274 | 0.31732
2009 | US | RF | PJM | - | W18R | Existing Certain and Net Firm Transactions = (12-3)/3 | 0 | 0.5508 | 0.48947 | 0.45682 | 0.42197 | 0.4072 | 0.3931 | 0.38038 | 0.3667 | 0.3549 | 0.34414
2009 | US | RF | PJM | - | W19R | Deliverable Capacity Resources = (13-3)/3 | 0 | 0.55189 | 0.50972 | 0.50612 | 0.47409 | 0.45879 | 0.44554 | 0.43234 | 0.41815 | 0.4059 | 0.39474
2009 | US | RF | PJM | - | W20R | Prospective Capacity Resources = (14-3)/3 | 0 | 0.55376 | 0.5115 | 0.50705 | 0.475 | 0.45969 | 0.44643 | 0.43323 | 0.41902 | 0.40677 | 0.3956
2009 | US | RF | PJM | - | W21R | Total Potential Resources = (15-3)/3 | 0 | 0.57118 | 0.56597 | 0.67929 | 0.74342 | 0.79795 | 0.80086 | 0.803 | 0.80092 | 0.78537 | 0.77119
2009 | US | RF | PJM | - | W22R | Adjusted Potential Resources = (15a-3)/3 | 0 | 0.55707 | 0.52185 | 0.53978 | 0.526 | 0.52323 | 0.51286 | 0.50239 | 0.48939 | 0.47654 | 0.46481
2009 | US | RF | PJM | - | W24 | Other Capacity < 1 MW | 0 | 0 | 0 | 0 | 0 | 0 | 0 | 0 | 0 | 0 | 0
2009 | US | RF | PJM | - | W25 | Distributed Generator Capacity >= 1 MW | 0 | 0 | 0 | 0 | 0 | 0 | 0 | 0 | 0 | 0 | 0
2009 | US | RF | PJM | - | W26 | Capacity Total from EIA-860 | 0 | 0 | 0 | 0 | 0 | 0 | 0 | 0 | 0 | 0 | 0
2009 | US | RF | PJM | - | W27 | Total Installed Baseline Capacity Resources = 12+6b | 143856 | 0 | 0 | 0 | 0 | 0 | 0 | 0 | 0 | 0 | 0
2009 | US | RF | - | - | W01 | Unrestricted Non-coincident Peak Demand = 2+1a+1b-1c-1d | 142395 | 149300 | 151500 | 155400 | 157500 | 158700 | 160300 | 161700 | 163400 | 164700 | 165700
2009 | US | RF | - | - | W01a | New Conservation (Energy Efficiency) | 0 | 0 | 0 | 0 | 0 | 0 | 0 | 0 | 0 | 0 | 0
2009 | US | RF | - | - | W01b | Estimated Diversity | 0 | 3500 | 3500 | 3600 | 3700 | 3600 | 3700 | 3800 | 4100 | 4000 | 4100
2009 | US | RF | - | - | W01c | Additions for non-member load (load served by non-registered LSE's in a region) | 0 | 0 | 0 | 0 | 0 | 0 | 0 | 0 | 0 | 0 | 0
2009 | US | RF | - | - | W01d | Stand-by Load Under Contract (Normally served by behind the meter generation) | 0 | 0 | 0 | 0 | 0 | 0 | 0 | 0 | 0 | 0 | 0
2009 | US | RF | - | - | W02 | Total Internal Demand | 142395 | 145800 | 148000 | 151800 | 153800 | 155100 | 156600 | 157900 | 159300 | 160700 | 161600
2009 | US | RF | - | - | W02a | Direct Control Load Management | 0 | 600 | 600 | 600 | 600 | 600 | 600 | 600 | 600 | 600 | 600
2009 | US | RF | - | - | W02b | Contractually Interruptible (Curtailable) | 0 | 4300 | 4300 | 4300 | 4300 | 4300 | 4300 | 4300 | 4300 | 4300 | 4300
2009 | US | RF | - | - | W02c | Critical Peak-Pricing (CPP) with Control | 0 | 0 | 0 | 0 | 0 | 0 | 0 | 0 | 0 | 0 | 0
2009 | US | RF | - | - | W02d | Load as a Capacity Resource | 0 | 0 | 0 | 0 | 0 | 0 | 0 | 0 | 0 | 0 | 0
2009 | US | RF | - | - | W03 | Net Internal Demand = 2-2a-2b-2c-2d | 142395 | 140900 | 143100 | 146900 | 148900 | 150200 | 151700 | 153000 | 154400 | 155800 | 156700
2009 | US | RF | - | - | W04a | Demand Response used for Reserves - Spinning | 325 | 325 | 325 | 325 | 325 | 325 | 325 | 325 | 325 | 325 | 325
2009 | US | RF | - | - | W04b | Demand Response used for Reserves - Non-Spinning | 0 | 0 | 0 | 0 | 0 | 0 | 0 | 0 | 0 | 0 | 0
2009 | US | RF | - | - | W04c | Demand Response used for Regulation | 0 | 0 | 0 | 0 | 0 | 0 | 0 | 0 | 0 | 0 | 0
2009 | US | RF | - | - | W04d | Demand Response used for Energy, Voluntary - Emergency | 0 | 0 | 0 | 0 | 0 | 0 | 0 | 0 | 0 | 0 | 0
2009 | US | RF | - | - | W05 | TOTAL INTERNAL CAPACITY = 6+7 | 215477 | 222400 | 224401 | 228002 | 228203 | 228204 | 228305 | 228306 | 228307 | 228308 | 228309
2009 | US | RF | - | - | W06 | EXISTING CAPACITY = 6a+6b+6c | 215477 | 222300 | 221501 | 221402 | 220603 | 220604 | 220605 | 220606 | 220607 | 220608 | 220609
2009 | US | RF | - | - | W06a | Existing, Certain (Note: The sum of 6a1 through 6a4 must be <= 6a) | 211000 | 217800 | 217000 | 216900 | 216100 | 216100 | 216100 | 216100 | 216100 | 216100 | 216100
2009 | US | RF | - | - | W06a1 | Wind Expected On-Peak | 200 | 200 | 200 | 200 | 200 | 200 | 200 | 200 | 200 | 200 | 200
2009 | US | RF | - | - | W06a2 | Solar Expected On-Peak | 0 | 0 | 0 | 0 | 0 | 0 | 0 | 0 | 0 | 0 | 0
2009 | US | RF | - | - | W06a3 | Hydro Expected On-Peak | 6600 | 6400 | 6400 | 6400 | 6400 | 6400 | 6400 | 6400 | 6400 | 6400 | 6400
2009 | US | RF | - | - | W06a4 | Biomass Expected On-Peak | 700 | 700 | 700 | 700 | 700 | 700 | 700 | 700 | 700 | 700 | 700
2009 | US | RF | - | - | W06a5 | Load as a Capacity Resource Expected On-Peak (Load Management Programs) | 0 | 0 | 0 | 0 | 0 | 0 | 0 | 0 | 0 | 0 | 0
2009 | US | RF | - | - | W06b | Existing, Other (Note: The sum of 6b1 through 6b7 must be <= 6b) | 5800 | 4500 | 4500 | 4500 | 4500 | 4500 | 4500 | 4500 | 4500 | 4500 | 4500
2009 | US | RF | - | - | W06b1 | Wind Derate On-Peak | 1400 | 1400 | 1400 | 1400 | 1400 | 1400 | 1400 | 1400 | 1400 | 1400 | 1400
2009 | US | RF | - | - | W06b2 | Solar Derate On-Peak | 0 | 0 | 0 | 0 | 0 | 0 | 0 | 0 | 0 | 0 | 0
2009 | US | RF | - | - | W06b3 | Hydro Derate On-Peak | 300 | 0 | 0 | 0 | 0 | 0 | 0 | 0 | 0 | 0 | 0
2009 | US | RF | - | - | W06b4 | Biomass Derate On-Peak | 0 | 0 | 0 | 0 | 0 | 0 | 0 | 0 | 0 | 0 | 0
2009 | US | RF | - | - | W06b5 | Load as a Capacity Resource Derate On-Peak (Load Management Programs) | 0 | 0 | 0 | 0 | 0 | 0 | 0 | 0 | 0 | 0 | 0
2009 | US | RF | - | - | W06b6 | Energy Only | 600 | 600 | 600 | 600 | 600 | 600 | 600 | 600 | 600 | 600 | 600
2009 | US | RF | - | - | W06b7 | Scheduled Outage - Maintenance | 0 | 800 | 800 | 800 | 800 | 800 | 800 | 800 | 800 | 800 | 800
2009 | US | RF | - | - | W06b8 | Transmission-Limited Resources | 0 | 0 | 0 | 0 | 0 | 0 | 0 | 0 | 0 | 0 | 0
2009 | US | RF | - | - | W06c | Existing, Inoperable (Note: Capacity reported in this line are not used in margin calculations) | 0 | 0 | 1 | 2 | 3 | 4 | 5 | 6 | 7 | 8 | 9
2009 | US | RF | - | - | W07 | FUTURE CAPACITY ADDITIONS = 7a+7b | 0 | 100 | 2400 | 5300 | 5600 | 5600 | 5800 | 5800 | 5800 | 5800 | 5800
2009 | US | RF | - | - | W07a | Future, Planned (Note: Only the net expected On-Peak values are included in this line and does not include Energy Only.) | 0 | 100 | 2400 | 5300 | 5600 | 5600 | 5800 | 5800 | 5800 | 5800 | 5800
2009 | US | RF | - | - | W07a1 | Wind Expected On-Peak | 0 | 100 | 100 | 100 | 100 | 100 | 100 | 100 | 100 | 100 | 100
2009 | US | RF | - | - | W07a2 | Solar Expected On-Peak | 0 | 0 | 0 | 0 | 0 | 0 | 0 | 0 | 0 | 0 | 0
2009 | US | RF | - | - | W07a3 | Hydro Expected On-Peak | 0 | 0 | 0 | 0 | 0 | 0 | 0 | 0 | 0 | 0 | 0
2009 | US | RF | - | - | W07a4 | Biomass Expected On-Peak | 0 | 0 | 0 | 0 | 0 | 0 | 0 | 0 | 0 | 0 | 0
2009 | US | RF | - | - | W07b | Future, Other (Note: Only the net expected On-Peak values are included in this line and does not include Energy Only.) | 0 | 0 | 0 | 0 | 0 | 0 | 0 | 0 | 0 | 0 | 0
2009 | US | RF | - | - | W07b1 | Wind Expected On-Peak | 0 | 0 | 0 | 0 | 0 | 0 | 0 | 0 | 0 | 0 | 0
2009 | US | RF | - | - | W07b2 | Wind Derate On-Peak | 0 | 0 | 0 | 100 | 100 | 100 | 100 | 100 | 100 | 100 | 100
2009 | US | RF | - | - | W07b3 | Solar Expected On-Peak | 0 | 0 | 0 | 0 | 0 | 0 | 0 | 0 | 0 | 0 | 0
2009 | US | RF | - | - | W07b4 | Solar Derate On-Peak | 0 | 0 | 0 | 0 | 0 | 0 | 0 | 0 | 0 | 0 | 0
2009 | US | RF | - | - | W07b5 | Hydro Expected On-Peak | 0 | 0 | 0 | 0 | 0 | 0 | 0 | 0 | 0 | 0 | 0
2009 | US | RF | - | - | W07b6 | Hydro Derate On-Peak | 0 | 0 | 0 | 0 | 0 | 0 | 0 | 0 | 0 | 0 | 0
2009 | US | RF | - | - | W07b7 | Biomass Expected On-Peak | 0 | 0 | 0 | 0 | 0 | 0 | 0 | 0 | 0 | 0 | 0
2009 | US | RF | - | - | W07b8 | Biomass Derate On-Peak | 0 | 0 | 0 | 0 | 0 | 0 | 0 | 0 | 0 | 0 | 0
2009 | US | RF | - | - | W07b9 | Energy Only | 0 | 0 | 0 | 0 | 0 | 0 | 0 | 0 | 0 | 0 | 0
2009 | US | RF | - | - | W08 | Conceptual (Note: Only the net expected on-peak capacity is included in this line and does not include Energy Only.) | 0 | 1600 | 5700 | 19400 | 30800 | 38400 | 40400 | 43200 | 44900 | 46400 | 46400
2009 | US | RF | - | - | W08a1 | Wind Expected On-Peak | 0 | 500 | 1700 | 3900 | 5400 | 5900 | 6300 | 8000 | 8000 | 8000 | 8000
2009 | US | RF | - | - | W08a2 | Wind Derate On-Peak | 0 | 1900 | 7000 | 17000 | 24000 | 26200 | 28600 | 35900 | 35900 | 35900 | 35900
2009 | US | RF | - | - | W08a3 | Solar Expected On-Peak | 0 | 0 | 0 | 0 | 0 | 0 | 0 | 0 | 0 | 0 | 0
2009 | US | RF | - | - | W08a4 | Solar Derate On-Peak | 0 | 0 | 0 | 0 | 0 | 0 | 0 | 0 | 0 | 0 | 0
2009 | US | RF | - | - | W08a5 | Hydro Expected On-Peak | 0 | 0 | 0 | 0 | 0 | 0 | 0 | 0 | 0 | 0 | 0
2009 | US | RF | - | - | W08a6 | Hydro Derate On-Peak | 0 | 0 | 0 | 0 | 0 | 0 | 0 | 0 | 0 | 0 | 0
2009 | US | RF | - | - | W08a7 | Biomass Expected On-Peak | 0 | 0 | 0 | 0 | 0 | 0 | 0 | 0 | 0 | 0 | 0
2009 | US | RF | - | - | W08a8 | Biomass Derate On-Peak | 0 | 0 | 0 | 0 | 0 | 0 | 0 | 0 | 0 | 0 | 0
2009 | US | RF | - | - | W08a9 | Energy Only | 0 | 0 | 0 | 0 | 0 | 0 | 0 | 0 | 0 | 0 | 0
2009 | US | RF | - | - | W09 | DELIVERABLE INTERNAL CAPACITY = 6a+7a | 215477 | 217900 | 219000 | 222600 | 222800 | 222800 | 222900 | 222900 | 222900 | 222900 | 222900
2009 | US | RF | - | - | W10 | CAPACITY TRANSACTIONS - IMPORTS = 10a+10b+10c+10d | 0 | 1300 | 1300 | 1300 | 1300 | 1300 | 1300 | 1300 | 1300 | 1300 | 1300
2009 | US | RF | - | - | W10a | Firm (Note: The sum of 10a1 and 10a2 must be <= 10a) | 2300 | 1300 | 1300 | 1300 | 1300 | 1300 | 1300 | 1300 | 1300 | 1300 | 1300
2009 | US | RF | - | - | W10a1 | Full-Responsibility Purchases | 0 | 1200 | 1200 | 1200 | 1200 | 1200 | 1200 | 1200 | 1200 | 1200 | 1200
2009 | US | RF | - | - | W10a2 | Owned Capacity/Entitlement Located Outside the Region/Subregion | 0 | 100 | 100 | 100 | 100 | 100 | 100 | 100 | 100 | 100 | 100
2009 | US | RF | - | - | W10b | Non-firm | 0 | 0 | 0 | 0 | 0 | 0 | 0 | 0 | 0 | 0 | 0
2009 | US | RF | - | - | W10c | Expected (Note: The sum of 10c1 and 10c2 must be <= 10c) | 0 | 0 | 0 | 0 | 0 | 0 | 0 | 0 | 0 | 0 | 0
2009 | US | RF | - | - | W10c1 | Full-Responsibility Purchases | 0 | 0 | 0 | 0 | 0 | 0 | 0 | 0 | 0 | 0 | 0
2009 | US | RF | - | - | W10c2 | Owned Capacity/Entitlement Located Outside the Region/Subregion | 0 | 0 | 0 | 0 | 0 | 0 | 0 | 0 | 0 | 0 | 0
2009 | US | RF | - | - | W10d | Provisional – transactions under study, but negotiations have not begun. | 0 | 0 | 0 | 0 | 0 | 0 | 0 | 0 | 0 | 0 | 0
2009 | US | RF | - | - | W11 | CAPACITY TRANSACTIONS - EXPORTS = 11a+11b+11c+11d | 0 | 1100 | 1100 | 1100 | 1100 | 1100 | 1100 | 1100 | 1100 | 1100 | 1100
2009 | US | RF | - | - | W11a | Firm (Note: The sum of 11a1 and 11a2 must be <= 11a) | 2200 | 1100 | 1100 | 1100 | 1100 | 1100 | 1100 | 1100 | 1100 | 1100 | 1100
2009 | US | RF | - | - | W11a1 | Full-Responsibility Purchases | 0 | 700 | 700 | 700 | 700 | 700 | 700 | 700 | 700 | 700 | 700
2009 | US | RF | - | - | W11a2 | Owned Capacity/Entitlement Located Outside the Region/Subregion | 0 | 400 | 400 | 400 | 400 | 400 | 400 | 400 | 400 | 400 | 400
2009 | US | RF | - | - | W11b | Non-firm | 0 | 0 | 0 | 0 | 0 | 0 | 0 | 0 | 0 | 0 | 0
2009 | US | RF | - | - | W11c | Expected (Note: The sum of 11c1 and 11c2 must be <= 11c) | 0 | 0 | 0 | 0 | 0 | 0 | 0 | 0 | 0 | 0 | 0
2009 | US | RF | - | - | W11c1 | Full-Responsibility Purchases | 0 | 0 | 0 | 0 | 0 | 0 | 0 | 0 | 0 | 0 | 0
2009 | US | RF | - | - | W11c2 | Owned Capacity/Entitlement Located Outside the Region/Subregion | 0 | 0 | 0 | 0 | 0 | 0 | 0 | 0 | 0 | 0 | 0
2009 | US | RF | - | - | W11d | Provisional – transactions under study, but negotiations have not begun. | 0 | 0 | 0 | 0 | 0 | 0 | 0 | 0 | 0 | 0 | 0
2009 | US | RF | - | - | W12 | EXISTING, CERTAIN CAPACITY & NET FIRM TRANSACTIONS = 6a+Net Firm Transactions | 211100 | 218000 | 217200 | 217100 | 216300 | 216300 | 216300 | 216300 | 216300 | 216300 | 216300
2009 | US | RF | - | - | W13 | DELIVERABLE CAPACITY RESOURCES = 12+7a+Net Expected Transactions | 211100 | 218100 | 219600 | 222400 | 221900 | 221900 | 222100 | 222100 | 222100 | 222100 | 222100
2009 | US | RF | - | - | W14 | PROSPECTIVE CAPACITY RESOURCES = 13+6b-[Existing,Other Derates]+16b | 214600 | 219800 | 221300 | 224100 | 223600 | 223600 | 223800 | 223800 | 223800 | 223800 | 223800
2009 | US | RF | - | - | W15 | TOTAL POTENTIAL CAPACITY RESOURCES = 13+6b-[Existing,Other Derates]+7b+ 8+Net Provisional Transactions | 214600 | 221400 | 227000 | 243500 | 254400 | 262000 | 264200 | 267000 | 268700 | 270200 | 270200
2009 | US | RF | - | - | W15a | ADJUSTED POTENTIAL CAPACITY RESOURCES = 13+6b-[Existing,Other Derates]+ 16b+16d+Net Provisional Transactions | 214600 | 220104 | 222379.8582 | 227750.4541 | 229436.7588 | 230802.3464 | 231362.5714 | 231845.6816 | 232053.4711 | 232354.4829 | 232354.4829
2009 | US | RF | - | - | W16a | Confidence of Future, Other (7b), using reasonable judgement | 0 | 0 | 0 | 0 | 0 | 0 | 0 | 0 | 0 | 0 | 0
2009 | US | RF | - | - | W16b | Net Future, Other Resources After Confidence Percentage Is Applied = 7b*16a | 0 | 0 | 0 | 0 | 0 | 0 | 0 | 0 | 0 | 0 | 0
2009 | US | RF | - | - | W16c | Confidence of Conceptual (8), using reasonable judgement | 0 | 0.19 | 0.18945 | 0.18817 | 0.18951 | 0.18756 | 0.18719 | 0.18624 | 0.18382 | 0.18436 | 0.18436
2009 | US | RF | - | - | W16d | Net Conceptual Resources After Confidence Percentage Is Applied = 8*16c | 0 | 304 | 1079.8582 | 3650.4541 | 5836.7588 | 7202.3464 | 7562.5714 | 8045.6816 | 8253.4711 | 8554.4829 | 8554.4829
2009 | US | RF | - | - | W17C | Region/Subregion Target Capacity Margin | 0 | 0 | 0 | 0 | 0 | 0 | 0 | 0 | 0 | 0 | 0
2009 | US | RF | - | - | W17R | Region/Subregion Target Reserve Margin | 0 | 0.15 | 0.15 | 0.15 | 0.15 | 0.15 | 0.15 | 0.15 | 0.15 | 0.15 | 0.15
2009 | US | RF | - | - | W18C | Existing Certain and Net Firm Transactions = (12-3)/12 | 0 | 0.35367 | 0.34116 | 0.32335 | 0.3116 | 0.30559 | 0.29866 | 0.29265 | 0.28618 | 0.2797 | 0.27554
2009 | US | RF | - | - | W19C | Deliverable Capacity Resources = (13-3)/13 | 0 | 0.35397 | 0.34836 | 0.33948 | 0.32898 | 0.32312 | 0.31697 | 0.31112 | 0.30482 | 0.29851 | 0.29446
2009 | US | RF | - | - | W20C | Prospective Capacity Resources = (14-3)/14 | 0 | 0.35896 | 0.35337 | 0.34449 | 0.33408 | 0.32826 | 0.32216 | 0.31635 | 0.3101 | 0.30384 | 0.29982
2009 | US | RF | - | - | W21C | Total Potential Resources = (15-3)/15 | 0 | 0.3636 | 0.3696 | 0.39671 | 0.4147 | 0.42672 | 0.42581 | 0.42697 | 0.42538 | 0.42339 | 0.42006
2009 | US | RF | - | - | W22C | Adjusted Potential Resources = (15a-3)/15a | 0 | 0.35985 | 0.35651 | 0.355 | 0.35102 | 0.34923 | 0.34432 | 0.34008 | 0.33464 | 0.32947 | 0.3256
2009 | US | RF | - | - | W18R | Existing Certain and Net Firm Transactions = (12-3)/3 | 0 | 0.5472 | 0.51782 | 0.47788 | 0.45265 | 0.44008 | 0.42584 | 0.41373 | 0.40091 | 0.38832 | 0.38034
2009 | US | RF | - | - | W19R | Deliverable Capacity Resources = (13-3)/3 | 0 | 0.54791 | 0.53459 | 0.51396 | 0.49026 | 0.47736 | 0.46407 | 0.45163 | 0.43847 | 0.42555 | 0.41736
2009 | US | RF | - | - | W20R | Prospective Capacity Resources = (14-3)/3 | 0 | 0.55997 | 0.54647 | 0.52553 | 0.50168 | 0.48868 | 0.47528 | 0.46275 | 0.44948 | 0.43646 | 0.42821
2009 | US | RF | - | - | W21R | Total Potential Resources = (15-3)/3 | 0 | 0.57133 | 0.5863 | 0.65759 | 0.70853 | 0.74434 | 0.7416 | 0.7451 | 0.74028 | 0.73427 | 0.72431
2009 | US | RF | - | - | W22R | Adjusted Potential Resources = (15a-3)/3 | 0 | 0.56213 | 0.55402 | 0.55038 | 0.54088 | 0.53663 | 0.52513 | 0.51533 | 0.50294 | 0.49136 | 0.4828
2009 | US | RF | - | - | W24 | Other Capacity < 1 MW | 0 | 0 | 0 | 0 | 0 | 0 | 0 | 0 | 0 | 0 | 0
2009 | US | RF | - | - | W25 | Distributed Generator Capacity >= 1 MW | 0 | 0 | 0 | 0 | 0 | 0 | 0 | 0 | 0 | 0 | 0
2009 | US | RF | - | - | W26 | Capacity Total from EIA-860 | 0 | 0 | 0 | 0 | 0 | 0 | 0 | 0 | 0 | 0 | 0
2009 | US | RF | - | - | W27 | Total Installed Baseline Capacity Resources = 12+6b | 216900 | 0 | 0 | 0 | 0 | 0 | 0 | 0 | 0 | 0 | 0
2009 | US | SERC | - | - | W01 | Unrestricted Non-coincident Peak Demand = 2+1a+1b-1c-1d | 179596 | 182124 | 185165 | 189745 | 192694 | 196299 | 198705 | 200920 | 203683 | 207325 | 210559
2009 | US | SERC | - | - | W01a | New Conservation (Energy Efficiency) | 0 | 622 | 1073 | 1599 | 1905 | 2169 | 2450 | 2738 | 2938 | 3139 | 3343
2009 | US | SERC | - | - | W01b | Estimated Diversity | 0 | 667 | 678 | 707 | 723 | 748 | 735 | 735 | 774 | 789 | 795
2009 | US | SERC | - | - | W01c | Additions for non-member load (load served by non-registered LSE's in a region) | 0 | 79 | 62 | 65 | 65 | 66 | 67 | 68 | 69 | 69 | 71
2009 | US | SERC | - | - | W01d | Stand-by Load Under Contract (Normally served by behind the meter generation) | 0 | 131 | 132 | 135 | 135 | 138 | 138 | 141 | 142 | 145 | 147
2009 | US | SERC | - | - | W02 | Total Internal Demand | 179596 | 181045 | 183608 | 187639 | 190266 | 193586 | 195725 | 197656 | 200182 | 203611 | 206639
2009 | US | SERC | - | - | W02a | Direct Control Load Management | 380 | 621 | 725 | 823 | 921 | 1018 | 1108 | 1203 | 1222 | 1241 | 1255
2009 | US | SERC | - | - | W02b | Contractually Interruptible (Curtailable) | 3863 | 4612 | 4871 | 4982 | 4920 | 4937 | 4939 | 4937 | 4913 | 4946 | 4930
2009 | US | SERC | - | - | W02c | Critical Peak-Pricing (CPP) with Control | 0 | 0 | 2 | 4 | 5 | 7 | 9 | 11 | 13 | 13 | 13
2009 | US | SERC | - | - | W02d | Load as a Capacity Resource | 154 | 271 | 272 | 273 | 260 | 260 | 260 | 260 | 260 | 260 | 260
2009 | US | SERC | - | - | W03 | Net Internal Demand = 2-2a-2b-2c-2d | 175199 | 175541 | 177738 | 181557 | 184160 | 187364 | 189409 | 191245 | 193774 | 197151 | 200181
2009 | US | SERC | - | - | W04a | Demand Response used for Reserves - Spinning | 615 | 608 | 608 | 608 | 608 | 608 | 608 | 608 | 608 | 608 | 608
2009 | US | SERC | - | - | W04b | Demand Response used for Reserves - Non-Spinning | 239 | 241 | 254 | 258 | 258 | 258 | 258 | 258 | 258 | 258 | 258
2009 | US | SERC | - | - | W04c | Demand Response used for Regulation | 23 | 23 | 23 | 24 | 24 | 25 | 25 | 25 | 26 | 26 | 26
2009 | US | SERC | - | - | W04d | Demand Response used for Energy, Voluntary - Emergency | 419 | 419 | 419 | 419 | 419 | 419 | 419 | 419 | 419 | 419 | 419
2009 | US | SERC | - | - | W05 | TOTAL INTERNAL CAPACITY = 6+7 | 252762 | 270691 | 269442 | 274095 | 277446 | 280392 | 282150 | 284254 | 287673 | 288833 | 292059
2009 | US | SERC | - | - | W06 | EXISTING CAPACITY = 6a+6b+6c | 252762 | 267743 | 265362 | 265904 | 264647 | 265239 | 264836 | 265984 | 265812 | 265663 | 267172
2009 | US | SERC | - | - | W06a | Existing, Certain (Note: The sum of 6a1 through 6a4 must be <= 6a) | 237617 | 250204 | 246360 | 245641 | 243032 | 242195 | 241465 | 242081 | 241633 | 241332 | 241271
2009 | US | SERC | - | - | W06a1 | Wind Expected On-Peak | 0 | 0 | 0 | 0 | 0 | 0 | 0 | 0 | 0 | 0 | 0
2009 | US | SERC | - | - | W06a2 | Solar Expected On-Peak | 0 | 0 | 0 | 0 | 0 | 0 | 0 | 0 | 0 | 0 | 0
2009 | US | SERC | - | - | W06a3 | Hydro Expected On-Peak | 12127.6 | 12147.6 | 12251.6 | 12273.6 | 12276.6 | 12240.6 | 12276.6 | 12276.6 | 12276.6 | 12277.6 | 12277.6
2009 | US | SERC | - | - | W06a4 | Biomass Expected On-Peak | 214 | 214 | 214 | 214 | 214 | 214 | 214 | 214 | 214 | 214 | 214
2009 | US | SERC | - | - | W06a5 | Load as a Capacity Resource Expected On-Peak (Load Management Programs) | 0 | 0 | 0 | 0 | 0 | 0 | 0 | 0 | 0 | 0 | 0
2009 | US | SERC | - | - | W06b | Existing, Other (Note: The sum of 6b1 through 6b7 must be <= 6b) | 14686 | 15164 | 16835 | 17528 | 18742 | 19481 | 19531 | 19531 | 19531 | 19530 | 21100
2009 | US | SERC | - | - | W06b1 | Wind Derate On-Peak | 0 | 0 | 0 | 0 | 0 | 0 | 0 | 0 | 0 | 0 | 0
2009 | US | SERC | - | - | W06b2 | Solar Derate On-Peak | 0 | 0 | 0 | 0 | 0 | 0 | 0 | 0 | 0 | 0 | 0
2009 | US | SERC | - | - | W06b3 | Hydro Derate On-Peak | 118 | 100 | 120 | 100 | 99 | 99 | 99 | 99 | 99 | 98 | 98
2009 | US | SERC | - | - | W06b4 | Biomass Derate On-Peak | 0 | 0 | 0 | 0 | 0 | 0 | 0 | 0 | 0 | 0 | 0
2009 | US | SERC | - | - | W06b5 | Load as a Capacity Resource Derate On-Peak (Load Management Programs) | 0 | 0 | 0 | 0 | 0 | 0 | 0 | 0 | 0 | 0 | 0
2009 | US | SERC | - | - | W06b6 | Energy Only | 2165 | 2165 | 2765 | 2730 | 2730 | 2730 | 2730 | 2730 | 2730 | 2730 | 2730
2009 | US | SERC | - | - | W06b7 | Scheduled Outage - Maintenance | 1159 | 819 | 1211 | 875 | 700 | 520 | 340 | 340 | 340 | 340 | 340
2009 | US | SERC | - | - | W06b8 | Transmission-Limited Resources | 0 | 0 | 0 | 0 | 0 | 0 | 0 | 0 | 0 | 0 | 0
2009 | US | SERC | - | - | W06c | Existing, Inoperable (Note: Capacity reported in this line are not used in margin calculations) | 459 | 2375 | 2167 | 2735 | 2873 | 3563 | 3840 | 4372 | 4648 | 4801 | 4801
2009 | US | SERC | - | - | W07 | FUTURE CAPACITY ADDITIONS = 7a+7b | 0 | 2948 | 4080 | 8191 | 12799 | 15153 | 17314 | 18270 | 21861 | 23170 | 24887
2009 | US | SERC | - | - | W07a | Future, Planned (Note: Only the net expected On-Peak values are included in this line and does not include Energy Only.) | 0 | 2519 | 4080 | 8106 | 12560 | 13290 | 13820 | 13838 | 16405 | 16388 | 16388
2009 | US | SERC | - | - | W07a1 | Wind Expected On-Peak | 0 | 0 | 0 | 0 | 0 | 0 | 0 | 0 | 0 | 0 | 0
2009 | US | SERC | - | - | W07a2 | Solar Expected On-Peak | 0 | 0 | 0 | 0 | 0 | 0 | 0 | 0 | 0 | 0 | 0
2009 | US | SERC | - | - | W07a3 | Hydro Expected On-Peak | 0 | 4 | 2 | 2 | 2 | 0 | 0 | 0 | 0 | 0 | 0
2009 | US | SERC | - | - | W07a4 | Biomass Expected On-Peak | 0 | 34 | 34 | 34 | 34 | 34 | 34 | 34 | 34 | 34 | 34
2009 | US | SERC | - | - | W07b | Future, Other (Note: Only the net expected On-Peak values are included in this line and does not include Energy Only.) | 0 | 429 | 1632 | 2249 | 2252 | 2255 | 3258 | 3261 | 3415 | 4418 | 4421
2009 | US | SERC | - | - | W07b1 | Wind Expected On-Peak | 0 | 0 | 0 | 0 | 0 | 0 | 0 | 0 | 0 | 0 | 0
2009 | US | SERC | - | - | W07b2 | Wind Derate On-Peak | 0 | 0 | 0 | 0 | 0 | 0 | 0 | 0 | 0 | 0 | 0
2009 | US | SERC | - | - | W07b3 | Solar Expected On-Peak | 0 | 0 | 0 | 0 | 0 | 0 | 0 | 0 | 0 | 0 | 0
2009 | US | SERC | - | - | W07b4 | Solar Derate On-Peak | 0 | 0 | 0 | 0 | 0 | 0 | 0 | 0 | 0 | 0 | 0
2009 | US | SERC | - | - | W07b5 | Hydro Expected On-Peak | 0 | 0 | 0 | 0 | 0 | 0 | 0 | 0 | 0 | 0 | 0
2009 | US | SERC | - | - | W07b6 | Hydro Derate On-Peak | 0 | 0 | 0 | 0 | 0 | 0 | 0 | 0 | 0 | 0 | 0
2009 | US | SERC | - | - | W07b7 | Biomass Expected On-Peak | 0 | 3 | 6 | 10 | 13 | 16 | 19 | 22 | 26 | 29 | 32
2009 | US | SERC | - | - | W07b8 | Biomass Derate On-Peak | 0 | 0 | 0 | 0 | 0 | 0 | 0 | 0 | 0 | 0 | 0
2009 | US | SERC | - | - | W07b9 | Energy Only | 0 | 0 | 0 | 0 | 0 | 0 | 0 | 0 | 0 | 0 | 0
2009 | US | SERC | - | - | W08 | Conceptual (Note: Only the net expected on-peak capacity is included in this line and does not include Energy Only.) | 0 | 0 | 0 | 85 | 239 | 1863 | 3494 | 4432 | 5456 | 6782 | 8499
2009 | US | SERC | - | - | W08a1 | Wind Expected On-Peak | 0 | 0 | 0 | 0 | 0 | 0 | 0 | 0 | 0 | 0 | 0
2009 | US | SERC | - | - | W08a2 | Wind Derate On-Peak | 0 | 0 | 0 | 0 | 0 | 0 | 0 | 0 | 0 | 0 | 0
2009 | US | SERC | - | - | W08a3 | Solar Expected On-Peak | 0 | 0 | 0 | 0 | 0 | 0 | 0 | 0 | 0 | 0 | 0
2009 | US | SERC | - | - | W08a4 | Solar Derate On-Peak | 0 | 0 | 0 | 0 | 0 | 0 | 0 | 0 | 0 | 0 | 0
2009 | US | SERC | - | - | W08a5 | Hydro Expected On-Peak | 0 | 0 | 0 | 0 | 0 | 0 | 1 | 1 | 1 | 0 | 0
2009 | US | SERC | - | - | W08a6 | Hydro Derate On-Peak | 0 | 0 | 0 | 0 | 0 | 0 | 0 | 0 | 0 | 0 | 0
2009 | US | SERC | - | - | W08a7 | Biomass Expected On-Peak | 0 | 0 | 0 | 0 | 0 | 0 | 0 | 0 | 0 | 0 | 0
2009 | US | SERC | - | - | W08a8 | Biomass Derate On-Peak | 0 | 0 | 0 | 0 | 0 | 0 | 0 | 0 | 0 | 0 | 0
2009 | US | SERC | - | - | W08a9 | Energy Only | 0 | 0 | 0 | 0 | 0 | 0 | 0 | 0 | 0 | 0 | 0
2009 | US | SERC | - | - | W09 | DELIVERABLE INTERNAL CAPACITY = 6a+7a | 237617 | 252723 | 250440 | 253747 | 255592 | 255485 | 255285 | 255919 | 258038 | 257720 | 257659
2009 | US | SERC | - | - | W10 | CAPACITY TRANSACTIONS - IMPORTS = 10a+10b+10c+10d | 5454 | 5249 | 5233 | 5735 | 5862 | 6116 | 7183 | 7534 | 7386 | 7347 | 7628
2009 | US | SERC | - | - | W10a | Firm (Note: The sum of 10a1 and 10a2 must be <= 10a) | 5454 | 5249 | 5233 | 5735 | 5862 | 6116 | 7183 | 7534 | 7386 | 7347 | 7628
2009 | US | SERC | - | - | W10a1 | Full-Responsibility Purchases | 0 | 0 | 0 | 0 | 0 | 0 | 0 | 0 | 0 | 0 | 0
2009 | US | SERC | - | - | W10a2 | Owned Capacity/Entitlement Located Outside the Region/Subregion | 0 | 0 | 0 | 0 | 0 | 0 | 0 | 0 | 0 | 0 | 0
2009 | US | SERC | - | - | W10b | Non-firm | 0 | 0 | 0 | 0 | 0 | 0 | 0 | 0 | 0 | 0 | 0
2009 | US | SERC | - | - | W10c | Expected (Note: The sum of 10c1 and 10c2 must be <= 10c) | 0 | 0 | 0 | 0 | 0 | 0 | 0 | 0 | 0 | 0 | 0
2009 | US | SERC | - | - | W10c1 | Full-Responsibility Purchases | 0 | 0 | 0 | 0 | 0 | 0 | 0 | 0 | 0 | 0 | 0
2009 | US | SERC | - | - | W10c2 | Owned Capacity/Entitlement Located Outside the Region/Subregion | 0 | 0 | 0 | 0 | 0 | 0 | 0 | 0 | 0 | 0 | 0
2009 | US | SERC | - | - | W10d | Provisional – transactions under study, but negotiations have not begun. | 0 | 0 | 0 | 0 | 0 | 0 | 0 | 0 | 0 | 0 | 0
2009 | US | SERC | - | - | W11 | CAPACITY TRANSACTIONS - EXPORTS = 11a+11b+11c+11d | 8274 | 6952 | 5664 | 5422 | 5294 | 5314 | 5137 | 5149 | 4301 | 4409 | 4518
2009 | US | SERC | - | - | W11a | Firm (Note: The sum of 11a1 and 11a2 must be <= 11a) | 8274 | 6780 | 5492 | 5250 | 5122 | 5142 | 4965 | 4977 | 4129 | 4237 | 4346
2009 | US | SERC | - | - | W11a1 | Full-Responsibility Purchases | 0 | 0 | 0 | 0 | 0 | 0 | 0 | 0 | 0 | 0 | 0
2009 | US | SERC | - | - | W11a2 | Owned Capacity/Entitlement Located Outside the Region/Subregion | 0 | 0 | 0 | 0 | 0 | 0 | 0 | 0 | 0 | 0 | 0
2009 | US | SERC | - | - | W11b | Non-firm | 0 | 172 | 172 | 172 | 172 | 172 | 172 | 172 | 172 | 172 | 172
2009 | US | SERC | - | - | W11c | Expected (Note: The sum of 11c1 and 11c2 must be <= 11c) | 0 | 0 | 0 | 0 | 0 | 0 | 0 | 0 | 0 | 0 | 0
2009 | US | SERC | - | - | W11c1 | Full-Responsibility Purchases | 0 | 0 | 0 | 0 | 0 | 0 | 0 | 0 | 0 | 0 | 0
2009 | US | SERC | - | - | W11c2 | Owned Capacity/Entitlement Located Outside the Region/Subregion | 0 | 0 | 0 | 0 | 0 | 0 | 0 | 0 | 0 | 0 | 0
2009 | US | SERC | - | - | W11d | Provisional – transactions under study, but negotiations have not begun. | 0 | 0 | 0 | 0 | 0 | 0 | 0 | 0 | 0 | 0 | 0
2009 | US | SERC | - | - | W12 | EXISTING, CERTAIN CAPACITY & NET FIRM TRANSACTIONS = 6a+Net Firm Transactions | 234797 | 248673 | 246101 | 246126 | 243772 | 243169 | 243683 | 244638 | 244890 | 244442 | 244553
2009 | US | SERC | - | - | W13 | DELIVERABLE CAPACITY RESOURCES = 12+7a+Net Expected Transactions | 234797 | 251192 | 250181 | 254232 | 256332 | 256459 | 257503 | 258476 | 261295 | 260830 | 260941
2009 | US | SERC | - | - | W14 | PROSPECTIVE CAPACITY RESOURCES = 13+6b-[Existing,Other Derates]+16b | 246041 | 263272 | 262920 | 268055 | 271545 | 272591 | 273865 | 274838 | 277657 | 277192 | 278873
2009 | US | SERC | - | - | W15 | TOTAL POTENTIAL CAPACITY RESOURCES = 13+6b-[Existing,Other Derates]+7b+ 8+Net Provisional Transactions | 246041 | 263701 | 264552 | 270389 | 274036 | 276709 | 280617 | 282531 | 286528 | 288392 | 291793
2009 | US | SERC | - | - | W15a | ADJUSTED POTENTIAL CAPACITY RESOURCES = 13+6b-[Existing,Other Derates]+ 16b+16d+Net Provisional Transactions | 246041 | 263272 | 262920 | 268055 | 271545 | 272591 | 273865 | 274838 | 277657 | 277192 | 278873
2009 | US | SERC | - | - | W16a | Confidence of Future, Other (7b), using reasonable judgement | 0 | 0 | 0 | 0 | 0 | 0 | 0 | 0 | 0 | 0 | 0
2009 | US | SERC | - | - | W16b | Net Future, Other Resources After Confidence Percentage Is Applied = 7b*16a | 0 | 0 | 0 | 0 | 0 | 0 | 0 | 0 | 0 | 0 | 0
2009 | US | SERC | - | - | W16c | Confidence of Conceptual (8), using reasonable judgement | 0 | 0 | 0 | 0 | 0 | 0 | 0 | 0 | 0 | 0 | 0
2009 | US | SERC | - | - | W16d | Net Conceptual Resources After Confidence Percentage Is Applied = 8*16c | 0 | 0 | 0 | 0 | 0 | 0 | 0 | 0 | 0 | 0 | 0
2009 | US | SERC | - | - | W17C | Region/Subregion Target Capacity Margin | 0 | 0 | 0 | 0 | 0 | 0 | 0 | 0 | 0 | 0 | 0
2009 | US | SERC | - | - | W17R | Region/Subregion Target Reserve Margin | 0 | 0.15 | 0.15 | 0.15 | 0.15 | 0.15 | 0.15 | 0.15 | 0.15 | 0.15 | 0.15
2009 | US | SERC | - | - | W18C | Existing Certain and Net Firm Transactions = (12-3)/12 | 0 | 0.29409 | 0.27778 | 0.26234 | 0.24454 | 0.22949 | 0.22272 | 0.21825 | 0.20873 | 0.19347 | 0.18144
2009 | US | SERC | - | - | W19C | Deliverable Capacity Resources = (13-3)/13 | 0 | 0.30117 | 0.28956 | 0.28586 | 0.28156 | 0.26942 | 0.26444 | 0.26011 | 0.25841 | 0.24414 | 0.23285
2009 | US | SERC | - | - | W20C | Prospective Capacity Resources = (14-3)/14 | 0 | 0.33323 | 0.32398 | 0.32269 | 0.32181 | 0.31266 | 0.30839 | 0.30415 | 0.30211 | 0.28876 | 0.28218
2009 | US | SERC | - | - | W21C | Total Potential Resources = (15-3)/15 | 0 | 0.33432 | 0.32815 | 0.32853 | 0.32797 | 0.32288 | 0.32503 | 0.3231 | 0.32372 | 0.31638 | 0.31396
2009 | US | SERC | - | - | W22C | Adjusted Potential Resources = (15a-3)/15a | 0 | 0.33323 | 0.32398 | 0.32269 | 0.32181 | 0.31266 | 0.30839 | 0.30415 | 0.30211 | 0.28876 | 0.28218
2009 | US | SERC | - | - | W18R | Existing Certain and Net Firm Transactions = (12-3)/3 | 0 | 0.41661 | 0.38463 | 0.35564 | 0.3237 | 0.29784 | 0.28654 | 0.27919 | 0.26379 | 0.23987 | 0.22166
2009 | US | SERC | - | - | W19R | Deliverable Capacity Resources = (13-3)/3 | 0 | 0.43096 | 0.40758 | 0.40029 | 0.3919 | 0.36877 | 0.35951 | 0.35154 | 0.34845 | 0.323 | 0.30353
2009 | US | SERC | - | - | W20R | Prospective Capacity Resources = (14-3)/3 | 0 | 0.49977 | 0.47926 | 0.47642 | 0.47451 | 0.45487 | 0.44589 | 0.4371 | 0.43289 | 0.40599 | 0.3931
2009 | US | SERC | - | - | W21R | Total Potential Resources = (15-3)/3 | 0 | 0.50222 | 0.48844 | 0.48928 | 0.48803 | 0.47685 | 0.48154 | 0.47732 | 0.47867 | 0.4628 | 0.45765
2009 | US | SERC | - | - | W22R | Adjusted Potential Resources = (15a-3)/3 | 0 | 0.49977 | 0.47926 | 0.47642 | 0.47451 | 0.45487 | 0.44589 | 0.4371 | 0.43289 | 0.40599 | 0.3931
2009 | US | SERC | - | - | W24 | Other Capacity < 1 MW | 0 | 0 | 0 | 0 | 0 | 0 | 0 | 0 | 0 | 0 | 0
2009 | US | SERC | - | - | W25 | Distributed Generator Capacity >= 1 MW | 0 | 0 | 0 | 0 | 0 | 0 | 0 | 0 | 0 | 0 | 0
2009 | US | SERC | - | - | W26 | Capacity Total from EIA-860 | 0 | 0 | 0 | 0 | 0 | 0 | 0 | 0 | 0 | 0 | 0
2009 | US | SERC | - | - | W27 | Total Installed Baseline Capacity Resources = 12+6b | 249483 | 0 | 0 | 0 | 0 | 0 | 0 | 0 | 0 | 0 | 0
2009 | US | SERC | Central | - | W01 | Unrestricted Non-coincident Peak Demand = 2+1a+1b-1c-1d | 42556 | 42598 | 43338 | 44245 | 44751 | 45554 | 45227 | 44950 | 45406 | 46156 | 46933
2009 | US | SERC | Central | - | W01a | New Conservation (Energy Efficiency) | 0 | 358 | 677 | 1101 | 1296 | 1438 | 1596 | 1771 | 1856 | 1939 | 2039
2009 | US | SERC | Central | - | W01b | Estimated Diversity | 0 | 0 | 0 | 0 | 0 | 0 | 0 | 0 | 0 | 0 | 0
2009 | US | SERC | Central | - | W01c | Additions for non-member load (load served by non-registered LSE's in a region) | 0 | 0 | 0 | 0 | 0 | 0 | 0 | 0 | 0 | 0 | 0
2009 | US | SERC | Central | - | W01d | Stand-by Load Under Contract (Normally served by behind the meter generation) | 0 | 0 | 0 | 0 | 0 | 0 | 0 | 0 | 0 | 0 | 0
2009 | US | SERC | Central | - | W02 | Total Internal Demand | 42556 | 42240 | 42661 | 43144 | 43455 | 44116 | 43631 | 43179 | 43550 | 44217 | 44894
2009 | US | SERC | Central | - | W02a | Direct Control Load Management | 0 | 9 | 12 | 15 | 15 | 15 | 15 | 15 | 15 | 15 | 15
2009 | US | SERC | Central | - | W02b | Contractually Interruptible (Curtailable) | 1379 | 1595 | 1789 | 1780 | 1774 | 1770 | 1770 | 1770 | 1770 | 1770 | 1770
2009 | US | SERC | Central | - | W02c | Critical Peak-Pricing (CPP) with Control | 0 | 0 | 2 | 4 | 5 | 7 | 9 | 11 | 13 | 13 | 13
2009 | US | SERC | Central | - | W02d | Load as a Capacity Resource | 0 | 0 | 0 | 0 | 0 | 0 | 0 | 0 | 0 | 0 | 0
2009 | US | SERC | Central | - | W03 | Net Internal Demand = 2-2a-2b-2c-2d | 41177 | 40636 | 40858 | 41345 | 41661 | 42324 | 41837 | 41383 | 41752 | 42419 | 43096
2009 | US | SERC | Central | - | W04a | Demand Response used for Reserves - Spinning | 0 | 0 | 0 | 0 | 0 | 0 | 0 | 0 | 0 | 0 | 0
2009 | US | SERC | Central | - | W04b | Demand Response used for Reserves - Non-Spinning | 0 | 0 | 0 | 0 | 0 | 0 | 0 | 0 | 0 | 0 | 0
2009 | US | SERC | Central | - | W04c | Demand Response used for Regulation | 0 | 0 | 0 | 0 | 0 | 0 | 0 | 0 | 0 | 0 | 0
2009 | US | SERC | Central | - | W04d | Demand Response used for Energy, Voluntary - Emergency | 0 | 0 | 0 | 0 | 0 | 0 | 0 | 0 | 0 | 0 | 0
2009 | US | SERC | Central | - | W05 | TOTAL INTERNAL CAPACITY = 6+7 | 51197 | 53809 | 55110 | 54863 | 56434 | 57243 | 57255 | 56939 | 57303 | 57721 | 57721
2009 | US | SERC | Central | - | W06 | EXISTING CAPACITY = 6a+6b+6c | 51197 | 53639 | 54191 | 53943 | 53962 | 54672 | 54586 | 54564 | 54536 | 54527 | 54527
2009 | US | SERC | Central | - | W06a | Existing, Certain (Note: The sum of 6a1 through 6a4 must be <= 6a) | 50729 | 52741 | 52931 | 52562 | 51366 | 51334 | 51428 | 51406 | 51378 | 51369 | 51369
2009 | US | SERC | Central | - | W06a1 | Wind Expected On-Peak | 0 | 0 | 0 | 0 | 0 | 0 | 0 | 0 | 0 | 0 | 0
2009 | US | SERC | Central | - | W06a2 | Solar Expected On-Peak | 0 | 0 | 0 | 0 | 0 | 0 | 0 | 0 | 0 | 0 | 0
2009 | US | SERC | Central | - | W06a3 | Hydro Expected On-Peak | 4396 | 4372 | 4485 | 4485 | 4485 | 4485 | 4485 | 4485 | 4485 | 4485 | 4485
2009 | US | SERC | Central | - | W06a4 | Biomass Expected On-Peak | 73 | 73 | 73 | 73 | 73 | 73 | 73 | 73 | 73 | 73 | 73
2009 | US | SERC | Central | - | W06a5 | Load as a Capacity Resource Expected On-Peak (Load Management Programs) | 0 | 0 | 0 | 0 | 0 | 0 | 0 | 0 | 0 | 0 | 0
2009 | US | SERC | Central | - | W06b | Existing, Other (Note: The sum of 6b1 through 6b7 must be <= 6b) | 468 | 898 | 1260 | 1381 | 2596 | 3338 | 3158 | 3158 | 3158 | 3158 | 3158
2009 | US | SERC | Central | - | W06b1 | Wind Derate On-Peak | 0 | 0 | 0 | 0 | 0 | 0 | 0 | 0 | 0 | 0 | 0
2009 | US | SERC | Central | - | W06b2 | Solar Derate On-Peak | 0 | 0 | 0 | 0 | 0 | 0 | 0 | 0 | 0 | 0 | 0
2009 | US | SERC | Central | - | W06b3 | Hydro Derate On-Peak | 0 | 0 | 0 | 0 | 0 | 0 | 0 | 0 | 0 | 0 | 0
2009 | US | SERC | Central | - | W06b4 | Biomass Derate On-Peak | 0 | 0 | 0 | 0 | 0 | 0 | 0 | 0 | 0 | 0 | 0
2009 | US | SERC | Central | - | W06b5 | Load as a Capacity Resource Derate On-Peak (Load Management Programs) | 0 | 0 | 0 | 0 | 0 | 0 | 0 | 0 | 0 | 0 | 0
2009 | US | SERC | Central | - | W06b6 | Energy Only | 0 | 0 | 0 | 0 | 0 | 0 | 0 | 0 | 0 | 0 | 0
2009 | US | SERC | Central | - | W06b7 | Scheduled Outage - Maintenance | 468 | 479 | 841 | 535 | 360 | 180 | 0 | 0 | 0 | 0 | 0
2009 | US | SERC | Central | - | W06b8 | Transmission-Limited Resources | 0 | 0 | 0 | 0 | 0 | 0 | 0 | 0 | 0 | 0 | 0
2009 | US | SERC | Central | - | W06c | Existing, Inoperable (Note: Capacity reported in this line are not used in margin calculations) | 0 | 0 | 0 | 0 | 0 | 0 | 0 | 0 | 0 | 0 | 0
2009 | US | SERC | Central | - | W07 | FUTURE CAPACITY ADDITIONS = 7a+7b | 0 | 170 | 919 | 920 | 2472 | 2571 | 2669 | 2375 | 2767 | 3194 | 3194
2009 | US | SERC | Central | - | W07a | Future, Planned (Note: Only the net expected On-Peak values are included in this line and does not include Energy Only.) | 0 | 167 | 919 | 920 | 2374 | 2375 | 2375 | 2375 | 2375 | 2375 | 2375
2009 | US | SERC | Central | - | W07a1 | Wind Expected On-Peak | 0 | 0 | 0 | 0 | 0 | 0 | 0 | 0 | 0 | 0 | 0
2009 | US | SERC | Central | - | W07a2 | Solar Expected On-Peak | 0 | 0 | 0 | 0 | 0 | 0 | 0 | 0 | 0 | 0 | 0
2009 | US | SERC | Central | - | W07a3 | Hydro Expected On-Peak | 0 | 0 | 0 | 0 | 0 | 0 | 0 | 0 | 0 | 0 | 0
2009 | US | SERC | Central | - | W07a4 | Biomass Expected On-Peak | 0 | 0 | 0 | 0 | 0 | 0 | 0 | 0 | 0 | 0 | 0
2009 | US | SERC | Central | - | W07b | Future, Other (Note: Only the net expected On-Peak values are included in this line and does not include Energy Only.) | 0 | 3 | 6 | 10 | 13 | 16 | 19 | 22 | 26 | 29 | 32
2009 | US | SERC | Central | - | W07b1 | Wind Expected On-Peak | 0 | 0 | 0 | 0 | 0 | 0 | 0 | 0 | 0 | 0 | 0
2009 | US | SERC | Central | - | W07b2 | Wind Derate On-Peak | 0 | 0 | 0 | 0 | 0 | 0 | 0 | 0 | 0 | 0 | 0
2009 | US | SERC | Central | - | W07b3 | Solar Expected On-Peak | 0 | 0 | 0 | 0 | 0 | 0 | 0 | 0 | 0 | 0 | 0
2009 | US | SERC | Central | - | W07b4 | Solar Derate On-Peak | 0 | 0 | 0 | 0 | 0 | 0 | 0 | 0 | 0 | 0 | 0
2009 | US | SERC | Central | - | W07b5 | Hydro Expected On-Peak | 0 | 0 | 0 | 0 | 0 | 0 | 0 | 0 | 0 | 0 | 0
2009 | US | SERC | Central | - | W07b6 | Hydro Derate On-Peak | 0 | 0 | 0 | 0 | 0 | 0 | 0 | 0 | 0 | 0 | 0
2009 | US | SERC | Central | - | W07b7 | Biomass Expected On-Peak | 0 | 3 | 6 | 10 | 13 | 16 | 19 | 22 | 26 | 29 | 32
2009 | US | SERC | Central | - | W07b8 | Biomass Derate On-Peak | 0 | 0 | 0 | 0 | 0 | 0 | 0 | 0 | 0 | 0 | 0
2009 | US | SERC | Central | - | W07b9 | Energy Only | 0 | 0 | 0 | 0 | 0 | 0 | 0 | 0 | 0 | 0 | 0
2009 | US | SERC | Central | - | W08 | Conceptual (Note: Only the net expected on-peak capacity is included in this line and does not include Energy Only.) | 0 | 0 | 0 | 0 | 98 | 196 | 294 | 0 | 392 | 819 | 819
2009 | US | SERC | Central | - | W08a1 | Wind Expected On-Peak | 0 | 0 | 0 | 0 | 0 | 0 | 0 | 0 | 0 | 0 | 0
2009 | US | SERC | Central | - | W08a2 | Wind Derate On-Peak | 0 | 0 | 0 | 0 | 0 | 0 | 0 | 0 | 0 | 0 | 0
2009 | US | SERC | Central | - | W08a3 | Solar Expected On-Peak | 0 | 0 | 0 | 0 | 0 | 0 | 0 | 0 | 0 | 0 | 0
2009 | US | SERC | Central | - | W08a4 | Solar Derate On-Peak | 0 | 0 | 0 | 0 | 0 | 0 | 0 | 0 | 0 | 0 | 0
2009 | US | SERC | Central | - | W08a5 | Hydro Expected On-Peak | 0 | 0 | 0 | 0 | 0 | 0 | 0 | 0 | 0 | 0 | 0
2009 | US | SERC | Central | - | W08a6 | Hydro Derate On-Peak | 0 | 0 | 0 | 0 | 0 | 0 | 0 | 0 | 0 | 0 | 0
2009 | US | SERC | Central | - | W08a7 | Biomass Expected On-Peak | 0 | 0 | 0 | 0 | 0 | 0 | 0 | 0 | 0 | 0 | 0
2009 | US | SERC | Central | - | W08a8 | Biomass Derate On-Peak | 0 | 0 | 0 | 0 | 0 | 0 | 0 | 0 | 0 | 0 | 0
2009 | US | SERC | Central | - | W08a9 | Energy Only | 0 | 0 | 0 | 0 | 0 | 0 | 0 | 0 | 0 | 0 | 0
2009 | US | SERC | Central | - | W09 | DELIVERABLE INTERNAL CAPACITY = 6a+7a | 50729 | 52908 | 53850 | 53482 | 53740 | 53709 | 53803 | 53781 | 53753 | 53744 | 53744
2009 | US | SERC | Central | - | W10 | CAPACITY TRANSACTIONS - IMPORTS = 10a+10b+10c+10d | 234 | 184 | 184 | 184 | 184 | 184 | 184 | 184 | 184 | 184 | 184
2009 | US | SERC | Central | - | W10a | Firm (Note: The sum of 10a1 and 10a2 must be <= 10a) | 234 | 184 | 184 | 184 | 184 | 184 | 184 | 184 | 184 | 184 | 184
2009 | US | SERC | Central | - | W10a1 | Full-Responsibility Purchases | 0 | 0 | 0 | 0 | 0 | 0 | 0 | 0 | 0 | 0 | 0
2009 | US | SERC | Central | - | W10a2 | Owned Capacity/Entitlement Located Outside the Region/Subregion | 0 | 0 | 0 | 0 | 0 | 0 | 0 | 0 | 0 | 0 | 0
2009 | US | SERC | Central | - | W10b | Non-firm | 0 | 0 | 0 | 0 | 0 | 0 | 0 | 0 | 0 | 0 | 0
2009 | US | SERC | Central | - | W10c | Expected (Note: The sum of 10c1 and 10c2 must be <= 10c) | 0 | 0 | 0 | 0 | 0 | 0 | 0 | 0 | 0 | 0 | 0
2009 | US | SERC | Central | - | W10c1 | Full-Responsibility Purchases | 0 | 0 | 0 | 0 | 0 | 0 | 0 | 0 | 0 | 0 | 0
2009 | US | SERC | Central | - | W10c2 | Owned Capacity/Entitlement Located Outside the Region/Subregion | 0 | 0 | 0 | 0 | 0 | 0 | 0 | 0 | 0 | 0 | 0
2009 | US | SERC | Central | - | W10d | Provisional – transactions under study, but negotiations have not begun. | 0 | 0 | 0 | 0 | 0 | 0 | 0 | 0 | 0 | 0 | 0
2009 | US | SERC | Central | - | W11 | CAPACITY TRANSACTIONS - EXPORTS = 11a+11b+11c+11d | 308 | 307 | 495 | 495 | 495 | 495 | 504 | 504 | 504 | 504 | 504
2009 | US | SERC | Central | - | W11a | Firm (Note: The sum of 11a1 and 11a2 must be <= 11a) | 308 | 307 | 495 | 495 | 495 | 495 | 504 | 504 | 504 | 504 | 504
2009 | US | SERC | Central | - | W11a1 | Full-Responsibility Purchases | 0 | 0 | 0 | 0 | 0 | 0 | 0 | 0 | 0 | 0 | 0
2009 | US | SERC | Central | - | W11a2 | Owned Capacity/Entitlement Located Outside the Region/Subregion | 0 | 0 | 0 | 0 | 0 | 0 | 0 | 0 | 0 | 0 | 0
2009 | US | SERC | Central | - | W11b | Non-firm | 0 | 0 | 0 | 0 | 0 | 0 | 0 | 0 | 0 | 0 | 0
2009 | US | SERC | Central | - | W11c | Expected (Note: The sum of 11c1 and 11c2 must be <= 11c) | 0 | 0 | 0 | 0 | 0 | 0 | 0 | 0 | 0 | 0 | 0
2009 | US | SERC | Central | - | W11c1 | Full-Responsibility Purchases | 0 | 0 | 0 | 0 | 0 | 0 | 0 | 0 | 0 | 0 | 0
2009 | US | SERC | Central | - | W11c2 | Owned Capacity/Entitlement Located Outside the Region/Subregion | 0 | 0 | 0 | 0 | 0 | 0 | 0 | 0 | 0 | 0 | 0
2009 | US | SERC | Central | - | W11d | Provisional – transactions under study, but negotiations have not begun. | 0 | 0 | 0 | 0 | 0 | 0 | 0 | 0 | 0 | 0 | 0
2009 | US | SERC | Central | - | W12 | EXISTING, CERTAIN CAPACITY & NET FIRM TRANSACTIONS = 6a+Net Firm Transactions | 50655 | 52618 | 52620 | 52251 | 51055 | 51023 | 51108 | 51086 | 51058 | 51049 | 51049
2009 | US | SERC | Central | - | W13 | DELIVERABLE CAPACITY RESOURCES = 12+7a+Net Expected Transactions | 50655 | 52785 | 53539 | 53171 | 53429 | 53398 | 53483 | 53461 | 53433 | 53424 | 53424
2009 | US | SERC | Central | - | W14 | PROSPECTIVE CAPACITY RESOURCES = 13+6b-[Existing,Other Derates]+16b | 50655 | 53204 | 53958 | 54017 | 55665 | 56556 | 56641 | 56619 | 56591 | 56582 | 56582
2009 | US | SERC | Central | - | W15 | TOTAL POTENTIAL CAPACITY RESOURCES = 13+6b-[Existing,Other Derates]+7b+ 8+Net Provisional Transactions | 50655 | 53207 | 53964 | 54027 | 55776 | 56768 | 56954 | 56641 | 57009 | 57430 | 57433
2009 | US | SERC | Central | - | W15a | ADJUSTED POTENTIAL CAPACITY RESOURCES = 13+6b-[Existing,Other Derates]+ 16b+16d+Net Provisional Transactions | 50655 | 53204 | 53958 | 54017 | 55665 | 56556 | 56641 | 56619 | 56591 | 56582 | 56582
2009 | US | SERC | Central | - | W16a | Confidence of Future, Other (7b), using reasonable judgement | 0 | 0 | 0 | 0 | 0 | 0 | 0 | 0 | 0 | 0 | 0
2009 | US | SERC | Central | - | W16b | Net Future, Other Resources After Confidence Percentage Is Applied = 7b*16a | 0 | 0 | 0 | 0 | 0 | 0 | 0 | 0 | 0 | 0 | 0
2009 | US | SERC | Central | - | W16c | Confidence of Conceptual (8), using reasonable judgement | 0 | 0 | 0 | 0 | 0 | 0 | 0 | 0 | 0 | 0 | 0
2009 | US | SERC | Central | - | W16d | Net Conceptual Resources After Confidence Percentage Is Applied = 8*16c | 0 | 0 | 0 | 0 | 0 | 0 | 0 | 0 | 0 | 0 | 0
2009 | US | SERC | Central | - | W17C | Region/Subregion Target Capacity Margin | 0 | 0 | 0 | 0 | 0 | 0 | 0 | 0 | 0 | 0 | 0
2009 | US | SERC | Central | - | W17R | Region/Subregion Target Reserve Margin | 0 | 0.15 | 0.15 | 0.15 | 0.15 | 0.15 | 0.15 | 0.15 | 0.15 | 0.15 | 0.15
2009 | US | SERC | Central | - | W18C | Existing Certain and Net Firm Transactions = (12-3)/12 | 0 | 0.22772 | 0.22353 | 0.20872 | 0.184 | 0.17049 | 0.1814 | 0.18993 | 0.18226 | 0.16905 | 0.15579
2009 | US | SERC | Central | - | W19C | Deliverable Capacity Resources = (13-3)/13 | 0 | 0.23016 | 0.23686 | 0.22241 | 0.22025 | 0.20739 | 0.21775 | 0.22592 | 0.21861 | 0.20599 | 0.19332
2009 | US | SERC | Central | - | W20C | Prospective Capacity Resources = (14-3)/14 | 0 | 0.23622 | 0.24278 | 0.23459 | 0.25158 | 0.25164 | 0.26137 | 0.2691 | 0.26221 | 0.25031 | 0.23834
2009 | US | SERC | Central | - | W21C | Total Potential Resources = (15-3)/15 | 0 | 0.23627 | 0.24287 | 0.23473 | 0.25307 | 0.25444 | 0.26542 | 0.26938 | 0.26762 | 0.26138 | 0.24963
2009 | US | SERC | Central | - | W22C | Adjusted Potential Resources = (15a-3)/15a | 0 | 0.23622 | 0.24278 | 0.23459 | 0.25158 | 0.25164 | 0.26137 | 0.2691 | 0.26221 | 0.25031 | 0.23834
2009 | US | SERC | Central | - | W18R | Existing Certain and Net Firm Transactions = (12-3)/3 | 0 | 0.29486 | 0.28788 | 0.26378 | 0.22549 | 0.20553 | 0.2216 | 0.23447 | 0.22289 | 0.20345 | 0.18454
2009 | US | SERC | Central | - | W19R | Deliverable Capacity Resources = (13-3)/3 | 0 | 0.29897 | 0.31037 | 0.28603 | 0.28247 | 0.26165 | 0.27837 | 0.29186 | 0.27977 | 0.25944 | 0.23965
2009 | US | SERC | Central | - | W20R | Prospective Capacity Resources = (14-3)/3 | 0 | 0.30928 | 0.32062 | 0.30649 | 0.33614 | 0.33626 | 0.35385 | 0.36817 | 0.35541 | 0.33388 | 0.31293
2009 | US | SERC | Central | - | W21R | Total Potential Resources = (15-3)/3 | 0 | 0.30936 | 0.32077 | 0.30674 | 0.33881 | 0.34127 | 0.36133 | 0.3687 | 0.36542 | 0.35387 | 0.33268
2009 | US | SERC | Central | - | W22R | Adjusted Potential Resources = (15a-3)/3 | 0 | 0.30928 | 0.32062 | 0.30649 | 0.33614 | 0.33626 | 0.35385 | 0.36817 | 0.35541 | 0.33388 | 0.31293
2009 | US | SERC | Central | - | W24 | Other Capacity < 1 MW | 0 | 0 | 0 | 0 | 0 | 0 | 0 | 0 | 0 | 0 | 0
2009 | US | SERC | Central | - | W25 | Distributed Generator Capacity >= 1 MW | 0 | 0 | 0 | 0 | 0 | 0 | 0 | 0 | 0 | 0 | 0
2009 | US | SERC | Central | - | W26 | Capacity Total from EIA-860 | 0 | 0 | 0 | 0 | 0 | 0 | 0 | 0 | 0 | 0 | 0
2009 | US | SERC | Central | - | W27 | Total Installed Baseline Capacity Resources = 12+6b | 51123 | 0 | 0 | 0 | 0 | 0 | 0 | 0 | 0 | 0 | 0
2009 | US | SERC | Delta | - | W01 | Unrestricted Non-coincident Peak Demand = 2+1a+1b-1c-1d | 22806 | 23023 | 23651 | 24278 | 24316 | 25159 | 25810 | 26168 | 26307 | 26839 | 27201
2009 | US | SERC | Delta | - | W01a | New Conservation (Energy Efficiency) | 0 | 0 | 0 | 0 | 0 | 0 | 0 | 0 | 0 | 0 | 0
2009 | US | SERC | Delta | - | W01b | Estimated Diversity | 0 | 0 | 0 | 0 | 0 | 0 | 0 | 0 | 0 | 0 | 0
2009 | US | SERC | Delta | - | W01c | Additions for non-member load (load served by non-registered LSE's in a region) | 0 | 0 | 0 | 0 | 0 | 0 | 0 | 0 | 0 | 0 | 0
2009 | US | SERC | Delta | - | W01d | Stand-by Load Under Contract (Normally served by behind the meter generation) | 0 | 0 | 0 | 0 | 0 | 0 | 0 | 0 | 0 | 0 | 0
2009 | US | SERC | Delta | - | W02 | Total Internal Demand | 22806 | 23023 | 23651 | 24278 | 24316 | 25159 | 25810 | 26168 | 26307 | 26839 | 27201
2009 | US | SERC | Delta | - | W02a | Direct Control Load Management | 0 | 0 | 0 | 0 | 0 | 0 | 0 | 0 | 0 | 0 | 0
2009 | US | SERC | Delta | - | W02b | Contractually Interruptible (Curtailable) | 485 | 522 | 546 | 583 | 548 | 591 | 593 | 591 | 567 | 600 | 583
2009 | US | SERC | Delta | - | W02c | Critical Peak-Pricing (CPP) with Control | 0 | 0 | 0 | 0 | 0 | 0 | 0 | 0 | 0 | 0 | 0
2009 | US | SERC | Delta | - | W02d | Load as a Capacity Resource | 0 | 0 | 0 | 0 | 0 | 0 | 0 | 0 | 0 | 0 | 0
2009 | US | SERC | Delta | - | W03 | Net Internal Demand = 2-2a-2b-2c-2d | 22321 | 22501 | 23105 | 23695 | 23768 | 24568 | 25217 | 25577 | 25740 | 26239 | 26618
2009 | US | SERC | Delta | - | W04a | Demand Response used for Reserves - Spinning | 0 | 0 | 0 | 0 | 0 | 0 | 0 | 0 | 0 | 0 | 0
2009 | US | SERC | Delta | - | W04b | Demand Response used for Reserves - Non-Spinning | 0 | 0 | 0 | 0 | 0 | 0 | 0 | 0 | 0 | 0 | 0
2009 | US | SERC | Delta | - | W04c | Demand Response used for Regulation | 0 | 0 | 0 | 0 | 0 | 0 | 0 | 0 | 0 | 0 | 0
2009 | US | SERC | Delta | - | W04d | Demand Response used for Energy, Voluntary - Emergency | 0 | 0 | 0 | 0 | 0 | 0 | 0 | 0 | 0 | 0 | 0
2009 | US | SERC | Delta | - | W05 | TOTAL INTERNAL CAPACITY = 6+7 | 31943 | 43566 | 43524 | 44564 | 44563 | 45101 | 45101 | 45101 | 45101 | 45100 | 45100
2009 | US | SERC | Delta | - | W06 | EXISTING CAPACITY = 6a+6b+6c | 31943 | 43533 | 43388 | 43888 | 43887 | 43887 | 43887 | 43887 | 43887 | 43886 | 43886
2009 | US | SERC | Delta | - | W06a | Existing, Certain (Note: The sum of 6a1 through 6a4 must be <= 6a) | 29543 | 39147 | 37910 | 37342 | 37204 | 36514 | 36276 | 35744 | 35468 | 35315 | 35315
2009 | US | SERC | Delta | - | W06a1 | Wind Expected On-Peak | 0 | 0 | 0 | 0 | 0 | 0 | 0 | 0 | 0 | 0 | 0
2009 | US | SERC | Delta | - | W06a2 | Solar Expected On-Peak | 0 | 0 | 0 | 0 | 0 | 0 | 0 | 0 | 0 | 0 | 0
2009 | US | SERC | Delta | - | W06a3 | Hydro Expected On-Peak | 191 | 220 | 220 | 220 | 221 | 221 | 221 | 221 | 221 | 222 | 222
2009 | US | SERC | Delta | - | W06a4 | Biomass Expected On-Peak | 0 | 0 | 0 | 0 | 0 | 0 | 0 | 0 | 0 | 0 | 0
2009 | US | SERC | Delta | - | W06a5 | Load as a Capacity Resource Expected On-Peak (Load Management Programs) | 0 | 0 | 0 | 0 | 0 | 0 | 0 | 0 | 0 | 0 | 0
2009 | US | SERC | Delta | - | W06b | Existing, Other (Note: The sum of 6b1 through 6b7 must be <= 6b) | 2400 | 2398 | 3368 | 3868 | 3867 | 3867 | 3867 | 3867 | 3867 | 3866 | 3866
2009 | US | SERC | Delta | - | W06b1 | Wind Derate On-Peak | 0 | 0 | 0 | 0 | 0 | 0 | 0 | 0 | 0 | 0 | 0
2009 | US | SERC | Delta | - | W06b2 | Solar Derate On-Peak | 0 | 0 | 0 | 0 | 0 | 0 | 0 | 0 | 0 | 0 | 0
2009 | US | SERC | Delta | - | W06b3 | Hydro Derate On-Peak | 80 | 78 | 78 | 78 | 77 | 77 | 77 | 77 | 77 | 76 | 76
2009 | US | SERC | Delta | - | W06b4 | Biomass Derate On-Peak | 0 | 0 | 0 | 0 | 0 | 0 | 0 | 0 | 0 | 0 | 0
2009 | US | SERC | Delta | - | W06b5 | Load as a Capacity Resource Derate On-Peak (Load Management Programs) | 0 | 0 | 0 | 0 | 0 | 0 | 0 | 0 | 0 | 0 | 0
2009 | US | SERC | Delta | - | W06b6 | Energy Only | 2165 | 2165 | 2765 | 2730 | 2730 | 2730 | 2730 | 2730 | 2730 | 2730 | 2730
2009 | US | SERC | Delta | - | W06b7 | Scheduled Outage - Maintenance | 0 | 0 | 0 | 0 | 0 | 0 | 0 | 0 | 0 | 0 | 0
2009 | US | SERC | Delta | - | W06b8 | Transmission-Limited Resources | 0 | 0 | 0 | 0 | 0 | 0 | 0 | 0 | 0 | 0 | 0
2009 | US | SERC | Delta | - | W06c | Existing, Inoperable (Note: Capacity reported in this line are not used in margin calculations) | 0 | 1988 | 2110 | 2678 | 2816 | 3506 | 3744 | 4276 | 4552 | 4705 | 4705
2009 | US | SERC | Delta | - | W07 | FUTURE CAPACITY ADDITIONS = 7a+7b | 0 | 33 | 136 | 676 | 676 | 1214 | 1214 | 1214 | 1214 | 1214 | 1214
2009 | US | SERC | Delta | - | W07a | Future, Planned (Note: Only the net expected On-Peak values are included in this line and does not include Energy Only.) | 0 | 33 | 136 | 676 | 676 | 1214 | 1214 | 1214 | 1214 | 1214 | 1214
2009 | US | SERC | Delta | - | W07a1 | Wind Expected On-Peak | 0 | 0 | 0 | 0 | 0 | 0 | 0 | 0 | 0 | 0 | 0
2009 | US | SERC | Delta | - | W07a2 | Solar Expected On-Peak | 0 | 0 | 0 | 0 | 0 | 0 | 0 | 0 | 0 | 0 | 0
2009 | US | SERC | Delta | - | W07a3 | Hydro Expected On-Peak | 0 | 0 | 0 | 0 | 0 | 0 | 0 | 0 | 0 | 0 | 0
2009 | US | SERC | Delta | - | W07a4 | Biomass Expected On-Peak | 0 | 0 | 0 | 0 | 0 | 0 | 0 | 0 | 0 | 0 | 0
2009 | US | SERC | Delta | - | W07b | Future, Other (Note: Only the net expected On-Peak values are included in this line and does not include Energy Only.) | 0 | 0 | 0 | 0 | 0 | 0 | 1000 | 1000 | 1500 | 2500 | 2500
2009 | US | SERC | Delta | - | W07b1 | Wind Expected On-Peak | 0 | 0 | 0 | 0 | 0 | 0 | 0 | 0 | 0 | 0 | 0
2009 | US | SERC | Delta | - | W07b2 | Wind Derate On-Peak | 0 | 0 | 0 | 0 | 0 | 0 | 0 | 0 | 0 | 0 | 0
2009 | US | SERC | Delta | - | W07b3 | Solar Expected On-Peak | 0 | 0 | 0 | 0 | 0 | 0 | 0 | 0 | 0 | 0 | 0
2009 | US | SERC | Delta | - | W07b4 | Solar Derate On-Peak | 0 | 0 | 0 | 0 | 0 | 0 | 0 | 0 | 0 | 0 | 0
2009 | US | SERC | Delta | - | W07b5 | Hydro Expected On-Peak | 0 | 0 | 0 | 0 | 0 | 0 | 0 | 0 | 0 | 0 | 0
2009 | US | SERC | Delta | - | W07b6 | Hydro Derate On-Peak | 0 | 0 | 0 | 0 | 0 | 0 | 0 | 0 | 0 | 0 | 0
2009 | US | SERC | Delta | - | W07b7 | Biomass Expected On-Peak | 0 | 0 | 0 | 0 | 0 | 0 | 0 | 0 | 0 | 0 | 0
2009 | US | SERC | Delta | - | W07b8 | Biomass Derate On-Peak | 0 | 0 | 0 | 0 | 0 | 0 | 0 | 0 | 0 | 0 | 0
2009 | US | SERC | Delta | - | W07b9 | Energy Only | 0 | 0 | 0 | 0 | 0 | 0 | 0 | 0 | 0 | 0 | 0
2009 | US | SERC | Delta | - | W08 | Conceptual (Note: Only the net expected on-peak capacity is included in this line and does not include Energy Only.) | 0 | 0 | 0 | 0 | 0 | 0 | 0 | 0 | 0 | 0 | 0
2009 | US | SERC | Delta | - | W08a1 | Wind Expected On-Peak | 0 | 0 | 0 | 0 | 0 | 0 | 0 | 0 | 0 | 0 | 0
2009 | US | SERC | Delta | - | W08a2 | Wind Derate On-Peak | 0 | 0 | 0 | 0 | 0 | 0 | 0 | 0 | 0 | 0 | 0
2009 | US | SERC | Delta | - | W08a3 | Solar Expected On-Peak | 0 | 0 | 0 | 0 | 0 | 0 | 0 | 0 | 0 | 0 | 0
2009 | US | SERC | Delta | - | W08a4 | Solar Derate On-Peak | 0 | 0 | 0 | 0 | 0 | 0 | 0 | 0 | 0 | 0 | 0
2009 | US | SERC | Delta | - | W08a5 | Hydro Expected On-Peak | 0 | 0 | 0 | 0 | 0 | 0 | 0 | 0 | 0 | 0 | 0
2009 | US | SERC | Delta | - | W08a6 | Hydro Derate On-Peak | 0 | 0 | 0 | 0 | 0 | 0 | 0 | 0 | 0 | 0 | 0
2009 | US | SERC | Delta | - | W08a7 | Biomass Expected On-Peak | 0 | 0 | 0 | 0 | 0 | 0 | 0 | 0 | 0 | 0 | 0
2009 | US | SERC | Delta | - | W08a8 | Biomass Derate On-Peak | 0 | 0 | 0 | 0 | 0 | 0 | 0 | 0 | 0 | 0 | 0
2009 | US | SERC | Delta | - | W08a9 | Energy Only | 0 | 0 | 0 | 0 | 0 | 0 | 0 | 0 | 0 | 0 | 0
2009 | US | SERC | Delta | - | W09 | DELIVERABLE INTERNAL CAPACITY = 6a+7a | 29543 | 39180 | 38046 | 38018 | 37880 | 37728 | 37490 | 36958 | 36682 | 36529 | 36529
2009 | US | SERC | Delta | - | W10 | CAPACITY TRANSACTIONS - IMPORTS = 10a+10b+10c+10d | 2264 | 2076 | 1923 | 1723 | 1723 | 1723 | 1573 | 1573 | 1573 | 1492 | 1285
2009 | US | SERC | Delta | - | W10a | Firm (Note: The sum of 10a1 and 10a2 must be <= 10a) | 2264 | 2076 | 1923 | 1723 | 1723 | 1723 | 1573 | 1573 | 1573 | 1492 | 1285
2009 | US | SERC | Delta | - | W10a1 | Full-Responsibility Purchases | 0 | 0 | 0 | 0 | 0 | 0 | 0 | 0 | 0 | 0 | 0
2009 | US | SERC | Delta | - | W10a2 | Owned Capacity/Entitlement Located Outside the Region/Subregion | 0 | 0 | 0 | 0 | 0 | 0 | 0 | 0 | 0 | 0 | 0
2009 | US | SERC | Delta | - | W10b | Non-firm | 0 | 0 | 0 | 0 | 0 | 0 | 0 | 0 | 0 | 0 | 0
2009 | US | SERC | Delta | - | W10c | Expected (Note: The sum of 10c1 and 10c2 must be <= 10c) | 0 | 0 | 0 | 0 | 0 | 0 | 0 | 0 | 0 | 0 | 0
2009 | US | SERC | Delta | - | W10c1 | Full-Responsibility Purchases | 0 | 0 | 0 | 0 | 0 | 0 | 0 | 0 | 0 | 0 | 0
2009 | US | SERC | Delta | - | W10c2 | Owned Capacity/Entitlement Located Outside the Region/Subregion | 0 | 0 | 0 | 0 | 0 | 0 | 0 | 0 | 0 | 0 | 0
2009 | US | SERC | Delta | - | W10d | Provisional – transactions under study, but negotiations have not begun. | 0 | 0 | 0 | 0 | 0 | 0 | 0 | 0 | 0 | 0 | 0
2009 | US | SERC | Delta | - | W11 | CAPACITY TRANSACTIONS - EXPORTS = 11a+11b+11c+11d | 859 | 549 | 454 | 454 | 454 | 454 | 454 | 454 | 454 | 454 | 454
2009 | US | SERC | Delta | - | W11a | Firm (Note: The sum of 11a1 and 11a2 must be <= 11a) | 859 | 549 | 454 | 454 | 454 | 454 | 454 | 454 | 454 | 454 | 454
2009 | US | SERC | Delta | - | W11a1 | Full-Responsibility Purchases | 0 | 0 | 0 | 0 | 0 | 0 | 0 | 0 | 0 | 0 | 0
2009 | US | SERC | Delta | - | W11a2 | Owned Capacity/Entitlement Located Outside the Region/Subregion | 0 | 0 | 0 | 0 | 0 | 0 | 0 | 0 | 0 | 0 | 0
2009 | US | SERC | Delta | - | W11b | Non-firm | 0 | 0 | 0 | 0 | 0 | 0 | 0 | 0 | 0 | 0 | 0
2009 | US | SERC | Delta | - | W11c | Expected (Note: The sum of 11c1 and 11c2 must be <= 11c) | 0 | 0 | 0 | 0 | 0 | 0 | 0 | 0 | 0 | 0 | 0
2009 | US | SERC | Delta | - | W11c1 | Full-Responsibility Purchases | 0 | 0 | 0 | 0 | 0 | 0 | 0 | 0 | 0 | 0 | 0
2009 | US | SERC | Delta | - | W11c2 | Owned Capacity/Entitlement Located Outside the Region/Subregion | 0 | 0 | 0 | 0 | 0 | 0 | 0 | 0 | 0 | 0 | 0
2009 | US | SERC | Delta | - | W11d | Provisional – transactions under study, but negotiations have not begun. | 0 | 0 | 0 | 0 | 0 | 0 | 0 | 0 | 0 | 0 | 0
2009 | US | SERC | Delta | - | W12 | EXISTING, CERTAIN CAPACITY & NET FIRM TRANSACTIONS = 6a+Net Firm Transactions | 30948 | 40674 | 39379 | 38611 | 38473 | 37783 | 37395 | 36863 | 36587 | 36353 | 36146
2009 | US | SERC | Delta | - | W13 | DELIVERABLE CAPACITY RESOURCES = 12+7a+Net Expected Transactions | 30948 | 40707 | 39515 | 39287 | 39149 | 38997 | 38609 | 38077 | 37801 | 37567 | 37360
2009 | US | SERC | Delta | - | W14 | PROSPECTIVE CAPACITY RESOURCES = 13+6b-[Existing,Other Derates]+16b | 31103 | 40862 | 40040 | 40347 | 40209 | 40057 | 39669 | 39137 | 38861 | 38627 | 38420
2009 | US | SERC | Delta | - | W15 | TOTAL POTENTIAL CAPACITY RESOURCES = 13+6b-[Existing,Other Derates]+7b+ 8+Net Provisional Transactions | 31103 | 40862 | 40040 | 40347 | 40209 | 40057 | 40669 | 40137 | 40361 | 41127 | 40920
2009 | US | SERC | Delta | - | W15a | ADJUSTED POTENTIAL CAPACITY RESOURCES = 13+6b-[Existing,Other Derates]+ 16b+16d+Net Provisional Transactions | 31103 | 40862 | 40040 | 40347 | 40209 | 40057 | 39669 | 39137 | 38861 | 38627 | 38420
2009 | US | SERC | Delta | - | W16a | Confidence of Future, Other (7b), using reasonable judgement | 0 | 0 | 0 | 0 | 0 | 0 | 0 | 0 | 0 | 0 | 0
2009 | US | SERC | Delta | - | W16b | Net Future, Other Resources After Confidence Percentage Is Applied = 7b*16a | 0 | 0 | 0 | 0 | 0 | 0 | 0 | 0 | 0 | 0 | 0
2009 | US | SERC | Delta | - | W16c | Confidence of Conceptual (8), using reasonable judgement | 0 | 0 | 0 | 0 | 0 | 0 | 0 | 0 | 0 | 0 | 0
2009 | US | SERC | Delta | - | W16d | Net Conceptual Resources After Confidence Percentage Is Applied = 8*16c | 0 | 0 | 0 | 0 | 0 | 0 | 0 | 0 | 0 | 0 | 0
2009 | US | SERC | Delta | - | W17C | Region/Subregion Target Capacity Margin | 0 | 0 | 0 | 0 | 0 | 0 | 0 | 0 | 0 | 0 | 0
2009 | US | SERC | Delta | - | W17R | Region/Subregion Target Reserve Margin | 0 | 0.15 | 0.15 | 0.15 | 0.15 | 0.15 | 0.15 | 0.15 | 0.15 | 0.15 | 0.15
2009 | US | SERC | Delta | - | W18C | Existing Certain and Net Firm Transactions = (12-3)/12 | 0 | 0.4468 | 0.41327 | 0.38631 | 0.38222 | 0.34976 | 0.32566 | 0.30616 | 0.29647 | 0.27822 | 0.2636
2009 | US | SERC | Delta | - | W19C | Deliverable Capacity Resources = (13-3)/13 | 0 | 0.44724 | 0.41529 | 0.39687 | 0.39288 | 0.37 | 0.34686 | 0.32828 | 0.31907 | 0.30154 | 0.28753
2009 | US | SERC | Delta | - | W20C | Prospective Capacity Resources = (14-3)/14 | 0 | 0.44934 | 0.42295 | 0.41272 | 0.40889 | 0.38667 | 0.36431 | 0.34648 | 0.33764 | 0.32071 | 0.30718
2009 | US | SERC | Delta | - | W21C | Total Potential Resources = (15-3)/15 | 0 | 0.44934 | 0.42295 | 0.41272 | 0.40889 | 0.38667 | 0.37995 | 0.36276 | 0.36226 | 0.362 | 0.34951
2009 | US | SERC | Delta | - | W22C | Adjusted Potential Resources = (15a-3)/15a | 0 | 0.44934 | 0.42295 | 0.41272 | 0.40889 | 0.38667 | 0.36431 | 0.34648 | 0.33764 | 0.32071 | 0.30718
2009 | US | SERC | Delta | - | W18R | Existing Certain and Net Firm Transactions = (12-3)/3 | 0 | 0.80765 | 0.70435 | 0.6295 | 0.61869 | 0.53789 | 0.48293 | 0.44126 | 0.42141 | 0.38546 | 0.35795
2009 | US | SERC | Delta | - | W19R | Deliverable Capacity Resources = (13-3)/3 | 0 | 0.80912 | 0.71024 | 0.65803 | 0.64713 | 0.58731 | 0.53107 | 0.48872 | 0.46857 | 0.43172 | 0.40356
2009 | US | SERC | Delta | - | W20R | Prospective Capacity Resources = (14-3)/3 | 0 | 0.81601 | 0.73296 | 0.70276 | 0.69173 | 0.63045 | 0.57311 | 0.53016 | 0.50975 | 0.47212 | 0.44338
2009 | US | SERC | Delta | - | W21R | Total Potential Resources = (15-3)/3 | 0 | 0.81601 | 0.73296 | 0.70276 | 0.69173 | 0.63045 | 0.61276 | 0.56926 | 0.56803 | 0.5674 | 0.53731
2009 | US | SERC | Delta | - | W22R | Adjusted Potential Resources = (15a-3)/3 | 0 | 0.81601 | 0.73296 | 0.70276 | 0.69173 | 0.63045 | 0.57311 | 0.53016 | 0.50975 | 0.47212 | 0.44338
2009 | US | SERC | Delta | - | W24 | Other Capacity < 1 MW | 0 | 0 | 0 | 0 | 0 | 0 | 0 | 0 | 0 | 0 | 0
2009 | US | SERC | Delta | - | W25 | Distributed Generator Capacity >= 1 MW | 0 | 0 | 0 | 0 | 0 | 0 | 0 | 0 | 0 | 0 | 0
2009 | US | SERC | Delta | - | W26 | Capacity Total from EIA-860 | 0 | 0 | 0 | 0 | 0 | 0 | 0 | 0 | 0 | 0 | 0
2009 | US | SERC | Delta | - | W27 | Total Installed Baseline Capacity Resources = 12+6b | 33348 | 0 | 0 | 0 | 0 | 0 | 0 | 0 | 0 | 0 | 0
2009 | US | SERC | Gateway | - | W01 | Unrestricted Non-coincident Peak Demand = 2+1a+1b-1c-1d | 15293 | 15704 | 16168 | 16387 | 16546 | 16446 | 16575 | 16749 | 16898 | 17115 | 17259
2009 | US | SERC | Gateway | - | W01a | New Conservation (Energy Efficiency) | 0 | 73 | 110 | 113 | 116 | 119 | 119 | 120 | 121 | 122 | 122
2009 | US | SERC | Gateway | - | W01b | Estimated Diversity | 0 | 0 | 0 | 0 | 0 | 0 | 0 | 0 | 0 | 0 | 0
2009 | US | SERC | Gateway | - | W01c | Additions for non-member load (load served by non-registered LSE's in a region) | 0 | 30 | 30 | 31 | 31 | 31 | 32 | 32 | 33 | 33 | 34
2009 | US | SERC | Gateway | - | W01d | Stand-by Load Under Contract (Normally served by behind the meter generation) | 0 | 35 | 35 | 36 | 36 | 37 | 37 | 38 | 39 | 40 | 41
2009 | US | SERC | Gateway | - | W02 | Total Internal Demand | 15293 | 15696 | 16123 | 16341 | 16497 | 16395 | 16525 | 16699 | 16849 | 17066 | 17212
2009 | US | SERC | Gateway | - | W02a | Direct Control Load Management | 0 | 0 | 0 | 0 | 0 | 0 | 0 | 0 | 0 | 0 | 0
2009 | US | SERC | Gateway | - | W02b | Contractually Interruptible (Curtailable) | 0 | 0 | 0 | 0 | 0 | 0 | 0 | 0 | 0 | 0 | 0
2009 | US | SERC | Gateway | - | W02c | Critical Peak-Pricing (CPP) with Control | 0 | 0 | 0 | 0 | 0 | 0 | 0 | 0 | 0 | 0 | 0
2009 | US | SERC | Gateway | - | W02d | Load as a Capacity Resource | 0 | 88 | 88 | 88 | 75 | 75 | 75 | 75 | 75 | 75 | 75
2009 | US | SERC | Gateway | - | W03 | Net Internal Demand = 2-2a-2b-2c-2d | 15293 | 15608 | 16035 | 16253 | 16422 | 16320 | 16450 | 16624 | 16774 | 16991 | 17137
2009 | US | SERC | Gateway | - | W04a | Demand Response used for Reserves - Spinning | 0 | 0 | 0 | 0 | 0 | 0 | 0 | 0 | 0 | 0 | 0
2009 | US | SERC | Gateway | - | W04b | Demand Response used for Reserves - Non-Spinning | 0 | 0 | 0 | 0 | 0 | 0 | 0 | 0 | 0 | 0 | 0
2009 | US | SERC | Gateway | - | W04c | Demand Response used for Regulation | 0 | 0 | 0 | 0 | 0 | 0 | 0 | 0 | 0 | 0 | 0
2009 | US | SERC | Gateway | - | W04d | Demand Response used for Energy, Voluntary - Emergency | 0 | 0 | 0 | 0 | 0 | 0 | 0 | 0 | 0 | 0 | 0
2009 | US | SERC | Gateway | - | W05 | TOTAL INTERNAL CAPACITY = 6+7 | 25967 | 26489 | 26548 | 26784 | 27062 | 27076 | 27148 | 27148 | 27148 | 27148 | 27148
2009 | US | SERC | Gateway | - | W06 | EXISTING CAPACITY = 6a+6b+6c | 25967 | 25624 | 25620 | 25820 | 26000 | 26014 | 26050 | 26050 | 26050 | 26050 | 26050
2009 | US | SERC | Gateway | - | W06a | Existing, Certain (Note: The sum of 6a1 through 6a4 must be <= 6a) | 24741 | 24483 | 24479 | 24679 | 24859 | 24873 | 24870 | 24870 | 24870 | 24870 | 24870
2009 | US | SERC | Gateway | - | W06a1 | Wind Expected On-Peak | 0 | 0 | 0 | 0 | 0 | 0 | 0 | 0 | 0 | 0 | 0
2009 | US | SERC | Gateway | - | W06a2 | Solar Expected On-Peak | 0 | 0 | 0 | 0 | 0 | 0 | 0 | 0 | 0 | 0 | 0
2009 | US | SERC | Gateway | - | W06a3 | Hydro Expected On-Peak | 368.6 | 368.6 | 368.6 | 368.6 | 368.6 | 332.6 | 368.6 | 368.6 | 368.6 | 368.6 | 368.6
2009 | US | SERC | Gateway | - | W06a4 | Biomass Expected On-Peak | 0 | 0 | 0 | 0 | 0 | 0 | 0 | 0 | 0 | 0 | 0
2009 | US | SERC | Gateway | - | W06a5 | Load as a Capacity Resource Expected On-Peak (Load Management Programs) | 0 | 0 | 0 | 0 | 0 | 0 | 0 | 0 | 0 | 0 | 0
2009 | US | SERC | Gateway | - | W06b | Existing, Other (Note: The sum of 6b1 through 6b7 must be <= 6b) | 810 | 811 | 1141 | 1141 | 1141 | 1141 | 1141 | 1141 | 1141 | 1141 | 1141
2009 | US | SERC | Gateway | - | W06b1 | Wind Derate On-Peak | 0 | 0 | 0 | 0 | 0 | 0 | 0 | 0 | 0 | 0 | 0
2009 | US | SERC | Gateway | - | W06b2 | Solar Derate On-Peak | 0 | 0 | 0 | 0 | 0 | 0 | 0 | 0 | 0 | 0 | 0
2009 | US | SERC | Gateway | - | W06b3 | Hydro Derate On-Peak | bar: 0 to 32
2009 | US | SERC | Gateway | - | W06b4 | Biomass Derate On-Peak | 0 | 0 | 0 | 0 | 0 | 0 | 0 | 0 | 0 | 0 | 0
2009 | US | SERC | Gateway | - | W06b5 | Load as a Capacity Resource Derate On-Peak (Load Management Programs) | 0 | 0 | 0 | 0 | 0 | 0 | 0 | 0 | 0 | 0 | 0
2009 | US | SERC | Gateway | - | W06b6 | Energy Only | 0 | 0 | 0 | 0 | 0 | 0 | 0 | 0 | 0 | 0 | 0
2009 | US | SERC | Gateway | - | W06b7 | Scheduled Outage - Maintenance | 340 | 340 | 340 | 340 | 340 | 340 | 340 | 340 | 340 | 340 | 340
2009 | US | SERC | Gateway | - | W06b8 | Transmission-Limited Resources | 0 | 0 | 0 | 0 | 0 | 0 | 0 | 0 | 0 | 0 | 0
2009 | US | SERC | Gateway | - | W06c | Existing, Inoperable (Note: Capacity reported in this line are not used in margin calculations) | 416 | 330 | 0 | 0 | 0 | 0 | 39 | 39 | 39 | 39 | 39
2009 | US | SERC | Gateway | - | W07 | FUTURE CAPACITY ADDITIONS = 7a+7b | 0 | 865 | 928 | 964 | 1062 | 1062 | 1098 | 1098 | 1098 | 1098 | 1098
2009 | US | SERC | Gateway | - | W07a | Future, Planned (Note: Only the net expected On-Peak values are included in this line and does not include Energy Only.) | 0 | 865 | 928 | 964 | 1062 | 1062 | 1098 | 1098 | 1098 | 1098 | 1098
2009 | US | SERC | Gateway | - | W07a1 | Wind Expected On-Peak | 0 | 0 | 0 | 0 | 0 | 0 | 0 | 0 | 0 | 0 | 0
2009 | US | SERC | Gateway | - | W07a2 | Solar Expected On-Peak | 0 | 0 | 0 | 0 | 0 | 0 | 0 | 0 | 0 | 0 | 0
2009 | US | SERC | Gateway | - | W07a3 | Hydro Expected On-Peak | 0 | 0 | 0 | 0 | 0 | 0 | 0 | 0 | 0 | 0 | 0
2009 | US | SERC | Gateway | - | W07a4 | Biomass Expected On-Peak | 0 | 0 | 0 | 0 | 0 | 0 | 0 | 0 | 0 | 0 | 0
2009 | US | SERC | Gateway | - | W07b | Future, Other (Note: Only the net expected On-Peak values are included in this line and does not include Energy Only.) | 0 | 0 | 0 | 0 | 0 | 0 | 0 | 0 | 0 | 0 | 0
2009 | US | SERC | Gateway | - | W07b1 | Wind Expected On-Peak | 0 | 0 | 0 | 0 | 0 | 0 | 0 | 0 | 0 | 0 | 0
2009 | US | SERC | Gateway | - | W07b2 | Wind Derate On-Peak | 0 | 0 | 0 | 0 | 0 | 0 | 0 | 0 | 0 | 0 | 0
2009 | US | SERC | Gateway | - | W07b3 | Solar Expected On-Peak | 0 | 0 | 0 | 0 | 0 | 0 | 0 | 0 | 0 | 0 | 0
2009 | US | SERC | Gateway | - | W07b4 | Solar Derate On-Peak | 0 | 0 | 0 | 0 | 0 | 0 | 0 | 0 | 0 | 0 | 0
2009 | US | SERC | Gateway | - | W07b5 | Hydro Expected On-Peak | 0 | 0 | 0 | 0 | 0 | 0 | 0 | 0 | 0 | 0 | 0
2009 | US | SERC | Gateway | - | W07b6 | Hydro Derate On-Peak | 0 | 0 | 0 | 0 | 0 | 0 | 0 | 0 | 0 | 0 | 0
2009 | US | SERC | Gateway | - | W07b7 | Biomass Expected On-Peak | 0 | 0 | 0 | 0 | 0 | 0 | 0 | 0 | 0 | 0 | 0
2009 | US | SERC | Gateway | - | W07b8 | Biomass Derate On-Peak | 0 | 0 | 0 | 0 | 0 | 0 | 0 | 0 | 0 | 0 | 0
2009 | US | SERC | Gateway | - | W07b9 | Energy Only | 0 | 0 | 0 | 0 | 0 | 0 | 0 | 0 | 0 | 0 | 0
2009 | US | SERC | Gateway | - | W08 | Conceptual (Note: Only the net expected on-peak capacity is included in this line and does not include Energy Only.) | 0 | 0 | 0 | 0 | 0 | 0 | 0 | 0 | 0 | 0 | 0
2009 | US | SERC | Gateway | - | W08a1 | Wind Expected On-Peak | 0 | 0 | 0 | 0 | 0 | 0 | 0 | 0 | 0 | 0 | 0
2009 | US | SERC | Gateway | - | W08a2 | Wind Derate On-Peak | 0 | 0 | 0 | 0 | 0 | 0 | 0 | 0 | 0 | 0 | 0
2009 | US | SERC | Gateway | - | W08a3 | Solar Expected On-Peak | 0 | 0 | 0 | 0 | 0 | 0 | 0 | 0 | 0 | 0 | 0
2009 | US | SERC | Gateway | - | W08a4 | Solar Derate On-Peak | 0 | 0 | 0 | 0 | 0 | 0 | 0 | 0 | 0 | 0 | 0
2009 | US | SERC | Gateway | - | W08a5 | Hydro Expected On-Peak | 0 | 0 | 0 | 0 | 0 | 0 | 0 | 0 | 0 | 0 | 0
2009 | US | SERC | Gateway | - | W08a6 | Hydro Derate On-Peak | 0 | 0 | 0 | 0 | 0 | 0 | 0 | 0 | 0 | 0 | 0
2009 | US | SERC | Gateway | - | W08a7 | Biomass Expected On-Peak | 0 | 0 | 0 | 0 | 0 | 0 | 0 | 0 | 0 | 0 | 0
2009 | US | SERC | Gateway | - | W08a8 | Biomass Derate On-Peak | 0 | 0 | 0 | 0 | 0 | 0 | 0 | 0 | 0 | 0 | 0
2009 | US | SERC | Gateway | - | W08a9 | Energy Only | 0 | 0 | 0 | 0 | 0 | 0 | 0 | 0 | 0 | 0 | 0
2009 | US | SERC | Gateway | - | W09 | DELIVERABLE INTERNAL CAPACITY = 6a+7a | 24741 | 25348 | 25407 | 25643 | 25921 | 25935 | 25968 | 25968 | 25968 | 25968 | 25968
2009 | US | SERC | Gateway | - | W10 | CAPACITY TRANSACTIONS - IMPORTS = 10a+10b+10c+10d | 420 | 286 | 331 | 351 | 301 | 301 | 301 | 301 | 301 | 301 | 301
2009 | US | SERC | Gateway | - | W10a | Firm (Note: The sum of 10a1 and 10a2 must be <= 10a) | 420 | 286 | 331 | 351 | 301 | 301 | 301 | 301 | 301 | 301 | 301
2009 | US | SERC | Gateway | - | W10a1 | Full-Responsibility Purchases | 0 | 0 | 0 | 0 | 0 | 0 | 0 | 0 | 0 | 0 | 0
2009 | US | SERC | Gateway | - | W10a2 | Owned Capacity/Entitlement Located Outside the Region/Subregion | 0 | 0 | 0 | 0 | 0 | 0 | 0 | 0 | 0 | 0 | 0
2009 | US | SERC | Gateway | - | W10b | Non-firm | 0 | 0 | 0 | 0 | 0 | 0 | 0 | 0 | 0 | 0 | 0
2009 | US | SERC | Gateway | - | W10c | Expected (Note: The sum of 10c1 and 10c2 must be <= 10c) | 0 | 0 | 0 | 0 | 0 | 0 | 0 | 0 | 0 | 0 | 0
2009 | US | SERC | Gateway | - | W10c1 | Full-Responsibility Purchases | 0 | 0 | 0 | 0 | 0 | 0 | 0 | 0 | 0 | 0 | 0
2009 | US | SERC | Gateway | - | W10c2 | Owned Capacity/Entitlement Located Outside the Region/Subregion | 0 | 0 | 0 | 0 | 0 | 0 | 0 | 0 | 0 | 0 | 0
2009 | US | SERC | Gateway | - | W10d | Provisional – transactions under study, but negotiations have not begun. | 0 | 0 | 0 | 0 | 0 | 0 | 0 | 0 | 0 | 0 | 0
2009 | US | SERC | Gateway | - | W11 | CAPACITY TRANSACTIONS - EXPORTS = 11a+11b+11c+11d | 3970 | 3550 | 2345 | 1712 | 1567 | 1567 | 1567 | 1567 | 1567 | 1567 | 1567
2009 | US | SERC | Gateway | - | W11a | Firm (Note: The sum of 11a1 and 11a2 must be <= 11a) | 3970 | 3550 | 2345 | 1712 | 1567 | 1567 | 1567 | 1567 | 1567 | 1567 | 1567
2009 | US | SERC | Gateway | - | W11a1 | Full-Responsibility Purchases | 0 | 0 | 0 | 0 | 0 | 0 | 0 | 0 | 0 | 0 | 0
2009 | US | SERC | Gateway | - | W11a2 | Owned Capacity/Entitlement Located Outside the Region/Subregion | 0 | 0 | 0 | 0 | 0 | 0 | 0 | 0 | 0 | 0 | 0
2009 | US | SERC | Gateway | - | W11b | Non-firm | 0 | 0 | 0 | 0 | 0 | 0 | 0 | 0 | 0 | 0 | 0
2009 | US | SERC | Gateway | - | W11c | Expected (Note: The sum of 11c1 and 11c2 must be <= 11c) | 0 | 0 | 0 | 0 | 0 | 0 | 0 | 0 | 0 | 0 | 0
2009 | US | SERC | Gateway | - | W11c1 | Full-Responsibility Purchases | 0 | 0 | 0 | 0 | 0 | 0 | 0 | 0 | 0 | 0 | 0
2009 | US | SERC | Gateway | - | W11c2 | Owned Capacity/Entitlement Located Outside the Region/Subregion | 0 | 0 | 0 | 0 | 0 | 0 | 0 | 0 | 0 | 0 | 0
2009 | US | SERC | Gateway | - | W11d | Provisional – transactions under study, but negotiations have not begun. | 0 | 0 | 0 | 0 | 0 | 0 | 0 | 0 | 0 | 0 | 0
2009 | US | SERC | Gateway | - | W12 | EXISTING, CERTAIN CAPACITY & NET FIRM TRANSACTIONS = 6a+Net Firm Transactions | 21191 | 21219 | 22465 | 23318 | 23593 | 23607 | 23604 | 23604 | 23604 | 23604 | 23604
2009 | US | SERC | Gateway | - | W13 | DELIVERABLE CAPACITY RESOURCES = 12+7a+Net Expected Transactions | 21191 | 22084 | 23393 | 24282 | 24655 | 24669 | 24702 | 24702 | 24702 | 24702 | 24702
2009 | US | SERC | Gateway | - | W14 | PROSPECTIVE CAPACITY RESOURCES = 13+6b-[Existing,Other Derates]+16b | 21660 | 22554 | 24193 | 25082 | 25455 | 25469 | 25502 | 25502 | 25502 | 25502 | 25502
2009 | US | SERC | Gateway | - | W15 | TOTAL POTENTIAL CAPACITY RESOURCES = 13+6b-[Existing,Other Derates]+7b+ 8+Net Provisional Transactions | 21660 | 22554 | 24193 | 25082 | 25455 | 25469 | 25502 | 25502 | 25502 | 25502 | 25502
2009 | US | SERC | Gateway | - | W15a | ADJUSTED POTENTIAL CAPACITY RESOURCES = 13+6b-[Existing,Other Derates]+ 16b+16d+Net Provisional Transactions | 21660 | 22554 | 24193 | 25082 | 25455 | 25469 | 25502 | 25502 | 25502 | 25502 | 25502
2009 | US | SERC | Gateway | - | W16a | Confidence of Future, Other (7b), using reasonable judgement | 0 | 0 | 0 | 0 | 0 | 0 | 0 | 0 | 0 | 0 | 0
2009 | US | SERC | Gateway | - | W16b | Net Future, Other Resources After Confidence Percentage Is Applied = 7b*16a | 0 | 0 | 0 | 0 | 0 | 0 | 0 | 0 | 0 | 0 | 0
2009 | US | SERC | Gateway | - | W16c | Confidence of Conceptual (8), using reasonable judgement | 0 | 0 | 0 | 0 | 0 | 0 | 0 | 0 | 0 | 0 | 0
2009 | US | SERC | Gateway | - | W16d | Net Conceptual Resources After Confidence Percentage Is Applied = 8*16c | 0 | 0 | 0 | 0 | 0 | 0 | 0 | 0 | 0 | 0 | 0
2009 | US | SERC | Gateway | - | W17C | Region/Subregion Target Capacity Margin | 0 | 0 | 0 | 0 | 0 | 0 | 0 | 0 | 0 | 0 | 0
2009 | US | SERC | Gateway | - | W17R | Region/Subregion Target Reserve Margin | 0 | 0.127 | 0.127 | 0.127 | 0.127 | 0.127 | 0.127 | 0.127 | 0.127 | 0.127 | 0.127
2009 | US | SERC | Gateway | - | W18C | Existing Certain and Net Firm Transactions = (12-3)/12 | 0 | 0.26443 | 0.28622 | 0.30298 | 0.30395 | 0.30868 | 0.30308 | 0.29571 | 0.28936 | 0.28016 | 0.27398
2009 | US | SERC | Gateway | - | W19C | Deliverable Capacity Resources = (13-3)/13 | 0 | 0.29324 | 0.31454 | 0.33066 | 0.33393 | 0.33844 | 0.33406 | 0.32702 | 0.32095 | 0.31216 | 0.30625
2009 | US | SERC | Gateway | - | W20C | Prospective Capacity Resources = (14-3)/14 | 0 | 0.30797 | 0.3372 | 0.35201 | 0.35486 | 0.35922 | 0.35495 | 0.34813 | 0.34225 | 0.33374 | 0.32801
2009 | US | SERC | Gateway | - | W21C | Total Potential Resources = (15-3)/15 | 0 | 0.30797 | 0.3372 | 0.35201 | 0.35486 | 0.35922 | 0.35495 | 0.34813 | 0.34225 | 0.33374 | 0.32801
2009 | US | SERC | Gateway | - | W22C | Adjusted Potential Resources = (15a-3)/15a | 0 | 0.30797 | 0.3372 | 0.35201 | 0.35486 | 0.35922 | 0.35495 | 0.34813 | 0.34225 | 0.33374 | 0.32801
2009 | US | SERC | Gateway | - | W18R | Existing Certain and Net Firm Transactions = (12-3)/3 | 0 | 0.3595 | 0.401 | 0.43469 | 0.43667 | 0.44651 | 0.43489 | 0.41987 | 0.40718 | 0.38921 | 0.37737
2009 | US | SERC | Gateway | - | W19R | Deliverable Capacity Resources = (13-3)/3 | 0 | 0.41492 | 0.45887 | 0.494 | 0.50134 | 0.51158 | 0.50164 | 0.48592 | 0.47264 | 0.45383 | 0.44144
2009 | US | SERC | Gateway | - | W20R | Prospective Capacity Resources = (14-3)/3 | 0 | 0.44503 | 0.50876 | 0.54322 | 0.55005 | 0.5606 | 0.55027 | 0.53405 | 0.52033 | 0.50091 | 0.48813
2009 | US | SERC | Gateway | - | W21R | Total Potential Resources = (15-3)/3 | 0 | 0.44503 | 0.50876 | 0.54322 | 0.55005 | 0.5606 | 0.55027 | 0.53405 | 0.52033 | 0.50091 | 0.48813
2009 | US | SERC | Gateway | - | W22R | Adjusted Potential Resources = (15a-3)/3 | 0 | 0.44503 | 0.50876 | 0.54322 | 0.55005 | 0.5606 | 0.55027 | 0.53405 | 0.52033 | 0.50091 | 0.48813
2009 | US | SERC | Gateway | - | W24 | Other Capacity < 1 MW | 0 | 0 | 0 | 0 | 0 | 0 | 0 | 0 | 0 | 0 | 0
2009 | US | SERC | Gateway | - | W25 | Distributed Generator Capacity >= 1 MW | 0 | 0 | 0 | 0 | 0 | 0 | 0 | 0 | 0 | 0 | 0
2009 | US | SERC | Gateway | - | W26 | Capacity Total from EIA-860 | 0 | 0 | 0 | 0 | 0 | 0 | 0 | 0 | 0 | 0 | 0
2009 | US | SERC | Gateway | - | W27 | Total Installed Baseline Capacity Resources = 12+6b | 22001 | 0 | 0 | 0 | 0 | 0 | 0 | 0 | 0 | 0 | 0
2009 | US | SERC | Southeastern | - | W01 | Unrestricted Non-coincident Peak Demand = 2+1a+1b-1c-1d | 40980 | 41978 | 42324 | 43718 | 44824 | 45889 | 46834 | 47711 | 48627 | 49652 | 50429
2009 | US | SERC | Southeastern | - | W01a | New Conservation (Energy Efficiency) | 0 | 109 | 111 | 114 | 116 | 119 | 121 | 123 | 125 | 128 | 131
2009 | US | SERC | Southeastern | - | W01b | Estimated Diversity | 0 | 0 | 0 | 0 | 0 | 0 | 0 | 0 | 0 | 0 | 0
2009 | US | SERC | Southeastern | - | W01c | Additions for non-member load (load served by non-registered LSE's in a region) | 0 | 0 | 0 | 0 | 0 | 0 | 0 | 0 | 0 | 0 | 0
2009 | US | SERC | Southeastern | - | W01d | Stand-by Load Under Contract (Normally served by behind the meter generation) | 0 | 0 | 0 | 0 | 0 | 0 | 0 | 0 | 0 | 0 | 0
2009 | US | SERC | Southeastern | - | W02 | Total Internal Demand | 40980 | 41869 | 42213 | 43604 | 44708 | 45770 | 46713 | 47588 | 48502 | 49524 | 50298
2009 | US | SERC | Southeastern | - | W02a | Direct Control Load Management | 326 | 340 | 361 | 374 | 389 | 470 | 549 | 637 | 643 | 649 | 654
2009 | US | SERC | Southeastern | - | W02b | Contractually Interruptible (Curtailable) | 1288 | 1288 | 1363 | 1365 | 1365 | 1365 | 1365 | 1365 | 1365 | 1365 | 1366
2009 | US | SERC | Southeastern | - | W02c | Critical Peak-Pricing (CPP) with Control | 0 | 0 | 0 | 0 | 0 | 0 | 0 | 0 | 0 | 0 | 0
2009 | US | SERC | Southeastern | - | W02d | Load as a Capacity Resource | 89 | 94 | 95 | 96 | 96 | 96 | 96 | 96 | 96 | 96 | 96
2009 | US | SERC | Southeastern | - | W03 | Net Internal Demand = 2-2a-2b-2c-2d | 39277 | 40147 | 40394 | 41769 | 42858 | 43839 | 44703 | 45490 | 46398 | 47414 | 48182
2009 | US | SERC | Southeastern | - | W04a | Demand Response used for Reserves - Spinning | 0 | 0 | 0 | 0 | 0 | 0 | 0 | 0 | 0 | 0 | 0
2009 | US | SERC | Southeastern | - | W04b | Demand Response used for Reserves - Non-Spinning | 0 | 0 | 0 | 0 | 0 | 0 | 0 | 0 | 0 | 0 | 0
2009 | US | SERC | Southeastern | - | W04c | Demand Response used for Regulation | 0 | 0 | 0 | 0 | 0 | 0 | 0 | 0 | 0 | 0 | 0
2009 | US | SERC | Southeastern | - | W04d | Demand Response used for Energy, Voluntary - Emergency | 0 | 0 | 0 | 0 | 0 | 0 | 0 | 0 | 0 | 0 | 0
2009 | US | SERC | Southeastern | - | W05 | TOTAL INTERNAL CAPACITY = 6+7 | 66821 | 68510 | 66566 | 68120 | 68152 | 68982 | 70316 | 72572 | 74011 | 76005 | 76551
2009 | US | SERC | Southeastern | - | W06 | EXISTING CAPACITY = 6a+6b+6c | 66821 | 67734 | 65568 | 65440 | 64363 | 64276 | 64234 | 65890 | 65879 | 65873 | 65819
2009 | US | SERC | Southeastern | - | W06a | Existing, Certain (Note: The sum of 6a1 through 6a4 must be <= 6a) | 57735 | 58650 | 56637 | 56437 | 55360 | 55273 | 55001 | 56657 | 56646 | 56640 | 56586
2009 | US | SERC | Southeastern | - | W06a1 | Wind Expected On-Peak | 0 | 0 | 0 | 0 | 0 | 0 | 0 | 0 | 0 | 0 | 0
2009 | US | SERC | Southeastern | - | W06a2 | Solar Expected On-Peak | 0 | 0 | 0 | 0 | 0 | 0 | 0 | 0 | 0 | 0 | 0
2009 | US | SERC | Southeastern | - | W06a3 | Hydro Expected On-Peak | 3300 | 3300 | 3300 | 3300 | 3300 | 3300 | 3300 | 3300 | 3300 | 3300 | 3300
2009 | US | SERC | Southeastern | - | W06a4 | Biomass Expected On-Peak | 0 | 0 | 0 | 0 | 0 | 0 | 0 | 0 | 0 | 0 | 0
2009 | US | SERC | Southeastern | - | W06a5 | Load as a Capacity Resource Expected On-Peak (Load Management Programs) | 0 | 0 | 0 | 0 | 0 | 0 | 0 | 0 | 0 | 0 | 0
2009 | US | SERC | Southeastern | - | W06b | Existing, Other (Note: The sum of 6b1 through 6b7 must be <= 6b) | 9086 | 9084 | 8931 | 9003 | 9003 | 9003 | 9233 | 9233 | 9233 | 9233 | 9233
2009 | US | SERC | Southeastern | - | W06b1 | Wind Derate On-Peak | 0 | 0 | 0 | 0 | 0 | 0 | 0 | 0 | 0 | 0 | 0
2009 | US | SERC | Southeastern | - | W06b2 | Solar Derate On-Peak | 0 | 0 | 0 | 0 | 0 | 0 | 0 | 0 | 0 | 0 | 0
2009 | US | SERC | Southeastern | - | W06b3 | Hydro Derate On-Peak | 0 | 0 | 0 | 0 | 0 | 0 | 0 | 0 | 0 | 0 | 0
2009 | US | SERC | Southeastern | - | W06b4 | Biomass Derate On-Peak | 0 | 0 | 0 | 0 | 0 | 0 | 0 | 0 | 0 | 0 | 0
2009 | US | SERC | Southeastern | - | W06b5 | Load as a Capacity Resource Derate On-Peak (Load Management Programs) | 0 | 0 | 0 | 0 | 0 | 0 | 0 | 0 | 0 | 0 | 0
2009 | US | SERC | Southeastern | - | W06b6 | Energy Only | 0 | 0 | 0 | 0 | 0 | 0 | 0 | 0 | 0 | 0 | 0
2009 | US | SERC | Southeastern | - | W06b7 | Scheduled Outage - Maintenance | 321 | 0 | 0 | 0 | 0 | 0 | 0 | 0 | 0 | 0 | 0
2009 | US | SERC | Southeastern | - | W06b8 | Transmission-Limited Resources | 0 | 0 | 0 | 0 | 0 | 0 | 0 | 0 | 0 | 0 | 0
2009 | US | SERC | Southeastern | - | W06c | Existing, Inoperable (Note: Capacity reported in this line are not used in margin calculations) | 0 | 0 | 0 | 0 | 0 | 0 | 0 | 0 | 0 | 0 | 0
2009 | US | SERC | Southeastern | - | W07 | FUTURE CAPACITY ADDITIONS = 7a+7b | 0 | 776 | 998 | 2680 | 3789 | 4706 | 6082 | 6682 | 8132 | 10132 | 10732
2009 | US | SERC | Southeastern | - | W07a | Future, Planned (Note: Only the net expected On-Peak values are included in this line and does not include Energy Only.) | 0 | 350 | 998 | 2680 | 3789 | 3789 | 4265 | 4265 | 5715 | 6815 | 6815
2009 | US | SERC | Southeastern | - | W07a1 | Wind Expected On-Peak | 0 | 0 | 0 | 0 | 0 | 0 | 0 | 0 | 0 | 0 | 0
2009 | US | SERC | Southeastern | - | W07a2 | Solar Expected On-Peak | 0 | 0 | 0 | 0 | 0 | 0 | 0 | 0 | 0 | 0 | 0
2009 | US | SERC | Southeastern | - | W07a3 | Hydro Expected On-Peak | 0 | 0 | 0 | 0 | 0 | 0 | 0 | 0 | 0 | 0 | 0
2009 | US | SERC | Southeastern | - | W07a4 | Biomass Expected On-Peak | 0 | 0 | 0 | 0 | 0 | 0 | 0 | 0 | 0 | 0 | 0
2009 | US | SERC | Southeastern | - | W07b | Future, Other (Note: Only the net expected On-Peak values are included in this line and does not include Energy Only.) | 0 | 426 | 1626 | 2239 | 2239 | 2239 | 2239 | 2239 | 1889 | 1889 | 1889
2009 | US | SERC | Southeastern | - | W07b1 | Wind Expected On-Peak | 0 | 0 | 0 | 0 | 0 | 0 | 0 | 0 | 0 | 0 | 0
2009 | US | SERC | Southeastern | - | W07b2 | Wind Derate On-Peak | 0 | 0 | 0 | 0 | 0 | 0 | 0 | 0 | 0 | 0 | 0
2009 | US | SERC | Southeastern | - | W07b3 | Solar Expected On-Peak | 0 | 0 | 0 | 0 | 0 | 0 | 0 | 0 | 0 | 0 | 0
2009 | US | SERC | Southeastern | - | W07b4 | Solar Derate On-Peak | 0 | 0 | 0 | 0 | 0 | 0 | 0 | 0 | 0 | 0 | 0
2009 | US | SERC | Southeastern | - | W07b5 | Hydro Expected On-Peak | 0 | 0 | 0 | 0 | 0 | 0 | 0 | 0 | 0 | 0 | 0
2009 | US | SERC | Southeastern | - | W07b6 | Hydro Derate On-Peak | 0 | 0 | 0 | 0 | 0 | 0 | 0 | 0 | 0 | 0 | 0
2009 | US | SERC | Southeastern | - | W07b7 | Biomass Expected On-Peak | 0 | 0 | 0 | 0 | 0 | 0 | 0 | 0 | 0 | 0 | 0
2009 | US | SERC | Southeastern | - | W07b8 | Biomass Derate On-Peak | 0 | 0 | 0 | 0 | 0 | 0 | 0 | 0 | 0 | 0 | 0
2009 | US | SERC | Southeastern | - | W07b9 | Energy Only | 0 | 0 | 0 | 0 | 0 | 0 | 0 | 0 | 0 | 0 | 0
2009 | US | SERC | Southeastern | - | W08 | Conceptual (Note: Only the net expected on-peak capacity is included in this line and does not include Energy Only.) | 0 | 0 | 0 | 0 | 0 | 917 | 1817 | 2417 | 2417 | 3317 | 3917
2009 | US | SERC | Southeastern | - | W08a1 | Wind Expected On-Peak | 0 | 0 | 0 | 0 | 0 | 0 | 0 | 0 | 0 | 0 | 0
2009 | US | SERC | Southeastern | - | W08a2 | Wind Derate On-Peak | 0 | 0 | 0 | 0 | 0 | 0 | 0 | 0 | 0 | 0 | 0
2009 | US | SERC | Southeastern | - | W08a3 | Solar Expected On-Peak | 0 | 0 | 0 | 0 | 0 | 0 | 0 | 0 | 0 | 0 | 0
2009 | US | SERC | Southeastern | - | W08a4 | Solar Derate On-Peak | 0 | 0 | 0 | 0 | 0 | 0 | 0 | 0 | 0 | 0 | 0
2009 | US | SERC | Southeastern | - | W08a5 | Hydro Expected On-Peak | 0 | 0 | 0 | 0 | 0 | 0 | 0 | 0 | 0 | 0 | 0
2009 | US | SERC | Southeastern | - | W08a6 | Hydro Derate On-Peak | 0 | 0 | 0 | 0 | 0 | 0 | 0 | 0 | 0 | 0 | 0
2009 | US | SERC | Southeastern | - | W08a7 | Biomass Expected On-Peak | 0 | 0 | 0 | 0 | 0 | 0 | 0 | 0 | 0 | 0 | 0
2009 | US | SERC | Southeastern | - | W08a8 | Biomass Derate On-Peak | 0 | 0 | 0 | 0 | 0 | 0 | 0 | 0 | 0 | 0 | 0
2009 | US | SERC | Southeastern | - | W08a9 | Energy Only | 0 | 0 | 0 | 0 | 0 | 0 | 0 | 0 | 0 | 0 | 0
2009 | US | SERC | Southeastern | - | W09 | DELIVERABLE INTERNAL CAPACITY = 6a+7a | 57735 | 59000 | 57635 | 59117 | 59149 | 59062 | 59266 | 60922 | 62361 | 63455 | 63401
2009 | US | SERC | Southeastern | - | W10 | CAPACITY TRANSACTIONS - IMPORTS = 10a+10b+10c+10d | 919 | 1024 | 1347 | 1738 | 2048 | 2370 | 3539 | 3878 | 3913 | 3950 | 4329
2009 | US | SERC | Southeastern | - | W10a | Firm (Note: The sum of 10a1 and 10a2 must be <= 10a) | 919 | 1024 | 1347 | 1738 | 2048 | 2370 | 3539 | 3878 | 3913 | 3950 | 4329
2009 | US | SERC | Southeastern | - | W10a1 | Full-Responsibility Purchases | 0 | 0 | 0 | 0 | 0 | 0 | 0 | 0 | 0 | 0 | 0
2009 | US | SERC | Southeastern | - | W10a2 | Owned Capacity/Entitlement Located Outside the Region/Subregion | 0 | 0 | 0 | 0 | 0 | 0 | 0 | 0 | 0 | 0 | 0
2009 | US | SERC | Southeastern | - | W10b | Non-firm | 0 | 0 | 0 | 0 | 0 | 0 | 0 | 0 | 0 | 0 | 0
2009 | US | SERC | Southeastern | - | W10c | Expected (Note: The sum of 10c1 and 10c2 must be <= 10c) | 0 | 0 | 0 | 0 | 0 | 0 | 0 | 0 | 0 | 0 | 0
2009 | US | SERC | Southeastern | - | W10c1 | Full-Responsibility Purchases | 0 | 0 | 0 | 0 | 0 | 0 | 0 | 0 | 0 | 0 | 0
2009 | US | SERC | Southeastern | - | W10c2 | Owned Capacity/Entitlement Located Outside the Region/Subregion | 0 | 0 | 0 | 0 | 0 | 0 | 0 | 0 | 0 | 0 | 0
2009 | US | SERC | Southeastern | - | W10d | Provisional – transactions under study, but negotiations have not begun. | 0 | 0 | 0 | 0 | 0 | 0 | 0 | 0 | 0 | 0 | 0
2009 | US | SERC | Southeastern | - | W11 | CAPACITY TRANSACTIONS - EXPORTS = 11a+11b+11c+11d | 2937 | 2396 | 2370 | 2661 | 2678 | 2698 | 2512 | 2524 | 1676 | 1784 | 1893
2009 | US | SERC | Southeastern | - | W11a | Firm (Note: The sum of 11a1 and 11a2 must be <= 11a) | 2937 | 2224 | 2198 | 2489 | 2506 | 2526 | 2340 | 2352 | 1504 | 1612 | 1721
2009 | US | SERC | Southeastern | - | W11a1 | Full-Responsibility Purchases | 0 | 0 | 0 | 0 | 0 | 0 | 0 | 0 | 0 | 0 | 0
2009 | US | SERC | Southeastern | - | W11a2 | Owned Capacity/Entitlement Located Outside the Region/Subregion | 0 | 0 | 0 | 0 | 0 | 0 | 0 | 0 | 0 | 0 | 0
2009 | US | SERC | Southeastern | - | W11b | Non-firm | 0 | 172 | 172 | 172 | 172 | 172 | 172 | 172 | 172 | 172 | 172
2009 | US | SERC | Southeastern | - | W11c | Expected (Note: The sum of 11c1 and 11c2 must be <= 11c) | 0 | 0 | 0 | 0 | 0 | 0 | 0 | 0 | 0 | 0 | 0
2009 | US | SERC | Southeastern | - | W11c1 | Full-Responsibility Purchases | 0 | 0 | 0 | 0 | 0 | 0 | 0 | 0 | 0 | 0 | 0
2009 | US | SERC | Southeastern | - | W11c2 | Owned Capacity/Entitlement Located Outside the Region/Subregion | 0 | 0 | 0 | 0 | 0 | 0 | 0 | 0 | 0 | 0 | 0
2009 | US | SERC | Southeastern | - | W11d | Provisional – transactions under study, but negotiations have not begun. | 0 | 0 | 0 | 0 | 0 | 0 | 0 | 0 | 0 | 0 | 0
2009 | US | SERC | Southeastern | - | W12 | EXISTING, CERTAIN CAPACITY & NET FIRM TRANSACTIONS = 6a+Net Firm Transactions | 55717 | 57450 | 55786 | 55686 | 54902 | 55117 | 56200 | 58183 | 59055 | 58978 | 59194
2009 | US | SERC | Southeastern | - | W13 | DELIVERABLE CAPACITY RESOURCES = 12+7a+Net Expected Transactions | 55717 | 57800 | 56784 | 58366 | 58691 | 58906 | 60465 | 62448 | 64770 | 65793 | 66009
2009 | US | SERC | Southeastern | - | W14 | PROSPECTIVE CAPACITY RESOURCES = 13+6b-[Existing,Other Derates]+16b | 64482 | 66884 | 65715 | 67369 | 67694 | 67909 | 69698 | 71681 | 74003 | 75026 | 75242
2009 | US | SERC | Southeastern | - | W15 | TOTAL POTENTIAL CAPACITY RESOURCES = 13+6b-[Existing,Other Derates]+7b+ 8+Net Provisional Transactions | 64482 | 67310 | 67341 | 69608 | 69933 | 71065 | 73754 | 76337 | 78309 | 80232 | 81048
2009 | US | SERC | Southeastern | - | W15a | ADJUSTED POTENTIAL CAPACITY RESOURCES = 13+6b-[Existing,Other Derates]+ 16b+16d+Net Provisional Transactions | 64482 | 66884 | 65715 | 67369 | 67694 | 67909 | 69698 | 71681 | 74003 | 75026 | 75242
2009 | US | SERC | Southeastern | - | W16a | Confidence of Future, Other (7b), using reasonable judgement | 0 | 0 | 0 | 0 | 0 | 0 | 0 | 0 | 0 | 0 | 0
2009 | US | SERC | Southeastern | - | W16b | Net Future, Other Resources After Confidence Percentage Is Applied = 7b*16a | 0 | 0 | 0 | 0 | 0 | 0 | 0 | 0 | 0 | 0 | 0
2009 | US | SERC | Southeastern | - | W16c | Confidence of Conceptual (8), using reasonable judgement | 0 | 0 | 0 | 0 | 0 | 0 | 0 | 0 | 0 | 0 | 0
2009 | US | SERC | Southeastern | - | W16d | Net Conceptual Resources After Confidence Percentage Is Applied = 8*16c | 0 | 0 | 0 | 0 | 0 | 0 | 0 | 0 | 0 | 0 | 0
2009 | US | SERC | Southeastern | - | W17C | Region/Subregion Target Capacity Margin | 0 | 0 | 0 | 0 | 0 | 0 | 0 | 0 | 0 | 0 | 0
2009 | US | SERC | Southeastern | - | W17R | Region/Subregion Target Reserve Margin | 0 | 0.15 | 0.15 | 0.15 | 0.15 | 0.15 | 0.15 | 0.15 | 0.15 | 0.15 | 0.15
2009 | US | SERC | Southeastern | - | W18C | Existing Certain and Net Firm Transactions = (12-3)/12 | 0 | 0.30118 | 0.27591 | 0.24992 | 0.21937 | 0.20462 | 0.20457 | 0.21816 | 0.21433 | 0.19607 | 0.18603
2009 | US | SERC | Southeastern | - | W19C | Deliverable Capacity Resources = (13-3)/13 | 0 | 0.30542 | 0.28864 | 0.28436 | 0.26977 | 0.25578 | 0.26068 | 0.27155 | 0.28365 | 0.27935 | 0.27007
2009 | US | SERC | Southeastern | - | W20C | Prospective Capacity Resources = (14-3)/14 | 0 | 0.39975 | 0.38532 | 0.38 | 0.36689 | 0.35444 | 0.35862 | 0.36538 | 0.37303 | 0.36803 | 0.35964
2009 | US | SERC | Southeastern | - | W21C | Total Potential Resources = (15-3)/15 | 0 | 0.40355 | 0.40016 | 0.39994 | 0.38716 | 0.38311 | 0.39389 | 0.40409 | 0.4075 | 0.40904 | 0.40551
2009 | US | SERC | Southeastern | - | W22C | Adjusted Potential Resources = (15a-3)/15a | 0 | 0.39975 | 0.38532 | 0.38 | 0.36689 | 0.35444 | 0.35862 | 0.36538 | 0.37303 | 0.36803 | 0.35964
2009 | US | SERC | Southeastern | - | W18R | Existing Certain and Net Firm Transactions = (12-3)/3 | 0 | 0.43099 | 0.38105 | 0.33319 | 0.28102 | 0.25726 | 0.25719 | 0.27903 | 0.27279 | 0.24389 | 0.22855
2009 | US | SERC | Southeastern | - | W19R | Deliverable Capacity Resources = (13-3)/3 | 0 | 0.43971 | 0.40575 | 0.39735 | 0.36943 | 0.34369 | 0.35259 | 0.37279 | 0.39597 | 0.38763 | 0.36999
2009 | US | SERC | Southeastern | - | W20R | Prospective Capacity Resources = (14-3)/3 | 0 | 0.66598 | 0.62685 | 0.61289 | 0.5795 | 0.54905 | 0.55913 | 0.57575 | 0.59496 | 0.58236 | 0.56162
2009 | US | SERC | Southeastern | - | W21R | Total Potential Resources = (15-3)/3 | 0 | 0.67659 | 0.6671 | 0.6665 | 0.63174 | 0.62105 | 0.64987 | 0.67811 | 0.68777 | 0.69216 | 0.68212
2009 | US | SERC | Southeastern | - | W22R | Adjusted Potential Resources = (15a-3)/3 | 0 | 0.66598 | 0.62685 | 0.61289 | 0.5795 | 0.54905 | 0.55913 | 0.57575 | 0.59496 | 0.58236 | 0.56162
2009 | US | SERC | Southeastern | - | W24 | Other Capacity < 1 MW | 0 | 0 | 0 | 0 | 0 | 0 | 0 | 0 | 0 | 0 | 0
2009 | US | SERC | Southeastern | - | W25 | Distributed Generator Capacity >= 1 MW | 0 | 0 | 0 | 0 | 0 | 0 | 0 | 0 | 0 | 0 | 0
2009 | US | SERC | Southeastern | - | W26 | Capacity Total from EIA-860 | 0 | 0 | 0 | 0 | 0 | 0 | 0 | 0 | 0 | 0 | 0
2009 | US | SERC | Southeastern | - | W27 | Total Installed Baseline Capacity Resources = 12+6b | 64803 | 0 | 0 | 0 | 0 | 0 | 0 | 0 | 0 | 0 | 0
2009 | US | SERC | VACAR | - | W01 | Unrestricted Non-coincident Peak Demand = 2+1a+1b-1c-1d | 57961 | 58821 | 59684 | 61117 | 62257 | 63251 | 64259 | 65342 | 66445 | 67563 | 68737
2009 | US | SERC | VACAR | - | W01a | New Conservation (Energy Efficiency) | 0 | 82 | 175 | 271 | 377 | 493 | 614 | 724 | 836 | 950 | 1051
2009 | US | SERC | VACAR | - | W01b | Estimated Diversity | 0 | 667 | 678 | 707 | 723 | 748 | 735 | 735 | 774 | 789 | 795
2009 | US | SERC | VACAR | - | W01c | Additions for non-member load (load served by non-registered LSE's in a region) | 0 | 49 | 32 | 34 | 34 | 35 | 35 | 36 | 36 | 36 | 37
2009 | US | SERC | VACAR | - | W01d | Stand-by Load Under Contract (Normally served by behind the meter generation) | 0 | 96 | 97 | 99 | 99 | 101 | 101 | 103 | 103 | 105 | 106
2009 | US | SERC | VACAR | - | W02 | Total Internal Demand | 57961 | 58217 | 58960 | 60272 | 61290 | 62146 | 63046 | 64022 | 64974 | 65965 | 67034
2009 | US | SERC | VACAR | - | W02a | Direct Control Load Management | 54 | 272 | 352 | 434 | 517 | 533 | 544 | 551 | 564 | 577 | 586
2009 | US | SERC | VACAR | - | W02b | Contractually Interruptible (Curtailable) | 711 | 1207 | 1173 | 1254 | 1233 | 1211 | 1211 | 1211 | 1211 | 1211 | 1211
2009 | US | SERC | VACAR | - | W02c | Critical Peak-Pricing (CPP) with Control | 0 | 0 | 0 | 0 | 0 | 0 | 0 | 0 | 0 | 0 | 0
2009 | US | SERC | VACAR | - | W02d | Load as a Capacity Resource | 65 | 89 | 89 | 89 | 89 | 89 | 89 | 89 | 89 | 89 | 89
2009 | US | SERC | VACAR | - | W03 | Net Internal Demand = 2-2a-2b-2c-2d | 57131 | 56649 | 57346 | 58495 | 59451 | 60313 | 61202 | 62171 | 63110 | 64088 | 65148
2009 | US | SERC | VACAR | - | W04a | Demand Response used for Reserves - Spinning | 615 | 608 | 608 | 608 | 608 | 608 | 608 | 608 | 608 | 608 | 608
2009 | US | SERC | VACAR | - | W04b | Demand Response used for Reserves - Non-Spinning | 239 | 241 | 254 | 258 | 258 | 258 | 258 | 258 | 258 | 258 | 258
2009 | US | SERC | VACAR | - | W04c | Demand Response used for Regulation | 23 | 23 | 23 | 24 | 24 | 25 | 25 | 25 | 26 | 26 | 26
2009 | US | SERC | VACAR | - | W04d | Demand Response used for Energy, Voluntary - Emergency | 419 | 419 | 419 | 419 | 419 | 419 | 419 | 419 | 419 | 419 | 419
2009 | US | SERC | VACAR | - | W05 | TOTAL INTERNAL CAPACITY = 6+7 | 76834 | 78317 | 77694 | 79764 | 81235 | 81990 | 82330 | 82494 | 84110 | 82859 | 85539
2009 | US | SERC | VACAR | - | W06 | EXISTING CAPACITY = 6a+6b+6c | 76834 | 77213 | 76595 | 76813 | 76435 | 76390 | 76079 | 75593 | 75460 | 75327 | 76890
2009 | US | SERC | VACAR | - | W06a | Existing, Certain (Note: The sum of 6a1 through 6a4 must be <= 6a) | 74869 | 75183 | 74403 | 74621 | 74243 | 74201 | 73890 | 73404 | 73271 | 73138 | 73131
2009 | US | SERC | VACAR | - | W06a1 | Wind Expected On-Peak | 0 | 0 | 0 | 0 | 0 | 0 | 0 | 0 | 0 | 0 | 0
2009 | US | SERC | VACAR | - | W06a2 | Solar Expected On-Peak | 0 | 0 | 0 | 0 | 0 | 0 | 0 | 0 | 0 | 0 | 0
2009 | US | SERC | VACAR | - | W06a3 | Hydro Expected On-Peak | 3872 | 3887 | 3878 | 3900 | 3902 | 3902 | 3902 | 3902 | 3902 | 3902 | 3902
2009 | US | SERC | VACAR | - | W06a4 | Biomass Expected On-Peak | 141 | 141 | 141 | 141 | 141 | 141 | 141 | 141 | 141 | 141 | 141
2009 | US | SERC | VACAR | - | W06a5 | Load as a Capacity Resource Expected On-Peak (Load Management Programs) | 0 | 0 | 0 | 0 | 0 | 0 | 0 | 0 | 0 | 0 | 0
2009 | US | SERC | VACAR | - | W06b | Existing, Other (Note: The sum of 6b1 through 6b7 must be <= 6b) | 1922 | 1973 | 2135 | 2135 | 2135 | 2132 | 2132 | 2132 | 2132 | 2132 | 3702
2009 | US | SERC | VACAR | - | W06b1 | Wind Derate On-Peak | 0 | 0 | 0 | 0 | 0 | 0 | 0 | 0 | 0 | 0 | 0
2009 | US | SERC | VACAR | - | W06b2 | Solar Derate On-Peak | 0 | 0 | 0 | 0 | 0 | 0 | 0 | 0 | 0 | 0 | 0
2009 | US | SERC | VACAR | - | W06b3 | Hydro Derate On-Peak | 37 | 21 | 41 | 21 | 21 | 21 | 21 | 21 | 21 | 21 | 21
2009 | US | SERC | VACAR | - | W06b4 | Biomass Derate On-Peak | 0 | 0 | 0 | 0 | 0 | 0 | 0 | 0 | 0 | 0 | 0
2009 | US | SERC | VACAR | - | W06b5 | Load as a Capacity Resource Derate On-Peak (Load Management Programs) | 0 | 0 | 0 | 0 | 0 | 0 | 0 | 0 | 0 | 0 | 0
2009 | US | SERC | VACAR | - | W06b6 | Energy Only | 0 | 0 | 0 | 0 | 0 | 0 | 0 | 0 | 0 | 0 | 0
2009 | US | SERC | VACAR | - | W06b7 | Scheduled Outage - Maintenance | 30 | 0 | 30 | 0 | 0 | 0 | 0 | 0 | 0 | 0 | 0
2009 | US | SERC | VACAR | - | W06b8 | Transmission-Limited Resources | 0 | 0 | 0 | 0 | 0 | 0 | 0 | 0 | 0 | 0 | 0
2009 | US | SERC | VACAR | - | W06c | Existing, Inoperable (Note: Capacity reported in this line are not used in margin calculations) | 43 | 57 | 57 | 57 | 57 | 57 | 57 | 57 | 57 | 57 | 57
2009 | US | SERC | VACAR | - | W07 | FUTURE CAPACITY ADDITIONS = 7a+7b | 0 | 1104 | 1099 | 2951 | 4800 | 5600 | 6251 | 6901 | 8650 | 7532 | 8649
2009 | US | SERC | VACAR | - | W07a | Future, Planned (Note: Only the net expected On-Peak values are included in this line and does not include Energy Only.) | 0 | 1104 | 1099 | 2866 | 4659 | 4850 | 4868 | 4886 | 6003 | 4886 | 4886
2009 | US | SERC | VACAR | - | W07a1 | Wind Expected On-Peak | 0 | 0 | 0 | 0 | 0 | 0 | 0 | 0 | 0 | 0 | 0
2009 | US | SERC | VACAR | - | W07a2 | Solar Expected On-Peak | 0 | 0 | 0 | 0 | 0 | 0 | 0 | 0 | 0 | 0 | 0
2009 | US | SERC | VACAR | - | W07a3 | Hydro Expected On-Peak | 0 | 4 | 2 | 2 | 2 | 0 | 0 | 0 | 0 | 0 | 0
2009 | US | SERC | VACAR | - | W07a4 | Biomass Expected On-Peak | 0 | 34 | 34 | 34 | 34 | 34 | 34 | 34 | 34 | 34 | 34
2009 | US | SERC | VACAR | - | W07b | Future, Other (Note: Only the net expected On-Peak values are included in this line and does not include Energy Only.) | 0 | 0 | 0 | 0 | 0 | 0 | 0 | 0 | 0 | 0 | 0
2009 | US | SERC | VACAR | - | W07b1 | Wind Expected On-Peak | 0 | 0 | 0 | 0 | 0 | 0 | 0 | 0 | 0 | 0 | 0
2009 | US | SERC | VACAR | - | W07b2 | Wind Derate On-Peak | 0 | 0 | 0 | 0 | 0 | 0 | 0 | 0 | 0 | 0 | 0
2009 | US | SERC | VACAR | - | W07b3 | Solar Expected On-Peak | 0 | 0 | 0 | 0 | 0 | 0 | 0 | 0 | 0 | 0 | 0
2009 | US | SERC | VACAR | - | W07b4 | Solar Derate On-Peak | 0 | 0 | 0 | 0 | 0 | 0 | 0 | 0 | 0 | 0 | 0
2009 | US | SERC | VACAR | - | W07b5 | Hydro Expected On-Peak | 0 | 0 | 0 | 0 | 0 | 0 | 0 | 0 | 0 | 0 | 0
2009 | US | SERC | VACAR | - | W07b6 | Hydro Derate On-Peak | 0 | 0 | 0 | 0 | 0 | 0 | 0 | 0 | 0 | 0 | 0
2009 | US | SERC | VACAR | - | W07b7 | Biomass Expected On-Peak | 0 | 0 | 0 | 0 | 0 | 0 | 0 | 0 | 0 | 0 | 0
2009 | US | SERC | VACAR | - | W07b8 | Biomass Derate On-Peak | 0 | 0 | 0 | 0 | 0 | 0 | 0 | 0 | 0 | 0 | 0
2009 | US | SERC | VACAR | - | W07b9 | Energy Only | 0 | 0 | 0 | 0 | 0 | 0 | 0 | 0 | 0 | 0 | 0
2009 | US | SERC | VACAR | - | W08 | Conceptual (Note: Only the net expected on-peak capacity is included in this line and does not include Energy Only.) | 0 | 0 | 0 | 85 | 141 | 750 | 1383 | 2015 | 2647 | 2646 | 3763
2009 | US | SERC | VACAR | - | W08a1 | Wind Expected On-Peak | 0 | 0 | 0 | 0 | 0 | 0 | 0 | 0 | 0 | 0 | 0
2009 | US | SERC | VACAR | - | W08a2 | Wind Derate On-Peak | 0 | 0 | 0 | 0 | 0 | 0 | 0 | 0 | 0 | 0 | 0
2009 | US | SERC | VACAR | - | W08a3 | Solar Expected On-Peak | 0 | 0 | 0 | 0 | 0 | 0 | 0 | 0 | 0 | 0 | 0
2009 | US | SERC | VACAR | - | W08a4 | Solar Derate On-Peak | 0 | 0 | 0 | 0 | 0 | 0 | 0 | 0 | 0 | 0 | 0
2009 | US | SERC | VACAR | - | W08a5 | Hydro Expected On-Peak | 0 | 0 | 0 | 0 | 0 | 0 | 1 | 1 | 1 | 0 | 0
2009 | US | SERC | VACAR | - | W08a6 | Hydro Derate On-Peak | 0 | 0 | 0 | 0 | 0 | 0 | 0 | 0 | 0 | 0 | 0
2009 | US | SERC | VACAR | - | W08a7 | Biomass Expected On-Peak | 0 | 0 | 0 | 0 | 0 | 0 | 0 | 0 | 0 | 0 | 0
2009 | US | SERC | VACAR | - | W08a8 | Biomass Derate On-Peak | 0 | 0 | 0 | 0 | 0 | 0 | 0 | 0 | 0 | 0 | 0
2009 | US | SERC | VACAR | - | W08a9 | Energy Only | 0 | 0 | 0 | 0 | 0 | 0 | 0 | 0 | 0 | 0 | 0
2009 | US | SERC | VACAR | - | W09 | DELIVERABLE INTERNAL CAPACITY = 6a+7a | 74869 | 76287 | 75502 | 77487 | 78902 | 79051 | 78758 | 78290 | 79274 | 78024 | 78017
2009 | US | SERC | VACAR | - | W10 | CAPACITY TRANSACTIONS - IMPORTS = 10a+10b+10c+10d | 1617 | 1679 | 1448 | 1739 | 1606 | 1538 | 1586 | 1598 | 1415 | 1420 | 1529
2009 | US | SERC | VACAR | - | W10a | Firm (Note: The sum of 10a1 and 10a2 must be <= 10a) | 1617 | 1679 | 1448 | 1739 | 1606 | 1538 | 1586 | 1598 | 1415 | 1420 | 1529
2009 | US | SERC | VACAR | - | W10a1 | Full-Responsibility Purchases | 0 | 0 | 0 | 0 | 0 | 0 | 0 | 0 | 0 | 0 | 0
2009 | US | SERC | VACAR | - | W10a2 | Owned Capacity/Entitlement Located Outside the Region/Subregion | 0 | 0 | 0 | 0 | 0 | 0 | 0 | 0 | 0 | 0 | 0
2009 | US | SERC | VACAR | - | W10b | Non-firm | 0 | 0 | 0 | 0 | 0 | 0 | 0 | 0 | 0 | 0 | 0
2009 | US | SERC | VACAR | - | W10c | Expected (Note: The sum of 10c1 and 10c2 must be <= 10c) | 0 | 0 | 0 | 0 | 0 | 0 | 0 | 0 | 0 | 0 | 0
2009 | US | SERC | VACAR | - | W10c1 | Full-Responsibility Purchases | 0 | 0 | 0 | 0 | 0 | 0 | 0 | 0 | 0 | 0 | 0
2009 | US | SERC | VACAR | - | W10c2 | Owned Capacity/Entitlement Located Outside the Region/Subregion | 0 | 0 | 0 | 0 | 0 | 0 | 0 | 0 | 0 | 0 | 0
2009 | US | SERC | VACAR | - | W10d | Provisional – transactions under study, but negotiations have not begun. | 0 | 0 | 0 | 0 | 0 | 0 | 0 | 0 | 0 | 0 | 0
2009 | US | SERC | VACAR | - | W11 | CAPACITY TRANSACTIONS - EXPORTS = 11a+11b+11c+11d | 200 | 150 | 0 | 100 | 100 | 100 | 100 | 100 | 100 | 100 | 100
2009 | US | SERC | VACAR | - | W11a | Firm (Note: The sum of 11a1 and 11a2 must be <= 11a) | 200 | 150 | 0 | 100 | 100 | 100 | 100 | 100 | 100 | 100 | 100
2009 | US | SERC | VACAR | - | W11a1 | Full-Responsibility Purchases | 0 | 0 | 0 | 0 | 0 | 0 | 0 | 0 | 0 | 0 | 0
2009 | US | SERC | VACAR | - | W11a2 | Owned Capacity/Entitlement Located Outside the Region/Subregion | 0 | 0 | 0 | 0 | 0 | 0 | 0 | 0 | 0 | 0 | 0
2009 | US | SERC | VACAR | - | W11b | Non-firm | 0 | 0 | 0 | 0 | 0 | 0 | 0 | 0 | 0 | 0 | 0
2009 | US | SERC | VACAR | - | W11c | Expected (Note: The sum of 11c1 and 11c2 must be <= 11c) | 0 | 0 | 0 | 0 | 0 | 0 | 0 | 0 | 0 | 0 | 0
2009 | US | SERC | VACAR | - | W11c1 | Full-Responsibility Purchases | 0 | 0 | 0 | 0 | 0 | 0 | 0 | 0 | 0 | 0 | 0
2009 | US | SERC | VACAR | - | W11c2 | Owned Capacity/Entitlement Located Outside the Region/Subregion | 0 | 0 | 0 | 0 | 0 | 0 | 0 | 0 | 0 | 0 | 0
2009 | US | SERC | VACAR | - | W11d | Provisional – transactions under study, but negotiations have not begun. | 0 | 0 | 0 | 0 | 0 | 0 | 0 | 0 | 0 | 0 | 0
2009 | US | SERC | VACAR | - | W12 | EXISTING, CERTAIN CAPACITY & NET FIRM TRANSACTIONS = 6a+Net Firm Transactions | 76286 | 76712 | 75851 | 76260 | 75749 | 75639 | 75376 | 74902 | 74586 | 74458 | 74560
2009 | US | SERC | VACAR | - | W13 | DELIVERABLE CAPACITY RESOURCES = 12+7a+Net Expected Transactions | 76286 | 77816 | 76950 | 79126 | 80408 | 80489 | 80244 | 79788 | 80589 | 79344 | 79446
2009 | US | SERC | VACAR | - | W14 | PROSPECTIVE CAPACITY RESOURCES = 13+6b-[Existing,Other Derates]+16b | 78141 | 79768 | 79014 | 81240 | 82522 | 82600 | 82355 | 81899 | 82700 | 81455 | 83127
2009 | US | SERC | VACAR | - | W15 | TOTAL POTENTIAL CAPACITY RESOURCES = 13+6b-[Existing,Other Derates]+7b+ 8+Net Provisional Transactions | 78141 | 79768 | 79014 | 81325 | 82663 | 83350 | 83738 | 83914 | 85347 | 84101 | 86890
2009 | US | SERC | VACAR | - | W15a | ADJUSTED POTENTIAL CAPACITY RESOURCES = 13+6b-[Existing,Other Derates]+ 16b+16d+Net Provisional Transactions | 78141 | 79768 | 79014 | 81240 | 82522 | 82600 | 82355 | 81899 | 82700 | 81455 | 83127
2009 | US | SERC | VACAR | - | W16a | Confidence of Future, Other (7b), using reasonable judgement | 0 | 0 | 0 | 0 | 0 | 0 | 0 | 0 | 0 | 0 | 0
2009 | US | SERC | VACAR | - | W16b | Net Future, Other Resources After Confidence Percentage Is Applied = 7b*16a | 0 | 0 | 0 | 0 | 0 | 0 | 0 | 0 | 0 | 0 | 0
2009 | US | SERC | VACAR | - | W16c | Confidence of Conceptual (8), using reasonable judgement | 0 | 0 | 0 | 0 | 0 | 0 | 0 | 0 | 0 | 0 | 0
2009 | US | SERC | VACAR | - | W16d | Net Conceptual Resources After Confidence Percentage Is Applied = 8*16c | 0 | 0 | 0 | 0 | 0 | 0 | 0 | 0 | 0 | 0 | 0
2009 | US | SERC | VACAR | - | W17C | Region/Subregion Target Capacity Margin | 0 | 0 | 0 | 0 | 0 | 0 | 0 | 0 | 0 | 0 | 0
2009 | US | SERC | VACAR | - | W17R | Region/Subregion Target Reserve Margin | 0 | 0.15 | 0.15 | 0.15 | 0.15 | 0.15 | 0.15 | 0.15 | 0.15 | 0.15 | 0.15
2009 | US | SERC | VACAR | - | W18C | Existing Certain and Net Firm Transactions = (12-3)/12 | 0 | 0.26154 | 0.24397 | 0.23295 | 0.21516 | 0.20262 | 0.18804 | 0.16997 | 0.15386 | 0.13927 | 0.12623
2009 | US | SERC | VACAR | - | W19C | Deliverable Capacity Resources = (13-3)/13 | 0 | 0.27201 | 0.25476 | 0.26074 | 0.26063 | 0.25067 | 0.2373 | 0.2208 | 0.21689 | 0.19228 | 0.17997
2009 | US | SERC | VACAR | - | W20C | Prospective Capacity Resources = (14-3)/14 | 0 | 0.28983 | 0.27423 | 0.27997 | 0.27957 | 0.26982 | 0.25685 | 0.24088 | 0.23688 | 0.21321 | 0.21628
2009 | US | SERC | VACAR | - | W21C | Total Potential Resources = (15-3)/15 | 0 | 0.28983 | 0.27423 | 0.28073 | 0.2808 | 0.27639 | 0.26913 | 0.25911 | 0.26055 | 0.23796 | 0.25022
2009 | US | SERC | VACAR | - | W22C | Adjusted Potential Resources = (15a-3)/15a | 0 | 0.28983 | 0.27423 | 0.27997 | 0.27957 | 0.26982 | 0.25685 | 0.24088 | 0.23688 | 0.21321 | 0.21628
2009 | US | SERC | VACAR | - | W18R | Existing Certain and Net Firm Transactions = (12-3)/3 | 0 | 0.35416 | 0.32269 | 0.3037 | 0.27414 | 0.25411 | 0.23159 | 0.20477 | 0.18184 | 0.16181 | 0.14447
2009 | US | SERC | VACAR | - | W19R | Deliverable Capacity Resources = (13-3)/3 | 0 | 0.37365 | 0.34185 | 0.3527 | 0.35251 | 0.33452 | 0.31113 | 0.28336 | 0.27696 | 0.23805 | 0.21947
2009 | US | SERC | VACAR | - | W20R | Prospective Capacity Resources = (14-3)/3 | 0 | 0.40811 | 0.37785 | 0.38884 | 0.38807 | 0.36952 | 0.34563 | 0.31732 | 0.31041 | 0.27099 | 0.27597
2009 | US | SERC | VACAR | - | W21R | Total Potential Resources = (15-3)/3 | 0 | 0.40811 | 0.37785 | 0.39029 | 0.39044 | 0.38196 | 0.36822 | 0.34973 | 0.35235 | 0.31227 | 0.33373
2009 | US | SERC | VACAR | - | W22R | Adjusted Potential Resources = (15a-3)/3 | 0 | 0.40811 | 0.37785 | 0.38884 | 0.38807 | 0.36952 | 0.34563 | 0.31732 | 0.31041 | 0.27099 | 0.27597
2009 | US | SERC | VACAR | - | W24 | Other Capacity < 1 MW | 0 | 0 | 0 | 0 | 0 | 0 | 0 | 0 | 0 | 0 | 0
2009 | US | SERC | VACAR | - | W25 | Distributed Generator Capacity >= 1 MW | 0 | 0 | 0 | 0 | 0 | 0 | 0 | 0 | 0 | 0 | 0
2009 | US | SERC | VACAR | - | W26 | Capacity Total from EIA-860 | 0 | 0 | 0 | 0 | 0 | 0 | 0 | 0 | 0 | 0 | 0
2009 | US | SERC | VACAR | - | W27 | Total Installed Baseline Capacity Resources = 12+6b | 78208 | 0 | 0 | 0 | 0 | 0 | 0 | 0 | 0 | 0 | 0
2009 | US | SPP | - | - | W01 | Unrestricted Non-coincident Peak Demand = 2+1a+1b-1c-1d | 32809 | 32671 | 33365 | 33972 | 34592 | 35202 | 35761 | 35784 | 36302 | 36835 | 37356
2009 | US | SPP | - | - | W01a | New Conservation (Energy Efficiency) | 0 | 35 | 57 | 108 | 171 | 241 | 295 | 352 | 335 | 322 | 309
2009 | US | SPP | - | - | W01b | Estimated Diversity | 0 | 0 | 0 | 0 | 0 | 0 | 0 | 0 | 0 | 0 | 0
2009 | US | SPP | - | - | W01c | Additions for non-member load (load served by non-registered LSE's in a region) | 0 | 0 | 0 | 0 | 0 | 0 | 0 | 0 | 0 | 0 | 0
2009 | US | SPP | - | - | W01d | Stand-by Load Under Contract (Normally served by behind the meter generation) | 0 | 0 | 0 | 0 | 0 | 0 | 0 | 0 | 0 | 0 | 0
2009 | US | SPP | - | - | W02 | Total Internal Demand | 32809 | 32636 | 33308 | 33864 | 34421 | 34961 | 35466 | 35432 | 35967 | 36513 | 37047
2009 | US | SPP | - | - | W02a | Direct Control Load Management | 33 | 33 | 15 | 15 | 15 | 15 | 15 | 15 | 15 | 15 | 15
2009 | US | SPP | - | - | W02b | Contractually Interruptible (Curtailable) | 271 | 377 | 387 | 397 | 405 | 415 | 418 | 421 | 424 | 429 | 431
2009 | US | SPP | - | - | W02c | Critical Peak-Pricing (CPP) with Control | 0 | 35 | 36 | 108 | 184 | 262 | 274 | 287 | 300 | 315 | 324
2009 | US | SPP | - | - | W02d | Load as a Capacity Resource | 143 | 203 | 220 | 243 | 246 | 247 | 247 | 248 | 248 | 249 | 249
2009 | US | SPP | - | - | W03 | Net Internal Demand = 2-2a-2b-2c-2d | 32362 | 31988 | 32650 | 33101 | 33571 | 34022 | 34512 | 34461 | 34980 | 35505 | 36028
2009 | US | SPP | - | - | W04a | Demand Response used for Reserves - Spinning | 0 | 0 | 0 | 0 | 0 | 0 | 0 | 0 | 0 | 0 | 0
2009 | US | SPP | - | - | W04b | Demand Response used for Reserves - Non-Spinning | 0 | 0 | 0 | 0 | 0 | 0 | 0 | 0 | 0 | 0 | 0
2009 | US | SPP | - | - | W04c | Demand Response used for Regulation | 0 | 0 | 0 | 0 | 0 | 0 | 0 | 0 | 0 | 0 | 0
2009 | US | SPP | - | - | W04d | Demand Response used for Energy, Voluntary - Emergency | 0 | 0 | 0 | 0 | 0 | 0 | 0 | 0 | 0 | 0 | 0
2009 | US | SPP | - | - | W05 | TOTAL INTERNAL CAPACITY = 6+7 | 55888 | 57155.791 | 59689.582 | 60869.373 | 62067.164 | 63103.455 | 63642.546 | 64478.637 | 65072.728 | 65633.319 | 66223.91
2009 | US | SPP | - | - | W06 | EXISTING CAPACITY = 6a+6b+6c | 55888 | 56145 | 56238 | 56215 | 56215 | 56211 | 56160 | 56056 | 56056 | 56026 | 56026
2009 | US | SPP | - | - | W06a | Existing, Certain (Note: The sum of 6a1 through 6a4 must be <= 6a) | 47924 | 48517 | 48639 | 48604 | 48714 | 48710 | 48679 | 48575 | 48575 | 48545 | 48545
2009 | US | SPP | - | - | W06a1 | Wind Expected On-Peak | 70 | 70 | 70 | 70 | 70 | 70 | 70 | 70 | 70 | 70 | 70
2009 | US | SPP | - | - | W06a2 | Solar Expected On-Peak | 0 | 0 | 0 | 0 | 0 | 0 | 0 | 0 | 0 | 0 | 0
2009 | US | SPP | - | - | W06a3 | Hydro Expected On-Peak | 2898 | 2850 | 2877 | 2865 | 2975 | 2975 | 2995 | 2995 | 2995 | 2995 | 2995
2009 | US | SPP | - | - | W06a4 | Biomass Expected On-Peak | 0 | 0 | 0 | 0 | 0 | 0 | 0 | 0 | 0 | 0 | 0
2009 | US | SPP | - | - | W06a5 | Load as a Capacity Resource Expected On-Peak (Load Management Programs) | 0 | 0 | 0 | 0 | 0 | 0 | 0 | 0 | 0 | 0 | 0
2009 | US | SPP | - | - | W06b | Existing, Other (Note: The sum of 6b1 through 6b7 must be <= 6b) | 7593 | 7084 | 7095 | 7127 | 7067 | 7067 | 7047 | 7047 | 7047 | 7047 | 7047
2009 | US | SPP | - | - | W06b1 | Wind Derate On-Peak | 389 | 385 | 385 | 385 | 385 | 385 | 385 | 385 | 385 | 385 | 385
2009 | US | SPP | - | - | W06b2 | Solar Derate On-Peak | 0 | 0 | 0 | 0 | 0 | 0 | 0 | 0 | 0 | 0 | 0
2009 | US | SPP | - | - | W06b3 | Hydro Derate On-Peak | 198 | 198 | 198 | 198 | 198 | 198 | 198 | 198 | 198 | 198 | 198
2009 | US | SPP | - | - | W06b4 | Biomass Derate On-Peak | 0 | 0 | 0 | 0 | 0 | 0 | 0 | 0 | 0 | 0 | 0
2009 | US | SPP | - | - | W06b5 | Load as a Capacity Resource Derate On-Peak (Load Management Programs) | 0 | 0 | 0 | 0 | 0 | 0 | 0 | 0 | 0 | 0 | 0
2009 | US | SPP | - | - | W06b6 | Energy Only | 50 | 50 | 50 | 50 | 50 | 50 | 50 | 50 | 50 | 50 | 50
2009 | US | SPP | - | - | W06b7 | Scheduled Outage - Maintenance | 37 | 37 | 48 | 80 | 20 | 20 | 0 | 0 | 0 | 0 | 0
2009 | US | SPP | - | - | W06b8 | Transmission-Limited Resources | 0 | 0 | 0 | 0 | 0 | 0 | 0 | 0 | 0 | 0 | 0
2009 | US | SPP | - | - | W06c | Existing, Inoperable (Note: Capacity reported in this line are not used in margin calculations) | 371 | 544 | 504 | 484 | 434 | 434 | 434 | 434 | 434 | 434 | 434
2009 | US | SPP | - | - | W07 | FUTURE CAPACITY ADDITIONS = 7a+7b | 0 | 1010.791 | 3451.582 | 4654.373 | 5852.164 | 6892.455 | 7482.546 | 8422.637 | 9016.728 | 9607.319 | 10197.91
2009 | US | SPP | - | - | W07a | Future, Planned (Note: Only the net expected On-Peak values are included in this line and does not include Energy Only.) | 0 | 423 | 2272 | 2891 | 3495 | 3942 | 3942 | 4292 | 4292 | 4292 | 4292
2009 | US | SPP | - | - | W07a1 | Wind Expected On-Peak | 0 | 0 | 0 | 0 | 0 | 0 | 0 | 0 | 0 | 0 | 0
2009 | US | SPP | - | - | W07a2 | Solar Expected On-Peak | 0 | 0 | 0 | 0 | 0 | 0 | 0 | 0 | 0 | 0 | 0
2009 | US | SPP | - | - | W07a3 | Hydro Expected On-Peak | 0 | 4 | 8 | 12 | 16 | 16 | 16 | 16 | 16 | 16 | 16
2009 | US | SPP | - | - | W07a4 | Biomass Expected On-Peak | 0 | 0 | 0 | 0 | 0 | 0 | 0 | 0 | 0 | 0 | 0
2009 | US | SPP | - | - | W07b | Future, Other (Note: Only the net expected On-Peak values are included in this line and does not include Energy Only.) | 0 | 0 | 465 | 469 | 469 | 619 | 625 | 625 | 625 | 626 | 637
2009 | US | SPP | - | - | W07b1 | Wind Expected On-Peak | 0 | 0 | 0 | 0 | 0 | 23 | 23 | 23 | 23 | 23 | 23
2009 | US | SPP | - | - | W07b2 | Wind Derate On-Peak | 0 | 75 | 150 | 250 | 350 | 477 | 477 | 477 | 477 | 477 | 477
2009 | US | SPP | - | - | W07b3 | Solar Expected On-Peak | 0 | 0 | 0 | 2 | 2 | 2 | 6 | 6 | 6 | 6 | 12
2009 | US | SPP | - | - | W07b4 | Solar Derate On-Peak | 0 | 0 | 0 | 0 | 0 | 0 | 0 | 0 | 0 | 0 | 0
2009 | US | SPP | - | - | W07b5 | Hydro Expected On-Peak | 0 | 0 | 0 | 0 | 0 | 0 | 0 | 0 | 0 | 0 | 0
2009 | US | SPP | - | - | W07b6 | Hydro Derate On-Peak | 0 | 1 | 1 | 1 | 1 | 1 | 1 | 1 | 1 | 1 | 1
2009 | US | SPP | - | - | W07b7 | Biomass Expected On-Peak | 0 | 0 | 0 | 0 | 0 | 0 | 0 | 0 | 0 | 0 | 0
2009 | US | SPP | - | - | W07b8 | Biomass Derate On-Peak | 0 | 0 | 0 | 0 | 0 | 0 | 0 | 0 | 0 | 0 | 0
2009 | US | SPP | - | - | W07b9 | Energy Only | 0 | 0 | 0 | 0 | 0 | 0 | 0 | 0 | 0 | 0 | 0
2009 | US | SPP | - | - | W08 | Conceptual (Note: Only the net expected on-peak capacity is included in this line and does not include Energy Only.) | 0 | 587.791 | 1179.582 | 1763.373 | 2357.164 | 2950.455 | 3540.546 | 4130.637 | 4724.728 | 5315.319 | 5905.91
2009 | US | SPP | - | - | W08a1 | Wind Expected On-Peak | 0 | 5877.91 | 5897.91 | 5877.91 | 5892.91 | 5900.91 | 5900.91 | 5900.91 | 5905.91 | 5905.91 | 5905.91
2009 | US | SPP | - | - | W08a2 | Wind Derate On-Peak | 0 | 52976.19 | 53051.19 | 53151.19 | 53251.19 | 53378.19 | 53378.19 | 53378.19 | 53378.19 | 53378.19 | 53378.19
2009 | US | SPP | - | - | W08a3 | Solar Expected On-Peak | 0 | 0 | 27 | 27 | 27 | 27 | 27 | 41 | 41 | 41 | 41
2009 | US | SPP | - | - | W08a4 | Solar Derate On-Peak | 0 | 0 | 2 | 2 | 2 | 2 | 2 | 2 | 2 | 2 | 2
2009 | US | SPP | - | - | W08a5 | Hydro Expected On-Peak | 0 | 0 | 0 | 0 | 0 | 0 | 0 | 0 | 0 | 0 | 0
2009 | US | SPP | - | - | W08a6 | Hydro Derate On-Peak | 0 | 0 | 0 | 0 | 0 | 0 | 0 | 0 | 0 | 0 | 0
2009 | US | SPP | - | - | W08a7 | Biomass Expected On-Peak | 0 | 0 | 6 | 6 | 6 | 6 | 6 | 6 | 9 | 9 | 9
2009 | US | SPP | - | - | W08a8 | Biomass Derate On-Peak | 0 | 0 | 0 | 0 | 0 | 0 | 0 | 0 | 0 | 0 | 0
2009 | US | SPP | - | - | W08a9 | Energy Only | 0 | 0 | 0 | 0 | 0 | 0 | 0 | 0 | 0 | 0 | 0
2009 | US | SPP | - | - | W09 | DELIVERABLE INTERNAL CAPACITY = 6a+7a | 47924 | 48940 | 50911 | 51495 | 52209 | 52652 | 52621 | 52867 | 52867 | 52837 | 52837
2009 | US | SPP | - | - | W10 | CAPACITY TRANSACTIONS - IMPORTS = 10a+10b+10c+10d | 1178.5 | 1338.5 | 1125.5 | 1073.5 | 1075 | 1025 | 978 | 821 | 685 | 689 | 692
2009 | US | SPP | - | - | W10a | Firm (Note: The sum of 10a1 and 10a2 must be <= 10a) | 1178.5 | 1338.5 | 1125.5 | 1073.5 | 1075 | 1025 | 978 | 821 | 685 | 689 | 692
2009 | US | SPP | - | - | W10a1 | Full-Responsibility Purchases | 0 | 0 | 0 | 0 | 0 | 0 | 0 | 0 | 0 | 0 | 0
2009 | US | SPP | - | - | W10a2 | Owned Capacity/Entitlement Located Outside the Region/Subregion | 0 | 0 | 0 | 0 | 0 | 0 | 0 | 0 | 0 | 0 | 0
2009 | US | SPP | - | - | W10b | Non-firm | 0 | 0 | 0 | 0 | 0 | 0 | 0 | 0 | 0 | 0 | 0
2009 | US | SPP | - | - | W10c | Expected (Note: The sum of 10c1 and 10c2 must be <= 10c) | 0 | 0 | 0 | 0 | 0 | 0 | 0 | 0 | 0 | 0 | 0
2009 | US | SPP | - | - | W10c1 | Full-Responsibility Purchases | 0 | 0 | 0 | 0 | 0 | 0 | 0 | 0 | 0 | 0 | 0
2009 | US | SPP | - | - | W10c2 | Owned Capacity/Entitlement Located Outside the Region/Subregion | 0 | 0 | 0 | 0 | 0 | 0 | 0 | 0 | 0 | 0 | 0
2009 | US | SPP | - | - | W10d | Provisional – transactions under study, but negotiations have not begun. | 0 | 0 | 0 | 0 | 0 | 0 | 0 | 0 | 0 | 0 | 0
2009 | US | SPP | - | - | W11 | CAPACITY TRANSACTIONS - EXPORTS = 11a+11b+11c+11d | 877 | 744 | 744 | 744 | 744 | 744 | 746 | 746 | 746 | 746 | 748
2009 | US | SPP | - | - | W11a | Firm (Note: The sum of 11a1 and 11a2 must be <= 11a) | 877 | 744 | 744 | 744 | 744 | 744 | 746 | 746 | 746 | 746 | 748
2009 | US | SPP | - | - | W11a1 | Full-Responsibility Purchases | 0 | 0 | 0 | 0 | 0 | 0 | 0 | 0 | 0 | 0 | 0
2009 | US | SPP | - | - | W11a2 | Owned Capacity/Entitlement Located Outside the Region/Subregion | 0 | 0 | 0 | 0 | 0 | 0 | 0 | 0 | 0 | 0 | 0
2009 | US | SPP | - | - | W11b | Non-firm | 0 | 0 | 0 | 0 | 0 | 0 | 0 | 0 | 0 | 0 | 0
2009 | US | SPP | - | - | W11c | Expected (Note: The sum of 11c1 and 11c2 must be <= 11c) | 0 | 0 | 0 | 0 | 0 | 0 | 0 | 0 | 0 | 0 | 0
2009 | US | SPP | - | - | W11c1 | Full-Responsibility Purchases | 0 | 0 | 0 | 0 | 0 | 0 | 0 | 0 | 0 | 0 | 0
2009 | US | SPP | - | - | W11c2 | Owned Capacity/Entitlement Located Outside the Region/Subregion | 0 | 0 | 0 | 0 | 0 | 0 | 0 | 0 | 0 | 0 | 0
2009 | US | SPP | - | - | W11d | Provisional – transactions under study, but negotiations have not begun. | 0 | 0 | 0 | 0 | 0 | 0 | 0 | 0 | 0 | 0 | 0
2009 | US | SPP | - | - | W12 | EXISTING, CERTAIN CAPACITY & NET FIRM TRANSACTIONS = 6a+Net Firm Transactions | 48225.5 | 49111.5 | 49020.5 | 48933.5 | 49045 | 48991 | 48911 | 48650 | 48514 | 48488 | 48489
2009 | US | SPP | - | - | W13 | DELIVERABLE CAPACITY RESOURCES = 12+7a+Net Expected Transactions | 48225.5 | 49534.5 | 51292.5 | 51824.5 | 52540 | 52933 | 52853 | 52942 | 52806 | 52780 | 52781
2009 | US | SPP | - | - | W14 | PROSPECTIVE CAPACITY RESOURCES = 13+6b-[Existing,Other Derates]+16b | 55144.5 | 55948.5 | 57822.75 | 58355.75 | 59071.25 | 59501.75 | 59423.25 | 59512.25 | 59376.25 | 59350.5 | 59354.25
2009 | US | SPP | - | - | W15 | TOTAL POTENTIAL CAPACITY RESOURCES = 13+6b-[Existing,Other Derates]+7b+ 8+Net Provisional Transactions | 55144.5 | 56536.291 | 59351.082 | 60470.873 | 61780.164 | 62916.455 | 63432.546 | 64111.637 | 64569.728 | 65135.319 | 65737.91
2009 | US | SPP | - | - | W15a | ADJUSTED POTENTIAL CAPACITY RESOURCES = 13+6b-[Existing,Other Derates]+ 16b+16d+Net Provisional Transactions | 55144.5 | 55977.8895 | 57881.7291 | 58443.9186 | 59189.1082 | 59649.2727 | 59600.2773 | 59718.7818 | 59612.4864 | 59616.266 | 59649.5455
2009 | US | SPP | - | - | W16a | Confidence of Future, Other (7b), using reasonable judgement | 0 | 0.25 | 0.25 | 0.25 | 0.25 | 0.25 | 0.25 | 0.25 | 0.25 | 0.25 | 0.25
2009 | US | SPP | - | - | W16b | Net Future, Other Resources After Confidence Percentage Is Applied = 7b*16a | 0 | 0 | 116.25 | 117.25 | 117.25 | 154.75 | 156.25 | 156.25 | 156.25 | 156.5 | 159.25
2009 | US | SPP | - | - | W16c | Confidence of Conceptual (8), using reasonable judgement | 0 | 0.05 | 0.05 | 0.05 | 0.05 | 0.05 | 0.05 | 0.05 | 0.05 | 0.05 | 0.05
2009 | US | SPP | - | - | W16d | Net Conceptual Resources After Confidence Percentage Is Applied = 8*16c | 0 | 29.3895 | 58.9791 | 88.1686 | 117.8582 | 147.5228 | 177.0273 | 206.5318 | 236.2364 | 265.7659 | 295.2955
2009 | US | SPP | - | - | W17C | Region/Subregion Target Capacity Margin | 0 | 0.12 | 0.12 | 0.12 | 0.12 | 0.12 | 0.12 | 0.12 | 0.12 | 0.12 | 0.12
2009 | US | SPP | - | - | W17R | Region/Subregion Target Reserve Margin | 0 | 0.136 | 0.136 | 0.136 | 0.136 | 0.136 | 0.136 | 0.136 | 0.136 | 0.136 | 0.136
2009 | US | SPP | - | - | W18C | Existing Certain and Net Firm Transactions = (12-3)/12 | 0 | 0.34867 | 0.33395 | 0.32355 | 0.31551 | 0.30555 | 0.29439 | 0.29165 | 0.27897 | 0.26776 | 0.25699
2009 | US | SPP | - | - | W19C | Deliverable Capacity Resources = (13-3)/13 | 0 | 0.35423 | 0.36345 | 0.36129 | 0.36104 | 0.35726 | 0.34702 | 0.34908 | 0.33758 | 0.3273 | 0.31741
2009 | US | SPP | - | - | W20C | Prospective Capacity Resources = (14-3)/14 | 0 | 0.42826 | 0.43534 | 0.43277 | 0.43169 | 0.42822 | 0.41922 | 0.42094 | 0.41088 | 0.40177 | 0.393
2009 | US | SPP | - | - | W21C | Total Potential Resources = (15-3)/15 | 0 | 0.4342 | 0.44988 | 0.45261 | 0.45661 | 0.45925 | 0.45593 | 0.46248 | 0.45826 | 0.4549 | 0.45194
2009 | US | SPP | - | - | W22C | Adjusted Potential Resources = (15a-3)/15a | 0 | 0.42856 | 0.43592 | 0.43363 | 0.43282 | 0.42963 | 0.42094 | 0.42295 | 0.41321 | 0.40444 | 0.39601
2009 | US | SPP | - | - | W18R | Existing Certain and Net Firm Transactions = (12-3)/3 | 0 | 0.53531 | 0.50139 | 0.47831 | 0.46093 | 0.43998 | 0.41722 | 0.41174 | 0.38691 | 0.36567 | 0.34587
2009 | US | SPP | - | - | W19R | Deliverable Capacity Resources = (13-3)/3 | 0 | 0.54853 | 0.57098 | 0.56565 | 0.56504 | 0.55585 | 0.53144 | 0.53629 | 0.50961 | 0.48655 | 0.465
2009 | US | SPP | - | - | W20R | Prospective Capacity Resources = (14-3)/3 | 0 | 0.74905 | 0.77099 | 0.76296 | 0.75959 | 0.74892 | 0.72181 | 0.72694 | 0.69743 | 0.67161 | 0.64745
2009 | US | SPP | - | - | W21R | Total Potential Resources = (15-3)/3 | 0 | 0.76742 | 0.8178 | 0.82686 | 0.84028 | 0.84929 | 0.83799 | 0.86041 | 0.8459 | 0.83454 | 0.82463
2009 | US | SPP | - | - | W22R | Adjusted Potential Resources = (15a-3)/3 | 0 | 0.74997 | 0.77279 | 0.76562 | 0.7631 | 0.75326 | 0.72694 | 0.73294 | 0.70419 | 0.67909 | 0.65564
2009 | US | SPP | - | - | W24 | Other Capacity < 1 MW | 0 | 0 | 0 | 0 | 0 | 0 | 0 | 0 | 0 | 0 | 0
2009 | US | SPP | - | - | W25 | Distributed Generator Capacity >= 1 MW | 0 | 0 | 0 | 0 | 0 | 0 | 0 | 0 | 0 | 0 | 0
2009 | US | SPP | - | - | W26 | Capacity Total from EIA-860 | 0 | 0 | 0 | 0 | 0 | 0 | 0 | 0 | 0 | 0 | 0
2009 | US | SPP | - | - | W27 | Total Installed Baseline Capacity Resources = 12+6b | 55818.5 | 0 | 0 | 0 | 0 | 0 | 0 | 0 | 0 | 0 | 0
2009 | US | WECC | - | - | W01 | Unrestricted Non-coincident Peak Demand = 2+1a+1b-1c-1d | 113605 | 112357 | 114562 | 116709 | 118558 | 120441 | 122411 | 124409 | 126270 | 128276 | 130218
2009 | US | WECC | - | - | W01a | New Conservation (Energy Efficiency) | 0 | 2010 | 2443 | 2854 | 3013 | 3138 | 3263 | 3378 | 3493 | 3598 | 3680
2009 | US | WECC | - | - | W01b | Estimated Diversity | 0 | 0 | 0 | 0 | 0 | 0 | 0 | 0 | 0 | 0 | 0
2009 | US | WECC | - | - | W01c | Additions for non-member load (load served by non-registered LSE's in a region) | 0 | 0 | 0 | 0 | 0 | 0 | 0 | 0 | 0 | 0 | 0
2009 | US | WECC | - | - | W01d | Stand-by Load Under Contract (Normally served by behind the meter generation) | 0 | 977 | 977 | 977 | 977 | 977 | 977 | 977 | 977 | 977 | 977
2009 | US | WECC | - | - | W02 | Total Internal Demand | 113605 | 111324 | 113096 | 114832 | 116522 | 118280 | 120125 | 122008 | 123754 | 125655 | 127515
2009 | US | WECC | - | - | W02a | Direct Control Load Management | 716 | 654 | 704 | 718 | 726 | 730 | 735 | 743 | 746 | 750 | 754
2009 | US | WECC | - | - | W02b | Contractually Interruptible (Curtailable) | 1719 | 1913 | 2039 | 2200 | 2206 | 2222 | 2244 | 2260 | 2261 | 2264 | 2266
2009 | US | WECC | - | - | W02c | Critical Peak-Pricing (CPP) with Control | 0 | 5 | 10 | 15 | 19 | 31 | 37 | 43 | 45 | 46 | 48
2009 | US | WECC | - | - | W02d | Load as a Capacity Resource | 193 | 217 | 336 | 438 | 426 | 430 | 432 | 435 | 437 | 439 | 442
2009 | US | WECC | - | - | W03 | Net Internal Demand = 2-2a-2b-2c-2d | 110977 | 108535 | 110007 | 111461 | 113145 | 114867 | 116677 | 118527 | 120265 | 122156 | 124005
2009 | US | WECC | - | - | W04a | Demand Response used for Reserves - Spinning | 0 | 90 | 90 | 90 | 90 | 90 | 90 | 90 | 90 | 90 | 90
2009 | US | WECC | - | - | W04b | Demand Response used for Reserves - Non-Spinning | 0 | 0 | 0 | 0 | 0 | 0 | 0 | 0 | 0 | 0 | 0
2009 | US | WECC | - | - | W04c | Demand Response used for Regulation | 0 | 0 | 0 | 0 | 0 | 0 | 0 | 0 | 0 | 0 | 0
2009 | US | WECC | - | - | W04d | Demand Response used for Energy, Voluntary - Emergency | 143 | 145 | 187 | 200 | 182 | 184 | 186 | 187 | 158 | 159 | 159
2009 | US | WECC | - | - | W05 | TOTAL INTERNAL CAPACITY = 6+7 | 179921 | 187012 | 194093 | 200562 | 206445 | 209463 | 211082 | 212971 | 212337 | 213288 | 213554
2009 | US | WECC | - | - | W06 | EXISTING CAPACITY = 6a+6b+6c | 179921 | 182322 | 182086 | 182297 | 181454 | 181532 | 181011 | 182117 | 181692 | 182139 | 181825
2009 | US | WECC | - | - | W06a | Existing, Certain (Note: The sum of 6a1 through 6a4 must be <= 6a) | 167152 | 169384 | 169052 | 169364 | 168636 | 168753 | 168122 | 169112 | 168658 | 169109 | 168795
2009 | US | WECC | - | - | W06a1 | Wind Expected On-Peak | 1446 | 1439 | 1439 | 1439 | 1439 | 1439 | 1439 | 1439 | 1432 | 1432 | 1432
2009 | US | WECC | - | - | W06a2 | Solar Expected On-Peak | 36 | 36 | 36 | 36 | 36 | 36 | 36 | 36 | 36 | 36 | 36
2009 | US | WECC | - | - | W06a3 | Hydro Expected On-Peak | 48311 | 48720 | 48405 | 48536 | 47764 | 47803 | 47681 | 47665 | 47537 | 47541 | 47538
2009 | US | WECC | - | - | W06a4 | Biomass Expected On-Peak | 1276 | 1274 | 1274 | 1274 | 1274 | 1274 | 1274 | 1274 | 1274 | 1274 | 1274
2009 | US | WECC | - | - | W06a5 | Load as a Capacity Resource Expected On-Peak (Load Management Programs) | 0 | 0 | 0 | 0 | 0 | 0 | 0 | 0 | 0 | 0 | 0
2009 | US | WECC | - | - | W06b | Existing, Other (Note: The sum of 6b1 through 6b7 must be <= 6b) | 12769 | 12938 | 13034 | 12933 | 12818 | 12779 | 12889 | 13005 | 13034 | 13030 | 13030
2009 | US | WECC | - | - | W06b1 | Wind Derate On-Peak | 6487 | 6487 | 6487 | 6487 | 6487 | 6487 | 6487 | 6487 | 6487 | 6487 | 6487
2009 | US | WECC | - | - | W06b2 | Solar Derate On-Peak | 457 | 457 | 457 | 457 | 457 | 457 | 457 | 457 | 457 | 457 | 457
2009 | US | WECC | - | - | W06b3 | Hydro Derate On-Peak | 5533 | 5702 | 5798 | 5697 | 5582 | 5543 | 5653 | 5769 | 5798 | 5794 | 5794
2009 | US | WECC | - | - | W06b4 | Biomass Derate On-Peak | 292 | 292 | 292 | 292 | 292 | 292 | 292 | 292 | 292 | 292 | 292
2009 | US | WECC | - | - | W06b5 | Load as a Capacity Resource Derate On-Peak (Load Management Programs) | 0 | 0 | 0 | 0 | 0 | 0 | 0 | 0 | 0 | 0 | 0
2009 | US | WECC | - | - | W06b6 | Energy Only | 0 | 0 | 0 | 0 | 0 | 0 | 0 | 0 | 0 | 0 | 0
2009 | US | WECC | - | - | W06b7 | Scheduled Outage - Maintenance | 0 | 0 | 0 | 0 | 0 | 0 | 0 | 0 | 0 | 0 | 0
2009 | US | WECC | - | - | W06b8 | Transmission-Limited Resources | 0 | 0 | 0 | 0 | 0 | 0 | 0 | 0 | 0 | 0 | 0
2009 | US | WECC | - | - | W06c | Existing, Inoperable (Note: Capacity reported in this line are not used in margin calculations) | 0 | 0 | 0 | 0 | 0 | 0 | 0 | 0 | 0 | 0 | 0
2009 | US | WECC | - | - | W07 | FUTURE CAPACITY ADDITIONS = 7a+7b | 0 | 4690 | 12007 | 18265 | 24991 | 27931 | 30071 | 30854 | 30645 | 31149 | 31729
2009 | US | WECC | - | - | W07a | Future, Planned (Note: Only the net expected On-Peak values are included in this line and does not include Energy Only.) | 0 | 4683 | 11839 | 17753 | 23167 | 24405 | 24711 | 24578 | 24616 | 24625 | 24588
2009 | US | WECC | - | - | W07a1 | Wind Expected On-Peak | 0 | 361 | 1004 | 1587 | 1779 | 1884 | 1937 | 1937 | 1937 | 1937 | 1937
2009 | US | WECC | - | - | W07a2 | Solar Expected On-Peak | 0 | 19 | 1299 | 3362 | 4171 | 5110 | 5117 | 5124 | 5132 | 5139 | 5213
2009 | US | WECC | - | - | W07a3 | Hydro Expected On-Peak | 0 | 36 | 58 | 65 | 122 | 122 | 124 | 124 | 124 | 124 | 124
2009 | US | WECC | - | - | W07a4 | Biomass Expected On-Peak | 0 | 233 | 251 | 252 | 291 | 315 | 339 | 363 | 390 | 391 | 392
2009 | US | WECC | - | - | W07b | Future, Other (Note: Only the net expected On-Peak values are included in this line and does not include Energy Only.) | 0 | 0 | 0 | 0 | 50 | 50 | 50 | 50 | 50 | 50 | 50
2009 | US | WECC | - | - | W07b1 | Wind Expected On-Peak | 0 | 0 | 0 | 0 | 0 | 0 | 0 | 0 | 0 | 0 | 0
2009 | US | WECC | - | - | W07b2 | Wind Derate On-Peak | 0 | 3024 | 6567 | 10172 | 12300 | 12973 | 13135 | 13135 | 13135 | 13135 | 13135
2009 | US | WECC | - | - | W07b3 | Solar Expected On-Peak | 0 | 0 | 0 | 0 | 0 | 0 | 0 | 0 | 0 | 0 | 0
2009 | US | WECC | - | - | W07b4 | Solar Derate On-Peak | 0 | 1458 | 3082 | 5604 | 7962 | 9978 | 11878 | 12808 | 12808 | 12808 | 12808
2009 | US | WECC | - | - | W07b5 | Hydro Expected On-Peak | 0 | 0 | 0 | 0 | 0 | 0 | 0 | 0 | 0 | 0 | 0
2009 | US | WECC | - | - | W07b6 | Hydro Derate On-Peak | 0 | 0 | 0 | 0 | 0 | 0 | 0 | 0 | 0 | 0 | 0
2009 | US | WECC | - | - | W07b7 | Biomass Expected On-Peak | 0 | 0 | 0 | 0 | 50 | 50 | 50 | 50 | 50 | 50 | 50
2009 | US | WECC | - | - | W07b8 | Biomass Derate On-Peak | 0 | 37 | 39 | 39 | 40 | 40 | 40 | 40 | 40 | 40 | 40
2009 | US | WECC | - | - | W07b9 | Energy Only | 0 | 0 | 0 | 0 | 0 | 0 | 0 | 0 | 0 | 0 | 0
2009 | US | WECC | - | - | W08 | Conceptual (Note: Only the net expected on-peak capacity is included in this line and does not include Energy Only.) | 0 | 7 | 168 | 512 | 1824 | 3526 | 5360 | 6276 | 6029 | 6524 | 7141
2009 | US | WECC | - | - | W08a1 | Wind Expected On-Peak | 0 | 0 | 0 | 17 | 37 | 79 | 85 | 95 | 97 | 97 | 107
2009 | US | WECC | - | - | W08a2 | Wind Derate On-Peak | 0 | 303 | 1282 | 1715 | 2236 | 3918 | 4352 | 4632 | 4730 | 4730 | 4750
2009 | US | WECC | - | - | W08a3 | Solar Expected On-Peak | 0 | 1 | 2 | 4 | 99 | 427 | 617 | 634 | 635 | 635 | 695
2009 | US | WECC | - | - | W08a4 | Solar Derate On-Peak | 0 | 0 | 0 | 0 | 0 | 0 | 0 | 0 | 0 | 0 | 0
2009 | US | WECC | - | - | W08a5 | Hydro Expected On-Peak | 0 | 0 | 0 | 0 | 0 | 25 | 50 | 465 | 465 | 465 | 465
2009 | US | WECC | - | - | W08a6 | Hydro Derate On-Peak | 0 | 0 | 0 | 0 | 0 | 0 | 0 | 0 | 0 | 0 | 0
2009 | US | WECC | - | - | W08a7 | Biomass Expected On-Peak | 0 | 2 | 4 | 6 | 8 | 10 | 12 | 14 | 17 | 18 | 20
2009 | US | WECC | - | - | W08a8 | Biomass Derate On-Peak | 0 | 0 | 0 | 0 | 0 | 0 | 0 | 0 | 0 | 0 | 0
2009 | US | WECC | - | - | W08a9 | Energy Only | 0 | 0 | 0 | 0 | 0 | 0 | 0 | 0 | 0 | 0 | 0
2009 | US | WECC | - | - | W09 | DELIVERABLE INTERNAL CAPACITY = 6a+7a | 167152 | 174067 | 180891 | 187117 | 191803 | 193158 | 192833 | 193690 | 193274 | 193734 | 193383
2009 | US | WECC | - | - | W10 | CAPACITY TRANSACTIONS - IMPORTS = 10a+10b+10c+10d | 160 | 695 | 989 | 1260 | 1264 | 1250 | 1189 | 1010 | 964 | 916 | 868
2009 | US | WECC | - | - | W10a | Firm (Note: The sum of 10a1 and 10a2 must be <= 10a) | 160 | 166 | 166 | 166 | 116 | 116 | 129 | 129 | 229 | 207 | 218
2009 | US | WECC | - | - | W10a1 | Full-Responsibility Purchases | 0 | 0 | 0 | 0 | 0 | 0 | 0 | 0 | 100 | 78 | 89
2009 | US | WECC | - | - | W10a2 | Owned Capacity/Entitlement Located Outside the Region/Subregion | 160 | 166 | 166 | 166 | 116 | 116 | 129 | 129 | 129 | 129 | 129
2009 | US | WECC | - | - | W10b | Non-firm | 0 | 0 | 0 | 0 | 0 | 0 | 0 | 0 | 0 | 0 | 0
2009 | US | WECC | - | - | W10c | Expected (Note: The sum of 10c1 and 10c2 must be <= 10c) | 0 | 529 | 823 | 1094 | 1148 | 1134 | 1060 | 881 | 735 | 709 | 650
2009 | US | WECC | - | - | W10c1 | Full-Responsibility Purchases | 0 | 529 | 823 | 1094 | 1148 | 1134 | 1060 | 881 | 735 | 709 | 650
2009 | US | WECC | - | - | W10c2 | Owned Capacity/Entitlement Located Outside the Region/Subregion | 0 | 0 | 0 | 0 | 0 | 0 | 0 | 0 | 0 | 0 | 0
2009 | US | WECC | - | - | W10d | Provisional – transactions under study, but negotiations have not begun. | 0 | 0 | 0 | 0 | 0 | 0 | 0 | 0 | 0 | 0 | 0
2009 | US | WECC | - | - | W11 | CAPACITY TRANSACTIONS - EXPORTS = 11a+11b+11c+11d | 0 | 1260 | 1225 | 1273 | 1321 | 1352 | 1334 | 1200 | 1200 | 1200 | 1200
2009 | US | WECC | - | - | W11a | Firm (Note: The sum of 11a1 and 11a2 must be <= 11a) | 0 | 1260 | 1225 | 1273 | 1321 | 1352 | 1334 | 1200 | 1200 | 1200 | 1200
2009 | US | WECC | - | - | W11a1 | Full-Responsibility Purchases | 0 | 60 | 25 | 73 | 121 | 152 | 134 | 0 | 0 | 0 | 0
2009 | US | WECC | - | - | W11a2 | Owned Capacity/Entitlement Located Outside the Region/Subregion | 0 | 1200 | 1200 | 1200 | 1200 | 1200 | 1200 | 1200 | 1200 | 1200 | 1200
2009 | US | WECC | - | - | W11b | Non-firm | 0 | 0 | 0 | 0 | 0 | 0 | 0 | 0 | 0 | 0 | 0
2009 | US | WECC | - | - | W11c | Expected (Note: The sum of 11c1 and 11c2 must be <= 11c) | 0 | 0 | 0 | 0 | 0 | 0 | 0 | 0 | 0 | 0 | 0
2009 | US | WECC | - | - | W11c1 | Full-Responsibility Purchases | 0 | 0 | 0 | 0 | 0 | 0 | 0 | 0 | 0 | 0 | 0
2009 | US | WECC | - | - | W11c2 | Owned Capacity/Entitlement Located Outside the Region/Subregion | 0 | 0 | 0 | 0 | 0 | 0 | 0 | 0 | 0 | 0 | 0
2009 | US | WECC | - | - | W11d | Provisional – transactions under study, but negotiations have not begun. | 0 | 0 | 0 | 0 | 0 | 0 | 0 | 0 | 0 | 0 | 0
2009 | US | WECC | - | - | W12 | EXISTING, CERTAIN CAPACITY & NET FIRM TRANSACTIONS = 6a+Net Firm Transactions | 167312 | 168290 | 167993 | 168257 | 167431 | 167517 | 166917 | 168041 | 167687 | 168116 | 167813
2009 | US | WECC | - | - | W13 | DELIVERABLE CAPACITY RESOURCES = 12+7a+Net Expected Transactions | 167312 | 173502 | 180655 | 187104 | 191746 | 193056 | 192688 | 193500 | 193038 | 193450 | 193051
2009 | US | WECC | - | - | W14 | PROSPECTIVE CAPACITY RESOURCES = 13+6b-[Existing,Other Derates]+16b | 167312 | 173502 | 180655 | 187104 | 191746 | 193056 | 192688 | 193500 | 193038 | 193450 | 193051
2009 | US | WECC | - | - | W15 | TOTAL POTENTIAL CAPACITY RESOURCES = 13+6b-[Existing,Other Derates]+7b+ 8+Net Provisional Transactions | 167312 | 173509 | 180823 | 187616 | 193620 | 196632 | 198098 | 199826 | 199117 | 200024 | 200242
2009 | US | WECC | - | - | W15a | ADJUSTED POTENTIAL CAPACITY RESOURCES = 13+6b-[Existing,Other Derates]+ 16b+16d+Net Provisional Transactions | 167312 | 173504.002 | 180659.704 | 187245.824 | 192318.736 | 194392.354 | 195137.52 | 196186.128 | 195329.02 | 196144.412 | 196121.63
2009 | US | WECC | - | - | W16a | Confidence of Future, Other (7b), using reasonable judgement | 0 | 0 | 0 | 0 | 0 | 0 | 0 | 0 | 0 | 0 | 0
2009 | US | WECC | - | - | W16b | Net Future, Other Resources After Confidence Percentage Is Applied = 7b*16a | 0 | 0 | 0 | 0 | 0 | 0 | 0 | 0 | 0 | 0 | 0
2009 | US | WECC | - | - | W16c | Confidence of Conceptual (8), using reasonable judgement | 0 | 0.286 | 0.028 | 0.277 | 0.314 | 0.379 | 0.457 | 0.428 | 0.38 | 0.413 | 0.43
2009 | US | WECC | - | - | W16d | Net Conceptual Resources After Confidence Percentage Is Applied = 8*16c | 0 | 2.002 | 4.704 | 141.824 | 572.736 | 1336.354 | 2449.52 | 2686.128 | 2291.02 | 2694.412 | 3070.63
2009 | US | WECC | - | - | W17C | Region/Subregion Target Capacity Margin | 0 | 0.14319 | 0.14319 | 0.14319 | 0.14319 | 0.14319 | 0.14319 | 0.14319 | 0.14319 | 0.14319 | 0.14319
2009 | US | WECC | - | - | W17R | Region/Subregion Target Reserve Margin | 0 | 0.16712 | 0.16712 | 0.16712 | 0.16712 | 0.16712 | 0.16712 | 0.16712 | 0.16712 | 0.16712 | 0.16712
2009 | US | WECC | - | - | W18C | Existing Certain and Net Firm Transactions = (12-3)/12 | 0 | 0.35507 | 0.34517 | 0.33756 | 0.32423 | 0.3143 | 0.30099 | 0.29465 | 0.2828 | 0.27338 | 0.26105
2009 | US | WECC | - | - | W19C | Deliverable Capacity Resources = (13-3)/13 | 0 | 0.37445 | 0.39107 | 0.40428 | 0.40992 | 0.40501 | 0.39448 | 0.38746 | 0.37699 | 0.36854 | 0.35766
2009 | US | WECC | - | - | W20C | Prospective Capacity Resources = (14-3)/14 | 0 | 0.37445 | 0.39107 | 0.40428 | 0.40992 | 0.40501 | 0.39448 | 0.38746 | 0.37699 | 0.36854 | 0.35766
2009 | US | WECC | - | - | W21C | Total Potential Resources = (15-3)/15 | 0 | 0.37447 | 0.39163 | 0.40591 | 0.41563 | 0.41583 | 0.41101 | 0.40685 | 0.39601 | 0.38929 | 0.38072
2009 | US | WECC | - | - | W22C | Adjusted Potential Resources = (15a-3)/15a | 0 | 0.37445 | 0.39108 | 0.40473 | 0.41168 | 0.4091 | 0.40208 | 0.39584 | 0.3843 | 0.37721 | 0.36771
2009 | US | WECC | - | - | W18R | Existing Certain and Net Firm Transactions = (12-3)/3 | 0 | 0.55056 | 0.52711 | 0.50956 | 0.47979 | 0.45836 | 0.43059 | 0.41774 | 0.39431 | 0.37624 | 0.35328
2009 | US | WECC | - | - | W19R | Deliverable Capacity Resources = (13-3)/3 | 0 | 0.59858 | 0.64221 | 0.67865 | 0.69469 | 0.68069 | 0.65147 | 0.63254 | 0.60511 | 0.58363 | 0.5568
2009 | US | WECC | - | - | W20R | Prospective Capacity Resources = (14-3)/3 | 0 | 0.59858 | 0.64221 | 0.67865 | 0.69469 | 0.68069 | 0.65147 | 0.63254 | 0.60511 | 0.58363 | 0.5568
2009 | US | WECC | - | - | W21R | Total Potential Resources = (15-3)/3 | 0 | 0.59865 | 0.64374 | 0.68324 | 0.71126 | 0.71182 | 0.69783 | 0.68591 | 0.65565 | 0.63745 | 0.61479
2009 | US | WECC | - | - | W22R | Adjusted Potential Resources = (15a-3)/3 | 0 | 0.5986 | 0.64226 | 0.67992 | 0.69975 | 0.69233 | 0.67246 | 0.6552 | 0.62416 | 0.60569 | 0.58156
2009 | US | WECC | - | - | W24 | Other Capacity < 1 MW | 0 | 0 | 0 | 0 | 0 | 0 | 0 | 0 | 0 | 0 | 0
2009 | US | WECC | - | - | W25 | Distributed Generator Capacity >= 1 MW | 0 | 0 | 0 | 0 | 0 | 0 | 0 | 0 | 0 | 0 | 0
2009 | US | WECC | - | - | W26 | Capacity Total from EIA-860 | 0 | 0 | 0 | 0 | 0 | 0 | 0 | 0 | 0 | 0 | 0
2009 | US | WECC | - | - | W27 | Total Installed Baseline Capacity Resources = 12+6b | 180081 | 0 | 0 | 0 | 0 | 0 | 0 | 0 | 0 | 0 | 0
2009 | US | WECC | AZ-NM-SNV | - | W01 | Unrestricted Non-coincident Peak Demand = 2+1a+1b-1c-1d | 18595 | 18949 | 19286 | 19780 | 20318 | 20830 | 21401 | 21811 | 22370 | 22853 | 23411
2009 | US | WECC | AZ-NM-SNV | - | W01a | New Conservation (Energy Efficiency) | 0 | 81 | 116 | 125 | 150 | 169 | 189 | 208 | 217 | 205 | 190
2009 | US | WECC | AZ-NM-SNV | - | W01b | Estimated Diversity | 0 | 0 | 0 | 0 | 0 | 0 | 0 | 0 | 0 | 0 | 0
2009 | US | WECC | AZ-NM-SNV | - | W01c | Additions for non-member load (load served by non-registered LSE's in a region) | 0 | 0 | 0 | 0 | 0 | 0 | 0 | 0 | 0 | 0 | 0
2009 | US | WECC | AZ-NM-SNV | - | W01d | Stand-by Load Under Contract (Normally served by behind the meter generation) | 0 | 0 | 0 | 0 | 0 | 0 | 0 | 0 | 0 | 0 | 0
2009 | US | WECC | AZ-NM-SNV | - | W02 | Total Internal Demand | 18595 | 18868 | 19170 | 19655 | 20168 | 20661 | 21212 | 21603 | 22153 | 22648 | 23221
2009 | US | WECC | AZ-NM-SNV | - | W02a | Direct Control Load Management | 7 | 11 | 15 | 19 | 23 | 27 | 31 | 34 | 38 | 41 | 44
2009 | US | WECC | AZ-NM-SNV | - | W02b | Contractually Interruptible (Curtailable) | 679 | 681 | 654 | 660 | 661 | 677 | 698 | 698 | 699 | 700 | 701
2009 | US | WECC | AZ-NM-SNV | - | W02c | Critical Peak-Pricing (CPP) with Control | 0 | 0 | 0 | 0 | 0 | 0 | 0 | 0 | 0 | 0 | 0
2009 | US | WECC | AZ-NM-SNV | - | W02d | Load as a Capacity Resource | 0 | 0 | 0 | 0 | 0 | 0 | 0 | 0 | 0 | 0 | 0
2009 | US | WECC | AZ-NM-SNV | - | W03 | Net Internal Demand = 2-2a-2b-2c-2d | 17909 | 18176 | 18501 | 18976 | 19484 | 19957 | 20483 | 20871 | 21416 | 21907 | 22476
2009 | US | WECC | AZ-NM-SNV | - | W04a | Demand Response used for Reserves - Spinning | 0 | 0 | 0 | 0 | 0 | 0 | 0 | 0 | 0 | 0 | 0
2009 | US | WECC | AZ-NM-SNV | - | W04b | Demand Response used for Reserves - Non-Spinning | 0 | 0 | 0 | 0 | 0 | 0 | 0 | 0 | 0 | 0 | 0
2009 | US | WECC | AZ-NM-SNV | - | W04c | Demand Response used for Regulation | 0 | 0 | 0 | 0 | 0 | 0 | 0 | 0 | 0 | 0 | 0
2009 | US | WECC | AZ-NM-SNV | - | W04d | Demand Response used for Energy, Voluntary - Emergency | 0 | 0 | 0 | 0 | 0 | 0 | 0 | 0 | 0 | 0 | 0
2009 | US | WECC | AZ-NM-SNV | - | W05 | TOTAL INTERNAL CAPACITY = 6+7 | 43164 | 42603 | 42779 | 44673 | 44846 | 45774 | 45876 | 45695 | 46388 | 47064 | 47772
2009 | US | WECC | AZ-NM-SNV | - | W06 | EXISTING CAPACITY = 6a+6b+6c | 43164 | 41915 | 41936 | 41890 | 41810 | 42175 | 41657 | 41326 | 42109 | 42217 | 42325
2009 | US | WECC | AZ-NM-SNV | - | W06a | Existing, Certain (Note: The sum of 6a1 through 6a4 must be <= 6a) | 42349 | 41100 | 41121 | 41075 | 40995 | 41360 | 40842 | 40511 | 41294 | 41402 | 41510
2009 | US | WECC | AZ-NM-SNV | - | W06a1 | Wind Expected On-Peak | 149 | 149 | 149 | 149 | 149 | 149 | 149 | 149 | 149 | 149 | 149
2009 | US | WECC | AZ-NM-SNV | - | W06a2 | Solar Expected On-Peak | 16 | 16 | 16 | 16 | 16 | 16 | 16 | 16 | 16 | 16 | 16
2009 | US | WECC | AZ-NM-SNV | - | W06a3 | Hydro Expected On-Peak | 3956 | 3956 | 3956 | 3957 | 3957 | 3957 | 3957 | 3957 | 3957 | 3957 | 3957
2009 | US | WECC | AZ-NM-SNV | - | W06a4 | Biomass Expected On-Peak | 81 | 81 | 81 | 81 | 81 | 81 | 81 | 81 | 81 | 81 | 81
2009 | US | WECC | AZ-NM-SNV | - | W06a5 | Load as a Capacity Resource Expected On-Peak (Load Management Programs) | 0 | 0 | 0 | 0 | 0 | 0 | 0 | 0 | 0 | 0 | 0
2009 | US | WECC | AZ-NM-SNV | - | W06b | Existing, Other (Note: The sum of 6b1 through 6b7 must be <= 6b) | 815 | 815 | 815 | 815 | 815 | 815 | 815 | 815 | 815 | 815 | 815
2009 | US | WECC | AZ-NM-SNV | - | W06b1 | Wind Derate On-Peak | 184 | 184 | 184 | 184 | 184 | 184 | 184 | 184 | 184 | 184 | 184
2009 | US | WECC | AZ-NM-SNV | - | W06b2 | Solar Derate On-Peak | 0 | 0 | 0 | 0 | 0 | 0 | 0 | 0 | 0 | 0 | 0
2009 | US | WECC | AZ-NM-SNV | - | W06b3 | Hydro Derate On-Peak | 631 | 631 | 631 | 631 | 631 | 631 | 631 | 631 | 631 | 631 | 631
2009 | US | WECC | AZ-NM-SNV | - | W06b4 | Biomass Derate On-Peak | 0 | 0 | 0 | 0 | 0 | 0 | 0 | 0 | 0 | 0 | 0
2009 | US | WECC | AZ-NM-SNV | - | W06b5 | Load as a Capacity Resource Derate On-Peak (Load Management Programs) | 0 | 0 | 0 | 0 | 0 | 0 | 0 | 0 | 0 | 0 | 0
2009 | US | WECC | AZ-NM-SNV | - | W06b6 | Energy Only | 0 | 0 | 0 | 0 | 0 | 0 | 0 | 0 | 0 | 0 | 0
2009 | US | WECC | AZ-NM-SNV | - | W06b7 | Scheduled Outage - Maintenance | 0 | 0 | 0 | 0 | 0 | 0 | 0 | 0 | 0 | 0 | 0
2009 | US | WECC | AZ-NM-SNV | - | W06b8 | Transmission-Limited Resources | 0 | 0 | 0 | 0 | 0 | 0 | 0 | 0 | 0 | 0 | 0
2009 | US | WECC | AZ-NM-SNV | - | W06c | Existing, Inoperable (Note: Capacity reported in this line are not used in margin calculations) | 0 | 0 | 0 | 0 | 0 | 0 | 0 | 0 | 0 | 0 | 0
2009 | US | WECC | AZ-NM-SNV | - | W07 | FUTURE CAPACITY ADDITIONS = 7a+7b | 0 | 688 | 843 | 2783 | 3036 | 3599 | 4219 | 4369 | 4279 | 4847 | 5447
2009 | US | WECC | AZ-NM-SNV | - | W07a | Future, Planned (Note: Only the net expected On-Peak values are included in this line and does not include Energy Only.) | 0 | 686 | 638 | 1811 | 1815 | 1815 | 1809 | 1809 | 1809 | 1809 | 1809
2009 | US | WECC | AZ-NM-SNV | - | W07a1 | Wind Expected On-Peak | 0 | 76 | 76 | 76 | 76 | 76 | 76 | 76 | 76 | 76 | 76
2009 | US | WECC | AZ-NM-SNV | - | W07a2 | Solar Expected On-Peak | 0 | 0 | 15 | 15 | 15 | 15 | 15 | 15 | 15 | 15 | 15
2009 | US | WECC | AZ-NM-SNV | - | W07a3 | Hydro Expected On-Peak | 0 | 0 | 0 | 0 | 0 | 0 | 0 | 0 | 0 | 0 | 0
2009 | US | WECC | AZ-NM-SNV | - | W07a4 | Biomass Expected On-Peak | 0 | 0 | 0 | 0 | 0 | 0 | 0 | 0 | 0 | 0 | 0
2009 | US | WECC | AZ-NM-SNV | - | W07b | Future, Other (Note: Only the net expected On-Peak values are included in this line and does not include Energy Only.) | 0 | 0 | 0 | 0 | 50 | 50 | 50 | 50 | 50 | 50 | 50
2009 | US | WECC | AZ-NM-SNV | - | W07b1 | Wind Expected On-Peak | 0 | 0 | 0 | 38 | 38 | 38 | 38 | 38 | 38 | 38 | 38
2009 | US | WECC | AZ-NM-SNV | - | W07b2 | Wind Derate On-Peak | 0 | 62 | 62 | 124 | 124 | 124 | 124 | 124 | 124 | 124 | 124
2009 | US | WECC | AZ-NM-SNV | - | W07b3 | Solar Expected On-Peak | 0 | 0 | 0 | 0 | 0 | 0 | 0 | 0 | 0 | 0 | 0
2009 | US | WECC | AZ-NM-SNV | - | W07b4 | Solar Derate On-Peak | 0 | 0 | 45 | 335 | 335 | 335 | 335 | 335 | 335 | 335 | 335
2009 | US | WECC | AZ-NM-SNV | - | W07b5 | Hydro Expected On-Peak | 0 | 0 | 0 | 0 | 0 | 0 | 0 | 0 | 0 | 0 | 0
2009 | US | WECC | AZ-NM-SNV | - | W07b6 | Hydro Derate On-Peak | 0 | 0 | 0 | 0 | 0 | 0 | 0 | 0 | 0 | 0 | 0
2009 | US | WECC | AZ-NM-SNV | - | W07b7 | Biomass Expected On-Peak | 0 | 0 | 0 | 0 | 50 | 50 | 50 | 50 | 50 | 50 | 50
2009 | US | WECC | AZ-NM-SNV | - | W07b8 | Biomass Derate On-Peak | 0 | 0 | 0 | 0 | 0 | 0 | 0 | 0 | 0 | 0 | 0
2009 | US | WECC | AZ-NM-SNV | - | W07b9 | Energy Only | 0 | 0 | 0 | 0 | 0 | 0 | 0 | 0 | 0 | 0 | 0
2009 | US | WECC | AZ-NM-SNV | - | W08 | Conceptual (Note: Only the net expected on-peak capacity is included in this line and does not include Energy Only.) | 0 | 2 | 205 | 972 | 1221 | 1784 | 2410 | 2560 | 2470 | 3038 | 3638
2009 | US | WECC | AZ-NM-SNV | - | W08a1 | Wind Expected On-Peak | 0 | 0 | 0 | 0 | 0 | 42 | 42 | 80 | 80 | 80 | 80
2009 | US | WECC | AZ-NM-SNV | - | W08a2 | Wind Derate On-Peak | 0 | 0 | 0 | 0 | 0 | 1382 | 1382 | 1444 | 1444 | 1444 | 1444
2009 | US | WECC | AZ-NM-SNV | - | W08a3 | Solar Expected On-Peak | 0 | 2 | 4 | 5 | 261 | 429 | 617 | 627 | 627 | 627 | 687
2009 | US | WECC | AZ-NM-SNV | - | W08a4 | Solar Derate On-Peak | 0 | 0 | 0 | 0 | 31 | 85 | 147 | 237 | 237 | 237 | 237
2009 | US | WECC | AZ-NM-SNV | - | W08a5 | Hydro Expected On-Peak | 0 | 0 | 0 | 0 | 0 | 0 | 0 | 0 | 0 | 0 | 0
2009 | US | WECC | AZ-NM-SNV | - | W08a6 | Hydro Derate On-Peak | 0 | 0 | 0 | 0 | 0 | 0 | 0 | 0 | 0 | 0 | 0
2009 | US | WECC | AZ-NM-SNV | - | W08a7 | Biomass Expected On-Peak | 0 | 0 | 0 | 0 | 0 | 0 | 0 | 0 | 0 | 0 | 0
2009 | US | WECC | AZ-NM-SNV | - | W08a8 | Biomass Derate On-Peak | 0 | 0 | 0 | 0 | 0 | 0 | 0 | 0 | 0 | 0 | 0
2009 | US | WECC | AZ-NM-SNV | - | W08a9 | Energy Only | 0 | 0 | 0 | 0 | 0 | 0 | 0 | 0 | 0 | 0 | 0
2009 | US | WECC | AZ-NM-SNV | - | W09 | DELIVERABLE INTERNAL CAPACITY = 6a+7a | 42349 | 41786 | 41759 | 42886 | 42810 | 43175 | 42651 | 42320 | 43103 | 43211 | 43319
2009 | US | WECC | AZ-NM-SNV | - | W10 | CAPACITY TRANSACTIONS - IMPORTS = 10a+10b+10c+10d | 390 | 2371 | 2379 | 2352 | 2419 | 2158 | 1688 | 1688 | 1639 | 1506 | 1360
2009 | US | WECC | AZ-NM-SNV | - | W10a | Firm (Note: The sum of 10a1 and 10a2 must be <= 10a) | 390 | 2352 | 2345 | 2352 | 2005 | 1983 | 1513 | 1513 | 1464 | 1067 | 676
2009 | US | WECC | AZ-NM-SNV | - | W10a1 | Full-Responsibility Purchases | 0 | 1962 | 1955 | 1962 | 1615 | 1593 | 1123 | 1123 | 1074 | 677 | 286
2009 | US | WECC | AZ-NM-SNV | - | W10a2 | Owned Capacity/Entitlement Located Outside the Region/Subregion | 390 | 390 | 390 | 390 | 390 | 390 | 390 | 390 | 390 | 390 | 390
2009 | US | WECC | AZ-NM-SNV | - | W10b | Non-firm | 0 | 0 | 0 | 0 | 0 | 0 | 0 | 0 | 0 | 0 | 0
2009 | US | WECC | AZ-NM-SNV | - | W10c | Expected (Note: The sum of 10c1 and 10c2 must be <= 10c) | 0 | 19 | 34 | 0 | 414 | 175 | 175 | 175 | 175 | 439 | 684
2009 | US | WECC | AZ-NM-SNV | - | W10c1 | Full-Responsibility Purchases | 0 | 19 | 34 | 0 | 239 | 0 | 0 | 0 | 0 | 264 | 509
2009 | US | WECC | AZ-NM-SNV | - | W10c2 | Owned Capacity/Entitlement Located Outside the Region/Subregion | 0 | 0 | 0 | 0 | 175 | 175 | 175 | 175 | 175 | 175 | 175
2009 | US | WECC | AZ-NM-SNV | - | W10d | Provisional – transactions under study, but negotiations have not begun. | 0 | 0 | 0 | 0 | 0 | 0 | 0 | 0 | 0 | 0 | 0
2009 | US | WECC | AZ-NM-SNV | - | W11 | CAPACITY TRANSACTIONS - EXPORTS = 11a+11b+11c+11d | 5363 | 5382 | 5397 | 5433 | 5430 | 5614 | 5306 | 5306 | 5220 | 5198 | 5198
2009 | US | WECC | AZ-NM-SNV | - | W11a | Firm (Note: The sum of 11a1 and 11a2 must be <= 11a) | 5363 | 5363 | 5363 | 5363 | 5363 | 5131 | 5131 | 5131 | 5131 | 5131 | 5131
2009 | US | WECC | AZ-NM-SNV | - | W11a1 | Full-Responsibility Purchases | 0 | 0 | 0 | 0 | 0 | 0 | 0 | 0 | 0 | 0 | 0
2009 | US | WECC | AZ-NM-SNV | - | W11a2 | Owned Capacity/Entitlement Located Outside the Region/Subregion | 5363 | 5363 | 5363 | 5363 | 5363 | 5131 | 5131 | 5131 | 5131 | 5131 | 5131
2009 | US | WECC | AZ-NM-SNV | - | W11b | Non-firm | 0 | 0 | 0 | 0 | 0 | 0 | 0 | 0 | 0 | 0 | 0
2009 | US | WECC | AZ-NM-SNV | - | W11c | Expected (Note: The sum of 11c1 and 11c2 must be <= 11c) | 0 | 19 | 34 | 70 | 67 | 483 | 175 | 175 | 89 | 67 | 67
2009 | US | WECC | AZ-NM-SNV | - | W11c1 | Full-Responsibility Purchases | 0 | 0 | 0 | 36 | 0 | 416 | 108 | 108 | 22 | 0 | 0
2009 | US | WECC | AZ-NM-SNV | - | W11c2 | Owned Capacity/Entitlement Located Outside the Region/Subregion | 0 | 19 | 34 | 34 | 67 | 67 | 67 | 67 | 67 | 67 | 67
2009 | US | WECC | AZ-NM-SNV | - | W11d | Provisional – transactions under study, but negotiations have not begun. | 0 | 0 | 0 | 0 | 0 | 0 | 0 | 0 | 0 | 0 | 0
2009 | US | WECC | AZ-NM-SNV | - | W12 | EXISTING, CERTAIN CAPACITY & NET FIRM TRANSACTIONS = 6a+Net Firm Transactions | 37376 | 38089 | 38103 | 38064 | 37637 | 38212 | 37224 | 36893 | 37627 | 37338 | 37055
2009 | US | WECC | AZ-NM-SNV | - | W13 | DELIVERABLE CAPACITY RESOURCES = 12+7a+Net Expected Transactions | 37376 | 38775 | 38741 | 39805 | 39799 | 39719 | 39033 | 38702 | 39522 | 39519 | 39481
2009 | US | WECC | AZ-NM-SNV | - | W14 | PROSPECTIVE CAPACITY RESOURCES = 13+6b-[Existing,Other Derates]+16b | 37376 | 38775 | 38741 | 39805 | 39799 | 39719 | 39033 | 38702 | 39522 | 39519 | 39481
2009 | US | WECC | AZ-NM-SNV | - | W15 | TOTAL POTENTIAL CAPACITY RESOURCES = 13+6b-[Existing,Other Derates]+7b+ 8+Net Provisional Transactions | 37376 | 38777 | 38946 | 40777 | 41070 | 41553 | 41493 | 41312 | 42042 | 42607 | 43169
2009 | US | WECC | AZ-NM-SNV | - | W15a | ADJUSTED POTENTIAL CAPACITY RESOURCES = 13+6b-[Existing,Other Derates]+ 16b+16d+Net Provisional Transactions | 37376 | 38775 | 38741 | 40102.432 | 40045.642 | 40222.088 | 39968.08 | 39726 | 40248.18 | 40633.946 | 40958.028
2009 | US | WECC | AZ-NM-SNV | - | W16a | Confidence of Future, Other (7b), using reasonable judgement | 0 | 0 | 0 | 0 | 0 | 0 | 0 | 0 | 0 | 0 | 0
2009 | US | WECC | AZ-NM-SNV | - | W16b | Net Future, Other Resources After Confidence Percentage Is Applied = 7b*16a | 0 | 0 | 0 | 0 | 0 | 0 | 0 | 0 | 0 | 0 | 0
2009 | US | WECC | AZ-NM-SNV | - | W16c | Confidence of Conceptual (8), using reasonable judgement | 0 | 0 | 0 | 0.306 | 0.202 | 0.282 | 0.388 | 0.4 | 0.294 | 0.367 | 0.406
2009 | US | WECC | AZ-NM-SNV | - | W16d | Net Conceptual Resources After Confidence Percentage Is Applied = 8*16c | 0 | 0 | 0 | 297.432 | 246.642 | 503.088 | 935.08 | 1024 | 726.18 | 1114.946 | 1477.028
2009 | US | WECC | AZ-NM-SNV | - | W17C | Region/Subregion Target Capacity Margin | 0 | 0.13416 | 0.13416 | 0.13416 | 0.13416 | 0.13416 | 0.13416 | 0.13416 | 0.13416 | 0.13416 | 0.13416
2009 | US | WECC | AZ-NM-SNV | - | W17R | Region/Subregion Target Reserve Margin | 0 | 0.15495 | 0.15495 | 0.15495 | 0.15495 | 0.15495 | 0.15495 | 0.15495 | 0.15495 | 0.15495 | 0.15495
2009 | US | WECC | AZ-NM-SNV | - | W18C | Existing Certain and Net Firm Transactions = (12-3)/12 | 0 | 0.5228 | 0.51445 | 0.50147 | 0.48232 | 0.47773 | 0.44974 | 0.43428 | 0.43083 | 0.41328 | 0.39344
2009 | US | WECC | AZ-NM-SNV | - | W19C | Deliverable Capacity Resources = (13-3)/13 | 0 | 0.53124 | 0.52244 | 0.52328 | 0.51044 | 0.49755 | 0.47524 | 0.46073 | 0.45812 | 0.44566 | 0.43071
2009 | US | WECC | AZ-NM-SNV | - | W20C | Prospective Capacity Resources = (14-3)/14 | 0 | 0.53124 | 0.52244 | 0.52328 | 0.51044 | 0.49755 | 0.47524 | 0.46073 | 0.45812 | 0.44566 | 0.43071
2009 | US | WECC | AZ-NM-SNV | - | W21C | Total Potential Resources = (15-3)/15 | 0 | 0.53127 | 0.52496 | 0.53464 | 0.52559 | 0.51972 | 0.50635 | 0.4948 | 0.4906 | 0.48584 | 0.47935
2009 | US | WECC | AZ-NM-SNV | - | W22C | Adjusted Potential Resources = (15a-3)/15a | 0 | 0.53124 | 0.52244 | 0.52681 | 0.51346 | 0.50383 | 0.48752 | 0.47463 | 0.4679 | 0.46087 | 0.45124
2009 | US | WECC | AZ-NM-SNV | - | W18R | Existing Certain and Net Firm Transactions = (12-3)/3 | 0 | 1.0956 | 1.0595 | 1.0059 | 0.93169 | 0.91472 | 0.81731 | 0.76767 | 0.75696 | 0.70439 | 0.64865
2009 | US | WECC | AZ-NM-SNV | - | W19R | Deliverable Capacity Resources = (13-3)/3 | 0 | 1.1333 | 1.094 | 1.0976 | 1.0427 | 0.99023 | 0.90563 | 0.85434 | 0.84544 | 0.80394 | 0.75658
2009 | US | WECC | AZ-NM-SNV | - | W20R | Prospective Capacity Resources = (14-3)/3 | 0 | 1.1333 | 1.094 | 1.0976 | 1.0427 | 0.99023 | 0.90563 | 0.85434 | 0.84544 | 0.80394 | 0.75658
2009 | US | WECC | AZ-NM-SNV | - | W21R | Total Potential Resources = (15-3)/3 | 0 | 1.1334 | 1.1051 | 1.1489 | 1.1079 | 1.0821 | 1.0257 | 0.9794 | 0.96311 | 0.9449 | 0.92067
2009 | US | WECC | AZ-NM-SNV | - | W22R | Adjusted Potential Resources = (15a-3)/3 | 0 | 1.1333 | 1.094 | 1.1133 | 1.0553 | 1.0154 | 0.95128 | 0.90341 | 0.87935 | 0.85484 | 0.8223
2009 | US | WECC | AZ-NM-SNV | - | W24 | Other Capacity < 1 MW | 0 | 0 | 0 | 0 | 0 | 0 | 0 | 0 | 0 | 0 | 0
2009 | US | WECC | AZ-NM-SNV | - | W25 | Distributed Generator Capacity >= 1 MW | 0 | 0 | 0 | 0 | 0 | 0 | 0 | 0 | 0 | 0 | 0
2009 | US | WECC | AZ-NM-SNV | - | W26 | Capacity Total from EIA-860 | 0 | 0 | 0 | 0 | 0 | 0 | 0 | 0 | 0 | 0 | 0
2009 | US | WECC | AZ-NM-SNV | - | W27 | Total Installed Baseline Capacity Resources = 12+6b | 38191 | 0 | 0 | 0 | 0 | 0 | 0 | 0 | 0 | 0 | 0
2009 | US | WECC | CA-MX | - | W01 | Unrestricted Non-coincident Peak Demand = 2+1a+1b-1c-1d | 41547 | 42914 | 43642 | 44443 | 44942 | 45476 | 46045 | 46603 | 47188 | 47788 | 48404
2009 | US | WECC | CA-MX | - | W01a | New Conservation (Energy Efficiency) | 0 | 1969 | 2363 | 2735 | 2865 | 2978 | 3080 | 3173 | 3267 | 3361 | 3455
2009 | US | WECC | CA-MX | - | W01b | Estimated Diversity | 0 | 0 | 0 | 0 | 0 | 0 | 0 | 0 | 0 | 0 | 0
2009 | US | WECC | CA-MX | - | W01c | Additions for non-member load (load served by non-registered LSE's in a region) | 0 | 0 | 0 | 0 | 0 | 0 | 0 | 0 | 0 | 0 | 0
2009 | US | WECC | CA-MX | - | W01d | Stand-by Load Under Contract (Normally served by behind the meter generation) | 0 | 977 | 977 | 977 | 977 | 977 | 977 | 977 | 977 | 977 | 977
2009 | US | WECC | CA-MX | - | W02 | Total Internal Demand | 41547 | 41922 | 42256 | 42685 | 43054 | 43475 | 43942 | 44407 | 44898 | 45404 | 45926
2009 | US | WECC | CA-MX | - | W02a | Direct Control Load Management | 712 | 639 | 644 | 648 | 648 | 648 | 648 | 648 | 648 | 648 | 648
2009 | US | WECC | CA-MX | - | W02b | Contractually Interruptible (Curtailable) | 1081 | 1032 | 1114 | 1204 | 1204 | 1204 | 1204 | 1204 | 1204 | 1204 | 1204
2009 | US | WECC | CA-MX | - | W02c | Critical Peak-Pricing (CPP) with Control | 0 | 5 | 10 | 15 | 19 | 31 | 37 | 43 | 45 | 46 | 48
2009 | US | WECC | CA-MX | - | W02d | Load as a Capacity Resource | 193 | 217 | 336 | 438 | 426 | 430 | 432 | 435 | 437 | 439 | 442
2009 | US | WECC | CA-MX | - | W03 | Net Internal Demand = 2-2a-2b-2c-2d | 39561 | 40029 | 40152 | 40380 | 40757 | 41162 | 41621 | 42077 | 42564 | 43067 | 43584
2009 | US | WECC | CA-MX | - | W04a | Demand Response used for Reserves - Spinning | 0 | 90 | 90 | 90 | 90 | 90 | 90 | 90 | 90 | 90 | 90
2009 | US | WECC | CA-MX | - | W04b | Demand Response used for Reserves - Non-Spinning | 0 | 0 | 0 | 0 | 0 | 0 | 0 | 0 | 0 | 0 | 0
2009 | US | WECC | CA-MX | - | W04c | Demand Response used for Regulation | 0 | 0 | 0 | 0 | 0 | 0 | 0 | 0 | 0 | 0 | 0
2009 | US | WECC | CA-MX | - | W04d | Demand Response used for Energy, Voluntary - Emergency | 58 | 60 | 102 | 115 | 117 | 119 | 121 | 122 | 123 | 124 | 124
2009 | US | WECC | CA-MX | - | W05 | TOTAL INTERNAL CAPACITY = 6+7 | 56679 | 64565 | 71053 | 75100 | 80280 | 81616 | 82051 | 82390 | 82391 | 82397 | 82471
2009 | US | WECC | CA-MX | - | W06 | EXISTING CAPACITY = 6a+6b+6c | 56679 | 61450 | 61495 | 61496 | 61485 | 61479 | 61465 | 61468 | 61461 | 61460 | 61460
2009 | US | WECC | CA-MX | - | W06a | Existing, Certain (Note: The sum of 6a1 through 6a4 must be <= 6a) | 52157 | 56903 | 56948 | 56949 | 56938 | 56932 | 56918 | 56921 | 56914 | 56913 | 56913
2009 | US | WECC | CA-MX | - | W06a1 | Wind Expected On-Peak | 494 | 494 | 494 | 494 | 494 | 494 | 494 | 494 | 487 | 487 | 487
2009 | US | WECC | CA-MX | - | W06a2 | Solar Expected On-Peak | 20 | 20 | 20 | 20 | 20 | 20 | 20 | 20 | 20 | 20 | 20
2009 | US | WECC | CA-MX | - | W06a3 | Hydro Expected On-Peak | 12342 | 12316 | 12316 | 12316 | 12316 | 12316 | 12316 | 12316 | 12316 | 12316 | 12316
2009 | US | WECC | CA-MX | - | W06a4 | Biomass Expected On-Peak | 736 | 736 | 736 | 736 | 736 | 736 | 736 | 736 | 736 | 736 | 736
2009 | US | WECC | CA-MX | - | W06a5 | Load as a Capacity Resource Expected On-Peak (Load Management Programs) | 0 | 0 | 0 | 0 | 0 | 0 | 0 | 0 | 0 | 0 | 0
2009 | US | WECC | CA-MX | - | W06b | Existing, Other (Note: The sum of 6b1 through 6b7 must be <= 6b) | 4522 | 4547 | 4547 | 4547 | 4547 | 4547 | 4547 | 4547 | 4547 | 4547 | 4547
2009 | US | WECC | CA-MX | - | W06b1 | Wind Derate On-Peak | 2460 | 2460 | 2460 | 2460 | 2460 | 2460 | 2460 | 2460 | 2460 | 2460 | 2460
2009 | US | WECC | CA-MX | - | W06b2 | Solar Derate On-Peak | 449 | 449 | 449 | 449 | 449 | 449 | 449 | 449 | 449 | 449 | 449
2009 | US | WECC | CA-MX | - | W06b3 | Hydro Derate On-Peak | 1321 | 1346 | 1346 | 1346 | 1346 | 1346 | 1346 | 1346 | 1346 | 1346 | 1346
2009 | US | WECC | CA-MX | - | W06b4 | Biomass Derate On-Peak | 292 | 292 | 292 | 292 | 292 | 292 | 292 | 292 | 292 | 292 | 292
2009 | US | WECC | CA-MX | - | W06b5 | Load as a Capacity Resource Derate On-Peak (Load Management Programs) | 0 | 0 | 0 | 0 | 0 | 0 | 0 | 0 | 0 | 0 | 0
2009 | US | WECC | CA-MX | - | W06b6 | Energy Only | 0 | 0 | 0 | 0 | 0 | 0 | 0 | 0 | 0 | 0 | 0
2009 | US | WECC | CA-MX | - | W06b7 | Scheduled Outage - Maintenance | 0 | 0 | 0 | 0 | 0 | 0 | 0 | 0 | 0 | 0 | 0
2009 | US | WECC | CA-MX | - | W06b8 | Transmission-Limited Resources | 0 | 0 | 0 | 0 | 0 | 0 | 0 | 0 | 0 | 0 | 0
2009 | US | WECC | CA-MX | - | W06c | Existing, Inoperable (Note: Capacity reported in this line are not used in margin calculations) | 0 | 0 | 0 | 0 | 0 | 0 | 0 | 0 | 0 | 0 | 0
2009 | US | WECC | CA-MX | - | W07 | FUTURE CAPACITY ADDITIONS = 7a+7b | 0 | 3115 | 9558 | 13604 | 18795 | 20137 | 20586 | 20922 | 20930 | 20937 | 21011
2009 | US | WECC | CA-MX | - | W07a | Future, Planned (Note: Only the net expected On-Peak values are included in this line and does not include Energy Only.) | 0 | 3115 | 9558 | 13587 | 18778 | 20120 | 20569 | 20515 | 20523 | 20530 | 20604
2009 | US | WECC | CA-MX | - | W07a1 | Wind Expected On-Peak | 0 | 184 | 773 | 1311 | 1417 | 1522 | 1575 | 1575 | 1575 | 1575 | 1575
2009 | US | WECC | CA-MX | - | W07a2 | Solar Expected On-Peak | 0 | 19 | 1284 | 3347 | 4156 | 5095 | 5102 | 5109 | 5117 | 5124 | 5198
2009 | US | WECC | CA-MX | - | W07a3 | Hydro Expected On-Peak | 0 | 29 | 59 | 59 | 61 | 61 | 63 | 63 | 63 | 63 | 63
2009 | US | WECC | CA-MX | - | W07a4 | Biomass Expected On-Peak | 0 | 201 | 218 | 218 | 255 | 278 | 301 | 324 | 324 | 324 | 324
2009 | US | WECC | CA-MX | - | W07b | Future, Other (Note: Only the net expected On-Peak values are included in this line and does not include Energy Only.) | 0 | 0 | 0 | 0 | 0 | 0 | 0 | 0 | 0 | 0 | 0
2009 | US | WECC | CA-MX | - | W07b1 | Wind Expected On-Peak | 0 | 0 | 0 | 0 | 0 | 0 | 0 | 0 | 0 | 0 | 0
2009 | US | WECC | CA-MX | - | W07b2 | Wind Derate On-Peak | 0 | 1067 | 3866 | 6466 | 6930 | 7603 | 7765 | 7765 | 7765 | 7765 | 7765
2009 | US | WECC | CA-MX | - | W07b3 | Solar Expected On-Peak | 0 | 0 | 0 | 0 | 0 | 0 | 0 | 0 | 0 | 0 | 0
2009 | US | WECC | CA-MX | - | W07b4 | Solar Derate On-Peak | 0 | 1458 | 3037 | 5533 | 7611 | 9627 | 11527 | 12457 | 12457 | 12457 | 12457
2009 | US | WECC | CA-MX | - | W07b5 | Hydro Expected On-Peak | 0 | 0 | 0 | 0 | 0 | 0 | 0 | 0 | 0 | 0 | 0
2009 | US | WECC | CA-MX | - | W07b6 | Hydro Derate On-Peak | 0 | 0 | 0 | 0 | 0 | 0 | 0 | 0 | 0 | 0 | 0
2009 | US | WECC | CA-MX | - | W07b7 | Biomass Expected On-Peak | 0 | 0 | 0 | 0 | 0 | 0 | 0 | 0 | 0 | 0 | 0
2009 | US | WECC | CA-MX | - | W07b8 | Biomass Derate On-Peak | 0 | 16 | 18 | 18 | 19 | 19 | 19 | 19 | 19 | 19 | 19
2009 | US | WECC | CA-MX | - | W07b9 | Energy Only | 0 | 0 | 0 | 0 | 0 | 0 | 0 | 0 | 0 | 0 | 0
2009 | US | WECC | CA-MX | - | W08 | Conceptual (Note: Only the net expected on-peak capacity is included in this line and does not include Energy Only.) | 0 | 0 | 0 | 17 | 17 | 17 | 17 | 407 | 407 | 407 | 407
2009 | US | WECC | CA-MX | - | W08a1 | Wind Expected On-Peak | 0 | 0 | 0 | 17 | 17 | 17 | 17 | 17 | 17 | 17 | 17
2009 | US | WECC | CA-MX | - | W08a2 | Wind Derate On-Peak | 0 | 0 | 0 | 88 | 88 | 88 | 88 | 88 | 88 | 88 | 88
2009 | US | WECC | CA-MX | - | W08a3 | Solar Expected On-Peak | 0 | 0 | 0 | 0 | 0 | 0 | 0 | 0 | 0 | 0 | 0
2009 | US | WECC | CA-MX | - | W08a4 | Solar Derate On-Peak | 0 | 0 | 0 | 0 | 0 | 0 | 0 | 0 | 0 | 0 | 0
2009 | US | WECC | CA-MX | - | W08a5 | Hydro Expected On-Peak | 0 | 0 | 0 | 0 | 0 | 0 | 0 | 390 | 390 | 390 | 390
2009 | US | WECC | CA-MX | - | W08a6 | Hydro Derate On-Peak | 0 | 0 | 0 | 0 | 0 | 0 | 0 | 0 | 0 | 0 | 0
2009 | US | WECC | CA-MX | - | W08a7 | Biomass Expected On-Peak | 0 | 0 | 0 | 0 | 0 | 0 | 0 | 0 | 0 | 0 | 0
2009 | US | WECC | CA-MX | - | W08a8 | Biomass Derate On-Peak | 0 | 0 | 0 | 0 | 0 | 0 | 0 | 0 | 0 | 0 | 0
2009 | US | WECC | CA-MX | - | W08a9 | Energy Only | 0 | 0 | 0 | 0 | 0 | 0 | 0 | 0 | 0 | 0 | 0
2009 | US | WECC | CA-MX | - | W09 | DELIVERABLE INTERNAL CAPACITY = 6a+7a | 52157 | 60018 | 66506 | 70536 | 75716 | 77052 | 77487 | 77436 | 77437 | 77443 | 77517
2009 | US | WECC | CA-MX | - | W10 | CAPACITY TRANSACTIONS - IMPORTS = 10a+10b+10c+10d | 4656 | 4693 | 4700 | 4674 | 4610 | 4338 | 4338 | 4266 | 4266 | 4252 | 4252
2009 | US | WECC | CA-MX | - | W10a | Firm (Note: The sum of 10a1 and 10a2 must be <= 10a) | 4656 | 4629 | 4602 | 4576 | 4479 | 4207 | 4207 | 4135 | 4135 | 4121 | 4121
2009 | US | WECC | CA-MX | - | W10a1 | Full-Responsibility Purchases | 0 | 0 | 0 | 0 | 0 | 0 | 0 | 0 | 0 | 0 | 0
2009 | US | WECC | CA-MX | - | W10a2 | Owned Capacity/Entitlement Located Outside the Region/Subregion | 4656 | 4629 | 4602 | 4576 | 4479 | 4207 | 4207 | 4135 | 4135 | 4121 | 4121
2009 | US | WECC | CA-MX | - | W10b | Non-firm | 0 | 0 | 0 | 0 | 0 | 0 | 0 | 0 | 0 | 0 | 0
2009 | US | WECC | CA-MX | - | W10c | Expected (Note: The sum of 10c1 and 10c2 must be <= 10c) | 0 | 64 | 98 | 98 | 131 | 131 | 131 | 131 | 131 | 131 | 131
2009 | US | WECC | CA-MX | - | W10c1 | Full-Responsibility Purchases | 0 | 0 | 0 | 0 | 0 | 0 | 0 | 0 | 0 | 0 | 0
2009 | US | WECC | CA-MX | - | W10c2 | Owned Capacity/Entitlement Located Outside the Region/Subregion | 0 | 64 | 98 | 98 | 131 | 131 | 131 | 131 | 131 | 131 | 131
2009 | US | WECC | CA-MX | - | W10d | Provisional – transactions under study, but negotiations have not begun. | 0 | 0 | 0 | 0 | 0 | 0 | 0 | 0 | 0 | 0 | 0
2009 | US | WECC | CA-MX | - | W11 | CAPACITY TRANSACTIONS - EXPORTS = 11a+11b+11c+11d | 451 | 1318 | 1319 | 1312 | 1322 | 1095 | 1138 | 1111 | 1157 | 1191 | 1239
2009 | US | WECC | CA-MX | - | W11a | Firm (Note: The sum of 11a1 and 11a2 must be <= 11a) | 451 | 1254 | 1221 | 1308 | 1255 | 1057 | 1070 | 1054 | 1120 | 1153 | 1184
2009 | US | WECC | CA-MX | - | W11a1 | Full-Responsibility Purchases | 0 | 803 | 770 | 857 | 804 | 606 | 619 | 603 | 669 | 702 | 733
2009 | US | WECC | CA-MX | - | W11a2 | Owned Capacity/Entitlement Located Outside the Region/Subregion | 451 | 451 | 451 | 451 | 451 | 451 | 451 | 451 | 451 | 451 | 451
2009 | US | WECC | CA-MX | - | W11b | Non-firm | 0 | 0 | 0 | 0 | 0 | 0 | 0 | 0 | 0 | 0 | 0
2009 | US | WECC | CA-MX | - | W11c | Expected (Note: The sum of 11c1 and 11c2 must be <= 11c) | 0 | 64 | 98 | 4 | 67 | 38 | 68 | 57 | 37 | 38 | 55
2009 | US | WECC | CA-MX | - | W11c1 | Full-Responsibility Purchases | 0 | 64 | 98 | 4 | 67 | 38 | 68 | 57 | 37 | 38 | 55
2009 | US | WECC | CA-MX | - | W11c2 | Owned Capacity/Entitlement Located Outside the Region/Subregion | 0 | 0 | 0 | 0 | 0 | 0 | 0 | 0 | 0 | 0 | 0
2009 | US | WECC | CA-MX | - | W11d | Provisional – transactions under study, but negotiations have not begun. | 0 | 0 | 0 | 0 | 0 | 0 | 0 | 0 | 0 | 0 | 0
2009 | US | WECC | CA-MX | - | W12 | EXISTING, CERTAIN CAPACITY & NET FIRM TRANSACTIONS = 6a+Net Firm Transactions | 56362 | 60278 | 60329 | 60217 | 60162 | 60082 | 60055 | 60002 | 59929 | 59881 | 59850
2009 | US | WECC | CA-MX | - | W13 | DELIVERABLE CAPACITY RESOURCES = 12+7a+Net Expected Transactions | 56362 | 63393 | 69887 | 73898 | 79004 | 80295 | 80687 | 80591 | 80546 | 80504 | 80530
2009 | US | WECC | CA-MX | - | W14 | PROSPECTIVE CAPACITY RESOURCES = 13+6b-[Existing,Other Derates]+16b | 56362 | 63393 | 69887 | 73898 | 79004 | 80295 | 80687 | 80591 | 80546 | 80504 | 80530
2009 | US | WECC | CA-MX | - | W15 | TOTAL POTENTIAL CAPACITY RESOURCES = 13+6b-[Existing,Other Derates]+7b+ 8+Net Provisional Transactions | 56362 | 63393 | 69887 | 73915 | 79021 | 80312 | 80704 | 80998 | 80953 | 80911 | 80937
2009 | US | WECC | CA-MX | - | W15a | ADJUSTED POTENTIAL CAPACITY RESOURCES = 13+6b-[Existing,Other Derates]+ 16b+16d+Net Provisional Transactions | 56362 | 63393 | 69887 | 73898 | 79004 | 80295 | 80687 | 80591 | 80546 | 80504 | 80530
2009 | US | WECC | CA-MX | - | W16a | Confidence of Future, Other (7b), using reasonable judgement | 0 | 0 | 0 | 0 | 0 | 0 | 0 | 0 | 0 | 0 | 0
2009 | US | WECC | CA-MX | - | W16b | Net Future, Other Resources After Confidence Percentage Is Applied = 7b*16a | 0 | 0 | 0 | 0 | 0 | 0 | 0 | 0 | 0 | 0 | 0
2009 | US | WECC | CA-MX | - | W16c | Confidence of Conceptual (8), using reasonable judgement | 0 | 0 | 0 | 0 | 0 | 0 | 0 | 0 | 0 | 0 | 0
2009 | US | WECC | CA-MX | - | W16d | Net Conceptual Resources After Confidence Percentage Is Applied = 8*16c | 0 | 0 | 0 | 0 | 0 | 0 | 0 | 0 | 0 | 0 | 0
2009 | US | WECC | CA-MX | - | W17C | Region/Subregion Target Capacity Margin | 0 | 0.13709 | 0.13709 | 0.13709 | 0.13709 | 0.13709 | 0.13709 | 0.13709 | 0.13709 | 0.13709 | 0.13709
2009 | US | WECC | CA-MX | - | W17R | Region/Subregion Target Reserve Margin | 0 | 0.15888 | 0.15888 | 0.15888 | 0.15888 | 0.15888 | 0.15888 | 0.15888 | 0.15888 | 0.15888 | 0.15888
2009 | US | WECC | CA-MX | - | W18C | Existing Certain and Net Firm Transactions = (12-3)/12 | 0 | 0.33593 | 0.33445 | 0.32943 | 0.32255 | 0.3149 | 0.30695 | 0.29874 | 0.28976 | 0.28079 | 0.27178
2009 | US | WECC | CA-MX | - | W19C | Deliverable Capacity Resources = (13-3)/13 | 0 | 0.36856 | 0.42547 | 0.45357 | 0.48411 | 0.48737 | 0.48417 | 0.47789 | 0.47156 | 0.46503 | 0.45879
2009 | US | WECC | CA-MX | - | W20C | Prospective Capacity Resources = (14-3)/14 | 0 | 0.36856 | 0.42547 | 0.45357 | 0.48411 | 0.48737 | 0.48417 | 0.47789 | 0.47156 | 0.46503 | 0.45879
2009 | US | WECC | CA-MX | - | W21C | Total Potential Resources = (15-3)/15 | 0 | 0.36856 | 0.42547 | 0.4537 | 0.48423 | 0.48747 | 0.48428 | 0.48052 | 0.47421 | 0.46772 | 0.46151
2009 | US | WECC | CA-MX | - | W22C | Adjusted Potential Resources = (15a-3)/15a | 0 | 0.36856 | 0.42547 | 0.45357 | 0.48411 | 0.48737 | 0.48417 | 0.47789 | 0.47156 | 0.46503 | 0.45879
2009 | US | WECC | CA-MX | - | W18R | Existing Certain and Net Firm Transactions = (12-3)/3 | 0 | 0.50586 | 0.50252 | 0.49126 | 0.47611 | 0.45965 | 0.4429 | 0.426 | 0.40797 | 0.39041 | 0.37321
2009 | US | WECC | CA-MX | - | W19R | Deliverable Capacity Resources = (13-3)/3 | 0 | 0.58368 | 0.74056 | 0.83006 | 0.93842 | 0.95071 | 0.93861 | 0.91532 | 0.89235 | 0.86927 | 0.8477
2009 | US | WECC | CA-MX | - | W20R | Prospective Capacity Resources = (14-3)/3 | 0 | 0.58368 | 0.74056 | 0.83006 | 0.93842 | 0.95071 | 0.93861 | 0.91532 | 0.89235 | 0.86927 | 0.8477
2009 | US | WECC | CA-MX | - | W21R | Total Potential Resources = (15-3)/3 | 0 | 0.58368 | 0.74056 | 0.83049 | 0.93883 | 0.95112 | 0.93902 | 0.92499 | 0.90191 | 0.87872 | 0.85703
2009 | US | WECC | CA-MX | - | W22R | Adjusted Potential Resources = (15a-3)/3 | 0 | 0.58368 | 0.74056 | 0.83006 | 0.93842 | 0.95071 | 0.93861 | 0.91532 | 0.89235 | 0.86927 | 0.8477
2009 | US | WECC | CA-MX | - | W24 | Other Capacity < 1 MW | 0 | 0 | 0 | 0 | 0 | 0 | 0 | 0 | 0 | 0 | 0
2009 | US | WECC | CA-MX | - | W25 | Distributed Generator Capacity >= 1 MW | 0 | 0 | 0 | 0 | 0 | 0 | 0 | 0 | 0 | 0 | 0
2009 | US | WECC | CA-MX | - | W26 | Capacity Total from EIA-860 | 0 | 0 | 0 | 0 | 0 | 0 | 0 | 0 | 0 | 0 | 0
2009 | US | WECC | CA-MX | - | W27 | Total Installed Baseline Capacity Resources = 12+6b | 60884 | 0 | 0 | 0 | 0 | 0 | 0 | 0 | 0 | 0 | 0
2009 | US | WECC | NWPP | - | W01 | Unrestricted Non-coincident Peak Demand = 2+1a+1b-1c-1d | 44045 | 41683 | 42366 | 43030 | 43781 | 44425 | 45074 | 45669 | 46397 | 46949 | 47660
2009 | US | WECC | NWPP | - | W01a | New Conservation (Energy Efficiency) | 0 | 2 | 3 | 5 | 8 | 11 | 14 | 16 | 18 | 20 | 21
2009 | US | WECC | NWPP | - | W01b | Estimated Diversity | 0 | 0 | 0 | 0 | 0 | 0 | 0 | 0 | 0 | 0 | 0
2009 | US | WECC | NWPP | - | W01c | Additions for non-member load (load served by non-registered LSE's in a region) | 0 | 0 | 0 | 0 | 0 | 0 | 0 | 0 | 0 | 0 | 0
2009 | US | WECC | NWPP | - | W01d | Stand-by Load Under Contract (Normally served by behind the meter generation) | 0 | 0 | 0 | 0 | 0 | 0 | 0 | 0 | 0 | 0 | 0
2009 | US | WECC | NWPP | - | W02 | Total Internal Demand | 44045 | 41681 | 42363 | 43025 | 43773 | 44414 | 45060 | 45653 | 46379 | 46929 | 47639
2009 | US | WECC | NWPP | - | W02a | Direct Control Load Management | 0 | 36 | 38 | 42 | 42 | 42 | 46 | 46 | 46 | 46 | 46
2009 | US | WECC | NWPP | - | W02b | Contractually Interruptible (Curtailable) | 259 | 254 | 258 | 295 | 295 | 296 | 301 | 301 | 301 | 301 | 301
2009 | US | WECC | NWPP | - | W02c | Critical Peak-Pricing (CPP) with Control | 0 | 0 | 0 | 0 | 0 | 0 | 0 | 0 | 0 | 0 | 0
2009 | US | WECC | NWPP | - | W02d | Load as a Capacity Resource | 0 | 0 | 0 | 0 | 0 | 0 | 0 | 0 | 0 | 0 | 0
2009 | US | WECC | NWPP | - | W03 | Net Internal Demand = 2-2a-2b-2c-2d | 43786 | 41391 | 42067 | 42688 | 43436 | 44076 | 44713 | 45306 | 46032 | 46582 | 47292
2009 | US | WECC | NWPP | - | W04a | Demand Response used for Reserves - Spinning | 0 | 0 | 0 | 0 | 0 | 0 | 0 | 0 | 0 | 0 | 0
2009 | US | WECC | NWPP | - | W04b | Demand Response used for Reserves - Non-Spinning | 0 | 0 | 0 | 0 | 0 | 0 | 0 | 0 | 0 | 0 | 0
2009 | US | WECC | NWPP | - | W04c | Demand Response used for Regulation | 0 | 0 | 0 | 0 | 0 | 0 | 0 | 0 | 0 | 0 | 0
2009 | US | WECC | NWPP | - | W04d | Demand Response used for Energy, Voluntary - Emergency | 85 | 85 | 85 | 65 | 65 | 65 | 65 | 35 | 35 | 35 | 35
2009 | US | WECC | NWPP | - | W05 | TOTAL INTERNAL CAPACITY = 6+7 | 60905 | 64038 | 64215 | 64608 | 64143 | 64412 | 65095 | 65175 | 65205 | 65006 | 64891
2009 | US | WECC | NWPP | - | W06 | EXISTING CAPACITY = 6a+6b+6c | 60905 | 63650 | 63669 | 63651 | 62660 | 62757 | 62758 | 62879 | 62871 | 62663 | 62661
2009 | US | WECC | NWPP | - | W06a | Existing, Certain (Note: The sum of 6a1 through 6a4 must be <= 6a) | 54682 | 57113 | 57020 | 57121 | 56246 | 56285 | 56281 | 56271 | 56242 | 56035 | 56032
2009 | US | WECC | NWPP | - | W06a1 | Wind Expected On-Peak | 810 | 628 | 628 | 628 | 628 | 628 | 628 | 628 | 628 | 628 | 628
2009 | US | WECC | NWPP | - | W06a2 | Solar Expected On-Peak | 0 | 0 | 0 | 0 | 0 | 0 | 0 | 0 | 0 | 0 | 0
2009 | US | WECC | NWPP | - | W06a3 | Hydro Expected On-Peak | 30827 | 30974 | 30860 | 30997 | 30214 | 30156 | 30151 | 30020 | 30000 | 30001 | 29998
2009 | US | WECC | NWPP | - | W06a4 | Biomass Expected On-Peak | 456 | 458 | 458 | 458 | 458 | 458 | 458 | 458 | 458 | 458 | 458
2009 | US | WECC | NWPP | - | W06a5 | Load as a Capacity Resource Expected On-Peak (Load Management Programs) | 0 | 0 | 0 | 0 | 0 | 0 | 0 | 0 | 0 | 0 | 0
2009 | US | WECC | NWPP | - | W06b | Existing, Other (Note: The sum of 6b1 through 6b7 must be <= 6b) | 6223 | 6537 | 6649 | 6530 | 6414 | 6472 | 6477 | 6608 | 6629 | 6628 | 6629
2009 | US | WECC | NWPP | - | W06b1 | Wind Derate On-Peak | 2761 | 2936 | 2936 | 2936 | 2936 | 2936 | 2936 | 2936 | 2936 | 2936 | 2936
2009 | US | WECC | NWPP | - | W06b2 | Solar Derate On-Peak | 0 | 0 | 0 | 0 | 0 | 0 | 0 | 0 | 0 | 0 | 0
2009 | US | WECC | NWPP | - | W06b3 | Hydro Derate On-Peak | 3462 | 3601 | 3713 | 3594 | 3478 | 3536 | 3541 | 3672 | 3693 | 3692 | 3693
2009 | US | WECC | NWPP | - | W06b4 | Biomass Derate On-Peak | 0 | 0 | 0 | 0 | 0 | 0 | 0 | 0 | 0 | 0 | 0
2009 | US | WECC | NWPP | - | W06b5 | Load as a Capacity Resource Derate On-Peak (Load Management Programs) | 0 | 0 | 0 | 0 | 0 | 0 | 0 | 0 | 0 | 0 | 0
2009 | US | WECC | NWPP | - | W06b6 | Energy Only | 0 | 0 | 0 | 0 | 0 | 0 | 0 | 0 | 0 | 0 | 0
2009 | US | WECC | NWPP | - | W06b7 | Scheduled Outage - Maintenance | 0 | 0 | 0 | 0 | 0 | 0 | 0 | 0 | 0 | 0 | 0
2009 | US | WECC | NWPP | - | W06b8 | Transmission-Limited Resources | 0 | 0 | 0 | 0 | 0 | 0 | 0 | 0 | 0 | 0 | 0
2009 | US | WECC | NWPP | - | W06c | Existing, Inoperable (Note: Capacity reported in this line are not used in margin calculations) | 0 | 0 | 0 | 0 | 0 | 0 | 0 | 0 | 0 | 0 | 0
2009 | US | WECC | NWPP | - | W07 | FUTURE CAPACITY ADDITIONS = 7a+7b | 0 | 388 | 546 | 957 | 1483 | 1655 | 2337 | 2296 | 2334 | 2343 | 2230
2009 | US | WECC | NWPP | - | W07a | Future, Planned (Note: Only the net expected On-Peak values are included in this line and does not include Energy Only.) | 0 | 373 | 522 | 923 | 1140 | 1102 | 1118 | 1040 | 1067 | 1069 | 956
2009 | US | WECC | NWPP | - | W07a1 | Wind Expected On-Peak | 0 | 180 | 198 | 243 | 329 | 329 | 329 | 329 | 329 | 329 | 329
2009 | US | WECC | NWPP | - | W07a2 | Solar Expected On-Peak | 0 | 0 | 0 | 0 | 0 | 0 | 0 | 0 | 0 | 0 | 0
2009 | US | WECC | NWPP | - | W07a3 | Hydro Expected On-Peak | 0 | 7 | -1 | 6 | 61 | 61 | 61 | 61 | 61 | 61 | 61
2009 | US | WECC | NWPP | - | W07a4 | Biomass Expected On-Peak | 0 | 33 | 34 | 36 | 37 | 38 | 39 | 41 | 67 | 68 | 68
2009 | US | WECC | NWPP | - | W07b | Future, Other (Note: Only the net expected On-Peak values are included in this line and does not include Energy Only.) | 0 | 0 | 0 | 0 | 0 | 0 | 0 | 0 | 0 | 0 | 0
2009 | US | WECC | NWPP | - | W07b1 | Wind Expected On-Peak | 0 | 0 | 0 | 0 | 0 | 0 | 0 | 0 | 0 | 0 | 0
2009 | US | WECC | NWPP | - | W07b2 | Wind Derate On-Peak | 0 | 1874 | 2484 | 3389 | 5053 | 5053 | 5053 | 5053 | 5053 | 5053 | 5053
2009 | US | WECC | NWPP | - | W07b3 | Solar Expected On-Peak | 0 | 0 | 0 | 0 | 0 | 0 | 0 | 0 | 0 | 0 | 0
2009 | US | WECC | NWPP | - | W07b4 | Solar Derate On-Peak | 0 | 0 | 0 | 0 | 0 | 0 | 0 | 0 | 0 | 0 | 0
2009 | US | WECC | NWPP | - | W07b5 | Hydro Expected On-Peak | 0 | 0 | 0 | 0 | 0 | 0 | 0 | 0 | 0 | 0 | 0
2009 | US | WECC | NWPP | - | W07b6 | Hydro Derate On-Peak | 0 | 0 | 0 | 0 | 0 | 0 | 0 | 0 | 0 | 0 | 0
2009 | US | WECC | NWPP | - | W07b7 | Biomass Expected On-Peak | 0 | 0 | 0 | 0 | 0 | 0 | 0 | 0 | 0 | 0 | 0
2009 | US | WECC | NWPP | - | W07b8 | Biomass Derate On-Peak | 0 | 21 | 21 | 21 | 21 | 21 | 21 | 21 | 21 | 21 | 21
2009 | US | WECC | NWPP | - | W07b9 | Energy Only | 0 | 0 | 0 | 0 | 0 | 0 | 0 | 0 | 0 | 0 | 0
2009 | US | WECC | NWPP | - | W08 | Conceptual (Note: Only the net expected on-peak capacity is included in this line and does not include Energy Only.) | 0 | 15 | 24 | 34 | 343 | 553 | 1219 | 1256 | 1267 | 1274 | 1274
2009 | US | WECC | NWPP | - | W08a1 | Wind Expected On-Peak | 0 | 0 | 0 | 0 | 0 | 0 | 6 | 6 | 8 | 8 | 8
2009 | US | WECC | NWPP | - | W08a2 | Wind Derate On-Peak | 0 | 0 | 0 | 0 | 0 | 0 | 134 | 294 | 392 | 392 | 392
2009 | US | WECC | NWPP | - | W08a3 | Solar Expected On-Peak | 0 | 0 | 0 | 0 | 0 | 0 | 0 | 0 | 0 | 0 | 0
2009 | US | WECC | NWPP | - | W08a4 | Solar Derate On-Peak | 0 | 0 | 0 | 0 | 0 | 0 | 0 | 0 | 0 | 0 | 0
2009 | US | WECC | NWPP | - | W08a5 | Hydro Expected On-Peak | 0 | 0 | 0 | 0 | 0 | 25 | 50 | 75 | 75 | 75 | 75
2009 | US | WECC | NWPP | - | W08a6 | Hydro Derate On-Peak | 0 | 0 | 0 | 0 | 0 | 0 | 0 | 0 | 0 | 0 | 0
2009 | US | WECC | NWPP | - | W08a7 | Biomass Expected On-Peak | 0 | 4 | 6 | 8 | 10 | 12 | 14 | 17 | 18 | 20 | 20
2009 | US | WECC | NWPP | - | W08a8 | Biomass Derate On-Peak | 0 | 0 | 0 | 0 | 0 | 0 | 0 | 0 | 0 | 0 | 0
2009 | US | WECC | NWPP | - | W08a9 | Energy Only | 0 | 0 | 0 | 0 | 0 | 0 | 0 | 0 | 0 | 0 | 0
2009 | US | WECC | NWPP | - | W09 | DELIVERABLE INTERNAL CAPACITY = 6a+7a | 54682 | 57486 | 57542 | 58044 | 57386 | 57387 | 57399 | 57311 | 57309 | 57104 | 56988
2009 | US | WECC | NWPP | - | W10 | CAPACITY TRANSACTIONS - IMPORTS = 10a+10b+10c+10d | 1379 | 1944 | 2262 | 1949 | 2136 | 2129 | 2039 | 2021 | 2164 | 2304 | 2471
2009 | US | WECC | NWPP | - | W10a | Firm (Note: The sum of 10a1 and 10a2 must be <= 10a) | 1379 | 1399 | 1399 | 1399 | 1399 | 1426 | 1426 | 1602 | 1906 | 2076 | 2251
2009 | US | WECC | NWPP | - | W10a1 | Full-Responsibility Purchases | 0 | 0 | 0 | 0 | 0 | 0 | 0 | 198 | 502 | 672 | 847
2009 | US | WECC | NWPP | - | W10a2 | Owned Capacity/Entitlement Located Outside the Region/Subregion | 1379 | 1399 | 1399 | 1399 | 1399 | 1426 | 1426 | 1404 | 1404 | 1404 | 1404
2009 | US | WECC | NWPP | - | W10b | Non-firm | 0 | 0 | 0 | 0 | 0 | 0 | 0 | 0 | 0 | 0 | 0
2009 | US | WECC | NWPP | - | W10c | Expected (Note: The sum of 10c1 and 10c2 must be <= 10c) | 0 | 545 | 863 | 550 | 737 | 703 | 613 | 419 | 258 | 228 | 220
2009 | US | WECC | NWPP | - | W10c1 | Full-Responsibility Purchases | 0 | 545 | 863 | 550 | 737 | 703 | 613 | 419 | 258 | 228 | 220
2009 | US | WECC | NWPP | - | W10c2 | Owned Capacity/Entitlement Located Outside the Region/Subregion | 0 | 0 | 0 | 0 | 0 | 0 | 0 | 0 | 0 | 0 | 0
2009 | US | WECC | NWPP | - | W10d | Provisional – transactions under study, but negotiations have not begun. | 0 | 0 | 0 | 0 | 0 | 0 | 0 | 0 | 0 | 0 | 0
2009 | US | WECC | NWPP | - | W11 | CAPACITY TRANSACTIONS - EXPORTS = 11a+11b+11c+11d | 567 | 2725 | 2665 | 2464 | 2466 | 2276 | 1989 | 1786 | 1786 | 1772 | 1772
2009 | US | WECC | NWPP | - | W11a | Firm (Note: The sum of 11a1 and 11a2 must be <= 11a) | 567 | 2662 | 2602 | 2401 | 2228 | 2038 | 1751 | 1548 | 1548 | 1534 | 1534
2009 | US | WECC | NWPP | - | W11a1 | Full-Responsibility Purchases | 0 | 949 | 915 | 741 | 608 | 418 | 203 | 0 | 0 | 0 | 0
2009 | US | WECC | NWPP | - | W11a2 | Owned Capacity/Entitlement Located Outside the Region/Subregion | 567 | 1713 | 1687 | 1660 | 1620 | 1620 | 1548 | 1548 | 1548 | 1534 | 1534
2009 | US | WECC | NWPP | - | W11b | Non-firm | 0 | 0 | 0 | 0 | 0 | 0 | 0 | 0 | 0 | 0 | 0
2009 | US | WECC | NWPP | - | W11c | Expected (Note: The sum of 11c1 and 11c2 must be <= 11c) | 0 | 63 | 63 | 63 | 238 | 238 | 238 | 238 | 238 | 238 | 238
2009 | US | WECC | NWPP | - | W11c1 | Full-Responsibility Purchases | 0 | 0 | 0 | 0 | 0 | 0 | 0 | 0 | 0 | 0 | 0
2009 | US | WECC | NWPP | - | W11c2 | Owned Capacity/Entitlement Located Outside the Region/Subregion | 0 | 63 | 63 | 63 | 238 | 238 | 238 | 238 | 238 | 238 | 238
2009 | US | WECC | NWPP | - | W11d | Provisional – transactions under study, but negotiations have not begun. | 0 | 0 | 0 | 0 | 0 | 0 | 0 | 0 | 0 | 0 | 0
2009 | US | WECC | NWPP | - | W12 | EXISTING, CERTAIN CAPACITY & NET FIRM TRANSACTIONS = 6a+Net Firm Transactions | 55494 | 55850 | 55817 | 56119 | 55417 | 55673 | 55956 | 56325 | 56600 | 56577 | 56749
2009 | US | WECC | NWPP | - | W13 | DELIVERABLE CAPACITY RESOURCES = 12+7a+Net Expected Transactions | 55494 | 56705 | 57139 | 57529 | 57056 | 57240 | 57449 | 57546 | 57687 | 57636 | 57687
2009 | US | WECC | NWPP | - | W14 | PROSPECTIVE CAPACITY RESOURCES = 13+6b-[Existing,Other Derates]+16b | 55494 | 56705 | 57139 | 57529 | 57056 | 57240 | 57449 | 57546 | 57687 | 57636 | 57687
2009 | US | WECC | NWPP | - | W15 | TOTAL POTENTIAL CAPACITY RESOURCES = 13+6b-[Existing,Other Derates]+7b+ 8+Net Provisional Transactions | 55494 | 56720 | 57163 | 57563 | 57399 | 57793 | 58668 | 58802 | 58954 | 58910 | 58961
2009 | US | WECC | NWPP | - | W15a | ADJUSTED POTENTIAL CAPACITY RESOURCES = 13+6b-[Existing,Other Derates]+ 16b+16d+Net Provisional Transactions | 55494 | 56709.995 | 57148.6 | 57543.178 | 57071.435 | 57353.365 | 57941.476 | 58060.96 | 58196.334 | 58148.148 | 58200.422
2009 | US | WECC | NWPP | - | W16a | Confidence of Future, Other (7b), using reasonable judgement | 0 | 0 | 0 | 0 | 0 | 0 | 0 | 0 | 0 | 0 | 0
2009 | US | WECC | NWPP | - | W16b | Net Future, Other Resources After Confidence Percentage Is Applied = 7b*16a | 0 | 0 | 0 | 0 | 0 | 0 | 0 | 0 | 0 | 0 | 0
2009 | US | WECC | NWPP | - | W16c | Confidence of Conceptual (8), using reasonable judgement | 0 | 0.333 | 0.4 | 0.417 | 0.045 | 0.205 | 0.404 | 0.41 | 0.402 | 0.402 | 0.403
2009 | US | WECC | NWPP | - | W16d | Net Conceptual Resources After Confidence Percentage Is Applied = 8*16c | 0 | 4.995 | 9.6 | 14.178 | 15.435 | 113.365 | 492.476 | 514.96 | 509.334 | 512.148 | 513.422
2009 | US | WECC | NWPP | - | W17C | Region/Subregion Target Capacity Margin | 0 | 0.1551 | 0.1551 | 0.1551 | 0.1551 | 0.1551 | 0.1551 | 0.1551 | 0.1551 | 0.1551 | 0.1551
2009 | US | WECC | NWPP | - | W17R | Region/Subregion Target Reserve Margin | 0 | 0.18357 | 0.18357 | 0.18357 | 0.18357 | 0.18357 | 0.18357 | 0.18357 | 0.18357 | 0.18357 | 0.18357
2009 | US | WECC | NWPP | - | W18C | Existing Certain and Net Firm Transactions = (12-3)/12 | 0 | 0.25889 | 0.24634 | 0.23933 | 0.2162 | 0.20831 | 0.20093 | 0.19563 | 0.18671 | 0.17666 | 0.16665
2009 | US | WECC | NWPP | - | W19C | Deliverable Capacity Resources = (13-3)/13 | 0 | 0.27006 | 0.26378 | 0.25797 | 0.23871 | 0.22998 | 0.22169 | 0.2127 | 0.20204 | 0.19179 | 0.1802
2009 | US | WECC | NWPP | - | W20C | Prospective Capacity Resources = (14-3)/14 | 0 | 0.27006 | 0.26378 | 0.25797 | 0.23871 | 0.22998 | 0.22169 | 0.2127 | 0.20204 | 0.19179 | 0.1802
2009 | US | WECC | NWPP | - | W21C | Total Potential Resources = (15-3)/15 | 0 | 0.27026 | 0.26409 | 0.25841 | 0.24326 | 0.23735 | 0.23786 | 0.22952 | 0.21919 | 0.20927 | 0.19791
2009 | US | WECC | NWPP | - | W22C | Adjusted Potential Resources = (15a-3)/15a | 0 | 0.27013 | 0.2639 | 0.25816 | 0.23892 | 0.2315 | 0.22831 | 0.21968 | 0.20902 | 0.19891 | 0.18743
2009 | US | WECC | NWPP | - | W18R | Existing Certain and Net Firm Transactions = (12-3)/3 | 0 | 0.34933 | 0.32686 | 0.31463 | 0.27583 | 0.26311 | 0.25145 | 0.24321 | 0.22958 | 0.21457 | 0.19997
2009 | US | WECC | NWPP | - | W19R | Deliverable Capacity Resources = (13-3)/3 | 0 | 0.36998 | 0.35829 | 0.34766 | 0.31356 | 0.29867 | 0.28484 | 0.27016 | 0.25319 | 0.2373 | 0.2198
2009 | US | WECC | NWPP | - | W20R | Prospective Capacity Resources = (14-3)/3 | 0 | 0.36998 | 0.35829 | 0.34766 | 0.31356 | 0.29867 | 0.28484 | 0.27016 | 0.25319 | 0.2373 | 0.2198
2009 | US | WECC | NWPP | - | W21R | Total Potential Resources = (15-3)/3 | 0 | 0.37035 | 0.35886 | 0.34846 | 0.32146 | 0.31121 | 0.3121 | 0.29789 | 0.28072 | 0.26465 | 0.24674
2009 | US | WECC | NWPP | - | W22R | Adjusted Potential Resources = (15a-3)/3 | 0 | 0.3701 | 0.35851 | 0.34799 | 0.31392 | 0.30124 | 0.29585 | 0.28153 | 0.26426 | 0.2483 | 0.23066
2009 | US | WECC | NWPP | - | W24 | Other Capacity < 1 MW | 0 | 0 | 0 | 0 | 0 | 0 | 0 | 0 | 0 | 0 | 0
2009 | US | WECC | NWPP | - | W25 | Distributed Generator Capacity >= 1 MW | 0 | 0 | 0 | 0 | 0 | 0 | 0 | 0 | 0 | 0 | 0
2009 | US | WECC | NWPP | - | W26 | Capacity Total from EIA-860 | 0 | 0 | 0 | 0 | 0 | 0 | 0 | 0 | 0 | 0 | 0
2009 | US | WECC | NWPP | - | W27 | Total Installed Baseline Capacity Resources = 12+6b | 61717 | 0 | 0 | 0 | 0 | 0 | 0 | 0 | 0 | 0 | 0
2009 | US | WECC | RMPA | - | W01 | Unrestricted Non-coincident Peak Demand = 2+1a+1b-1c-1d | 10298 | 9658 | 9994 | 10263 | 10526 | 10789 | 11031 | 11275 | 11518 | 11782 | 12038
2009 | US | WECC | RMPA | - | W01a | New Conservation (Energy Efficiency) | 0 | 0 | 0 | 0 | 0 | 0 | 0 | 0 | 0 | 0 | 0
2009 | US | WECC | RMPA | - | W01b | Estimated Diversity | 0 | 0 | 0 | 0 | 0 | 0 | 0 | 0 | 0 | 0 | 0
2009 | US | WECC | RMPA | - | W01c | Additions for non-member load (load served by non-registered LSE's in a region) | 0 | 0 | 0 | 0 | 0 | 0 | 0 | 0 | 0 | 0 | 0
2009 | US | WECC | RMPA | - | W01d | Stand-by Load Under Contract (Normally served by behind the meter generation) | 0 | 0 | 0 | 0 | 0 | 0 | 0 | 0 | 0 | 0 | 0
2009 | US | WECC | RMPA | - | W02 | Total Internal Demand | 10298 | 9658 | 9994 | 10263 | 10526 | 10789 | 11031 | 11275 | 11518 | 11782 | 12038
2009 | US | WECC | RMPA | - | W02a | Direct Control Load Management | 4 | 8 | 13 | 17 | 17 | 17 | 18 | 18 | 18 | 18 | 19
2009 | US | WECC | RMPA | - | W02b | Contractually Interruptible (Curtailable) | 71 | 171 | 212 | 238 | 243 | 243 | 243 | 253 | 254 | 256 | 257
2009 | US | WECC | RMPA | - | W02c | Critical Peak-Pricing (CPP) with Control | 0 | 0 | 0 | 0 | 0 | 0 | 0 | 0 | 0 | 0 | 0
2009 | US | WECC | RMPA | - | W02d | Load as a Capacity Resource | 0 | 0 | 0 | 0 | 0 | 0 | 0 | 0 | 0 | 0 | 0
2009 | US | WECC | RMPA | - | W03 | Net Internal Demand = 2-2a-2b-2c-2d | 10223 | 9479 | 9769 | 10008 | 10266 | 10529 | 10770 | 11004 | 11246 | 11508 | 11762
2009 | US | WECC | RMPA | - | W04a | Demand Response used for Reserves - Spinning | 0 | 0 | 0 | 0 | 0 | 0 | 0 | 0 | 0 | 0 | 0
2009 | US | WECC | RMPA | - | W04b | Demand Response used for Reserves - Non-Spinning | 0 | 0 | 0 | 0 | 0 | 0 | 0 | 0 | 0 | 0 | 0
2009 | US | WECC | RMPA | - | W04c | Demand Response used for Regulation | 0 | 0 | 0 | 0 | 0 | 0 | 0 | 0 | 0 | 0 | 0
2009 | US | WECC | RMPA | - | W04d | Demand Response used for Energy, Voluntary - Emergency | 0 | 0 | 0 | 0 | 0 | 0 | 0 | 0 | 0 | 0 | 0
2009 | US | WECC | RMPA | - | W05 | TOTAL INTERNAL CAPACITY = 6+7 | 14450 | 15756 | 15844 | 16156 | 16522 | 17157 | 17704 | 17714 | 17747 | 17747 | 17757
2009 | US | WECC | RMPA | - | W06 | EXISTING CAPACITY = 6a+6b+6c | 14450 | 14657 | 14657 | 14657 | 14657 | 14657 | 14657 | 14657 | 14657 | 14657 | 14657
2009 | US | WECC | RMPA | - | W06a | Existing, Certain (Note: The sum of 6a1 through 6a4 must be <= 6a) | 13347 | 13554 | 13554 | 13554 | 13554 | 13554 | 13554 | 13554 | 13554 | 13554 | 13554
2009 | US | WECC | RMPA | - | W06a1 | Wind Expected On-Peak | 137 | 137 | 137 | 137 | 137 | 137 | 137 | 137 | 137 | 137 | 137
2009 | US | WECC | RMPA | - | W06a2 | Solar Expected On-Peak | 0 | 0 | 0 | 0 | 0 | 0 | 0 | 0 | 0 | 0 | 0
2009 | US | WECC | RMPA | - | W06a3 | Hydro Expected On-Peak | 1182 | 1182 | 1182 | 1182 | 1182 | 1182 | 1182 | 1182 | 1182 | 1182 | 1182
2009 | US | WECC | RMPA | - | W06a4 | Biomass Expected On-Peak | 3 | 3 | 3 | 3 | 3 | 3 | 3 | 3 | 3 | 3 | 3
2009 | US | WECC | RMPA | - | W06a5 | Load as a Capacity Resource Expected On-Peak (Load Management Programs) | 0 | 0 | 0 | 0 | 0 | 0 | 0 | 0 | 0 | 0 | 0
2009 | US | WECC | RMPA | - | W06b | Existing, Other (Note: The sum of 6b1 through 6b7 must be <= 6b) | 1103 | 1103 | 1103 | 1103 | 1103 | 1103 | 1103 | 1103 | 1103 | 1103 | 1103
2009 | US | WECC | RMPA | - | W06b1 | Wind Derate On-Peak | 972 | 972 | 972 | 972 | 972 | 972 | 972 | 972 | 972 | 972 | 972
2009 | US | WECC | RMPA | - | W06b2 | Solar Derate On-Peak | 8 | 8 | 8 | 8 | 8 | 8 | 8 | 8 | 8 | 8 | 8
2009 | US | WECC | RMPA | - | W06b3 | Hydro Derate On-Peak | 123 | 123 | 123 | 123 | 123 | 123 | 123 | 123 | 123 | 123 | 123
2009 | US | WECC | RMPA | - | W06b4 | Biomass Derate On-Peak | 0 | 0 | 0 | 0 | 0 | 0 | 0 | 0 | 0 | 0 | 0
2009 | US | WECC | RMPA | - | W06b5 | Load as a Capacity Resource Derate On-Peak (Load Management Programs) | 0 | 0 | 0 | 0 | 0 | 0 | 0 | 0 | 0 | 0 | 0
2009 | US | WECC | RMPA | - | W06b6 | Energy Only | 0 | 0 | 0 | 0 | 0 | 0 | 0 | 0 | 0 | 0 | 0
2009 | US | WECC | RMPA | - | W06b7 | Scheduled Outage - Maintenance | 0 | 0 | 0 | 0 | 0 | 0 | 0 | 0 | 0 | 0 | 0
2009 | US | WECC | RMPA | - | W06b8 | Transmission-Limited Resources | 0 | 0 | 0 | 0 | 0 | 0 | 0 | 0 | 0 | 0 | 0
2009 | US | WECC | RMPA | - | W06c | Existing, Inoperable (Note: Capacity reported in this line are not used in margin calculations) | 0 | 0 | 0 | 0 | 0 | 0 | 0 | 0 | 0 | 0 | 0
2009 | US | WECC | RMPA | - | W07 | FUTURE CAPACITY ADDITIONS = 7a+7b | 0 | 1099 | 1187 | 1499 | 1865 | 2500 | 3047 | 3057 | 3090 | 3090 | 3100
2009 | US | WECC | RMPA | - | W07a | Future, Planned (Note: Only the net expected On-Peak values are included in this line and does not include Energy Only.) | 0 | 1099 | 1187 | 1499 | 1499 | 1434 | 1281 | 1281 | 1281 | 1281 | 1281
2009 | US | WECC | RMPA | - | W07a1 | Wind Expected On-Peak | 0 | 0 | 19 | 19 | 19 | 19 | 19 | 19 | 19 | 19 | 19
2009 | US | WECC | RMPA | - | W07a2 | Solar Expected On-Peak | 0 | 0 | 0 | 0 | 0 | 0 | 0 | 0 | 0 | 0 | 0
2009 | US | WECC | RMPA | - | W07a3 | Hydro Expected On-Peak | 0 | 0 | 0 | 0 | 0 | 0 | 0 | 0 | 0 | 0 | 0
2009 | US | WECC | RMPA | - | W07a4 | Biomass Expected On-Peak | 0 | 0 | 0 | 0 | 0 | 0 | 0 | 0 | 0 | 0 | 0
2009 | US | WECC | RMPA | - | W07b | Future, Other (Note: Only the net expected On-Peak values are included in this line and does not include Energy Only.) | 0 | 0 | 0 | 0 | 0 | 0 | 0 | 0 | 0 | 0 | 0
2009 | US | WECC | RMPA | - | W07b1 | Wind Expected On-Peak | 0 | 0 | 0 | 0 | 0 | 0 | 0 | 0 | 0 | 0 | 0
2009 | US | WECC | RMPA | - | W07b2 | Wind Derate On-Peak | 0 | 0 | 131 | 131 | 131 | 131 | 131 | 131 | 131 | 131 | 131
2009 | US | WECC | RMPA | - | W07b3 | Solar Expected On-Peak | 0 | 0 | 0 | 0 | 0 | 0 | 0 | 0 | 0 | 0 | 0
2009 | US | WECC | RMPA | - | W07b4 | Solar Derate On-Peak | 0 | 0 | 0 | 16 | 16 | 16 | 16 | 16 | 16 | 16 | 16
2009 | US | WECC | RMPA | - | W07b5 | Hydro Expected On-Peak | 0 | 0 | 0 | 0 | 0 | 0 | 0 | 0 | 0 | 0 | 0
2009 | US | WECC | RMPA | - | W07b6 | Hydro Derate On-Peak | 0 | 0 | 0 | 0 | 0 | 0 | 0 | 0 | 0 | 0 | 0
2009 | US | WECC | RMPA | - | W07b7 | Biomass Expected On-Peak | 0 | 0 | 0 | 0 | 0 | 0 | 0 | 0 | 0 | 0 | 0
2009 | US | WECC | RMPA | - | W07b8 | Biomass Derate On-Peak | 0 | 0 | 0 | 0 | 0 | 0 | 0 | 0 | 0 | 0 | 0
2009 | US | WECC | RMPA | - | W07b9 | Energy Only | 0 | 0 | 0 | 0 | 0 | 0 | 0 | 0 | 0 | 0 | 0
2009 | US | WECC | RMPA | - | W08 | Conceptual (Note: Only the net expected on-peak capacity is included in this line and does not include Energy Only.) | 0 | 0 | 0 | 0 | 366 | 1066 | 1766 | 1776 | 1809 | 1809 | 1819
2009 | US | WECC | RMPA | - | W08a1 | Wind Expected On-Peak | 0 | 0 | 0 | 0 | 20 | 20 | 20 | 30 | 30 | 30 | 40
2009 | US | WECC | RMPA | - | W08a2 | Wind Derate On-Peak | 0 | 303 | 1282 | 1627 | 2148 | 2448 | 2748 | 2768 | 2768 | 2768 | 2788
2009 | US | WECC | RMPA | - | W08a3 | Solar Expected On-Peak | 0 | 0 | 0 | 0 | 0 | 0 | 0 | 0 | 1 | 1 | 1
2009 | US | WECC | RMPA | - | W08a4 | Solar Derate On-Peak | 0 | 0 | 0 | 0 | 2 | 2 | 2 | 2 | 3 | 3 | 3
2009 | US | WECC | RMPA | - | W08a5 | Hydro Expected On-Peak | 0 | 0 | 0 | 0 | 0 | 0 | 0 | 0 | 0 | 0 | 0
2009 | US | WECC | RMPA | - | W08a6 | Hydro Derate On-Peak | 0 | 0 | 0 | 0 | 0 | 0 | 0 | 0 | 0 | 0 | 0
2009 | US | WECC | RMPA | - | W08a7 | Biomass Expected On-Peak | 0 | 0 | 0 | 0 | 0 | 0 | 0 | 0 | 0 | 0 | 0
2009 | US | WECC | RMPA | - | W08a8 | Biomass Derate On-Peak | 0 | 0 | 0 | 0 | 0 | 0 | 0 | 0 | 0 | 0 | 0
2009 | US | WECC | RMPA | - | W08a9 | Energy Only | 0 | 0 | 0 | 0 | 0 | 0 | 0 | 0 | 0 | 0 | 0
2009 | US | WECC | RMPA | - | W09 | DELIVERABLE INTERNAL CAPACITY = 6a+7a | 13347 | 14653 | 14741 | 15053 | 15053 | 14988 | 14835 | 14835 | 14835 | 14835 | 14835
2009 | US | WECC | RMPA | - | W10 | CAPACITY TRANSACTIONS - IMPORTS = 10a+10b+10c+10d | 640 | 928 | 910 | 891 | 871 | 1039 | 968 | 706 | 809 | 1070 | 1181
2009 | US | WECC | RMPA | - | W10a | Firm (Note: The sum of 10a1 and 10a2 must be <= 10a) | 640 | 928 | 910 | 891 | 871 | 832 | 640 | 640 | 809 | 1070 | 1181
2009 | US | WECC | RMPA | - | W10a1 | Full-Responsibility Purchases | 0 | 288 | 270 | 251 | 231 | 192 | 0 | 0 | 169 | 430 | 541
2009 | US | WECC | RMPA | - | W10a2 | Owned Capacity/Entitlement Located Outside the Region/Subregion | 640 | 640 | 640 | 640 | 640 | 640 | 640 | 640 | 640 | 640 | 640
2009 | US | WECC | RMPA | - | W10b | Non-firm | 0 | 0 | 0 | 0 | 0 | 0 | 0 | 0 | 0 | 0 | 0
2009 | US | WECC | RMPA | - | W10c | Expected (Note: The sum of 10c1 and 10c2 must be <= 10c) | 0 | 0 | 0 | 0 | 0 | 207 | 328 | 66 | 0 | 0 | 0
2009 | US | WECC | RMPA | - | W10c1 | Full-Responsibility Purchases | 0 | 0 | 0 | 0 | 0 | 207 | 328 | 66 | 0 | 0 | 0
2009 | US | WECC | RMPA | - | W10c2 | Owned Capacity/Entitlement Located Outside the Region/Subregion | 0 | 0 | 0 | 0 | 0 | 0 | 0 | 0 | 0 | 0 | 0
2009 | US | WECC | RMPA | - | W10d | Provisional – transactions under study, but negotiations have not begun. | 0 | 0 | 0 | 0 | 0 | 0 | 0 | 0 | 0 | 0 | 0
2009 | US | WECC | RMPA | - | W11 | CAPACITY TRANSACTIONS - EXPORTS = 11a+11b+11c+11d | 770 | 770 | 770 | 868 | 947 | 770 | 817 | 837 | 940 | 1201 | 1312
2009 | US | WECC | RMPA | - | W11a | Firm (Note: The sum of 11a1 and 11a2 must be <= 11a) | 770 | 770 | 770 | 770 | 770 | 770 | 817 | 837 | 770 | 770 | 770
2009 | US | WECC | RMPA | - | W11a1 | Full-Responsibility Purchases | 0 | 0 | 0 | 0 | 0 | 0 | 47 | 67 | 0 | 0 | 0
2009 | US | WECC | RMPA | - | W11a2 | Owned Capacity/Entitlement Located Outside the Region/Subregion | 770 | 770 | 770 | 770 | 770 | 770 | 770 | 770 | 770 | 770 | 770
2009 | US | WECC | RMPA | - | W11b | Non-firm | 0 | 0 | 0 | 0 | 0 | 0 | 0 | 0 | 0 | 0 | 0
2009 | US | WECC | RMPA | - | W11c | Expected (Note: The sum of 11c1 and 11c2 must be <= 11c) | 0 | 0 | 0 | 98 | 177 | 0 | 0 | 0 | 170 | 431 | 542
2009 | US | WECC | RMPA | - | W11c1 | Full-Responsibility Purchases | 0 | 0 | 0 | 98 | 177 | 0 | 0 | 0 | 170 | 431 | 542
2009 | US | WECC | RMPA | - | W11c2 | Owned Capacity/Entitlement Located Outside the Region/Subregion | 0 | 0 | 0 | 0 | 0 | 0 | 0 | 0 | 0 | 0 | 0
2009 | US | WECC | RMPA | - | W11d | Provisional – transactions under study, but negotiations have not begun. | 0 | 0 | 0 | 0 | 0 | 0 | 0 | 0 | 0 | 0 | 0
2009 | US | WECC | RMPA | - | W12 | EXISTING, CERTAIN CAPACITY & NET FIRM TRANSACTIONS = 6a+Net Firm Transactions | 13217 | 13712 | 13694 | 13675 | 13655 | 13616 | 13377 | 13357 | 13593 | 13854 | 13965
2009 | US | WECC | RMPA | - | W13 | DELIVERABLE CAPACITY RESOURCES = 12+7a+Net Expected Transactions | 13217 | 14811 | 14881 | 15076 | 14977 | 15257 | 14986 | 14704 | 14704 | 14704 | 14704
2009 | US | WECC | RMPA | - | W14 | PROSPECTIVE CAPACITY RESOURCES = 13+6b-[Existing,Other Derates]+16b | 13217 | 14811 | 14881 | 15076 | 14977 | 15257 | 14986 | 14704 | 14704 | 14704 | 14704
2009 | US | WECC | RMPA | - | W15 | TOTAL POTENTIAL CAPACITY RESOURCES = 13+6b-[Existing,Other Derates]+7b+ 8+Net Provisional Transactions | 13217 | 14811 | 14881 | 15076 | 15343 | 16323 | 16752 | 16480 | 16513 | 16513 | 16523
2009 | US | WECC | RMPA | - | W15a | ADJUSTED POTENTIAL CAPACITY RESOURCES = 13+6b-[Existing,Other Derates]+ 16b+16d+Net Provisional Transactions | 13217 | 14811 | 14881 | 15076 | 15340.804 | 15959.494 | 16035.004 | 15762.496 | 15793.018 | 15794.827 | 15804.495
2009 | US | WECC | RMPA | - | W16a | Confidence of Future, Other (7b), using reasonable judgement | 0 | 0 | 0 | 0 | 0 | 0 | 0 | 0 | 0 | 0 | 0
2009 | US | WECC | RMPA | - | W16b | Net Future, Other Resources After Confidence Percentage Is Applied = 7b*16a | 0 | 0 | 0 | 0 | 0 | 0 | 0 | 0 | 0 | 0 | 0
2009 | US | WECC | RMPA | - | W16c | Confidence of Conceptual (8), using reasonable judgement | 0 | 0 | 0 | 0 | 0.994 | 0.659 | 0.594 | 0.596 | 0.602 | 0.603 | 0.605
2009 | US | WECC | RMPA | - | W16d | Net Conceptual Resources After Confidence Percentage Is Applied = 8*16c | 0 | 0 | 0 | 0 | 363.804 | 702.494 | 1049.004 | 1058.496 | 1089.018 | 1090.827 | 1100.495
2009 | US | WECC | RMPA | - | W17C | Region/Subregion Target Capacity Margin | 0 | 0.13315 | 0.13315 | 0.13315 | 0.13315 | 0.13315 | 0.13315 | 0.13315 | 0.13315 | 0.13315 | 0.13315
2009 | US | WECC | RMPA | - | W17R | Region/Subregion Target Reserve Margin | 0 | 0.1536 | 0.1536 | 0.1536 | 0.1536 | 0.1536 | 0.1536 | 0.1536 | 0.1536 | 0.1536 | 0.1536
2009 | US | WECC | RMPA | - | W18C | Existing Certain and Net Firm Transactions = (12-3)/12 | 0 | 0.30871 | 0.28662 | 0.26815 | 0.24819 | 0.22672 | 0.19489 | 0.17616 | 0.17266 | 0.16934 | 0.15775
2009 | US | WECC | RMPA | - | W19C | Deliverable Capacity Resources = (13-3)/13 | 0 | 0.36 | 0.34353 | 0.33616 | 0.31455 | 0.30989 | 0.28133 | 0.25163 | 0.23517 | 0.21736 | 0.20008
2009 | US | WECC | RMPA | - | W20C | Prospective Capacity Resources = (14-3)/14 | 0 | 0.36 | 0.34353 | 0.33616 | 0.31455 | 0.30989 | 0.28133 | 0.25163 | 0.23517 | 0.21736 | 0.20008
2009 | US | WECC | RMPA | - | W21C | Total Potential Resources = (15-3)/15 | 0 | 0.36 | 0.34353 | 0.33616 | 0.3309 | 0.35496 | 0.35709 | 0.33228 | 0.31896 | 0.30309 | 0.28814
2009 | US | WECC | RMPA | - | W22C | Adjusted Potential Resources = (15a-3)/15a | 0 | 0.36 | 0.34353 | 0.33616 | 0.3308 | 0.34027 | 0.32834 | 0.30189 | 0.28791 | 0.27141 | 0.25578
2009 | US | WECC | RMPA | - | W18R | Existing Certain and Net Firm Transactions = (12-3)/3 | 0 | 0.44657 | 0.40178 | 0.36641 | 0.33012 | 0.29319 | 0.24206 | 0.21383 | 0.2087 | 0.20386 | 0.1873
2009 | US | WECC | RMPA | - | W19R | Deliverable Capacity Resources = (13-3)/3 | 0 | 0.56251 | 0.52329 | 0.50639 | 0.45889 | 0.44905 | 0.39146 | 0.33624 | 0.30749 | 0.27772 | 0.25013
2009 | US | WECC | RMPA | - | W20R | Prospective Capacity Resources = (14-3)/3 | 0 | 0.56251 | 0.52329 | 0.50639 | 0.45889 | 0.44905 | 0.39146 | 0.33624 | 0.30749 | 0.27772 | 0.25013
2009 | US | WECC | RMPA | - | W21R | Total Potential Resources = (15-3)/3 | 0 | 0.56251 | 0.52329 | 0.50639 | 0.49455 | 0.55029 | 0.55543 | 0.49764 | 0.46834 | 0.43491 | 0.40478
2009 | US | WECC | RMPA | - | W22R | Adjusted Potential Resources = (15a-3)/3 | 0 | 0.56251 | 0.52329 | 0.50639 | 0.49433 | 0.51577 | 0.48886 | 0.43243 | 0.40432 | 0.37251 | 0.34369
2009 | US | WECC | RMPA | - | W24 | Other Capacity < 1 MW | 0 | 0 | 0 | 0 | 0 | 0 | 0 | 0 | 0 | 0 | 0
2009 | US | WECC | RMPA | - | W25 | Distributed Generator Capacity >= 1 MW | 0 | 0 | 0 | 0 | 0 | 0 | 0 | 0 | 0 | 0 | 0
2009 | US | WECC | RMPA | - | W26 | Capacity Total from EIA-860 | 0 | 0 | 0 | 0 | 0 | 0 | 0 | 0 | 0 | 0 | 0
2009 | US | WECC | RMPA | - | W27 | Total Installed Baseline Capacity Resources = 12+6b | 14320 | 0 | 0 | 0 | 0 | 0 | 0 | 0 | 0 | 0 | 0
2009 | CA | WECC | - | - | W01 | Unrestricted Non-coincident Peak Demand = 2+1a+1b-1c-1d | 20769 | 21548 | 21843 | 22229 | 22818 | 23431 | 23948 | 24353 | 24704 | 25148 | 25514
2009 | CA | WECC | - | - | W01a | New Conservation (Energy Efficiency) | 0 | 0 | 0 | 0 | 0 | 0 | 0 | 0 | 0 | 0 | 0
2009 | CA | WECC | - | - | W01b | Estimated Diversity | 0 | 0 | 0 | 0 | 0 | 0 | 0 | 0 | 0 | 0 | 0
2009 | CA | WECC | - | - | W01c | Additions for non-member load (load served by non-registered LSE's in a region) | 0 | 0 | 0 | 0 | 0 | 0 | 0 | 0 | 0 | 0 | 0
2009 | CA | WECC | - | - | W01d | Stand-by Load Under Contract (Normally served by behind the meter generation) | 0 | 0 | 0 | 0 | 0 | 0 | 0 | 0 | 0 | 0 | 0
2009 | CA | WECC | - | - | W02 | Total Internal Demand | 20769 | 21548 | 21843 | 22229 | 22818 | 23431 | 23948 | 24353 | 24704 | 25148 | 25514
2009 | CA | WECC | - | - | W02a | Direct Control Load Management | 0 | 0 | 0 | 0 | 0 | 0 | 0 | 0 | 0 | 0 | 0
2009 | CA | WECC | - | - | W02b | Contractually Interruptible (Curtailable) | 0 | 0 | 0 | 0 | 0 | 0 | 0 | 0 | 0 | 0 | 0
2009 | CA | WECC | - | - | W02c | Critical Peak-Pricing (CPP) with Control | 0 | 0 | 0 | 0 | 0 | 0 | 0 | 0 | 0 | 0 | 0
2009 | CA | WECC | - | - | W02d | Load as a Capacity Resource | 0 | 0 | 0 | 0 | 0 | 0 | 0 | 0 | 0 | 0 | 0
2009 | CA | WECC | - | - | W03 | Net Internal Demand = 2-2a-2b-2c-2d | 20769 | 21548 | 21843 | 22229 | 22818 | 23431 | 23948 | 24353 | 24704 | 25148 | 25514
2009 | CA | WECC | - | - | W04a | Demand Response used for Reserves - Spinning | 0 | 0 | 0 | 0 | 0 | 0 | 0 | 0 | 0 | 0 | 0
2009 | CA | WECC | - | - | W04b | Demand Response used for Reserves - Non-Spinning | 0 | 0 | 0 | 0 | 0 | 0 | 0 | 0 | 0 | 0 | 0
2009 | CA | WECC | - | - | W04c | Demand Response used for Regulation | 0 | 0 | 0 | 0 | 0 | 0 | 0 | 0 | 0 | 0 | 0
2009 | CA | WECC | - | - | W04d | Demand Response used for Energy, Voluntary - Emergency | 0 | 0 | 0 | 0 | 0 | 0 | 0 | 0 | 0 | 0 | 0
2009 | CA | WECC | - | - | W05 | TOTAL INTERNAL CAPACITY = 6+7 | 24857 | 25690 | 26983 | 28235 | 30041 | 30089 | 31139 | 31224 | 31224 | 31224 | 31974
2009 | CA | WECC | - | - | W06 | EXISTING CAPACITY = 6a+6b+6c | 24857 | 24662 | 24662 | 24528 | 24678 | 24678 | 24678 | 24678 | 24678 | 24678 | 24678
2009 | CA | WECC | - | - | W06a | Existing, Certain (Note: The sum of 6a1 through 6a4 must be <= 6a) | 23374 | 23295 | 23295 | 23045 | 23311 | 23311 | 23311 | 23311 | 23311 | 23311 | 23311
2009 | CA | WECC | - | - | W06a1 | Wind Expected On-Peak | 8 | 69 | 69 | 8 | 69 | 69 | 69 | 69 | 69 | 69 | 69
2009 | CA | WECC | - | - | W06a2 | Solar Expected On-Peak | 0 | 0 | 0 | 0 | 0 | 0 | 0 | 0 | 0 | 0 | 0
2009 | CA | WECC | - | - | W06a3 | Hydro Expected On-Peak | 11043 | 11098 | 11098 | 11043 | 11098 | 11098 | 11098 | 11098 | 11098 | 11098 | 11098
2009 | CA | WECC | - | - | W06a4 | Biomass Expected On-Peak | 365 | 365 | 365 | 365 | 365 | 365 | 365 | 365 | 365 | 365 | 365
2009 | CA | WECC | - | - | W06a5 | Load as a Capacity Resource Expected On-Peak (Load Management Programs) | 0 | 0 | 0 | 0 | 0 | 0 | 0 | 0 | 0 | 0 | 0
2009 | CA | WECC | - | - | W06b | Existing, Other (Note: The sum of 6b1 through 6b7 must be <= 6b) | 1483 | 1367 | 1367 | 1483 | 1367 | 1367 | 1367 | 1367 | 1367 | 1367 | 1367
2009 | CA | WECC | - | - | W06b1 | Wind Derate On-Peak | 514 | 453 | 453 | 514 | 453 | 453 | 453 | 453 | 453 | 453 | 453
2009 | CA | WECC | - | - | W06b2 | Solar Derate On-Peak | 0 | 0 | 0 | 0 | 0 | 0 | 0 | 0 | 0 | 0 | 0
2009 | CA | WECC | - | - | W06b3 | Hydro Derate On-Peak | 969 | 914 | 914 | 969 | 914 | 914 | 914 | 914 | 914 | 914 | 914
2009 | CA | WECC | - | - | W06b4 | Biomass Derate On-Peak | 0 | 0 | 0 | 0 | 0 | 0 | 0 | 0 | 0 | 0 | 0
2009 | CA | WECC | - | - | W06b5 | Load as a Capacity Resource Derate On-Peak (Load Management Programs) | 0 | 0 | 0 | 0 | 0 | 0 | 0 | 0 | 0 | 0 | 0
2009 | CA | WECC | - | - | W06b6 | Energy Only | 0 | 0 | 0 | 0 | 0 | 0 | 0 | 0 | 0 | 0 | 0
2009 | CA | WECC | - | - | W06b7 | Scheduled Outage - Maintenance | 0 | 0 | 0 | 0 | 0 | 0 | 0 | 0 | 0 | 0 | 0
2009 | CA | WECC | - | - | W06b8 | Transmission-Limited Resources | 0 | 0 | 0 | 0 | 0 | 0 | 0 | 0 | 0 | 0 | 0
2009 | CA | WECC | - | - | W06c | Existing, Inoperable (Note: Capacity reported in this line are not used in margin calculations) | 0 | 0 | 0 | 0 | 0 | 0 | 0 | 0 | 0 | 0 | 0
2009 | CA | WECC | - | - | W07 | FUTURE CAPACITY ADDITIONS = 7a+7b | 0 | 1028 | 2321 | 3707 | 5363 | 5411 | 6461 | 6546 | 6546 | 6546 | 7296
2009 | CA | WECC | - | - | W07a | Future, Planned (Note: Only the net expected On-Peak values are included in this line and does not include Energy Only.) | 0 | 653 | 1238 | 2065 | 2320 | 2024 | 2024 | 2024 | 2024 | 2024 | 2024
2009 | CA | WECC | - | - | W07a1 | Wind Expected On-Peak | 0 | 10 | 24 | 24 | 24 | 24 | 24 | 24 | 24 | 24 | 24
2009 | CA | WECC | - | - | W07a2 | Solar Expected On-Peak | 0 | 0 | 0 | 0 | 0 | 0 | 0 | 0 | 0 | 0 | 0
2009 | CA | WECC | - | - | W07a3 | Hydro Expected On-Peak | 0 | 53 | 686 | 1153 | 1153 | 1153 | 1153 | 1153 | 1153 | 1153 | 1153
2009 | CA | WECC | - | - | W07a4 | Biomass Expected On-Peak | 0 | 128 | 133 | 133 | 133 | 133 | 133 | 133 | 133 | 133 | 133
2009 | CA | WECC | - | - | W07b | Future, Other (Note: Only the net expected On-Peak values are included in this line and does not include Energy Only.) | 0 | 0 | 0 | 0 | 0 | 0 | 0 | 0 | 0 | 0 | 0
2009 | CA | WECC | - | - | W07b1 | Wind Expected On-Peak | 0 | 0 | 0 | 0 | 0 | 0 | 0 | 0 | 0 | 0 | 0
2009 | CA | WECC | - | - | W07b2 | Wind Derate On-Peak | 0 | 110 | 342 | 342 | 342 | 342 | 342 | 342 | 342 | 342 | 342
2009 | CA | WECC | - | - | W07b3 | Solar Expected On-Peak | 0 | 0 | 0 | 0 | 0 | 0 | 0 | 0 | 0 | 0 | 0
2009 | CA | WECC | - | - | W07b4 | Solar Derate On-Peak | 0 | 0 | 0 | 0 | 0 | 0 | 0 | 0 | 0 | 0 | 0
2009 | CA | WECC | - | - | W07b5 | Hydro Expected On-Peak | 0 | 0 | 0 | 0 | 0 | 0 | 0 | 0 | 0 | 0 | 0
2009 | CA | WECC | - | - | W07b6 | Hydro Derate On-Peak | 0 | 0 | 0 | 0 | 0 | 0 | 0 | 0 | 0 | 0 | 0
2009 | CA | WECC | - | - | W07b7 | Biomass Expected On-Peak | 0 | 0 | 0 | 0 | 0 | 0 | 0 | 0 | 0 | 0 | 0
2009 | CA | WECC | - | - | W07b8 | Biomass Derate On-Peak | 0 | 0 | 0 | 0 | 0 | 0 | 0 | 0 | 0 | 0 | 0
2009 | CA | WECC | - | - | W07b9 | Energy Only | 0 | 0 | 0 | 0 | 0 | 0 | 0 | 0 | 0 | 0 | 0
2009 | CA | WECC | - | - | W08 | Conceptual (Note: Only the net expected on-peak capacity is included in this line and does not include Energy Only.) | 0 | 375 | 1083 | 1642 | 3043 | 3387 | 4437 | 4522 | 4522 | 4522 | 5272
2009 | CA | WECC | - | - | W08a1 | Wind Expected On-Peak | 0 | 0 | 0 | 0 | 0 | 0 | 0 | 0 | 0 | 0 | 0
2009 | CA | WECC | - | - | W08a2 | Wind Derate On-Peak | 0 | 232 | 1126 | 1479 | 1479 | 1579 | 1699 | 1699 | 1699 | 1699 | 1699
2009 | CA | WECC | - | - | W08a3 | Solar Expected On-Peak | 0 | 0 | 0 | 0 | 0 | 0 | 0 | 0 | 0 | 0 | 0
2009 | CA | WECC | - | - | W08a4 | Solar Derate On-Peak | 0 | 0 | 0 | 0 | 0 | 0 | 0 | 0 | 0 | 0 | 0
2009 | CA | WECC | - | - | W08a5 | Hydro Expected On-Peak | 0 | 0 | 0 | 0 | 0 | 0 | 0 | 0 | 0 | 0 | 750
2009 | CA | WECC | - | - | W08a6 | Hydro Derate On-Peak | 0 | 0 | 0 | 0 | 0 | 0 | 0 | 0 | 0 | 0 | 0
2009 | CA | WECC | - | - | W08a7 | Biomass Expected On-Peak | 0 | 30 | 195 | 208 | 208 | 208 | 208 | 208 | 208 | 208 | 208
2009 | CA | WECC | - | - | W08a8 | Biomass Derate On-Peak | 0 | 0 | 0 | 0 | 0 | 0 | 0 | 0 | 0 | 0 | 0
2009 | CA | WECC | - | - | W08a9 | Energy Only | 0 | 0 | 0 | 0 | 0 | 0 | 0 | 0 | 0 | 0 | 0
2009 | CA | WECC | - | - | W09 | DELIVERABLE INTERNAL CAPACITY = 6a+7a | 23374 | 23948 | 24533 | 25110 | 25631 | 25335 | 25335 | 25335 | 25335 | 25335 | 25335
2009 | CA | WECC | - | - | W10 | CAPACITY TRANSACTIONS - IMPORTS = 10a+10b+10c+10d | 1200 | 1260 | 1225 | 1200 | 1200 | 1200 | 1200 | 1200 | 1200 | 1200 | 1200
2009 | CA | WECC | - | - | W10a | Firm (Note: The sum of 10a1 and 10a2 must be <= 10a) | 1200 | 1260 | 1225 | 1200 | 1200 | 1200 | 1200 | 1200 | 1200 | 1200 | 1200
2009 | CA | WECC | - | - | W10a1 | Full-Responsibility Purchases | 0 | 60 | 25 | 0 | 0 | 0 | 0 | 0 | 0 | 0 | 0
2009 | CA | WECC | - | - | W10a2 | Owned Capacity/Entitlement Located Outside the Region/Subregion | 1200 | 1200 | 1200 | 1200 | 1200 | 1200 | 1200 | 1200 | 1200 | 1200 | 1200
2009 | CA | WECC | - | - | W10b | Non-firm | 0 | 0 | 0 | 0 | 0 | 0 | 0 | 0 | 0 | 0 | 0
2009 | CA | WECC | - | - | W10c | Expected (Note: The sum of 10c1 and 10c2 must be <= 10c) | 0 | 0 | 0 | 0 | 0 | 0 | 0 | 0 | 0 | 0 | 0
2009 | CA | WECC | - | - | W10c1 | Full-Responsibility Purchases | 0 | 0 | 0 | 0 | 0 | 0 | 0 | 0 | 0 | 0 | 0
2009 | CA | WECC | - | - | W10c2 | Owned Capacity/Entitlement Located Outside the Region/Subregion | 0 | 0 | 0 | 0 | 0 | 0 | 0 | 0 | 0 | 0 | 0
2009 | CA | WECC | - | - | W10d | Provisional – transactions under study, but negotiations have not begun. | 0 | 0 | 0 | 0 | 0 | 0 | 0 | 0 | 0 | 0 | 0
2009 | CA | WECC | - | - | W11 | CAPACITY TRANSACTIONS - EXPORTS = 11a+11b+11c+11d | 184 | 695 | 989 | 1200 | 1200 | 1200 | 1200 | 1200 | 1200 | 1200 | 1200
2009 | CA | WECC | - | - | W11a | Firm (Note: The sum of 11a1 and 11a2 must be <= 11a) | 184 | 166 | 166 | 440 | 146 | 159 | 233 | 413 | 559 | 584 | 626
2009 | CA | WECC | - | - | W11a1 | Full-Responsibility Purchases | 0 | 0 | 0 | 306 | 30 | 43 | 104 | 284 | 430 | 455 | 497
2009 | CA | WECC | - | - | W11a2 | Owned Capacity/Entitlement Located Outside the Region/Subregion | 184 | 166 | 166 | 134 | 116 | 116 | 129 | 129 | 129 | 129 | 129
2009 | CA | WECC | - | - | W11b | Non-firm | 0 | 0 | 0 | 0 | 0 | 0 | 0 | 0 | 0 | 0 | 0
2009 | CA | WECC | - | - | W11c | Expected (Note: The sum of 11c1 and 11c2 must be <= 11c) | 0 | 529 | 823 | 760 | 1054 | 1041 | 967 | 787 | 641 | 616 | 574
2009 | CA | WECC | - | - | W11c1 | Full-Responsibility Purchases | 0 | 529 | 823 | 760 | 1054 | 1041 | 967 | 787 | 641 | 616 | 574
2009 | CA | WECC | - | - | W11c2 | Owned Capacity/Entitlement Located Outside the Region/Subregion | 0 | 0 | 0 | 0 | 0 | 0 | 0 | 0 | 0 | 0 | 0
2009 | CA | WECC | - | - | W11d | Provisional – transactions under study, but negotiations have not begun. | 0 | 0 | 0 | 0 | 0 | 0 | 0 | 0 | 0 | 0 | 0
2009 | CA | WECC | - | - | W12 | EXISTING, CERTAIN CAPACITY & NET FIRM TRANSACTIONS = 6a+Net Firm Transactions | 24390 | 24389 | 24354 | 23805 | 24365 | 24352 | 24278 | 24098 | 23952 | 23927 | 23885
2009 | CA | WECC | - | - | W13 | DELIVERABLE CAPACITY RESOURCES = 12+7a+Net Expected Transactions | 24390 | 24513 | 24769 | 25110 | 25631 | 25335 | 25335 | 25335 | 25335 | 25335 | 25335
2009 | CA | WECC | - | - | W14 | PROSPECTIVE CAPACITY RESOURCES = 13+6b-[Existing,Other Derates]+16b | 24390 | 24513 | 24769 | 25110 | 25631 | 25335 | 25335 | 25335 | 25335 | 25335 | 25335
2009 | CA | WECC | - | - | W15 | TOTAL POTENTIAL CAPACITY RESOURCES = 13+6b-[Existing,Other Derates]+7b+ 8+Net Provisional Transactions | 24390 | 24888 | 25852 | 26752 | 28674 | 28722 | 29772 | 29857 | 29857 | 29857 | 30607
2009 | CA | WECC | - | - | W15a | ADJUSTED POTENTIAL CAPACITY RESOURCES = 13+6b-[Existing,Other Derates]+ 16b+16d+Net Provisional Transactions | 24390 | 24513 | 24769 | 25330.028 | 26187.869 | 26520.45 | 27154.17 | 27776.88 | 28319.52 | 28816.94 | 29289
2009 | CA | WECC | - | - | W16a | Confidence of Future, Other (7b), using reasonable judgement | 0 | 0 | 0 | 0 | 0 | 0 | 0 | 0 | 0 | 0 | 0
2009 | CA | WECC | - | - | W16b | Net Future, Other Resources After Confidence Percentage Is Applied = 7b*16a | 0 | 0 | 0 | 0 | 0 | 0 | 0 | 0 | 0 | 0 | 0
2009 | CA | WECC | - | - | W16c | Confidence of Conceptual (8), using reasonable judgement | 0 | 0 | 0 | 0.134 | 0.183 | 0.35 | 0.41 | 0.54 | 0.66 | 0.77 | 0.75
2009 | CA | WECC | - | - | W16d | Net Conceptual Resources After Confidence Percentage Is Applied = 8*16c | 0 | 0 | 0 | 220.028 | 556.869 | 1185.45 | 1819.17 | 2441.88 | 2984.52 | 3481.94 | 3954
2009 | CA | WECC | - | - | W17C | Region/Subregion Target Capacity Margin | 0 | 0.11663 | 0.11663 | 0.11663 | 0.11663 | 0.11663 | 0.11663 | 0.11663 | 0.11663 | 0.11663 | 0.11663
2009 | CA | WECC | - | - | W17R | Region/Subregion Target Reserve Margin | 0 | 0.13203 | 0.13203 | 0.13203 | 0.13203 | 0.13203 | 0.13203 | 0.13203 | 0.13203 | 0.13203 | 0.13203
2009 | CA | WECC | - | - | W18C | Existing Certain and Net Firm Transactions = (12-3)/12 | 0 | 0.11649 | 0.1031 | 0.066205 | 0.063493 | 0.03782 | 0.013593 | -0.010582 | -0.031396 | -0.05103 | -0.068202
2009 | CA | WECC | - | - | W19C | Deliverable Capacity Resources = (13-3)/13 | 0 | 0.12096 | 0.11813 | 0.11474 | 0.10975 | 0.075153 | 0.054746 | 0.038761 | 0.024906 | 0.0073811 | -0.0070653
2009 | CA | WECC | - | - | W20C | Prospective Capacity Resources = (14-3)/14 | 0 | 0.12096 | 0.11813 | 0.11474 | 0.10975 | 0.075153 | 0.054746 | 0.038761 | 0.024906 | 0.0073811 | -0.0070653
2009 | CA | WECC | - | - | W21C | Total Potential Resources = (15-3)/15 | 0 | 0.1342 | 0.15508 | 0.16907 | 0.20423 | 0.18421 | 0.19562 | 0.18435 | 0.17259 | 0.15772 | 0.1664
2009 | CA | WECC | - | - | W22C | Adjusted Potential Resources = (15a-3)/15a | 0 | 0.12096 | 0.11813 | 0.12242 | 0.12868 | 0.11649 | 0.11807 | 0.12326 | 0.12767 | 0.12732 | 0.12889
2009 | CA | WECC | - | - | W18R | Existing Certain and Net Firm Transactions = (12-3)/3 | 0 | 0.13185 | 0.11496 | 0.070898 | 0.067797 | 0.039307 | 0.01378 | -0.010471 | -0.03044 | -0.048553 | -0.063847
2009 | CA | WECC | - | - | W19R | Deliverable Capacity Resources = (13-3)/3 | 0 | 0.1376 | 0.13396 | 0.12961 | 0.12328 | 0.08126 | 0.057917 | 0.040324 | 0.025542 | 0.007436 | -0.0070158
2009 | CA | WECC | - | - | W20R | Prospective Capacity Resources = (14-3)/3 | 0 | 0.1376 | 0.13396 | 0.12961 | 0.12328 | 0.08126 | 0.057917 | 0.040324 | 0.025542 | 0.007436 | -0.0070158
2009 | CA | WECC | - | - | W21R | Total Potential Resources = (15-3)/3 | 0 | 0.155 | 0.18354 | 0.20347 | 0.25664 | 0.22581 | 0.24319 | 0.22601 | 0.20859 | 0.18725 | 0.19962
2009 | CA | WECC | - | - | W22R | Adjusted Potential Resources = (15a-3)/3 | 0 | 0.1376 | 0.13396 | 0.1395 | 0.14768 | 0.13185 | 0.13388 | 0.14059 | 0.14635 | 0.14589 | 0.14796
2009 | CA | WECC | - | - | W24 | Other Capacity < 1 MW | 0 | 0 | 0 | 0 | 0 | 0 | 0 | 0 | 0 | 0 | 0
2009 | CA | WECC | - | - | W25 | Distributed Generator Capacity >= 1 MW | 0 | 0 | 0 | 0 | 0 | 0 | 0 | 0 | 0 | 0 | 0
2009 | CA | WECC | - | - | W26 | Capacity Total from EIA-860 | 0 | 0 | 0 | 0 | 0 | 0 | 0 | 0 | 0 | 0 | 0
2009 | CA | WECC | - | - | W27 | Total Installed Baseline Capacity Resources = 12+6b | 25873 | 0 | 0 | 0 | 0 | 0 | 0 | 0 | 0 | 0 | 0
2009 | MX | WECC | CA-MX | - | W01 | Unrestricted Non-coincident Peak Demand = 2+1a+1b-1c-1d | 1408 | 1480 | 1519 | 1558 | 1597 | 1636 | 1675 | 1715 | 1756 | 1799 | 1842
2009 | MX | WECC | CA-MX | - | W01a | New Conservation (Energy Efficiency) | 0 | 0 | 0 | 0 | 0 | 0 | 0 | 0 | 0 | 0 | 0
2009 | MX | WECC | CA-MX | - | W01b | Estimated Diversity | 0 | 0 | 0 | 0 | 0 | 0 | 0 | 0 | 0 | 0 | 0
2009 | MX | WECC | CA-MX | - | W01c | Additions for non-member load (load served by non-registered LSE's in a region) | 0 | 0 | 0 | 0 | 0 | 0 | 0 | 0 | 0 | 0 | 0
2009 | MX | WECC | CA-MX | - | W01d | Stand-by Load Under Contract (Normally served by behind the meter generation) | 0 | 0 | 0 | 0 | 0 | 0 | 0 | 0 | 0 | 0 | 0
2009 | MX | WECC | CA-MX | - | W02 | Total Internal Demand | 1408 | 1480 | 1519 | 1558 | 1597 | 1636 | 1675 | 1715 | 1756 | 1799 | 1842
2009 | MX | WECC | CA-MX | - | W02a | Direct Control Load Management | 0 | 0 | 0 | 0 | 0 | 0 | 0 | 0 | 0 | 0 | 0
2009 | MX | WECC | CA-MX | - | W02b | Contractually Interruptible (Curtailable) | 0 | 0 | 0 | 0 | 0 | 0 | 0 | 0 | 0 | 0 | 0
2009 | MX | WECC | CA-MX | - | W02c | Critical Peak-Pricing (CPP) with Control | 0 | 0 | 0 | 0 | 0 | 0 | 0 | 0 | 0 | 0 | 0
2009 | MX | WECC | CA-MX | - | W02d | Load as a Capacity Resource | 0 | 0 | 0 | 0 | 0 | 0 | 0 | 0 | 0 | 0 | 0
2009 | MX | WECC | CA-MX | - | W03 | Net Internal Demand = 2-2a-2b-2c-2d | 1408 | 1480 | 1519 | 1558 | 1597 | 1636 | 1675 | 1715 | 1756 | 1799 | 1842
2009 | MX | WECC | CA-MX | - | W04a | Demand Response used for Reserves - Spinning | 0 | 0 | 0 | 0 | 0 | 0 | 0 | 0 | 0 | 0 | 0
2009 | MX | WECC | CA-MX | - | W04b | Demand Response used for Reserves - Non-Spinning | 0 | 0 | 0 | 0 | 0 | 0 | 0 | 0 | 0 | 0 | 0
2009 | MX | WECC | CA-MX | - | W04c | Demand Response used for Regulation | 0 | 0 | 0 | 0 | 0 | 0 | 0 | 0 | 0 | 0 | 0
2009 | MX | WECC | CA-MX | - | W04d | Demand Response used for Energy, Voluntary - Emergency | 0 | 0 | 0 | 0 | 0 | 0 | 0 | 0 | 0 | 0 | 0
2009 | MX | WECC | CA-MX | - | W05 | TOTAL INTERNAL CAPACITY = 6+7 | 1882 | 1930 | 1859 | 1869 | 2167 | 2167 | 2167 | 2167 | 2447 | 2447 | 2717
2009 | MX | WECC | CA-MX | - | W06 | EXISTING CAPACITY = 6a+6b+6c | 1882 | 1930 | 1859 | 1751 | 1761 | 1761 | 1761 | 1761 | 1761 | 1761 | 1761
2009 | MX | WECC | CA-MX | - | W06a | Existing, Certain (Note: The sum of 6a1 through 6a4 must be <= 6a) | 1882 | 1930 | 1859 | 1751 | 1761 | 1761 | 1761 | 1761 | 1761 | 1761 | 1761
2009 | MX | WECC | CA-MX | - | W06a1 | Wind Expected On-Peak | 0 | 0 | 0 | 0 | 0 | 0 | 0 | 0 | 0 | 0 | 0
2009 | MX | WECC | CA-MX | - | W06a2 | Solar Expected On-Peak | 0 | 0 | 0 | 0 | 0 | 0 | 0 | 0 | 0 | 0 | 0
2009 | MX | WECC | CA-MX | - | W06a3 | Hydro Expected On-Peak | 0 | 0 | 0 | 0 | 0 | 0 | 0 | 0 | 0 | 0 | 0
2009 | MX | WECC | CA-MX | - | W06a4 | Biomass Expected On-Peak | 0 | 0 | 0 | 0 | 0 | 0 | 0 | 0 | 0 | 0 | 0
2009 | MX | WECC | CA-MX | - | W06a5 | Load as a Capacity Resource Expected On-Peak (Load Management Programs) | 0 | 0 | 0 | 0 | 0 | 0 | 0 | 0 | 0 | 0 | 0
2009 | MX | WECC | CA-MX | - | W06b | Existing, Other (Note: The sum of 6b1 through 6b7 must be <= 6b) | 0 | 0 | 0 | 0 | 0 | 0 | 0 | 0 | 0 | 0 | 0
2009 | MX | WECC | CA-MX | - | W06b1 | Wind Derate On-Peak | 0 | 0 | 0 | 0 | 0 | 0 | 0 | 0 | 0 | 0 | 0
2009 | MX | WECC | CA-MX | - | W06b2 | Solar Derate On-Peak | 0 | 0 | 0 | 0 | 0 | 0 | 0 | 0 | 0 | 0 | 0
2009 | MX | WECC | CA-MX | - | W06b3 | Hydro Derate On-Peak | 0 | 0 | 0 | 0 | 0 | 0 | 0 | 0 | 0 | 0 | 0
2009 | MX | WECC | CA-MX | - | W06b4 | Biomass Derate On-Peak | 0 | 0 | 0 | 0 | 0 | 0 | 0 | 0 | 0 | 0 | 0
2009 | MX | WECC | CA-MX | - | W06b5 | Load as a Capacity Resource Derate On-Peak (Load Management Programs) | 0 | 0 | 0 | 0 | 0 | 0 | 0 | 0 | 0 | 0 | 0
2009 | MX | WECC | CA-MX | - | W06b6 | Energy Only | 0 | 0 | 0 | 0 | 0 | 0 | 0 | 0 | 0 | 0 | 0
2009 | MX | WECC | CA-MX | - | W06b7 | Scheduled Outage - Maintenance | 0 | 0 | 0 | 0 | 0 | 0 | 0 | 0 | 0 | 0 | 0
2009 | MX | WECC | CA-MX | - | W06b8 | Transmission-Limited Resources | 0 | 0 | 0 | 0 | 0 | 0 | 0 | 0 | 0 | 0 | 0
2009 | MX | WECC | CA-MX | - | W06c | Existing, Inoperable (Note: Capacity reported in this line are not used in margin calculations) | 0 | 0 | 0 | 0 | 0 | 0 | 0 | 0 | 0 | 0 | 0
2009 | MX | WECC | CA-MX | - | W07 | FUTURE CAPACITY ADDITIONS = 7a+7b | 0 | 0 | 0 | 118 | 406 | 406 | 406 | 406 | 686 | 686 | 956
2009 | MX | WECC | CA-MX | - | W07a | Future, Planned (Note: Only the net expected On-Peak values are included in this line and does not include Energy Only.) | 0 | 0 | 0 | 93 | 93 | 93 | 93 | 93 | 93 | 93 | 93
2009 | MX | WECC | CA-MX | - | W07a1 | Wind Expected On-Peak | 0 | 0 | 0 | 0 | 0 | 0 | 0 | 0 | 0 | 0 | 0
2009 | MX | WECC | CA-MX | - | W07a2 | Solar Expected On-Peak | 0 | 0 | 0 | 0 | 0 | 0 | 0 | 0 | 0 | 0 | 0
2009 | MX | WECC | CA-MX | - | W07a3 | Hydro Expected On-Peak | 0 | 0 | 0 | 0 | 0 | 0 | 0 | 0 | 0 | 0 | 0
2009 | MX | WECC | CA-MX | - | W07a4 | Biomass Expected On-Peak | 0 | 0 | 0 | 0 | 0 | 0 | 0 | 0 | 0 | 0 | 0
2009 | MX | WECC | CA-MX | - | W07b | Future, Other (Note: Only the net expected On-Peak values are included in this line and does not include Energy Only.) | 0 | 0 | 0 | 0 | 0 | 0 | 0 | 0 | 0 | 0 | 0
2009 | MX | WECC | CA-MX | - | W07b1 | Wind Expected On-Peak | 0 | 0 | 0 | 0 | 0 | 0 | 0 | 0 | 0 | 0 | 0
2009 | MX | WECC | CA-MX | - | W07b2 | Wind Derate On-Peak | 0 | 0 | 0 | 0 | 0 | 0 | 0 | 0 | 0 | 0 | 0
2009 | MX | WECC | CA-MX | - | W07b3 | Solar Expected On-Peak | 0 | 0 | 0 | 0 | 0 | 0 | 0 | 0 | 0 | 0 | 0
2009 | MX | WECC | CA-MX | - | W07b4 | Solar Derate On-Peak | 0 | 0 | 0 | 0 | 0 | 0 | 0 | 0 | 0 | 0 | 0
2009 | MX | WECC | CA-MX | - | W07b5 | Hydro Expected On-Peak | 0 | 0 | 0 | 0 | 0 | 0 | 0 | 0 | 0 | 0 | 0
2009 | MX | WECC | CA-MX | - | W07b6 | Hydro Derate On-Peak | 0 | 0 | 0 | 0 | 0 | 0 | 0 | 0 | 0 | 0 | 0
2009 | MX | WECC | CA-MX | - | W07b7 | Biomass Expected On-Peak | 0 | 0 | 0 | 0 | 0 | 0 | 0 | 0 | 0 | 0 | 0
2009 | MX | WECC | CA-MX | - | W07b8 | Biomass Derate On-Peak | 0 | 0 | 0 | 0 | 0 | 0 | 0 | 0 | 0 | 0 | 0
2009 | MX | WECC | CA-MX | - | W07b9 | Energy Only | 0 | 0 | 0 | 0 | 0 | 0 | 0 | 0 | 0 | 0 | 0
2009 | MX | WECC | CA-MX | - | W08 | Conceptual (Note: Only the net expected on-peak capacity is included in this line and does not include Energy Only.) | 0 | 0 | 0 | 25 | 313 | 313 | 313 | 313 | 593 | 593 | 863
2009 | MX | WECC | CA-MX | - | W08a1 | Wind Expected On-Peak | 0 | 0 | 0 | 0 | 0 | 0 | 0 | 0 | 0 | 0 | 0
2009 | MX | WECC | CA-MX | - | W08a2 | Wind Derate On-Peak | 0 | 0 | 0 | 0 | 0 | 0 | 0 | 0 | 0 | 0 | 0
2009 | MX | WECC | CA-MX | - | W08a3 | Solar Expected On-Peak | 0 | 0 | 0 | 0 | 0 | 0 | 0 | 0 | 0 | 0 | 0
2009 | MX | WECC | CA-MX | - | W08a4 | Solar Derate On-Peak | 0 | 0 | 0 | 0 | 0 | 0 | 0 | 0 | 0 | 0 | 0
2009 | MX | WECC | CA-MX | - | W08a5 | Hydro Expected On-Peak | 0 | 0 | 0 | 0 | 0 | 0 | 0 | 0 | 0 | 0 | 0
2009 | MX | WECC | CA-MX | - | W08a6 | Hydro Derate On-Peak | 0 | 0 | 0 | 0 | 0 | 0 | 0 | 0 | 0 | 0 | 0
2009 | MX | WECC | CA-MX | - | W08a7 | Biomass Expected On-Peak | 0 | 0 | 0 | 0 | 0 | 0 | 0 | 0 | 0 | 0 | 0
2009 | MX | WECC | CA-MX | - | W08a8 | Biomass Derate On-Peak | 0 | 0 | 0 | 0 | 0 | 0 | 0 | 0 | 0 | 0 | 0
2009 | MX | WECC | CA-MX | - | W08a9 | Energy Only | 0 | 0 | 0 | 0 | 0 | 0 | 0 | 0 | 0 | 0 | 0
2009 | MX | WECC | CA-MX | - | W09 | DELIVERABLE INTERNAL CAPACITY = 6a+7a | 1882 | 1930 | 1859 | 1844 | 1854 | 1854 | 1854 | 1854 | 1854 | 1854 | 1854
2009 | MX | WECC | CA-MX | - | W10 | CAPACITY TRANSACTIONS - IMPORTS = 10a+10b+10c+10d | 0 | 0 | 0 | 0 | 19 | 62 | 107 | 151 | 197 | 245 | 294
2009 | MX | WECC | CA-MX | - | W10a | Firm (Note: The sum of 10a1 and 10a2 must be <= 10a) | 0 | 0 | 0 | 0 | 19 | 62 | 107 | 151 | 197 | 245 | 294
2009 | MX | WECC | CA-MX | - | W10a1 | Full-Responsibility Purchases | 0 | 0 | 0 | 0 | 19 | 62 | 107 | 151 | 197 | 245 | 294
2009 | MX | WECC | CA-MX | - | W10a2 | Owned Capacity/Entitlement Located Outside the Region/Subregion | 0 | 0 | 0 | 0 | 0 | 0 | 0 | 0 | 0 | 0 | 0
2009 | MX | WECC | CA-MX | - | W10b | Non-firm | 0 | 0 | 0 | 0 | 0 | 0 | 0 | 0 | 0 | 0 | 0
2009 | MX | WECC | CA-MX | - | W10c | Expected (Note: The sum of 10c1 and 10c2 must be <= 10c) | 0 | 0 | 0 | 0 | 0 | 0 | 0 | 0 | 0 | 0 | 0
2009 | MX | WECC | CA-MX | - | W10c1 | Full-Responsibility Purchases | 0 | 0 | 0 | 0 | 0 | 0 | 0 | 0 | 0 | 0 | 0
2009 | MX | WECC | CA-MX | - | W10c2 | Owned Capacity/Entitlement Located Outside the Region/Subregion | 0 | 0 | 0 | 0 | 0 | 0 | 0 | 0 | 0 | 0 | 0
2009 | MX | WECC | CA-MX | - | W10d | Provisional – transactions under study, but negotiations have not begun. | 0 | 0 | 0 | 0 | 0 | 0 | 0 | 0 | 0 | 0 | 0
2009 | MX | WECC | CA-MX | - | W11 | CAPACITY TRANSACTIONS - EXPORTS = 11a+11b+11c+11d | 0 | 0 | 0 | 0 | 19 | 62 | 94 | 94 | 93 | 93 | 94
2009 | MX | WECC | CA-MX | - | W11a | Firm (Note: The sum of 11a1 and 11a2 must be <= 11a) | 0 | 0 | 0 | 0 | 0 | 0 | 0 | 0 | 0 | 0 | 0
2009 | MX | WECC | CA-MX | - | W11a1 | Full-Responsibility Purchases | 0 | 0 | 0 | 0 | 0 | 0 | 0 | 0 | 0 | 0 | 0
2009 | MX | WECC | CA-MX | - | W11a2 | Owned Capacity/Entitlement Located Outside the Region/Subregion | 0 | 0 | 0 | 0 | 0 | 0 | 0 | 0 | 0 | 0 | 0
2009 | MX | WECC | CA-MX | - | W11b | Non-firm | 0 | 0 | 0 | 0 | 0 | 0 | 0 | 0 | 0 | 0 | 0
2009 | MX | WECC | CA-MX | - | W11c | Expected (Note: The sum of 11c1 and 11c2 must be <= 11c) | 0 | 0 | 0 | 0 | 19 | 62 | 94 | 94 | 93 | 93 | 94
2009 | MX | WECC | CA-MX | - | W11c1 | Full-Responsibility Purchases | 0 | 0 | 0 | 0 | 19 | 62 | 94 | 94 | 93 | 93 | 94
2009 | MX | WECC | CA-MX | - | W11c2 | Owned Capacity/Entitlement Located Outside the Region/Subregion | 0 | 0 | 0 | 0 | 0 | 0 | 0 | 0 | 0 | 0 | 0
2009 | MX | WECC | CA-MX | - | W11d | Provisional – transactions under study, but negotiations have not begun. | 0 | 0 | 0 | 0 | 0 | 0 | 0 | 0 | 0 | 0 | 0
2009 | MX | WECC | CA-MX | - | W12 | EXISTING, CERTAIN CAPACITY & NET FIRM TRANSACTIONS = 6a+Net Firm Transactions | 1882 | 1930 | 1859 | 1751 | 1780 | 1823 | 1868 | 1912 | 1958 | 2006 | 2055
2009 | MX | WECC | CA-MX | - | W13 | DELIVERABLE CAPACITY RESOURCES = 12+7a+Net Expected Transactions | 1882 | 1930 | 1859 | 1844 | 1854 | 1854 | 1867 | 1911 | 1958 | 2006 | 2054
2009 | MX | WECC | CA-MX | - | W14 | PROSPECTIVE CAPACITY RESOURCES = 13+6b-[Existing,Other Derates]+16b | 1882 | 1930 | 1859 | 1844 | 1854 | 1854 | 1867 | 1911 | 1958 | 2006 | 2054
2009 | MX | WECC | CA-MX | - | W15 | TOTAL POTENTIAL CAPACITY RESOURCES = 13+6b-[Existing,Other Derates]+7b+ 8+Net Provisional Transactions | 1882 | 1930 | 1859 | 1869 | 2167 | 2167 | 2180 | 2224 | 2551 | 2599 | 2917
2009 | MX | WECC | CA-MX | - | W15a | ADJUSTED POTENTIAL CAPACITY RESOURCES = 13+6b-[Existing,Other Derates]+ 16b+16d+Net Provisional Transactions | 1882 | 1930 | 1859 | 1844 | 2167 | 2167 | 2180 | 2224 | 2551 | 2599 | 2917
2009 | MX | WECC | CA-MX | - | W16a | Confidence of Future, Other (7b), using reasonable judgement | 0 | 0 | 0 | 0 | 0 | 0 | 0 | 0 | 0 | 0 | 0
2009 | MX | WECC | CA-MX | - | W16b | Net Future, Other Resources After Confidence Percentage Is Applied = 7b*16a | 0 | 0 | 0 | 0 | 0 | 0 | 0 | 0 | 0 | 0 | 0
2009 | MX | WECC | CA-MX | - | W16c | Confidence of Conceptual (8), using reasonable judgement | 0 | 0 | 0 | 0 | 1 | 1 | 1 | 1 | 1 | 1 | 1
2009 | MX | WECC | CA-MX | - | W16d | Net Conceptual Resources After Confidence Percentage Is Applied = 8*16c | 0 | 0 | 0 | 0 | 313 | 313 | 313 | 313 | 593 | 593 | 863
2009 | MX | WECC | CA-MX | - | W17C | Region/Subregion Target Capacity Margin | 0 | 0.092081 | 0.092081 | 0.092081 | 0.092081 | 0.092081 | 0.092081 | 0.092081 | 0.092081 | 0.092081 | 0.092081
2009 | MX | WECC | CA-MX | - | W17R | Region/Subregion Target Reserve Margin | 0 | 0.10142 | 0.10142 | 0.10142 | 0.10142 | 0.10142 | 0.10142 | 0.10142 | 0.10142 | 0.10142 | 0.10142
2009 | MX | WECC | CA-MX | - | W18C | Existing Certain and Net Firm Transactions = (12-3)/12 | 0 | 0.23316 | 0.18289 | 0.11022 | 0.10281 | 0.10258 | 0.10332 | 0.10303 | 0.10317 | 0.10319 | 0.10365
2009 | MX | WECC | CA-MX | - | W19C | Deliverable Capacity Resources = (13-3)/13 | 0 | 0.23316 | 0.18289 | 0.1551 | 0.13862 | 0.11758 | 0.10284 | 0.10256 | 0.10317 | 0.10319 | 0.10321
2009 | MX | WECC | CA-MX | - | W20C | Prospective Capacity Resources = (14-3)/14 | 0 | 0.23316 | 0.18289 | 0.1551 | 0.13862 | 0.11758 | 0.10284 | 0.10256 | 0.10317 | 0.10319 | 0.10321
2009 | MX | WECC | CA-MX | - | W21C | Total Potential Resources = (15-3)/15 | 0 | 0.23316 | 0.18289 | 0.1664 | 0.26304 | 0.24504 | 0.23165 | 0.22887 | 0.31164 | 0.30781 | 0.36853
2009 | MX | WECC | CA-MX | - | W22C | Adjusted Potential Resources = (15a-3)/15a | 0 | 0.23316 | 0.18289 | 0.1551 | 0.26304 | 0.24504 | 0.23165 | 0.22887 | 0.31164 | 0.30781 | 0.36853
2009 | MX | WECC | CA-MX | - | W18R | Existing Certain and Net Firm Transactions = (12-3)/3 | 0 | 0.30405 | 0.22383 | 0.12388 | 0.11459 | 0.1143 | 0.11522 | 0.11487 | 0.11503 | 0.11506 | 0.11564
2009 | MX | WECC | CA-MX | - | W19R | Deliverable Capacity Resources = (13-3)/3 | 0 | 0.30405 | 0.22383 | 0.18357 | 0.16093 | 0.13325 | 0.11463 | 0.11429 | 0.11503 | 0.11506 | 0.11509
2009 | MX | WECC | CA-MX | - | W20R | Prospective Capacity Resources = (14-3)/3 | 0 | 0.30405 | 0.22383 | 0.18357 | 0.16093 | 0.13325 | 0.11463 | 0.11429 | 0.11503 | 0.11506 | 0.11509
2009 | MX | WECC | CA-MX | - | W21R | Total Potential Resources = (15-3)/3 | 0 | 0.30405 | 0.22383 | 0.19961 | 0.35692 | 0.32457 | 0.30149 | 0.29679 | 0.45273 | 0.44469 | 0.5836
2009 | MX | WECC | CA-MX | - | W22R | Adjusted Potential Resources = (15a-3)/3 | 0 | 0.30405 | 0.22383 | 0.18357 | 0.35692 | 0.32457 | 0.30149 | 0.29679 | 0.45273 | 0.44469 | 0.5836
2009 | MX | WECC | CA-MX | - | W24 | Other Capacity < 1 MW | 0 | 0 | 0 | 0 | 0 | 0 | 0 | 0 | 0 | 0 | 0
2009 | MX | WECC | CA-MX | - | W25 | Distributed Generator Capacity >= 1 MW | 0 | 0 | 0 | 0 | 0 | 0 | 0 | 0 | 0 | 0 | 0
2009 | MX | WECC | CA-MX | - | W26 | Capacity Total from EIA-860 | 0 | 0 | 0 | 0 | 0 | 0 | 0 | 0 | 0 | 0 | 0
2009 | MX | WECC | CA-MX | - | W27 | Total Installed Baseline Capacity Resources = 12+6b | 1882 | 0 | 0 | 0 | 0 | 0 | 0 | 0 | 0 | 0 | 0
2009 | TL | WECC | - | - | W01 | Unrestricted Non-coincident Peak Demand = 2+1a+1b-1c-1d | 135718 | 135384 | 137923 | 140487 | 142971 | 145506 | 148032 | 150475 | 152728 | 155221 | 157572
2009 | TL | WECC | - | - | W01a | New Conservation (Energy Efficiency) | 0 | 2010 | 2443 | 2854 | 3013 | 3138 | 3263 | 3378 | 3493 | 3598 | 3680
2009 | TL | WECC | - | - | W01b | Estimated Diversity | 0 | 0 | 0 | 0 | 0 | 0 | 0 | 0 | 0 | 0 | 0
2009 | TL | WECC | - | - | W01c | Additions for non-member load (load served by non-registered LSE's in a region) | 0 | 0 | 0 | 0 | 0 | 0 | 0 | 0 | 0 | 0 | 0
2009 | TL | WECC | - | - | W01d | Stand-by Load Under Contract (Normally served by behind the meter generation) | 0 | 977 | 977 | 977 | 977 | 977 | 977 | 977 | 977 | 977 | 977
2009 | TL | WECC | - | - | W02 | Total Internal Demand | 135718 | 134351 | 136457 | 138610 | 140935 | 143345 | 145746 | 148074 | 150212 | 152600 | 154869
2009 | TL | WECC | - | - | W02a | Direct Control Load Management | 716 | 654 | 704 | 718 | 726 | 730 | 735 | 743 | 746 | 750 | 754
2009 | TL | WECC | - | - | W02b | Contractually Interruptible (Curtailable) | 1719 | 1913 | 2039 | 2200 | 2206 | 2222 | 2244 | 2260 | 2261 | 2264 | 2266
2009 | TL | WECC | - | - | W02c | Critical Peak-Pricing (CPP) with Control | 0 | 5 | 10 | 15 | 19 | 31 | 37 | 43 | 45 | 46 | 48
2009 | TL | WECC | - | - | W02d | Load as a Capacity Resource | 193 | 217 | 336 | 438 | 426 | 430 | 432 | 435 | 437 | 439 | 442
2009 | TL | WECC | - | - | W03 | Net Internal Demand = 2-2a-2b-2c-2d | 133090 | 131562 | 133368 | 135239 | 137558 | 139932 | 142298 | 144593 | 146723 | 149101 | 151359
2009 | TL | WECC | - | - | W04a | Demand Response used for Reserves - Spinning | 0 | 90 | 90 | 90 | 90 | 90 | 90 | 90 | 90 | 90 | 90
2009 | TL | WECC | - | - | W04b | Demand Response used for Reserves - Non-Spinning | 0 | 0 | 0 | 0 | 0 | 0 | 0 | 0 | 0 | 0 | 0
2009 | TL | WECC | - | - | W04c | Demand Response used for Regulation | 0 | 0 | 0 | 0 | 0 | 0 | 0 | 0 | 0 | 0 | 0
2009 | TL | WECC | - | - | W04d | Demand Response used for Energy, Voluntary - Emergency | 143 | 145 | 187 | 200 | 182 | 184 | 186 | 187 | 158 | 159 | 159
2009 | TL | WECC | - | - | W05 | TOTAL INTERNAL CAPACITY = 6+7 | 199815 | 214545 | 222835 | 230694 | 238519 | 241585 | 244254 | 246228 | 245874 | 246825 | 248111
2009 | TL | WECC | - | - | W06 | EXISTING CAPACITY = 6a+6b+6c | 199815 | 208827 | 208507 | 208604 | 207759 | 207837 | 207316 | 208422 | 207997 | 208444 | 208130
2009 | TL | WECC | - | - | W06a | Existing, Certain (Note: The sum of 6a1 through 6a4 must be <= 6a) | 185679 | 194522 | 194106 | 194304 | 193574 | 193691 | 193060 | 194050 | 193596 | 194047 | 193733
2009 | TL | WECC | - | - | W06a1 | Wind Expected On-Peak | 1515 | 1508 | 1508 | 1508 | 1508 | 1508 | 1508 | 1508 | 1501 | 1501 | 1501
2009 | TL | WECC | - | - | W06a2 | Solar Expected On-Peak | 36 | 36 | 36 | 36 | 36 | 36 | 36 | 36 | 36 | 36 | 36
2009 | TL | WECC | - | - | W06a3 | Hydro Expected On-Peak | 59409 | 59818 | 59503 | 59634 | 58862 | 58901 | 58779 | 58763 | 58635 | 58639 | 58636
2009 | TL | WECC | - | - | W06a4 | Biomass Expected On-Peak | 1641 | 1639 | 1639 | 1639 | 1639 | 1639 | 1639 | 1639 | 1639 | 1639 | 1639
2009 | TL | WECC | - | - | W06a5 | Load as a Capacity Resource Expected On-Peak (Load Management Programs) | 0 | 0 | 0 | 0 | 0 | 0 | 0 | 0 | 0 | 0 | 0
2009 | TL | WECC | - | - | W06b | Existing, Other (Note: The sum of 6b1 through 6b7 must be <= 6b) | 14136 | 14305 | 14401 | 14300 | 14185 | 14146 | 14256 | 14372 | 14401 | 14397 | 14397
2009 | TL | WECC | - | - | W06b1 | Wind Derate On-Peak | 6940 | 6940 | 6940 | 6940 | 6940 | 6940 | 6940 | 6940 | 6940 | 6940 | 6940
2009 | TL | WECC | - | - | W06b2 | Solar Derate On-Peak | 457 | 457 | 457 | 457 | 457 | 457 | 457 | 457 | 457 | 457 | 457
2009 | TL | WECC | - | - | W06b3 | Hydro Derate On-Peak | 6447 | 6616 | 6712 | 6611 | 6496 | 6457 | 6567 | 6683 | 6712 | 6708 | 6708
2009 | TL | WECC | - | - | W06b4 | Biomass Derate On-Peak | 292 | 292 | 292 | 292 | 292 | 292 | 292 | 292 | 292 | 292 | 292
2009 | TL | WECC | - | - | W06b5 | Load as a Capacity Resource Derate On-Peak (Load Management Programs) | 0 | 0 | 0 | 0 | 0 | 0 | 0 | 0 | 0 | 0 | 0
2009 | TL | WECC | - | - | W06b6 | Energy Only | 0 | 0 | 0 | 0 | 0 | 0 | 0 | 0 | 0 | 0 | 0
2009 | TL | WECC | - | - | W06b7 | Scheduled Outage - Maintenance | 0 | 0 | 0 | 0 | 0 | 0 | 0 | 0 | 0 | 0 | 0
2009 | TL | WECC | - | - | W06b8 | Transmission-Limited Resources | 0 | 0 | 0 | 0 | 0 | 0 | 0 | 0 | 0 | 0 | 0
2009 | TL | WECC | - | - | W06c | Existing, Inoperable (Note: Capacity reported in this line are not used in margin calculations) | 0 | 0 | 0 | 0 | 0 | 0 | 0 | 0 | 0 | 0 | 0
2009 | TL | WECC | - | - | W07 | FUTURE CAPACITY ADDITIONS = 7a+7b | 0 | 5718 | 14328 | 22090 | 30760 | 33748 | 36938 | 37806 | 37877 | 38381 | 39981
2009 | TL | WECC | - | - | W07a | Future, Planned (Note: Only the net expected On-Peak values are included in this line and does not include Energy Only.) | 0 | 5336 | 13077 | 19911 | 25580 | 26522 | 26828 | 26695 | 26733 | 26742 | 26705
2009 | TL | WECC | - | - | W07a1 | Wind Expected On-Peak | 0 | 371 | 1028 | 1611 | 1803 | 1908 | 1961 | 1961 | 1961 | 1961 | 1961
2009 | TL | WECC | - | - | W07a2 | Solar Expected On-Peak | 0 | 19 | 1299 | 3362 | 4171 | 5110 | 5117 | 5124 | 5132 | 5139 | 5213
2009 | TL | WECC | - | - | W07a3 | Hydro Expected On-Peak | 0 | 89 | 744 | 1218 | 1275 | 1275 | 1277 | 1277 | 1277 | 1277 | 1277
2009 | TL | WECC | - | - | W07a4 | Biomass Expected On-Peak | 0 | 361 | 384 | 385 | 424 | 448 | 472 | 496 | 523 | 524 | 525
2009 | TL | WECC | - | - | W07b | Future, Other (Note: Only the net expected On-Peak values are included in this line and does not include Energy Only.) | 0 | 0 | 0 | 0 | 50 | 50 | 50 | 50 | 50 | 50 | 50
2009 | TL | WECC | - | - | W07b1 | Wind Expected On-Peak | 0 | 0 | 0 | 0 | 0 | 0 | 0 | 0 | 0 | 0 | 0
2009 | TL | WECC | - | - | W07b2 | Wind Derate On-Peak | 0 | 3134 | 6909 | 10514 | 12642 | 13315 | 13477 | 13477 | 13477 | 13477 | 13477
2009 | TL | WECC | - | - | W07b3 | Solar Expected On-Peak | 0 | 0 | 0 | 0 | 0 | 0 | 0 | 0 | 0 | 0 | 0
2009 | TL | WECC | - | - | W07b4 | Solar Derate On-Peak | 0 | 1458 | 3082 | 5604 | 7962 | 9978 | 11878 | 12808 | 12808 | 12808 | 12808
2009 | TL | WECC | - | - | W07b5 | Hydro Expected On-Peak | 0 | 0 | 0 | 0 | 0 | 0 | 0 | 0 | 0 | 0 | 0
2009 | TL | WECC | - | - | W07b6 | Hydro Derate On-Peak | 0 | 0 | 0 | 0 | 0 | 0 | 0 | 0 | 0 | 0 | 0
2009 | TL | WECC | - | - | W07b7 | Biomass Expected On-Peak | 0 | 0 | 0 | 0 | 50 | 50 | 50 | 50 | 50 | 50 | 50
2009 | TL | WECC | - | - | W07b8 | Biomass Derate On-Peak | 0 | 37 | 39 | 39 | 40 | 40 | 40 | 40 | 40 | 40 | 40
2009 | TL | WECC | - | - | W07b9 | Energy Only | 0 | 0 | 0 | 0 | 0 | 0 | 0 | 0 | 0 | 0 | 0
2009 | TL | WECC | - | - | W08 | Conceptual (Note: Only the net expected on-peak capacity is included in this line and does not include Energy Only.) | 0 | 382 | 1251 | 2179 | 5180 | 7226 | 10110 | 11111 | 11144 | 11639 | 13276
2009 | TL | WECC | - | - | W08a1 | Wind Expected On-Peak | 0 | 0 | 0 | 17 | 37 | 79 | 85 | 95 | 97 | 97 | 107
2009 | TL | WECC | - | - | W08a2 | Wind Derate On-Peak | 0 | 535 | 2408 | 3194 | 3715 | 5497 | 6051 | 6331 | 6429 | 6429 | 6449
2009 | TL | WECC | - | - | W08a3 | Solar Expected On-Peak | 0 | 1 | 2 | 4 | 99 | 427 | 617 | 634 | 635 | 635 | 695
2009 | TL | WECC | - | - | W08a4 | Solar Derate On-Peak | 0 | 0 | 0 | 0 | 33 | 87 | 149 | 232 | 233 | 233 | 233
2009 | TL | WECC | - | - | W08a5 | Hydro Expected On-Peak | 0 | 0 | 0 | 0 | 0 | 25 | 50 | 465 | 465 | 465 | 1215
2009 | TL | WECC | - | - | W08a6 | Hydro Derate On-Peak | 0 | 0 | 0 | 0 | 0 | 0 | 0 | 0 | 0 | 0 | 0
2009 | TL | WECC | - | - | W08a7 | Biomass Expected On-Peak | 0 | 32 | 199 | 214 | 216 | 218 | 220 | 222 | 225 | 226 | 228
2009 | TL | WECC | - | - | W08a8 | Biomass Derate On-Peak | 0 | 0 | 0 | 0 | 0 | 0 | 0 | 0 | 0 | 0 | 0
2009 | TL | WECC | - | - | W08a9 | Energy Only | 0 | 0 | 0 | 0 | 0 | 0 | 0 | 0 | 0 | 0 | 0
2009 | TL | WECC | - | - | W09 | DELIVERABLE INTERNAL CAPACITY = 6a+7a | 185679 | 199858 | 207183 | 214215 | 219154 | 220213 | 219888 | 220745 | 220329 | 220789 | 220438
2009 | TL | WECC | - | - | W10 | CAPACITY TRANSACTIONS - IMPORTS = 10a+10b+10c+10d | 0 | 0 | 0 | 0 | 0 | 0 | 0 | 0 | 0 | 0 | 0
2009 | TL | WECC | - | - | W10a | Firm (Note: The sum of 10a1 and 10a2 must be <= 10a) | 0 | 0 | 0 | 0 | 0 | 0 | 0 | 0 | 0 | 0 | 0
2009 | TL | WECC | - | - | W10a1 | Full-Responsibility Purchases | 0 | 0 | 0 | 0 | 0 | 0 | 0 | 0 | 0 | 0 | 0
2009 | TL | WECC | - | - | W10a2 | Owned Capacity/Entitlement Located Outside the Region/Subregion | 0 | 0 | 0 | 0 | 0 | 0 | 0 | 0 | 0 | 0 | 0
2009 | TL | WECC | - | - | W10b | Non-firm | 0 | 0 | 0 | 0 | 0 | 0 | 0 | 0 | 0 | 0 | 0
2009 | TL | WECC | - | - | W10c | Expected (Note: The sum of 10c1 and 10c2 must be <= 10c) | 0 | 0 | 0 | 0 | 0 | 0 | 0 | 0 | 0 | 0 | 0
2009 | TL | WECC | - | - | W10c1 | Full-Responsibility Purchases | 0 | 0 | 0 | 0 | 0 | 0 | 0 | 0 | 0 | 0 | 0
2009 | TL | WECC | - | - | W10c2 | Owned Capacity/Entitlement Located Outside the Region/Subregion | 0 | 0 | 0 | 0 | 0 | 0 | 0 | 0 | 0 | 0 | 0
2009 | TL | WECC | - | - | W10d | Provisional – transactions under study, but negotiations have not begun. | 0 | 0 | 0 | 0 | 0 | 0 | 0 | 0 | 0 | 0 | 0
2009 | TL | WECC | - | - | W11 | CAPACITY TRANSACTIONS - EXPORTS = 11a+11b+11c+11d | 0 | 0 | 0 | 0 | 0 | 0 | 0 | 0 | 0 | 0 | 0
2009 | TL | WECC | - | - | W11a | Firm (Note: The sum of 11a1 and 11a2 must be <= 11a) | 0 | 0 | 0 | 0 | 0 | 0 | 0 | 0 | 0 | 0 | 0
2009 | TL | WECC | - | - | W11a1 | Full-Responsibility Purchases | 0 | 0 | 0 | 0 | 0 | 0 | 0 | 0 | 0 | 0 | 0
2009 | TL | WECC | - | - | W11a2 | Owned Capacity/Entitlement Located Outside the Region/Subregion | 0 | 0 | 0 | 0 | 0 | 0 | 0 | 0 | 0 | 0 | 0
2009 | TL | WECC | - | - | W11b | Non-firm | 0 | 0 | 0 | 0 | 0 | 0 | 0 | 0 | 0 | 0 | 0
2009 | TL | WECC | - | - | W11c | Expected (Note: The sum of 11c1 and 11c2 must be <= 11c) | 0 | 0 | 0 | 0 | 0 | 0 | 0 | 0 | 0 | 0 | 0
2009 | TL | WECC | - | - | W11c1 | Full-Responsibility Purchases | 0 | 0 | 0 | 0 | 0 | 0 | 0 | 0 | 0 | 0 | 0
2009 | TL | WECC | - | - | W11c2 | Owned Capacity/Entitlement Located Outside the Region/Subregion | 0 | 0 | 0 | 0 | 0 | 0 | 0 | 0 | 0 | 0 | 0
2009 | TL | WECC | - | - | W11d | Provisional – transactions under study, but negotiations have not begun. | 0 | 0 | 0 | 0 | 0 | 0 | 0 | 0 | 0 | 0 | 0
2009 | TL | WECC | - | - | W12 | EXISTING, CERTAIN CAPACITY & NET FIRM TRANSACTIONS = 6a+Net Firm Transactions | 185679 | 194522 | 194106 | 194304 | 193574 | 193691 | 193060 | 194050 | 193596 | 194047 | 193733
2009 | TL | WECC | - | - | W13 | DELIVERABLE CAPACITY RESOURCES = 12+7a+Net Expected Transactions | 185679 | 199858 | 207183 | 214215 | 219154 | 220213 | 219888 | 220745 | 220329 | 220789 | 220438
2009 | TL | WECC | - | - | W14 | PROSPECTIVE CAPACITY RESOURCES = 13+6b-[Existing,Other Derates]+16b | 185679 | 199858 | 207183 | 214215 | 219154 | 220213 | 219888 | 220745 | 220329 | 220789 | 220438
2009 | TL | WECC | - | - | W15 | TOTAL POTENTIAL CAPACITY RESOURCES = 13+6b-[Existing,Other Derates]+7b+ 8+Net Provisional Transactions | 185679 | 200240 | 208434 | 216394 | 224384 | 227489 | 230048 | 231906 | 231523 | 232478 | 233764
2009 | TL | WECC | - | - | W15a | ADJUSTED POTENTIAL CAPACITY RESOURCES = 13+6b-[Existing,Other Derates]+ 16b+16d+Net Provisional Transactions | 185679 | 199865.64 | 207190.506 | 214613.757 | 220656.2 | 223045.592 | 224467.83 | 226189.39 | 226157.312 | 227574.537 | 228337.22
2009 | TL | WECC | - | - | W16a | Confidence of Future, Other (7b), using reasonable judgement | 0 | 0 | 0 | 0 | 0 | 0 | 0 | 0 | 0 | 0 | 0
2009 | TL | WECC | - | - | W16b | Net Future, Other Resources After Confidence Percentage Is Applied = 7b*16a | 0 | 0 | 0 | 0 | 0 | 0 | 0 | 0 | 0 | 0 | 0
2009 | TL | WECC | - | - | W16c | Confidence of Conceptual (8), using reasonable judgement | 0 | 0.02 | 0.006 | 0.183 | 0.29 | 0.392 | 0.453 | 0.49 | 0.523 | 0.583 | 0.595
2009 | TL | WECC | - | - | W16d | Net Conceptual Resources After Confidence Percentage Is Applied = 8*16c | 0 | 7.64 | 7.506 | 398.757 | 1502.2 | 2832.592 | 4579.83 | 5444.39 | 5828.312 | 6785.537 | 7899.22
2009 | TL | WECC | - | - | W17C | Region/Subregion Target Capacity Margin | 0 | 0.13838 | 0.13838 | 0.13838 | 0.13838 | 0.13838 | 0.13838 | 0.13838 | 0.13838 | 0.13838 | 0.13838
2009 | TL | WECC | - | - | W17R | Region/Subregion Target Reserve Margin | 0 | 0.16061 | 0.16061 | 0.16061 | 0.16061 | 0.16061 | 0.16061 | 0.16061 | 0.16061 | 0.16061 | 0.16061
2009 | TL | WECC | - | - | W18C | Existing Certain and Net Firm Transactions = (12-3)/12 | 0 | 0.32367 | 0.31291 | 0.30398 | 0.28938 | 0.27755 | 0.26293 | 0.25487 | 0.24212 | 0.23162 | 0.21872
2009 | TL | WECC | - | - | W19C | Deliverable Capacity Resources = (13-3)/13 | 0 | 0.34172 | 0.35628 | 0.36868 | 0.37232 | 0.36456 | 0.35286 | 0.34498 | 0.33407 | 0.32469 | 0.31337
2009 | TL | WECC | - | - | W20C | Prospective Capacity Resources = (14-3)/14 | 0 | 0.34172 | 0.35628 | 0.36868 | 0.37232 | 0.36456 | 0.35286 | 0.34498 | 0.33407 | 0.32469 | 0.31337
2009 | TL | WECC | - | - | W21C | Total Potential Resources = (15-3)/15 | 0 | 0.34298 | 0.36014 | 0.37503 | 0.38695 | 0.38488 | 0.38144 | 0.3765 | 0.36627 | 0.35864 | 0.35251
2009 | TL | WECC |  | - | W22C | Adjusted Potential Resources = (15a-3)/15a | 0 | 0.34175 | 0.3563 | 0.36985 | 0.3766 | 0.37263 | 0.36607 | 0.36074 | 0.35123 | 0.34483 | 0.33713
2009 | TL | WECC |  | - | W18R | Existing Certain and Net Firm Transactions = (12-3)/3 | 0 | 0.47856 | 0.45542 | 0.43675 | 0.40722 | 0.38418 | 0.35673 | 0.34204 | 0.31947 | 0.30145 | 0.27996
2009 | TL | WECC |  | - | W19R | Deliverable Capacity Resources = (13-3)/3 | 0 | 0.51912 | 0.55347 | 0.58397 | 0.59318 | 0.57371 | 0.54526 | 0.52666 | 0.50167 | 0.4808 | 0.45639
2009 | TL | WECC |  | - | W20R | Prospective Capacity Resources = (14-3)/3 | 0 | 0.51912 | 0.55347 | 0.58397 | 0.59318 | 0.57371 | 0.54526 | 0.52666 | 0.50167 | 0.4808 | 0.45639
2009 | TL | WECC |  | - | W21R | Total Potential Resources = (15-3)/3 | 0 | 0.52202 | 0.56285 | 0.60009 | 0.6312 | 0.62571 | 0.61666 | 0.60385 | 0.57796 | 0.5592 | 0.54443
2009 | TL | WECC |  | - | W22R | Adjusted Potential Resources = (15a-3)/3 | 0 | 0.51917 | 0.55352 | 0.58692 | 0.6041 | 0.59396 | 0.57745 | 0.56432 | 0.54139 | 0.52631 | 0.50858
2009 | TL | WECC |  | - | W24 | Other Capacity < 1 MW | 0 | 0 | 0 | 0 | 0 | 0 | 0 | 0 | 0 | 0 | 0
2009 | TL | WECC |  | - | W25 | Distributed Generator Capacity >= 1 MW | 0 | 0 | 0 | 0 | 0 | 0 | 0 | 0 | 0 | 0 | 0
2009 | TL | WECC |  | - | W26 | Capacity Total from EIA-860 | 0 | 0 | 0 | 0 | 0 | 0 | 0 | 0 | 0 | 0 | 0
2009 | TL | WECC |  | - | W27 | Total Installed Baseline Capacity Resources = 12+6b | 199815 | 0 | 0 | 0 | 0 | 0 | 0 | 0 | 0 | 0 | 0
2010 | US | TRE | - | ERCOT | W01 | Unrestricted Non-coincident Peak Demand = 2+1a+1b-1c-1d | 56191 | 43823 | 43823 | 44804 | 45819 | 46578 | 47296 | 47892 | 48784 | 49594 | 50099
2010 | US | TRE | - | ERCOT | W01a | New Conservation (Energy Efficiency) | 0 | 0 | 0 | 0 | 0 | 0 | 0 | 0 | 0 | 0 | 0
2010 | US | TRE | - | ERCOT | W01b | Estimated Diversity | 0 | 0 | 0 | 0 | 0 | 0 | 0 | 0 | 0 | 0 | 0
2010 | US | TRE | - | ERCOT | W01c | Additions for non-member load (load served by non-registered LSE's in a region) | 0 | 0 | 0 | 0 | 0 | 0 | 0 | 0 | 0 | 0 | 0
2010 | US | TRE | - | ERCOT | W01d | Stand-by Load Under Contract (Normally served by behind the meter generation) | 0 | 0 | 0 | 0 | 0 | 0 | 0 | 0 | 0 | 0 | 0
2010 | US | TRE | - | ERCOT | W02 | Total Internal Demand | 56191 | 43823 | 43823 | 44804 | 45819 | 46578 | 47296 | 47892 | 48784 | 49594 | 50099
2010 | US | TRE | - | ERCOT | W02a | Direct Control Load Management | 0 | 0 | 0 | 0 | 0 | 0 | 0 | 0 | 0 | 0 | 0
2010 | US | TRE | - | ERCOT | W02b | Contractually Interruptible (Curtailable) | 0 | 336 | 369.6 | 406.56 | 447.216 | 491.9376 | 541.1314 | 595.2445 | 654.7689 | 720.2458 | 792.2704
2010 | US | TRE | - | ERCOT | W02c | Critical Peak-Pricing (CPP) with Control | 0 | 0 | 0 | 0 | 0 | 0 | 0 | 0 | 0 | 0 | 0
2010 | US | TRE | - | ERCOT | W02d | Load as a Capacity Resource | 0 | 0 | 0 | 0 | 0 | 0 | 0 | 0 | 0 | 0 | 0
2010 | US | TRE | - | ERCOT | W03 | Net Internal Demand = 2-2a-2b-2c-2d | 56191 | 43487 | 43453.4 | 44397.44 | 45371.784 | 46086.0624 | 46754.8686 | 47296.7555 | 48129.2311 | 48873.7542 | 49306.7296
2010 | US | TRE | - | ERCOT | W04a | Demand Response used for Reserves - Spinning | 0 | 0 | 0 | 0 | 0 | 0 | 0 | 0 | 0 | 0 | 0
2010 | US | TRE | - | ERCOT | W04b | Demand Response used for Reserves - Non-Spinning | 0 | 0 | 0 | 0 | 0 | 0 | 0 | 0 | 0 | 0 | 0
2010 | US | TRE | - | ERCOT | W04c | Demand Response used for Regulation | 0 | 0 | 0 | 0 | 0 | 0 | 0 | 0 | 0 | 0 | 0
2010 | US | TRE | - | ERCOT | W04d | Demand Response used for Energy, Voluntary - Emergency | 0 | 0 | 0 | 0 | 0 | 0 | 0 | 0 | 0 | 0 | 0
2010 | US | TRE | - | ERCOT | W05 | TOTAL INTERNAL CAPACITY = 6+7 | 96177 | 95720.349 | 96996.349 | 98171.349 | 99393.349 | 100385.349 | 101165.349 | 101165.349 | 101165.349 | 101165.349 | 101165.349
2010 | US | TRE | - | ERCOT | W06 | EXISTING CAPACITY = 6a+6b+6c | 96177 | 97914.349 | 97914.349 | 97914.349 | 97914.349 | 97914.349 | 97914.349 | 97914.349 | 97914.349 | 97914.349 | 97914.349
2010 | US | TRE | - | ERCOT | W06a | Existing, Certain | 69490 | 78815.533 | 78815.533 | 78815.533 | 78815.533 | 78815.533 | 78815.533 | 78815.533 | 78815.533 | 78815.533 | 78815.533
2010 | US | TRE | - | ERCOT | W06a1 | Wind Expected On-Peak | 725 | 793.092 | 793.092 | 793.092 | 793.092 | 793.092 | 793.092 | 793.092 | 793.092 | 793.092 | 793.092
2010 | US | TRE | - | ERCOT | W06a2 | Solar Expected On-Peak | 0 | 0 | 0 | 0 | 0 | 0 | 0 | 0 | 0 | 0 | 0
2010 | US | TRE | - | ERCOT | W06a3 | Hydro Expected On-Peak | 572 | 572 | 572 | 572 | 572 | 572 | 572 | 572 | 572 | 572 | 572
2010 | US | TRE | - | ERCOT | W06a4 | Biomass Expected On-Peak | 89 | 88.9 | 88.9 | 88.9 | 88.9 | 88.9 | 88.9 | 88.9 | 88.9 | 88.9 | 88.9
2010 | US | TRE | - | ERCOT | W06a5 | Load as a Capacity Resource Expected On-Peak (Load Management Programs) | 0 | 0 | 0 | 0 | 0 | 0 | 0 | 0 | 0 | 0 | 0
2010 | US | TRE | - | ERCOT | W06b | Existing, Other | 14295 | 8322.908 | 8322.908 | 8322.908 | 8322.908 | 8322.908 | 8322.908 | 8322.908 | 8322.908 | 8322.908 | 8322.908
2010 | US | TRE | - | ERCOT | W06b1 | Wind Derate On-Peak | 7610 | 8322.908 | 8322.908 | 8322.908 | 8322.908 | 8322.908 | 8322.908 | 8322.908 | 8322.908 | 8322.908 | 8322.908
2010 | US | TRE | - | ERCOT | W06b2 | Solar Derate On-Peak | 0 | 0 | 0 | 0 | 0 | 0 | 0 | 0 | 0 | 0 | 0
2010 | US | TRE | - | ERCOT | W06b3 | Hydro Derate On-Peak | 0 | 0 | 0 | 0 | 0 | 0 | 0 | 0 | 0 | 0 | 0
2010 | US | TRE | - | ERCOT | W06b4 | Biomass Derate On-Peak | 0 | 0 | 0 | 0 | 0 | 0 | 0 | 0 | 0 | 0 | 0
2010 | US | TRE | - | ERCOT | W06b5 | Load as a Capacity Resource Derate On-Peak (Load Management Programs) | 0 | 0 | 0 | 0 | 0 | 0 | 0 | 0 | 0 | 0 | 0
2010 | US | TRE | - | ERCOT | W06b7 | Transmission-Limited Resources | 0 | 0 | 0 | 0 | 0 | 0 | 0 | 0 | 0 | 0 | 0
2010 | US | TRE | - | ERCOT | W06b8 | All Other Derates | 0 | 0 | 0 | 0 | 0 | 0 | 0 | 0 | 0 | 0 | 0
2010 | US | TRE | - | ERCOT | W06b9 | Energy Only | 0 | 0 | 0 | 0 | 0 | 0 | 0 | 0 | 0 | 0 | 0
2010 | US | TRE | - | ERCOT | W06c | Existing, Inoperable (Note: Not used in margin calculations) | 4782 | 2453 | 2453 | 2453 | 2453 | 2453 | 2453 | 2453 | 2453 | 2453 | 2453
2010 | US | TRE | - | ERCOT | W07 | FUTURE CAPACITY ADDITIONS = 7a+7b | 0 | -2330.95 | -1372.674 | -334.624 | 483.83 | 1260.362 | 2040.362 | 2040.362 | 2040.362 | 2040.362 | 2040.362
2010 | US | TRE | - | ERCOT | W07a | Future, Planned | 0 | -2430.95 | -1472.674 | -434.624 | 383.83 | 1160.362 | 1940.362 | 1940.362 | 1940.362 | 1940.362 | 1940.362
2010 | US | TRE | - | ERCOT | W07a1 | Wind Expected On-Peak | 0 | 13.05 | 0 | 0 | 0 | 0 | 0 | 0 | 0 | 0 | 0
2010 | US | TRE | - | ERCOT | W07a2 | Wind Derate On-Peak | 0 | 136.95 | 454.674 | 591.624 | 995.17 | 1210.638 | 1210.638 | 1210.638 | 1210.638 | 1210.638 | 1210.638
2010 | US | TRE | - | ERCOT | W07a3 | Solar Expected On-Peak | 0 | 0 | 0 | 0 | 0 | 0 | 0 | 0 | 0 | 0 | 0
2010 | US | TRE | - | ERCOT | W07a4 | Solar Derate On-Peak | 0 | 0 | 0 | 0 | 0 | 0 | 0 | 0 | 0 | 0 | 0
2010 | US | TRE | - | ERCOT | W07a5 | Hydro Expected On-Peak | 0 | 0 | 0 | 0 | 0 | 0 | 0 | 0 | 0 | 0 | 0
2010 | US | TRE | - | ERCOT | W07a6 | Hydro Derate On-Peak | 0 | 0 | 0 | 0 | 0 | 0 | 0 | 0 | 0 | 0 | 0
2010 | US | TRE | - | ERCOT | W07a7 | Biomass Expected On-Peak | 0 | 0 | 45 | 145 | 145 | 145 | 145 | 145 | 145 | 145 | 145
2010 | US | TRE | - | ERCOT | W07a8 | Biomass Derate On-Peak | 0 | 0 | 0 | 0 | 0 | 0 | 0 | 0 | 0 | 0 | 0
2010 | US | TRE | - | ERCOT | W07a9 | Demand Response Expected On-Peak (Load Management Programs) | 0 | 0 | 0 | 0 | 0 | 0 | 0 | 0 | 0 | 0 | 0
2010 | US | TRE | - | ERCOT | W07a10 | Demand Response Derate On-Peak (Load Management Programs) | 0 | 0 | 0 | 0 | 0 | 0 | 0 | 0 | 0 | 0 | 0
2010 | US | TRE | - | ERCOT | W07a11 | Transmission-Limited Resources | 0 | 0 | 0 | 0 | 0 | 0 | 0 | 0 | 0 | 0 | 0
2010 | US | TRE | - | ERCOT | W07a12 | Scheduled Outage - Maintenance | 0 | 0 | 0 | 0 | 0 | 0 | 0 | 0 | 0 | 0 | 0
2010 | US | TRE | - | ERCOT | W07a13 | All Other Derates | 0 | 0 | 0 | 0 | 0 | 0 | 0 | 0 | 0 | 0 | 0
2010 | US | TRE | - | ERCOT | W07a14 | Energy Only | 0 | 0 | 0 | 0 | 0 | 0 | 0 | 0 | 0 | 0 | 0
2010 | US | TRE | - | ERCOT | W07b | Future, Other | 0 | 100 | 100 | 100 | 100 | 100 | 100 | 100 | 100 | 100 | 100
2010 | US | TRE | - | ERCOT | W07b1 | Wind Expected On-Peak | 0 | 0 | 0 | 0 | 0 | 0 | 0 | 0 | 0 | 0 | 0
2010 | US | TRE | - | ERCOT | W07b2 | Wind Derate On-Peak | 0 | 0 | 0 | 0 | 0 | 0 | 0 | 0 | 0 | 0 | 0
2010 | US | TRE | - | ERCOT | W07b3 | Solar Expected On-Peak | 0 | 0 | 0 | 0 | 0 | 0 | 0 | 0 | 0 | 0 | 0
2010 | US | TRE | - | ERCOT | W07b4 | Solar Derate On-Peak | 0 | 0 | 0 | 0 | 0 | 0 | 0 | 0 | 0 | 0 | 0
2010 | US | TRE | - | ERCOT | W07b5 | Hydro Expected On-Peak | 0 | 0 | 0 | 0 | 0 | 0 | 0 | 0 | 0 | 0 | 0
2010 | US | TRE | - | ERCOT | W07b6 | Hydro Derate On-Peak | 0 | 0 | 0 | 0 | 0 | 0 | 0 | 0 | 0 | 0 | 0
2010 | US | TRE | - | ERCOT | W07b7 | Biomass Expected On-Peak | 0 | 0 | 0 | 0 | 0 | 0 | 0 | 0 | 0 | 0 | 0
2010 | US | TRE | - | ERCOT | W07b8 | Biomass Derate On-Peak | 0 | 0 | 0 | 0 | 0 | 0 | 0 | 0 | 0 | 0 | 0
2010 | US | TRE | - | ERCOT | W07b9 | Transmission-Limited Resources | 0 | 0 | 0 | 0 | 0 | 0 | 0 | 0 | 0 | 0 | 0
2010 | US | TRE | - | ERCOT | W07b10 | Scheduled Outage - Maintenance | 0 | 0 | 0 | 0 | 0 | 0 | 0 | 0 | 0 | 0 | 0
2010 | US | TRE | - | ERCOT | W07b11 | All Other Derates | 0 | 0 | 0 | 0 | 0 | 0 | 0 | 0 | 0 | 0 | 0
2010 | US | TRE | - | ERCOT | W07b12 | Energy Only | 0 | 0 | 0 | 0 | 0 | 0 | 0 | 0 | 0 | 0 | 0
2010 | US | TRE | - | ERCOT | W08 | Conceptual | 0 | 1492.4513 | 11940.0324 | 21557.9034 | 23025.9894 | 27125.9894 | 38925.9894 | 38925.9894 | 40325.9894 | 40325.9894 | 40325.9894
2010 | US | TRE | - | ERCOT | W08a1 | Wind Expected On-Peak | 0 | 311.4513 | 2350.2872 | 3433.4732 | 4518.1262 | 4718.2262 | 4761.7262 | 4761.7262 | 4761.7262 | 4761.7262 | 4761.7262
2010 | US | TRE | - | ERCOT | W08a2 | Wind Derate On-Peak | 0 | 3268.4487 | 11358.3128 | 18453.1268 | 26987.4738 | 29087.3738 | 29543.8738 | 29543.8738 | 29543.8738 | 29543.8738 | 29543.8738
2010 | US | TRE | - | ERCOT | W08a3 | Solar Expected On-Peak | 0 | 0 | 549 | 549 | 549 | 549 | 549 | 549 | 549 | 549 | 549
2010 | US | TRE | - | ERCOT | W08a4 | Solar Derate On-Peak | 0 | 0 | 0 | 0 | 0 | 0 | 0 | 0 | 0 | 0 | 0
2010 | US | TRE | - | ERCOT | W08a5 | Hydro Expected On-Peak | 0 | 0 | 0 | 0 | 0 | 0 | 0 | 0 | 0 | 0 | 0
2010 | US | TRE | - | ERCOT | W08a6 | Hydro Derate On-Peak | 0 | 0 | 0 | 0 | 0 | 0 | 0 | 0 | 0 | 0 | 0
2010 | US | TRE | - | ERCOT | W08a7 | Biomass Expected On-Peak | 0 | 0 | 50 | 50 | 50 | 50 | 50 | 50 | 50 | 50 | 50
2010 | US | TRE | - | ERCOT | W08a8 | Biomass Derate On-Peak | 0 | 0 | 0 | 0 | 0 | 0 | 0 | 0 | 0 | 0 | 0
2010 | US | TRE | - | ERCOT | W08a9 | All Other Derates | 0 | 0 | 0 | 0 | 0 | 0 | 0 | 0 | 0 | 0 | 0
2010 | US | TRE | - | ERCOT | W08a10 | Energy Only | 0 | 0 | 0 | 0 | 0 | 0 | 0 | 0 | 0 | 0 | 0
2010 | US | TRE | - | ERCOT | W09 | ANTICIPATED INTERNAL CAPACITY = 6a+7a | 69490 | 76384.583 | 77342.859 | 78380.909 | 79199.363 | 79975.895 | 80755.895 | 80755.895 | 80755.895 | 80755.895 | 80755.895
2010 | US | TRE | - | ERCOT | W10 | CAPACITY TRANSACTIONS - IMPORTS = 10a+10b+10c+10d | 342 | 0 | 0 | 0 | 0 | 0 | 0 | 0 | 0 | 0 | 0
2010 | US | TRE | - | ERCOT | W10a | Firm (Note: The sum of 10a1 and 10a2 must be <= 10a) | 0 | 0 | 0 | 0 | 0 | 0 | 0 | 0 | 0 | 0 | 0
2010 | US | TRE | - | ERCOT | W10a1 | Full-Responsibility Purchases | 0 | 0 | 0 | 0 | 0 | 0 | 0 | 0 | 0 | 0 | 0
2010 | US | TRE | - | ERCOT | W10a2 | Owned Capacity/Entitlement Located Outside the Region/Subregion | 0 | 0 | 0 | 0 | 0 | 0 | 0 | 0 | 0 | 0 | 0
2010 | US | TRE | - | ERCOT | W10b | Non-firm | 342 | 0 | 0 | 0 | 0 | 0 | 0 | 0 | 0 | 0 | 0
2010 | US | TRE | - | ERCOT | W10c | Expected (Note: The sum of 10c1 and 10c2 must be <= 10c) | 0 | 0 | 0 | 0 | 0 | 0 | 0 | 0 | 0 | 0 | 0
2010 | US | TRE | - | ERCOT | W10c1 | Full-Responsibility Purchases | 0 | 0 | 0 | 0 | 0 | 0 | 0 | 0 | 0 | 0 | 0
2010 | US | TRE | - | ERCOT | W10c2 | Owned Capacity/Entitlement Located Outside the Region/Subregion | 0 | 0 | 0 | 0 | 0 | 0 | 0 | 0 | 0 | 0 | 0
2010 | US | TRE | - | ERCOT | W10d | Provisional – transactions under study, but negotiations have not begun. | 0 | 0 | 0 | 0 | 0 | 0 | 0 | 0 | 0 | 0 | 0
2010 | US | TRE | - | ERCOT | W11 | CAPACITY TRANSACTIONS - EXPORTS = 11a+11b+11c+11d | 76 | 0 | 0 | 0 | 0 | 0 | 0 | 0 | 0 | 0 | 0
2010 | US | TRE | - | ERCOT | W11a | Firm (Note: The sum of 11a1 and 11a2 must be <= 11a) | 0 | 0 | 0 | 0 | 0 | 0 | 0 | 0 | 0 | 0 | 0
2010 | US | TRE | - | ERCOT | W11a1 | Full-Responsibility Purchases | 0 | 0 | 0 | 0 | 0 | 0 | 0 | 0 | 0 | 0 | 0
2010 | US | TRE | - | ERCOT | W11a2 | Owned Capacity/Entitlement Located Outside the Region/Subregion | 0 | 0 | 0 | 0 | 0 | 0 | 0 | 0 | 0 | 0 | 0
2010 | US | TRE | - | ERCOT | W11b | Non-firm | 76 | 0 | 0 | 0 | 0 | 0 | 0 | 0 | 0 | 0 | 0
2010 | US | TRE | - | ERCOT | W11c | Expected (Note: The sum of 11c1 and 11c2 must be <= 11c) | 0 | 0 | 0 | 0 | 0 | 0 | 0 | 0 | 0 | 0 | 0
2010 | US | TRE | - | ERCOT | W11c1 | Full-Responsibility Purchases | 0 | 0 | 0 | 0 | 0 | 0 | 0 | 0 | 0 | 0 | 0
2010 | US | TRE | - | ERCOT | W11c2 | Owned Capacity/Entitlement Located Outside the Region/Subregion | 0 | 0 | 0 | 0 | 0 | 0 | 0 | 0 | 0 | 0 | 0
2010 | US | TRE | - | ERCOT | W11d | Provisional – transactions under study, but negotiations have not begun. | 0 | 0 | 0 | 0 | 0 | 0 | 0 | 0 | 0 | 0 | 0
2010 | US | TRE | - | ERCOT | W12 | EXISTING, CERTAIN CAPACITY & NET FIRM TRANSACTIONS = 6a+Net Firm Transactions | 69490 | 78815.533 | 78815.533 | 78815.533 | 78815.533 | 78815.533 | 78815.533 | 78815.533 | 78815.533 | 78815.533 | 78815.533
2010 | US | TRE | - | ERCOT | W13 | ANTICIPATED CAPACITY RESOURCES = 12+7a+Net Expected Transactions | 0 | 76384.583 | 77342.859 | 78380.909 | 79199.363 | 79975.895 | 80755.895 | 80755.895 | 80755.895 | 80755.895 | 80755.895
2010 | US | TRE | - | ERCOT | W14 | PROSPECTIVE CAPACITY RESOURCES = 13+6b+16b | 0 | 84805.491 | 85763.767 | 86801.817 | 87620.271 | 88396.803 | 89176.803 | 89176.803 | 89176.803 | 89176.803 | 89176.803
2010 | US | TRE | - | ERCOT | W15 | TOTAL POTENTIAL CAPACITY RESOURCES = 13+6b+7b+8+Net Provisional Transactions | 0 | 86299.9423 | 97705.7994 | 108361.7204 | 110648.2604 | 115524.7924 | 128104.7924 | 128104.7924 | 129504.7924 | 129504.7924 | 129504.7924
2010 | US | TRE | - | ERCOT | W15a | ADJUSTED POTENTIAL CAPACITY RESOURCES = 13+6b+16b+16d+Net Provisional Transactions | 0 | 85133.8303 | 88390.5741 | 91544.5557 | 92685.9887 | 94364.5207 | 97740.5207 | 97740.5207 | 98048.5207 | 98048.5207 | 98048.5207
2010 | US | TRE | - | ERCOT | W16a | Confidence of Future, Other (7b), using reasonable judgement | 0 | 0.98 | 0.98 | 0.98 | 0.98 | 0.98 | 0.98 | 0.98 | 0.98 | 0.98 | 0.98
2010 | US | TRE | - | ERCOT | W16b | Net Future, Other Resources After Confidence Percentage Is Applied = 7b*16a | 0 | 98 | 98 | 98 | 98 | 98 | 98 | 98 | 98 | 98 | 98
2010 | US | TRE | - | ERCOT | W16c | Confidence of Conceptual (8), using reasonable judgement | 0 | 0.22 | 0.22 | 0.22 | 0.22 | 0.22 | 0.22 | 0.22 | 0.22 | 0.22 | 0.22
2010 | US | TRE | - | ERCOT | W16d | Net Conceptual Resources After Confidence Percentage Is Applied = 8*16c | 0 | 328.3393 | 2626.8071 | 4742.7387 | 5065.7177 | 5967.7177 | 8563.7177 | 8563.7177 | 8871.7177 | 8871.7177 | 8871.7177
2010 | US | TRE | - | ERCOT | W17 | Region/Subregion Target Reserve Margin | 0 | 0.125 | 0.125 | 0.125 | 0.125 | 0.125 | 0.125 | 0.125 | 0.125 | 0.125 | 0.125
2010 | US | TRE | - | ERCOT | W18 | Existing Certain and Net Firm Transactions Reserve Margin = (12-3)/3 | 0 | 0.81239 | 0.81379 | 0.77523 | 0.7371 | 0.71018 | 0.68572 | 0.6664 | 0.63758 | 0.61264 | 0.59847
2010 | US | TRE | - | ERCOT | W19 | Anticipated Capacity Resources Reserve Margin = (13-3)/3 | 0 | 0.75649 | 0.7799 | 0.76544 | 0.74556 | 0.73536 | 0.72722 | 0.70743 | 0.6779 | 0.65234 | 0.63783
2010 | US | TRE | - | ERCOT | W20 | Prospective Capacity Resources Reserve Margin = (14-3)/3 | 0 | 0.95013 | 0.9737 | 0.95511 | 0.93116 | 0.91808 | 0.90733 | 0.88547 | 0.85286 | 0.82464 | 0.80861
2010 | US | TRE | - | ERCOT | W21 | Total Potential Resources Reserve Margin = (15-3)/3 | 0 | 0.9845 | 1.2485 | 1.4407 | 1.4387 | 1.5067 | 1.7399 | 1.7085 | 1.6908 | 1.6498 | 1.6265
2010 | US | TRE | - | ERCOT | W22 | Adjusted Potential Resources Reserve Margin = (15a-3)/3 | 0 | 0.95768 | 1.0341 | 1.0619 | 1.0428 | 1.0476 | 1.0905 | 1.0665 | 1.0372 | 1.0062 | 0.98854
2010 | US | TRE | - | ERCOT | W23 | Total Baseline Installed Capacity | 96177 | 0 | 0 | 0 | 0 | 0 | 0 | 0 | 0 | 0 | 0
2010 | US | FRCC | - | FRCC | W01 | Unrestricted Non-coincident Peak Demand = 2+1a+1b-1c-1d | 53022 | 46235 | 46821 | 47558 | 48219 | 48992 | 49750 | 50560 | 51423 | 52320 | 53216
2010 | US | FRCC | - | FRCC | W01a | New Conservation (Energy Efficiency) | 0 | 0 | 0 | 0 | 0 | 0 | 0 | 0 | 0 | 0 | 0
2010 | US | FRCC | - | FRCC | W01b | Estimated Diversity | 0 | 0 | 0 | 0 | 0 | 0 | 0 | 0 | 0 | 0 | 0
2010 | US | FRCC | - | FRCC | W01c | Additions for non-member load (load served by non-registered LSE's in a region) | 0 | 0 | 0 | 0 | 0 | 0 | 0 | 0 | 0 | 0 | 0
2010 | US | FRCC | - | FRCC | W01d | Stand-by Load Under Contract (Normally served by behind the meter generation) | 0 | 0 | 0 | 0 | 0 | 0 | 0 | 0 | 0 | 0 | 0
2010 | US | FRCC | - | FRCC | W02 | Total Internal Demand | 53022 | 46235 | 46821 | 47558 | 48219 | 48992 | 49750 | 50560 | 51423 | 52320 | 53216
2010 | US | FRCC | - | FRCC | W02a | Direct Control Load Management | 1039 | 2905 | 2969 | 3035 | 3052 | 3114 | 3200 | 3295 | 3367 | 3415 | 3461
2010 | US | FRCC | - | FRCC | W02b | Contractually Interruptible (Curtailable) | 280 | 614 | 655 | 722 | 710 | 704 | 668 | 669 | 671 | 672 | 673
2010 | US | FRCC | - | FRCC | W02c | Critical Peak-Pricing (CPP) with Control | 0 | 0 | 0 | 0 | 0 | 0 | 0 | 0 | 0 | 0 | 0
2010 | US | FRCC | - | FRCC | W02d | Load as a Capacity Resource | 0 | 0 | 0 | 0 | 0 | 0 | 0 | 0 | 0 | 0 | 0
2010 | US | FRCC | - | FRCC | W03 | Net Internal Demand = 2-2a-2b-2c-2d | 51703 | 42716 | 43197 | 43801 | 44457 | 45174 | 45882 | 46596 | 47385 | 48233 | 49082
2010 | US | FRCC | - | FRCC | W04a | Demand Response used for Reserves - Spinning | 0 | 0 | 0 | 0 | 0 | 0 | 0 | 0 | 0 | 0 | 0
2010 | US | FRCC | - | FRCC | W04b | Demand Response used for Reserves - Non-Spinning | 0 | 0 | 0 | 0 | 0 | 0 | 0 | 0 | 0 | 0 | 0
2010 | US | FRCC | - | FRCC | W04c | Demand Response used for Regulation | 0 | 0 | 0 | 0 | 0 | 0 | 0 | 0 | 0 | 0 | 0
2010 | US | FRCC | - | FRCC | W04d | Demand Response used for Energy, Voluntary - Emergency | 0 | 0 | 0 | 0 | 0 | 0 | 0 | 0 | 0 | 0 | 0
2010 | US | FRCC | - | FRCC | W05 | TOTAL INTERNAL CAPACITY = 6+7 | 51250 | 59383.9 | 60448.5 | 61176.9 | 62595.5 | 63087.7 | 62919.7 | 62993.7 | 63149.7 | 64401.5 | 66020.5
2010 | US | FRCC | - | FRCC | W06 | EXISTING CAPACITY = 6a+6b+6c | 51250 | 58738.8 | 58738.8 | 58738.8 | 58738.8 | 58738.8 | 58738.8 | 58738.8 | 58738.8 | 58738.8 | 58738.8
2010 | US | FRCC | - | FRCC | W06a | Existing, Certain | 50213 | 55087.1 | 55087.1 | 55087.1 | 55087.1 | 55087.1 | 55087.1 | 55087.1 | 55087.1 | 55087.1 | 55087.1
2010 | US | FRCC | - | FRCC | W06a1 | Wind Expected On-Peak | 0 | 0 | 0 | 0 | 0 | 0 | 0 | 0 | 0 | 0 | 0
2010 | US | FRCC | - | FRCC | W06a2 | Solar Expected On-Peak | 0.4 | 0.8 | 0.8 | 0.8 | 0.8 | 0.8 | 0.8 | 0.8 | 0.8 | 0.8 | 0.8
2010 | US | FRCC | - | FRCC | W06a3 | Hydro Expected On-Peak | 43.5 | 43.5 | 43.5 | 43.5 | 43.5 | 43.5 | 43.5 | 43.5 | 43.5 | 43.5 | 43.5
2010 | US | FRCC | - | FRCC | W06a4 | Biomass Expected On-Peak | 479 | 472.8 | 472.8 | 472.8 | 472.8 | 472.8 | 472.8 | 472.8 | 472.8 | 472.8 | 472.8
2010 | US | FRCC | - | FRCC | W06a5 | Load as a Capacity Resource Expected On-Peak (Load Management Programs) | 0 | 0 | 0 | 0 | 0 | 0 | 0 | 0 | 0 | 0 | 0
2010 | US | FRCC | - | FRCC | W06b | Existing, Other | 1615 | 1371 | 1371 | 1371 | 1371 | 1371 | 1371 | 1371 | 1371 | 1371 | 1371
2010 | US | FRCC | - | FRCC | W06b1 | Wind Derate On-Peak | 0 | 0 | 0 | 0 | 0 | 0 | 0 | 0 | 0 | 0 | 0
2010 | US | FRCC | - | FRCC | W06b2 | Solar Derate On-Peak | 1 | 32.2 | 32.2 | 32.2 | 32.2 | 32.2 | 32.2 | 32.2 | 32.2 | 32.2 | 32.2
2010 | US | FRCC | - | FRCC | W06b3 | Hydro Derate On-Peak | 11 | 11 | 11 | 11 | 11 | 11 | 11 | 11 | 11 | 11 | 11
2010 | US | FRCC | - | FRCC | W06b4 | Biomass Derate On-Peak | 318 | 0 | 0 | 0 | 0 | 0 | 0 | 0 | 0 | 0 | 0
2010 | US | FRCC | - | FRCC | W06b5 | Load as a Capacity Resource Derate On-Peak (Load Management Programs) | 0 | 0 | 0 | 0 | 0 | 0 | 0 | 0 | 0 | 0 | 0
2010 | US | FRCC | - | FRCC | W06b7 | Transmission-Limited Resources | 0 | 0 | 0 | 0 | 0 | 0 | 0 | 0 | 0 | 0 | 0
2010 | US | FRCC | - | FRCC | W06b8 | All Other Derates | 0 | 0 | 0 | 0 | 0 | 0 | 0 | 0 | 0 | 0 | 0
2010 | US | FRCC | - | FRCC | W06b9 | Energy Only | 1285 | 1328 | 1328 | 1328 | 1328 | 1328 | 1328 | 1328 | 1328 | 1328 | 1328
2010 | US | FRCC | - | FRCC | W06c | Existing, Inoperable (Note: Not used in margin calculations) | -908 | 2237.5 | 2237.5 | 2237.5 | 2237.5 | 2237.5 | 2237.5 | 2237.5 | 2237.5 | 2237.5 | 2237.5
2010 | US | FRCC | - | FRCC | W07 | FUTURE CAPACITY ADDITIONS = 7a+7b | 0 | 593.5 | 1704.3 | 2430.9 | 3847.7 | 4338.1 | 4168.3 | 4240.5 | 4394.7 | 5644.7 | 7263.7
2010 | US | FRCC | - | FRCC | W07a | Future, Planned | 0 | 593.5 | 1704.3 | 2430.9 | 3847.7 | 4338.1 | 4168.3 | 4240.5 | 4394.7 | 5644.7 | 7263.7
2010 | US | FRCC | - | FRCC | W07a1 | Wind Expected On-Peak | 0 | 0 | 0 | 0 | 0 | 0 | 0 | 0 | 0 | 0 | 0
2010 | US | FRCC | - | FRCC | W07a2 | Wind Derate On-Peak | 0 | 0 | 0 | 0 | 0 | 0 | 0 | 0 | 0 | 0 | 0
2010 | US | FRCC | - | FRCC | W07a3 | Solar Expected On-Peak | 0 | 0.4 | 0.6 | 0.8 | 1 | 1.2 | 1.4 | 1.6 | 1.8 | 2 | 2
2010 | US | FRCC | - | FRCC | W07a4 | Solar Derate On-Peak | 0 | 3.6 | 5.4 | 7.2 | 9 | 10.8 | 12.6 | 14.4 | 16.2 | 18 | 18
2010 | US | FRCC | - | FRCC | W07a5 | Hydro Expected On-Peak | 0 | 0 | 0 | 0 | 0 | 0 | 0 | 0 | 0 | 0 | 0
2010 | US | FRCC | - | FRCC | W07a6 | Hydro Derate On-Peak | 0 | 0 | 0 | 0 | 0 | 0 | 0 | 0 | 0 | 0 | 0
2010 | US | FRCC | - | FRCC | W07a7 | Biomass Expected On-Peak | 0 | 95 | 201 | 416 | 576 | 576 | 576 | 576 | 576 | 576 | 576
2010 | US | FRCC | - | FRCC | W07a8 | Biomass Derate On-Peak | 0 | 0 | 0 | 0 | 0 | 0 | 0 | 0 | 0 | 0 | 0
2010 | US | FRCC | - | FRCC | W07a9 | Demand Response Expected On-Peak (Load Management Programs) | 0 | 0 | 0 | 0 | 0 | 0 | 0 | 0 | 0 | 0 | 0
2010 | US | FRCC | - | FRCC | W07a10 | Demand Response Derate On-Peak (Load Management Programs) | 0 | 0 | 0 | 0 | 0 | 0 | 0 | 0 | 0 | 0 | 0
2010 | US | FRCC | - | FRCC | W07a11 | Transmission-Limited Resources | 0 | 0 | 0 | 0 | 0 | 0 | 0 | 0 | 0 | 0 | 0
2010 | US | FRCC | - | FRCC | W07a12 | Scheduled Outage - Maintenance | 0 | 48 | 0 | 0 | 0 | 0 | 0 | 0 | 0 | 0 | 0
2010 | US | FRCC | - | FRCC | W07a13 | All Other Derates | 0 | 0 | 0 | 0 | 0 | 0 | 0 | 0 | 0 | 0 | 0
2010 | US | FRCC | - | FRCC | W07a14 | Energy Only | 0 | 0 | 0 | 0 | 0 | 350 | 350 | 400 | 400 | 400 | 400
2010 | US | FRCC | - | FRCC | W07b | Future, Other | 0 | 0 | 0 | 0 | 0 | 0 | 0 | 0 | 0 | 0 | 0
2010 | US | FRCC | - | FRCC | W07b1 | Wind Expected On-Peak | 0 | 0 | 0 | 0 | 0 | 0 | 0 | 0 | 0 | 0 | 0
2010 | US | FRCC | - | FRCC | W07b2 | Wind Derate On-Peak | 0 | 0 | 0 | 0 | 0 | 0 | 0 | 0 | 0 | 0 | 0
2010 | US | FRCC | - | FRCC | W07b3 | Solar Expected On-Peak | 0 | 0 | 0 | 0 | 0 | 0 | 0 | 0 | 0 | 0 | 0
2010 | US | FRCC | - | FRCC | W07b4 | Solar Derate On-Peak | 0 | 0 | 0 | 0 | 0 | 0 | 0 | 0 | 0 | 0 | 0
2010 | US | FRCC | - | FRCC | W07b5 | Hydro Expected On-Peak | 0 | 0 | 0 | 0 | 0 | 0 | 0 | 0 | 0 | 0 | 0
2010 | US | FRCC | - | FRCC | W07b6 | Hydro Derate On-Peak | 0 | 0 | 0 | 0 | 0 | 0 | 0 | 0 | 0 | 0 | 0
2010 | US | FRCC | - | FRCC | W07b7 | Biomass Expected On-Peak | 0 | 0 | 0 | 0 | 0 | 0 | 0 | 0 | 0 | 0 | 0
2010 | US | FRCC | - | FRCC | W07b8 | Biomass Derate On-Peak | 0 | 0 | 0 | 0 | 0 | 0 | 0 | 0 | 0 | 0 | 0
2010 | US | FRCC | - | FRCC | W07b9 | Transmission-Limited Resources | 0 | 0 | 0 | 0 | 0 | 0 | 0 | 0 | 0 | 0 | 0
2010 | US | FRCC | - | FRCC | W07b10 | Scheduled Outage - Maintenance | 0 | 0 | 0 | 0 | 0 | 0 | 0 | 0 | 0 | 0 | 0
2010 | US | FRCC | - | FRCC | W07b11 | All Other Derates | 0 | 0 | 0 | 0 | 0 | 0 | 0 | 0 | 0 | 0 | 0
2010 | US | FRCC | - | FRCC | W07b12 | Energy Only | 0 | 0 | 0 | 0 | 0 | 0 | 0 | 0 | 0 | 0 | 0
2010 | US | FRCC | - | FRCC | W08 | Conceptual | 0 | 0 | 0 | 0 | 0 | 0 | 0 | 0 | 0 | 0 | 0
2010 | US | FRCC | - | FRCC | W08a1 | Wind Expected On-Peak | 0 | 0 | 0 | 0 | 0 | 0 | 0 | 0 | 0 | 0 | 0
2010 | US | FRCC | - | FRCC | W08a2 | Wind Derate On-Peak | 0 | 0 | 0 | 0 | 0 | 0 | 0 | 0 | 0 | 0 | 0
2010 | US | FRCC | - | FRCC | W08a3 | Solar Expected On-Peak | 0 | 0 | 0 | 0 | 0 | 0 | 0 | 0 | 0 | 0 | 0
2010 | US | FRCC | - | FRCC | W08a4 | Solar Derate On-Peak | 0 | 0 | 0 | 0 | 0 | 0 | 0 | 0 | 0 | 0 | 0
2010 | US | FRCC | - | FRCC | W08a5 | Hydro Expected On-Peak | 0 | 0 | 0 | 0 | 0 | 0 | 0 | 0 | 0 | 0 | 0
2010 | US | FRCC | - | FRCC | W08a6 | Hydro Derate On-Peak | 0 | 0 | 0 | 0 | 0 | 0 | 0 | 0 | 0 | 0 | 0
2010 | US | FRCC | - | FRCC | W08a7 | Biomass Expected On-Peak | 0 | 0 | 0 | 0 | 0 | 0 | 0 | 0 | 0 | 0 | 0
2010 | US | FRCC | - | FRCC | W08a8 | Biomass Derate On-Peak | 0 | 0 | 0 | 0 | 0 | 0 | 0 | 0 | 0 | 0 | 0
2010 | US | FRCC | - | FRCC | W08a9 | All Other Derates | 0 | 0 | 0 | 0 | 0 | 0 | 0 | 0 | 0 | 0 | 0
2010 | US | FRCC | - | FRCC | W08a10 | Energy Only | 0 | 0 | 0 | 0 | 0 | 0 | 0 | 0 | 0 | 0 | 0
2010 | US | FRCC | - | FRCC | W09 | ANTICIPATED INTERNAL CAPACITY = 6a+7a | 50213 | 55680.6 | 56791.4 | 57518 | 58934.8 | 59425.2 | 59255.4 | 59327.6 | 59481.8 | 60731.8 | 62350.8
2010 | US | FRCC | - | FRCC | W10 | CAPACITY TRANSACTIONS - IMPORTS = 10a+10b+10c+10d | 2538 | 2271 | 2181 | 2178 | 2178 | 2203 | 2715 | 2428 | 2378 | 2378 | 2453
2010 | US | FRCC | - | FRCC | W10a | Firm (Note: The sum of 10a1 and 10a2 must be <= 10a) | 2538 | 2271 | 2181 | 2178 | 2178 | 2203 | 2715 | 2428 | 2378 | 2378 | 2453
2010 | US | FRCC | - | FRCC | W10a1 | Full-Responsibility Purchases | 1702 | 1433 | 1343 | 1343 | 1343 | 1368 | 1880 | 1593 | 1543 | 1543 | 1618
2010 | US | FRCC | - | FRCC | W10a2 | Owned Capacity/Entitlement Located Outside the Region/Subregion | 836 | 838 | 838 | 835 | 835 | 835 | 835 | 835 | 835 | 835 | 835
2010 | US | FRCC | - | FRCC | W10b | Non-firm | 0 | 0 | 0 | 0 | 0 | 0 | 0 | 0 | 0 | 0 | 0
2010 | US | FRCC | - | FRCC | W10c | Expected (Note: The sum of 10c1 and 10c2 must be <= 10c) | 0 | 0 | 0 | 0 | 0 | 0 | 0 | 0 | 0 | 0 | 0
2010 | US | FRCC | - | FRCC | W10c1 | Full-Responsibility Purchases | 0 | 0 | 0 | 0 | 0 | 0 | 0 | 0 | 0 | 0 | 0
2010 | US | FRCC | - | FRCC | W10c2 | Owned Capacity/Entitlement Located Outside the Region/Subregion | 0 | 0 | 0 | 0 | 0 | 0 | 0 | 0 | 0 | 0 | 0
2010 | US | FRCC | - | FRCC | W10d | Provisional – transactions under study, but negotiations have not begun. | 0 | 0 | 0 | 0 | 0 | 0 | 0 | 0 | 0 | 0 | 0
2010 | US | FRCC | - | FRCC | W11 | CAPACITY TRANSACTIONS - EXPORTS = 11a+11b+11c+11d | 0 | 0 | 0 | 0 | 0 | 0 | 0 | 0 | 0 | 0 | 0
2010 | US | FRCC | - | FRCC | W11a | Firm (Note: The sum of 11a1 and 11a2 must be <= 11a) | 0 | 0 | 0 | 0 | 0 | 0 | 0 | 0 | 0 | 0 | 0
2010 | US | FRCC | - | FRCC | W11a1 | Full-Responsibility Purchases | 0 | 0 | 0 | 0 | 0 | 0 | 0 | 0 | 0 | 0 | 0
2010 | US | FRCC | - | FRCC | W11a2 | Owned Capacity/Entitlement Located Outside the Region/Subregion | 0 | 0 | 0 | 0 | 0 | 0 | 0 | 0 | 0 | 0 | 0
2010 | US | FRCC | - | FRCC | W11b | Non-firm | 0 | 0 | 0 | 0 | 0 | 0 | 0 | 0 | 0 | 0 | 0
2010 | US | FRCC | - | FRCC | W11c | Expected (Note: The sum of 11c1 and 11c2 must be <= 11c) | 0 | 0 | 0 | 0 | 0 | 0 | 0 | 0 | 0 | 0 | 0
2010 | US | FRCC | - | FRCC | W11c1 | Full-Responsibility Purchases | 0 | 0 | 0 | 0 | 0 | 0 | 0 | 0 | 0 | 0 | 0
2010 | US | FRCC | - | FRCC | W11c2 | Owned Capacity/Entitlement Located Outside the Region/Subregion | 0 | 0 | 0 | 0 | 0 | 0 | 0 | 0 | 0 | 0 | 0
2010 | US | FRCC | - | FRCC | W11d | Provisional – transactions under study, but negotiations have not begun. | 0 | 0 | 0 | 0 | 0 | 0 | 0 | 0 | 0 | 0 | 0
2010 | US | FRCC | - | FRCC | W12 | EXISTING, CERTAIN CAPACITY & NET FIRM TRANSACTIONS = 6a+Net Firm Transactions | 52751 | 57358.1 | 57268.1 | 57265.1 | 57265.1 | 57290.1 | 57802.1 | 57515.1 | 57465.1 | 57465.1 | 57540.1
2010 | US | FRCC | - | FRCC | W13 | ANTICIPATED CAPACITY RESOURCES = 12+7a+Net Expected Transactions | 0 | 57951.6 | 58972.4 | 59696 | 61112.8 | 61628.2 | 61970.4 | 61755.6 | 61859.8 | 63109.8 | 64803.8
2010 | US | FRCC | - | FRCC | W14 | PROSPECTIVE CAPACITY RESOURCES = 13+6b+16b | 0 | 59322.6 | 60343.4 | 61067 | 62483.8 | 62999.2 | 63341.4 | 63126.6 | 63230.8 | 64480.8 | 66174.8
2010 | US | FRCC | - | FRCC | W15 | TOTAL POTENTIAL CAPACITY RESOURCES = 13+6b+7b+8+Net Provisional Transactions | 0 | 59322.6 | 60343.4 | 61067 | 62483.8 | 62999.2 | 63341.4 | 63126.6 | 63230.8 | 64480.8 | 66174.8
2010 | US | FRCC | - | FRCC | W15a | ADJUSTED POTENTIAL CAPACITY RESOURCES = 13+6b+16b+16d+Net Provisional Transactions | 0 | 59322.6 | 60343.4 | 61067 | 62483.8 | 62999.2 | 63341.4 | 63126.6 | 63230.8 | 64480.8 | 66174.8
2010 | US | FRCC | - | FRCC | W16a | Confidence of Future, Other (7b), using reasonable judgement | 0 | 0 | 0 | 0 | 0 | 0 | 0 | 0 | 0 | 0 | 0
2010 | US | FRCC | - | FRCC | W16b | Net Future, Other Resources After Confidence Percentage Is Applied = 7b*16a | 0 | 0 | 0 | 0 | 0 | 0 | 0 | 0 | 0 | 0 | 0
2010 | US | FRCC | - | FRCC | W16c | Confidence of Conceptual (8), using reasonable judgement | 0 | 0 | 0 | 0 | 0 | 0 | 0 | 0 | 0 | 0 | 0
2010 | US | FRCC | - | FRCC | W16d | Net Conceptual Resources After Confidence Percentage Is Applied = 8*16c | 0 | 0 | 0 | 0 | 0 | 0 | 0 | 0 | 0 | 0 | 0
2010 | US | FRCC | - | FRCC | W17 | Region/Subregion Target Reserve Margin | 0 | 0.15 | 0.15 | 0.15 | 0.15 | 0.15 | 0.15 | 0.15 | 0.15 | 0.15 | 0.15
2010 | US | FRCC | - | FRCC | W18 | Existing Certain and Net Firm Transactions Reserve Margin = (12-3)/3 | 0 | 0.34278 | 0.32574 | 0.30739 | 0.2881 | 0.26821 | 0.2598 | 0.23434 | 0.21273 | 0.19141 | 0.17233
2010 | US | FRCC | - | FRCC | W19 | Anticipated Capacity Resources Reserve Margin = (13-3)/3 | 0 | 0.35667 | 0.3652 | 0.36289 | 0.37465 | 0.36424 | 0.35065 | 0.32534 | 0.30547 | 0.30844 | 0.32032
2010 | US | FRCC | - | FRCC | W20 | Prospective Capacity Resources Reserve Margin = (14-3)/3 | 0 | 0.38877 | 0.39693 | 0.39419 | 0.40549 | 0.39459 | 0.38053 | 0.35476 | 0.33441 | 0.33686 | 0.34825
2010 | US | FRCC | - | FRCC | W21 | Total Potential Resources Reserve Margin = (15-3)/3 | 0 | 0.38877 | 0.39693 | 0.39419 | 0.40549 | 0.39459 | 0.38053 | 0.35476 | 0.33441 | 0.33686 | 0.34825
2010 | US | FRCC | - | FRCC | W22 | Adjusted Potential Resources Reserve Margin = (15a-3)/3 | 0 | 0.38877 | 0.39693 | 0.39419 | 0.40549 | 0.39459 | 0.38053 | 0.35476 | 0.33441 | 0.33686 | 0.34825
2010 | US | FRCC | - | FRCC | W23 | Total Baseline Installed Capacity | 51250 | 0 | 0 | 0 | 0 | 0 | 0 | 0 | 0 | 0 | 0
2010 | US | MRO | - | - | W01 | Unrestricted Non-coincident Peak Demand = 2+1a+1b-1c-1d | 35350.7464 | 35773.2644 | 36926.17 | 37529.3488 | 38104.7419 | 38594.333 | 38974.7768 | 39433.3431 | 39872.0815 | 40323.3025 | 40654.1431
2010 | US | MRO | - | - | W01a | New Conservation (Energy Efficiency) | 0 | 81.2799 | 140.6407 | 200.521 | 257.9391 | 300.0511 | 344.6661 | 388.6087 | 425.6875 | 454.0626 | 476.5225
2010 | US | MRO | - | - | W01b | Estimated Diversity | 0 | 0 | 0 | 0 | 1 | 1 | 1 | 1 | 1 | 1 | 1
2010 | US | MRO | - | - | W01c | Additions for non-member load (load served by non-registered LSE's in a region) | 0 | 0 | 0 | 0 | 0 | 0 | 0 | 0 | 0 | 0 | 0
2010 | US | MRO | - | - | W01d | Stand-by Load Under Contract (Normally served by behind the meter generation) | 0 | 30.5 | 30.5 | 30.5 | 30.5 | 30.5 | 30.5 | 30.5 | 30.5 | 30.5 | 30.5
2010 | US | MRO | - | - | W02 | Total Internal Demand | 35350.7464 | 35722.4846 | 36816.0293 | 37359.3278 | 37876.3028 | 38323.7819 | 38659.6107 | 39074.2344 | 39475.894 | 39898.74 | 40207.1206
2010 | US | MRO | - | - | W02a | Direct Control Load Management | 732.7 | 996.7 | 1008.7 | 1022.7 | 1034.7 | 1050.7 | 1062.7 | 1078.7 | 1091.7 | 1106.7 | 1121.7
2010 | US | MRO | - | - | W02b | Contractually Interruptible (Curtailable) | 635.342 | 634.68 | 629.28 | 649.78 | 654.98 | 659.18 | 648.38 | 652.38 | 656.58 | 660.68 | 662.88
2010 | US | MRO | - | - | W02c | Critical Peak-Pricing (CPP) with Control | 0 | 0 | 0 | 0 | 0 | 0 | 0 | 0 | 0 | 0 | 0
2010 | US | MRO | - | - | W02d | Load as a Capacity Resource | 0 | 0 | 0 | 0 | 0 | 0 | 0 | 0 | 0 | 0 | 0
2010 | US | MRO | - | - | W03 | Net Internal Demand = 2-2a-2b-2c-2d | 33982.7044 | 34091.1046 | 35178.0493 | 35686.8478 | 36186.6228 | 36613.9019 | 36948.5307 | 37343.1544 | 37727.614 | 38131.36 | 38422.5406
2010 | US | MRO | - | - | W04a | Demand Response used for Reserves - Spinning | 0 | 0 | 0 | 0 | 0 | 0 | 0 | 0 | 0 | 0 | 0
2010 | US | MRO | - | - | W04b | Demand Response used for Reserves - Non-Spinning | 0 | 0 | 0 | 0 | 0 | 0 | 0 | 0 | 0 | 0 | 0
2010 | US | MRO | - | - | W04c | Demand Response used for Regulation | 0 | 0 | 0 | 0 | 0 | 0 | 0 | 0 | 0 | 0 | 0
2010 | US | MRO | - | - | W04d | Demand Response used for Energy, Voluntary - Emergency | 0 | 0 | 0 | 0 | 0 | 0 | 0 | 0 | 0 | 0 | 0
2010 | US | MRO | - | - | W05 | TOTAL INTERNAL CAPACITY = 6+7 | 56079 | 64264.549 | 66349.599 | 66349.599 | 66349.599 | 66349.599 | 66349.599 | 66349.599 | 66349.599 | 66349.599 | 66349.599
2010 | US | MRO | - | - | W06 | EXISTING CAPACITY = 6a+6b+6c | 56079 | 63832.249 | 63832.249 | 63832.249 | 63832.249 | 63832.249 | 63832.249 | 63832.249 | 63832.249 | 63832.249 | 63832.249
2010 | US | MRO | - | - | W06a | Existing, Certain | 45940 | 51404.473 | 51404.473 | 51404.473 | 51404.473 | 51404.473 | 51404.473 | 51404.473 | 51404.473 | 51404.473 | 51404.473
2010 | US | MRO | - | - | W06a1 | Wind Expected On-Peak | 0 | 1423.762 | 1423.762 | 1423.762 | 1423.762 | 1423.762 | 1423.762 | 1423.762 | 1423.762 | 1423.762 | 1423.762
2010 | US | MRO | - | - | W06a2 | Solar Expected On-Peak | 0 | 0 | 0 | 0 | 0 | 0 | 0 | 0 | 0 | 0 | 0
2010 | US | MRO | - | - | W06a3 | Hydro Expected On-Peak | 0 | 3519.7 | 3519.7 | 3519.7 | 3519.7 | 3519.7 | 3519.7 | 3519.7 | 3519.7 | 3519.7 | 3519.7
2010 | US | MRO | - | - | W06a4 | Biomass Expected On-Peak | 0 | 441.166 | 441.166 | 441.166 | 441.166 | 441.166 | 441.166 | 441.166 | 441.166 | 441.166 | 441.166
2010 | US | MRO | - | - | W06a5 | Load as a Capacity Resource Expected On-Peak (Load Management Programs) | 0 | 0 | 0 | 0 | 0 | 0 | 0 | 0 | 0 | 0 | 0
2010 | US | MRO | - | - | W06b | Existing, Other | 10000 | 5973.588 | 5973.588 | 5973.588 | 5973.588 | 5973.588 | 5973.588 | 5973.588 | 5973.588 | 5973.588 | 5973.588
2010 | US | MRO | - | - | W06b1 | Wind Derate On-Peak | 0 | 5695.048 | 5695.048 | 5695.048 | 5695.048 | 5695.048 | 5695.048 | 5695.048 | 5695.048 | 5695.048 | 5695.048
2010 | US | MRO | - | - | W06b2 | Solar Derate On-Peak | 0 | 0 | 0 | 0 | 0 | 0 | 0 | 0 | 0 | 0 | 0
2010 | US | MRO | - | - | W06b3 | Hydro Derate On-Peak | 0 | 18.9 | 18.9 | 18.9 | 18.9 | 18.9 | 18.9 | 18.9 | 18.9 | 18.9 | 18.9
2010 | US | MRO | - | - | W06b4 | Biomass Derate On-Peak | 0 | 0.8 | 0.8 | 0.8 | 0.8 | 0.8 | 0.8 | 0.8 | 0.8 | 0.8 | 0.8
2010 | US | MRO | - | - | W06b5 | Load as a Capacity Resource Derate On-Peak (Load Management Programs) | 0 | 0 | 0 | 0 | 0 | 0 | 0 | 0 | 0 | 0 | 0
2010 | US | MRO | - | - | W06b7 | Transmission-Limited Resources | 0 | 0 | 0 | 0 | 0 | 0 | 0 | 0 | 0 | 0 | 0
2010 | US | MRO | - | - | W06b8 | All Other Derates | 0 | 258.84 | 258.84 | 258.84 | 258.84 | 258.84 | 258.84 | 258.84 | 258.84 | 258.84 | 258.84
2010 | US | MRO | - | - | W06b9 | Energy Only | 0 | 0 | 0 | 0 | 0 | 0 | 0 | 0 | 0 | 0 | 0
2010 | US | MRO | - | - | W06c | Existing, Inoperable (Note: Not used in margin calculations) | 139 | 480.6 | 480.6 | 480.6 | 480.6 | 480.6 | 480.6 | 480.6 | 480.6 | 480.6 | 480.6
2010 | US | MRO | - | - | W07 | FUTURE CAPACITY ADDITIONS = 7a+7b | 0 | 222.7 | 1211.75 | 1211.75 | 1211.75 | 1211.75 | 1211.75 | 1211.75 | 1211.75 | 1211.75 | 1211.75
2010 | US | MRO | - | - | W07a | Future, Planned | 0 | 222.7 | 1211.75 | 1211.75 | 1211.75 | 1211.75 | 1211.75 | 1211.75 | 1211.75 | 1211.75 | 1211.75
2010 | US | MRO | - | - | W07a1 | Wind Expected On-Peak | 0 | 52.4 | 0 | 0 | 0 | 0 | 0 | 0 | 0 | 0 | 0
2010 | US | MRO | - | - | W07a2 | Wind Derate On-Peak | 0 | 209.6 | 1305.6 | 1305.6 | 1305.6 | 1305.6 | 1305.6 | 1305.6 | 1305.6 | 1305.6 | 1305.6
2010 | US | MRO | - | - | W07a3 | Solar Expected On-Peak | 0 | 0 | 0 | 0 | 0 | 0 | 0 | 0 | 0 | 0 | 0
2010 | US | MRO | - | - | W07a4 | Solar Derate On-Peak | 0 | 0 | 0 | 0 | 0 | 0 | 0 | 0 | 0 | 0 | 0
2010 | US | MRO | - | - | W07a5 | Hydro Expected On-Peak | 0 | 0 | 0 | 0 | 0 | 0 | 0 | 0 | 0 | 0 | 0
2010 | US | MRO | - | - | W07a6 | Hydro Derate On-Peak | 0 | 0 | 0 | 0 | 0 | 0 | 0 | 0 | 0 | 0 | 0
2010 | US | MRO | - | - | W07a7 | Biomass Expected On-Peak | 0 | 40 | 43 | 43 | 43 | 43 | 43 | 43 | 43 | 43 | 43
2010 | US | MRO | - | - | W07a8 | Biomass Derate On-Peak | 0 | 0 | 0 | 0 | 0 | 0 | 0 | 0 | 0 | 0 | 0
2010 | US | MRO | - | - | W07a9 | Demand Response Expected On-Peak (Load Management Programs) | 0 | 0 | 0 | 0 | 0 | 0 | 0 | 0 | 0 | 0 | 0
2010 | US | MRO | - | - | W07a10 | Demand Response Derate On-Peak (Load Management Programs) | 0 | 0 | 0 | 0 | 0 | 0 | 0 | 0 | 0 | 0 | 0
2010 | US | MRO | - | - | W07a11 | Transmission-Limited Resources | 0 | 0 | 0 | 0 | 0 | 0 | 0 | 0 | 0 | 0 | 0
2010 | US | MRO | - | - | W07a12 | Scheduled Outage - Maintenance | 0 | 0 | 0 | 0 | 0 | 0 | 0 | 0 | 0 | 0 | 0
2010 | US | MRO | - | - | W07a13 | All Other Derates | 0 | 0 | 0 | 0 | 0 | 0 | 0 | 0 | 0 | 0 | 0
2010 | US | MRO | - | - | W07a14 | Energy Only | 0 | 0 | 0 | 0 | 0 | 0 | 0 | 0 | 0 | 0 | 0
2010 | US | MRO | - | - | W07b | Future, Other | 0 | 0 | 0 | 0 | 0 | 0 | 0 | 0 | 0 | 0 | 0
2010 | US | MRO | - | - | W07b1 | Wind Expected On-Peak | 0 | 0 | 0 | 0 | 0 | 0 | 0 | 0 | 0 | 0 | 0
2010 | US | MRO | - | - | W07b2 | Wind Derate On-Peak | 0 | 0 | 0 | 0 | 0 | 0 | 0 | 0 | 0 | 0 | 0
2010 | US | MRO | - | - | W07b3 | Solar Expected On-Peak | 0 | 0 | 0 | 0 | 0 | 0 | 0 | 0 | 0 | 0 | 0
2010 | US | MRO | - | - | W07b4 | Solar Derate On-Peak | 0 | 0 | 0 | 0 | 0 | 0 | 0 | 0 | 0 | 0 | 0
2010 | US | MRO | - | - | W07b5 | Hydro Expected On-Peak | 0 | 0 | 0 | 0 | 0 | 0 | 0 | 0 | 0 | 0 | 0
2010 | US | MRO | - | - | W07b6 | Hydro Derate On-Peak | 0 | 0 | 0 | 0 | 0 | 0 | 0 | 0 | 0 | 0 | 0
2010 | US | MRO | - | - | W07b7 | Biomass Expected On-Peak | 0 | 0 | 0 | 0 | 0 | 0 | 0 | 0 | 0 | 0 | 0
2010 | US | MRO | - | - | W07b8 | Biomass Derate On-Peak | 0 | 0 | 0 | 0 | 0 | 0 | 0 | 0 | 0 | 0 | 0
2010 | US | MRO | - | - | W07b9 | Transmission-Limited Resources | 0 | 0 | 0 | 0 | 0 | 0 | 0 | 0 | 0 | 0 | 0
2010 | US | MRO | - | - | W07b10 | Scheduled Outage - Maintenance | 0 | 0 | 0 | 0 | 0 | 0 | 0 | 0 | 0 | 0 | 0
2010 | US | MRO | - | - | W07b11 | All Other Derates | 0 | 0 | 0 | 0 | 0 | 0 | 0 | 0 | 0 | 0 | 0
2010 | US | MRO | - | - | W07b12 | Energy Only | 0 | 0 | 0 | 0 | 0 | 0 | 0 | 0 | 0 | 0 | 0
2010 | US | MRO | - | - | W08 | Conceptual | 0 | 9741.9 | 19483.8 | 19483.8 | 19483.8 | 19483.8 | 19483.8 | 19483.8 | 19483.8 | 19483.8 | 19483.8
2010 | US | MRO | - | - | W08a1 | Wind Expected On-Peak | 0 | 8201.9 | 8201.9 | 8201.9 | 8201.9 | 8201.9 | 8201.9 | 8201.9 | 8201.9 | 8201.9 | 8201.9
2010 | US | MRO | - | - | W08a2 | Wind Derate On-Peak | 0 | 32807.6 | 32807.6 | 32807.6 | 32807.6 | 32807.6 | 32807.6 | 32807.6 | 32807.6 | 32807.6 | 32807.6
2010 | US | MRO | - | - | W08a3 | Solar Expected On-Peak | 0 | 0 | 0 | 0 | 0 | 0 | 0 | 0 | 0 | 0 | 0
2010 | US | MRO | - | - | W08a4 | Solar Derate On-Peak | 0 | 0 | 0 | 0 | 0 | 0 | 0 | 0 | 0 | 0 | 0
2010 | US | MRO | - | - | W08a5 | Hydro Expected On-Peak | 0 | 0 | 0 | 0 | 0 | 0 | 0 | 0 | 0 | 0 | 0
2010 | US | MRO | - | - | W08a6 | Hydro Derate On-Peak | 0 | 0 | 0 | 0 | 0 | 0 | 0 | 0 | 0 | 0 | 0
2010 | US | MRO | - | - | W08a7 | Biomass Expected On-Peak | 0 | 220 | 220 | 220 | 220 | 220 | 220 | 220 | 220 | 220 | 220
2010 | US | MRO | - | - | W08a8 | Biomass Derate On-Peak | 0 | 0 | 0 | 0 | 0 | 0 | 0 | 0 | 0 | 0 | 0
2010 | US | MRO | - | - | W08a9 | All Other Derates | 0 | 0 | 0 | 0 | 0 | 0 | 0 | 0 | 0 | 0 | 0
2010 | US | MRO | - | - | W08a10 | Energy Only | 0 | 0 | 0 | 0 | 0 | 0 | 0 | 0 | 0 | 0 | 0
2010 | US | MRO | - | - | W09 | ANTICIPATED INTERNAL CAPACITY = 6a+7a | 45940 | 51627.173 | 52616.223 | 52616.223 | 52616.223 | 52616.223 | 52616.223 | 52616.223 | 52616.223 | 52616.223 | 52616.223
2010 | US | MRO | - | - | W10 | CAPACITY TRANSACTIONS - IMPORTS = 10a+10b+10c+10d | 1662.1 | 2087.736 | 2081.236 | 2001.236 | 2126.236 | 2008.736 | 1533.736 | 1333.736 | 1333.736 | 1333.736 | 1333.736
2010 | US | MRO | - | - | W10a | Firm (Note: The sum of 10a1 and 10a2 must be <= 10a) | 1662.1 | 2087.736 | 2081.236 | 2001.236 | 1926.236 | 1808.736 | 1008.736 | 758.736 | 758.736 | 758.736 | 758.736
2010 | US | MRO | - | - | W10a1 | Full-Responsibility Purchases | 60.8 | 113.536 | 128.536 | 178.536 | 125.536 | 125.536 | 125.536 | 125.536 | 125.536 | 125.536 | 125.536
2010 | US | MRO | - | - | W10a2 | Owned Capacity/Entitlement Located Outside the Region/Subregion | 1217 | 1628.2 | 1644 | 1389.1 | 1134.2 | 1135.2 | 586.1 | 587 | 587.7 | 588.7 | 589.4
2010 | US | MRO | - | - | W10b | Non-firm | 0 | 0 | 0 | 0 | 0 | 0 | 0 | 0 | 0 | 0 | 0
2010 | US | MRO | - | - | W10c | Expected (Note: The sum of 10c1 and 10c2 must be <= 10c) | 0 | 0 | 0 | 0 | 100 | 100 | 425 | 325 | 325 | 325 | 325
2010 | US | MRO | - | - | W10c1 | Full-Responsibility Purchases | 0 | 0 | 0 | 0 | 0 | 0 | 0 | 0 | 0 | 0 | 0
2010 | US | MRO | - | - | W10c2 | Owned Capacity/Entitlement Located Outside the Region/Subregion | 0 | 0 | 0 | 0 | 0 | 0 | 325 | 325 | 325 | 325 | 325
2010 | US | MRO | - | - | W10d | Provisional – transactions under study, but negotiations have not begun. | 0 | 0 | 0 | 0 | 100 | 100 | 100 | 250 | 250 | 250 | 250
2010 | US | MRO | - | - | W11 | CAPACITY TRANSACTIONS - EXPORTS = 11a+11b+11c+11d | 0 | 0 | 0 | 0 | 0 | 0 | 0 | 0 | 0 | 0 | 0
2010 | US | MRO | - | - | W11a | Firm (Note: The sum of 11a1 and 11a2 must be <= 11a) | 1180 | 1130 | 1130 | 1050 | 1050 | 1050 | 0 | 0 | 0 | 0 | 0
2010 | US | MRO | - | - | W11a1 | Full-Responsibility Purchases | 50 | 50 | 50 | 0 | 0 | 0 | 0 | 0 | 0 | 0 | 0
2010 | US | MRO | - | - | W11a2 | Owned Capacity/Entitlement Located Outside the Region/Subregion | 1130 | 1080 | 1080 | 1050 | 1050 | 1050 | 0 | 0 | 0 | 0 | 0
2010 | US | MRO | - | - | W11b | Non-firm | 0 | 0 | 0 | 0 | 0 | 0 | 0 | 0 | 0 | 0 | 0
2010 | US | MRO | - | - | W11c | Expected (Note: The sum of 11c1 and 11c2 must be <= 11c) | 0 | 0 | 0 | 0 | 0 | 0 | 675 | 675 | 675 | 675 | 675
2010 | US | MRO | - | - | W11c1 | Full-Responsibility Purchases | 0 | 0 | 0 | 0 | 0 | 0 | 0 | 0 | 0 | 0 | 0
2010 | US | MRO | - | - | W11c2 | Owned Capacity/Entitlement Located Outside the Region/Subregion | 0 | 0 | 0 | 0 | 0 | 0 | 675 | 675 | 675 | 675 | 675
2010 | US | MRO | - | - | W11d | Provisional – transactions under study, but negotiations have not begun. | 0 | 0 | 0 | 0 | 0 | 0 | 0 | 0 | 0 | 0 | 0
2010 | US | MRO | - | - | W12 | EXISTING, CERTAIN CAPACITY & NET FIRM TRANSACTIONS = 6a+Net Firm Transactions | 46422.1 | 52362.209 | 52355.709 | 52355.709 | 52280.709 | 52163.209 | 52413.209 | 52163.209 | 52163.209 | 52163.209 | 52163.209
2010 | US | MRO | - | - | W13 | ANTICIPATED CAPACITY RESOURCES = 12+7a+Net Expected Transactions | 0 | 52584.909 | 53567.459 | 53567.459 | 53592.459 | 53474.959 | 53374.959 | 53024.959 | 53024.959 | 53024.959 | 53024.959
2010 | US | MRO | - | - | W14 | PROSPECTIVE CAPACITY RESOURCES = 13+6b+16b | 0 | 52584.909 | 53567.459 | 53567.459 | 53592.459 | 53474.959 | 53374.959 | 53024.959 | 53024.959 | 53024.959 | 53024.959
2010 | US | MRO | - | - | W15 | TOTAL POTENTIAL CAPACITY RESOURCES = 13+6b+7b+8+Net Provisional Transactions | 0 | 62326.809 | 73051.259 | 73051.259 | 73176.259 | 73058.759 | 72958.759 | 72758.759 | 72758.759 | 72758.759 | 72758.759
2010 | US | MRO | - | - | W15a | ADJUSTED POTENTIAL CAPACITY RESOURCES = 13+6b+16b+16d+Net Provisional Transactions | 0 | 55507.479 | 59412.599 | 59412.599 | 59537.599 | 59420.099 | 59320.099 | 59120.099 | 59120.099 | 59120.099 | 59120.099
2010 | US | MRO | - | - | W16a | Confidence of Future, Other (7b), using reasonable judgement | 0 | 1 | 1 | 1 | 1 | 1 | 1 | 1 | 1 | 1 | 1
2010 | US | MRO | - | - | W16b | Net Future, Other Resources After Confidence Percentage Is Applied = 7b*16a | 0 | 0 | 0 | 0 | 0 | 0 | 0 | 0 | 0 | 0 | 0
2010 | US | MRO | - | - | W16c | Confidence of Conceptual (8), using reasonable judgement | 0 | 0.3 | 0.3 | 0.3 | 0.3 | 0.3 | 0.3 | 0.3 | 0.3 | 0.3 | 0.3
2010 | US | MRO | - | - | W16d | Net Conceptual Resources After Confidence Percentage Is Applied = 8*16c | 0 | 2922.57 | 5845.14 | 5845.14 | 5845.14 | 5845.14 | 5845.14 | 5845.14 | 5845.14 | 5845.14 | 5845.14
2010 | US | MRO | - | - | W17 | Region/Subregion Target Reserve Margin | 0 | 0.15 | 0.15 | 0.15 | 0.15 | 0.15 | 0.15 | 0.15 | 0.15 | 0.15 | 0.15
2010 | US | MRO | - | - | W18 | Existing Certain and Net Firm Transactions Reserve Margin = (12-3)/3 | 0 | 0.53595 | 0.48831 | 0.46709 | 0.44475 | 0.42468 | 0.41855 | 0.39686 | 0.38263 | 0.36799 | 0.35762
2010 | US | MRO | - | - | W19 | Anticipated Capacity Resources Reserve Margin = (13-3)/3 | 0 | 0.54248 | 0.52275 | 0.50104 | 0.481 | 0.46051 | 0.44458 | 0.41994 | 0.40547 | 0.39059 | 0.38005
2010 | US | MRO | - | - | W20 | Prospective Capacity Resources Reserve Margin = (14-3)/3 | 0 | 0.54248 | 0.52275 | 0.50104 | 0.481 | 0.46051 | 0.44458 | 0.41994 | 0.40547 | 0.39059 | 0.38005
2010 | US | MRO | - | - | W21 | Total Potential Resources Reserve Margin = (15-3)/3 | 0 | 0.82824 | 1.0766 | 1.047 | 1.0222 | 0.99538 | 0.97461 | 0.94838 | 0.92853 | 0.90811 | 0.89365
2010 | US | MRO | - | - | W22 | Adjusted Potential Resources Reserve Margin = (15a-3)/3 | 0 | 0.62821 | 0.68891 | 0.66483 | 0.64529 | 0.62288 | 0.60548 | 0.58316 | 0.56702 | 0.55043 | 0.53868
2010 | US | MRO | - | - | W23 | Total Baseline Installed Capacity | 56079 | 0 | 0 | 0 | 0 | 0 | 0 | 0 | 0 | 0 | 0
2010 | CA | MRO | - | - | W01 | Unrestricted Non-coincident Peak Demand = 2+1a+1b-1c-1d | 7515 | 7647.3633 | 7816 | 8056 | 8244 | 8472 | 8602 | 8721 | 8847 | 8993 | 9098
2010 | CA | MRO | - | - | W01a | New Conservation (Energy Efficiency) | 0 | 87.0726 | 122.734 | 144.5267 | 162.872 | 163.6732 | 156.5085 | 159.0073 | 171.7499 | 181.6878 | 188.0974
2010 | CA | MRO | - | - | W01b | Estimated Diversity | 0 | 0 | 0 | 0 | 0 | 0 | 0 | 0 | 0 | 0 | 0
2010 | CA | MRO | - | - | W01c | Additions for non-member load (load served by non-registered LSE's in a region) | 0 | 0 | 0 | 0 | 0 | 0 | 0 | 0 | 0 | 0 | 0
2010 | CA | MRO | - | - | W01d | Stand-by Load Under Contract (Normally served by behind the meter generation) | 0 | 0 | 0 | 0 | 0 | 0 | 0 | 0 | 0 | 0 | 0
2010 | CA | MRO | - | - | W02 | Total Internal Demand | 7515 | 7560.2907 | 7693.266 | 7911.4733 | 8081.128 | 8308.3268 | 8445.4915 | 8561.9927 | 8675.2501 | 8811.3122 | 8909.9026
2010 | CA | MRO | - | - | W02a | Direct Control Load Management | 0 | 0 | 0 | 0 | 0 | 0 | 0 | 0 | 0 | 0 | 0
2010 | CA | MRO | - | - | W02b | Contractually Interruptible (Curtailable) | 244 | 304 | 304 | 304 | 304 | 304 | 304 | 304 | 304 | 304 | 304
2010 | CA | MRO | - | - | W02c | Critical Peak-Pricing (CPP) with Control | 0 | 0 | 0 | 0 | 0 | 0 | 0 | 0 | 0 | 0 | 0
2010 | CA | MRO | - | - | W02d | Load as a Capacity Resource | 0 | 0 | 0 | 0 | 0 | 0 | 0 | 0 | 0 | 0 | 0
2010 | CA | MRO | - | - | W03 | Net Internal Demand = 2-2a-2b-2c-2d | 7271 | 7256.2907 | 7389.266 | 7607.4733 | 7777.128 | 8004.3268 | 8141.4915 | 8257.9927 | 8371.2501 | 8507.3122 | 8605.9026
2010 | CA | MRO | - | - | W04a | Demand Response used for Reserves - Spinning | 0 | 0 | 0 | 0 | 0 | 0 | 0 | 0 | 0 | 0 | 0
2010 | CA | MRO | - | - | W04b | Demand Response used for Reserves - Non-Spinning | 0 | 0 | 0 | 0 | 0 | 0 | 0 | 0 | 0 | 0 | 0
2010 | CA | MRO | - | - | W04c | Demand Response used for Regulation | 0 | 0 | 0 | 0 | 0 | 0 | 0 | 0 | 0 | 0 | 0
2010 | CA | MRO | - | - | W04d | Demand Response used for Energy, Voluntary - Emergency | 0 | 0 | 0 | 0 | 0 | 0 | 0 | 0 | 0 | 0 | 0
2010 | CA | MRO | - | - | W05 | TOTAL INTERNAL CAPACITY = 6+7 | 9273 | 9777.23 | 10308.23 | 10481.23 | 10737.23 | 10675.23 | 10775.23 | 10994.23 | 10994.23 | 11244.23 | 11147.2
2010 | CA | MRO | - | - | W06 | EXISTING CAPACITY = 6a+6b+6c | 9273 | 9672.23 | 9672.23 | 9672.23 | 9672.23 | 9672.23 | 9672.23 | 9672.23 | 9672.23 | 9672.23 | 9672.23
2010 | CA | MRO | - | - | W06a | Existing, Certain | 8960 | 8998.63 | 8998.63 | 8998.63 | 8998.63 | 8998.63 | 8998.63 | 8998.63 | 8998.63 | 8998.63 | 8998.63
2010 | CA | MRO | - | - | W06a1 | Wind Expected On-Peak | 0 | 84.2 | 84.2 | 84.2 | 84.2 | 84.2 | 84.2 | 84.2 | 84.2 | 84.2 | 84.2
2010 | CA | MRO | - | - | W06a2 | Solar Expected On-Peak | 0 | 0 | 0 | 0 | 0 | 0 | 0 | 0 | 0 | 0 | 0
2010 | CA | MRO | - | - | W06a3 | Hydro Expected On-Peak | 0 | 5817.13 | 5817.13 | 5817.13 | 5817.13 | 5817.13 | 5817.13 | 5817.13 | 5817.13 | 5817.13 | 5817.13
2010 | CA | MRO | - | - | W06a4 | Biomass Expected On-Peak | 0 | 0 | 0 | 0 | 0 | 0 | 0 | 0 | 0 | 0 | 0
2010 | CA | MRO | - | - | W06a5 | Load as a Capacity Resource Expected On-Peak (Load Management Programs) | 0 | 0 | 0 | 0 | 0 | 0 | 0 | 0 | 0 | 0 | 0
2010 | CA | MRO | - | - | W06b | Existing, Other | 300 | 336.8 | 336.8 | 336.8 | 336.8 | 336.8 | 336.8 | 336.8 | 336.8 | 336.8 | 336.8
2010 | CA | MRO | - | - | W06b1 | Wind Derate On-Peak | 0 | 336.8 | 336.8 | 336.8 | 336.8 | 336.8 | 336.8 | 336.8 | 336.8 | 336.8 | 336.8
2010 | CA | MRO | - | - | W06b2 | Solar Derate On-Peak | 0 | 0 | 0 | 0 | 0 | 0 | 0 | 0 | 0 | 0 | 0
2010 | CA | MRO | - | - | W06b3 | Hydro Derate On-Peak | 0 | 0 | 0 | 0 | 0 | 0 | 0 | 0 | 0 | 0 | 0
2010 | CA | MRO | - | - | W06b4 | Biomass Derate On-Peak | 0 | 0 | 0 | 0 | 0 | 0 | 0 | 0 | 0 | 0 | 0
2010 | CA | MRO | - | - | W06b5 | Load as a Capacity Resource Derate On-Peak (Load Management Programs) | 0 | 0 | 0 | 0 | 0 | 0 | 0 | 0 | 0 | 0 | 0
2010 | CA | MRO | - | - | W06b7 | Transmission-Limited Resources | 0 | 0 | 0 | 0 | 0 | 0 | 0 | 0 | 0 | 0 | 0
2010 | CA | MRO | - | - | W06b8 | All Other Derates | 0 | 0 | 0 | 0 | 0 | 0 | 0 | 0 | 0 | 0 | 0
2010 | CA | MRO | - | - | W06b9 | Energy Only | 0 | 0 | 0 | 0 | 0 | 0 | 0 | 0 | 0 | 0 | 0
2010 | CA | MRO | - | - | W06c | Existing, Inoperable (Note: Not used in margin calculations) | 13 | 0 | 0 | 0 | 0 | 0 | 0 | 0 | 0 | 0 | 0
2010 | CA | MRO | - | - | W07 | FUTURE CAPACITY ADDITIONS = 7a+7b | 0 | 105 | 525.6 | 698.6 | 954.6 | 892.6 | 992.6 | 1211.6 | 1211.6 | 1461.6 | 1364.57
2010 | CA | MRO | - | - | W07a | Future, Planned | 0 | 105 | 525.6 | 698.6 | 954.6 | 892.6 | 992.6 | 1211.6 | 1211.6 | 1461.6 | 1364.57
2010 | CA | MRO | - | - | W07a1 | Wind Expected On-Peak | 0 | 0 | 0 | 0 | 0 | 0 | 0 | 0 | 0 | 0 | 0
2010 | CA | MRO | - | - | W07a2 | Wind Derate On-Peak | 0 | 0 | 110.4 | 110.4 | 110.4 | 110.4 | 110.4 | 110.4 | 110.4 | 110.4 | 110.4
2010 | CA | MRO | - | - | W07a3 | Solar Expected On-Peak | 0 | 0 | 0 | 0 | 0 | 0 | 0 | 0 | 0 | 0 | 0
2010 | CA | MRO | - | - | W07a4 | Solar Derate On-Peak | 0 | 0 | 0 | 0 | 0 | 0 | 0 | 0 | 0 | 0 | 0
2010 | CA | MRO | - | - | W07a5 | Hydro Expected On-Peak | 0 | 11 | 158 | 237 | 248 | 248 | 248 | 248 | 248 | 498 | 498
2010 | CA | MRO | - | - | W07a6 | Hydro Derate On-Peak | 0 | 0 | 0 | 0 | 0 | 0 | 0 | 0 | 0 | 0 | 0
2010 | CA | MRO | - | - | W07a7 | Biomass Expected On-Peak | 0 | 0 | 0 | 0 | 0 | 0 | 0 | 0 | 0 | 0 | 0
2010 | CA | MRO | - | - | W07a8 | Biomass Derate On-Peak | 0 | 0 | 0 | 0 | 0 | 0 | 0 | 0 | 0 | 0 | 0
2010 | CA | MRO | - | - | W07a9 | Demand Response Expected On-Peak (Load Management Programs) | 0 | 0 | 0 | 0 | 0 | 0 | 0 | 0 | 0 | 0 | 0
2010 | CA | MRO | - | - | W07a10 | Demand Response Derate On-Peak (Load Management Programs) | 0 | 0 | 0 | 0 | 0 | 0 | 0 | 0 | 0 | 0 | 0
2010 | CA | MRO | - | - | W07a11 | Transmission-Limited Resources | 0 | 0 | 0 | 0 | 0 | 0 | 0 | 0 | 0 | 0 | 0
2010 | CA | MRO | - | - | W07a12 | Scheduled Outage - Maintenance | 0 | 0 | 0 | 0 | 0 | 0 | 0 | 0 | 0 | 0 | 0
2010 | CA | MRO | - | - | W07a13 | All Other Derates | 0 | 0 | 0 | 0 | 0 | 0 | 0 | 0 | 0 | 0 | 0
2010 | CA | MRO | - | - | W07a14 | Energy Only | 0 | 0 | 0 | 0 | 0 | 0 | 0 | 0 | 0 | 0 | 0
2010 | CA | MRO | - | - | W07b | Future, Other | 0 | 0 | 0 | 0 | 0 | 0 | 0 | 0 | 0 | 0 | 0
2010 | CA | MRO | - | - | W07b1 | Wind Expected On-Peak | 0 | 0 | 0 | 0 | 0 | 0 | 0 | 0 | 0 | 0 | 0
2010 | CA | MRO | - | - | W07b2 | Wind Derate On-Peak | 0 | 0 | 0 | 0 | 0 | 0 | 0 | 0 | 0 | 0 | 0
2010 | CA | MRO | - | - | W07b3 | Solar Expected On-Peak | 0 | 0 | 0 | 0 | 0 | 0 | 0 | 0 | 0 | 0 | 0
2010 | CA | MRO | - | - | W07b4 | Solar Derate On-Peak | 0 | 0 | 0 | 0 | 0 | 0 | 0 | 0 | 0 | 0 | 0
2010 | CA | MRO | - | - | W07b5 | Hydro Expected On-Peak | 0 | 0 | 0 | 0 | 0 | 0 | 0 | 0 | 0 | 0 | 0
2010 | CA | MRO | - | - | W07b6 | Hydro Derate On-Peak | 0 | 0 | 0 | 0 | 0 | 0 | 0 | 0 | 0 | 0 | 0
2010 | CA | MRO | - | - | W07b7 | Biomass Expected On-Peak | 0 | 0 | 0 | 0 | 0 | 0 | 0 | 0 | 0 | 0 | 0
2010 | CA | MRO | - | - | W07b8 | Biomass Derate On-Peak | 0 | 0 | 0 | 0 | 0 | 0 | 0 | 0 | 0 | 0 | 0
2010 | CA | MRO | - | - | W07b9 | Transmission-Limited Resources | 0 | 0 | 0 | 0 | 0 | 0 | 0 | 0 | 0 | 0 | 0
2010 | CA | MRO | - | - | W07b10 | Scheduled Outage - Maintenance | 0 | 0 | 0 | 0 | 0 | 0 | 0 | 0 | 0 | 0 | 0
2010 | CA | MRO | - | - | W07b11 | All Other Derates | 0 | 0 | 0 | 0 | 0 | 0 | 0 | 0 | 0 | 0 | 0
2010 | CA | MRO | - | - | W07b12 | Energy Only | 0 | 224 | -6 | -6 | -6 | -6 | -6 | -6 | -6 | -6 | -6
2010 | CA | MRO | - | - | W08 | Conceptual | 0 | 0 | 0 | 0 | 0 | 0 | 0 | 0 | 0 | 800 | 1600
2010 | CA | MRO | - | - | W08a1 | Wind Expected On-Peak | 0 | 0 | 0 | 0 | 0 | 0 | 0 | 0 | 0 | 0 | 0
2010 | CA | MRO | - | - | W08a2 | Wind Derate On-Peak | 0 | 0 | 0 | 0 | 0 | 0 | 0 | 0 | 0 | 0 | 0
2010 | CA | MRO | - | - | W08a3 | Solar Expected On-Peak | 0 | 0 | 0 | 0 | 0 | 0 | 0 | 0 | 0 | 0 | 0
2010 | CA | MRO | - | - | W08a4 | Solar Derate On-Peak | 0 | 0 | 0 | 0 | 0 | 0 | 0 | 0 | 0 | 0 | 0
2010 | CA | MRO | - | - | W08a5 | Hydro Expected On-Peak | 0 | 0 | 0 | 0 | 0 | 0 | 0 | 0 | 0 | 400 | 800
2010 | CA | MRO | - | - | W08a6 | Hydro Derate On-Peak | 0 | 0 | 0 | 0 | 0 | 0 | 0 | 0 | 0 | 0 | 0
2010 | CA | MRO | - | - | W08a7 | Biomass Expected On-Peak | 0 | 0 | 0 | 0 | 0 | 0 | 0 | 0 | 0 | 0 | 0
2010 | CA | MRO | - | - | W08a8 | Biomass Derate On-Peak | 0 | 0 | 0 | 0 | 0 | 0 | 0 | 0 | 0 | 0 | 0
2010 | CA | MRO | - | - | W08a9 | All Other Derates | 0 | 0 | 0 | 0 | 0 | 0 | 0 | 0 | 0 | 0 | 0
2010 | CA | MRO | - | - | W08a10 | Energy Only | 0 | 0 | 0 | 0 | 0 | 0 | 0 | 0 | 0 | 0 | 0
2010 | CA | MRO | - | - | W09 | ANTICIPATED INTERNAL CAPACITY = 6a+7a | 8960 | 9103.63 | 9524.23 | 9697.23 | 9953.23 | 9891.23 | 9991.23 | 10210.23 | 10210.23 | 10460.23 | 10363.2
2010 | CA | MRO | - | - | W10 | CAPACITY TRANSACTIONS - IMPORTS = 10a+10b+10c+10d | 550 | 550 | 550 | 500 | 500 | 500 | 350 | 350 | 350 | 350 | 350
2010 | CA | MRO | - | - | W10a | Firm (Note: The sum of 10a1 and 10a2 must be <= 10a) | 550 | 550 | 550 | 500 | 500 | 500 | 0 | 0 | 0 | 0 | 0
2010 | CA | MRO | - | - | W10a1 | Full-Responsibility Purchases | 50 | 50 | 50 | 0 | 0 | 0 | 0 | 0 | 0 | 0 | 0
2010 | CA | MRO | - | - | W10a2 | Owned Capacity/Entitlement Located Outside the Region/Subregion | 500 | 500 | 500 | 500 | 500 | 500 | 0 | 0 | 0 | 0 | 0
2010 | CA | MRO | - | - | W10b | Non-firm | 0 | 0 | 0 | 0 | 0 | 0 | 0 | 0 | 0 | 0 | 0
2010 | CA | MRO | - | - | W10c | Expected (Note: The sum of 10c1 and 10c2 must be <= 10c) | 0 | 0 | 0 | 0 | 0 | 0 | 350 | 350 | 350 | 350 | 350
2010 | CA | MRO | - | - | W10c1 | Full-Responsibility Purchases | 0 | 0 | 0 | 0 | 0 | 0 | 0 | 0 | 0 | 0 | 0
2010 | CA | MRO | - | - | W10c2 | Owned Capacity/Entitlement Located Outside the Region/Subregion | 0 | 0 | 0 | 0 | 0 | 0 | 350 | 350 | 350 | 350 | 350
2010 | CA | MRO | - | - | W10d | Provisional – transactions under study, but negotiations have not begun. | 0 | 0 | 0 | 0 | 0 | 0 | 0 | 0 | 0 | 0 | 0
2010 | CA | MRO | - | - | W11 | CAPACITY TRANSACTIONS - EXPORTS = 11a+11b+11c+11d | 630 | 580 | 580 | 550 | 550 | 550 | 325 | 325 | 325 | 325 | 325
2010 | CA | MRO | - | - | W11a | Firm (Note: The sum of 11a1 and 11a2 must be <= 11a) | 630 | 580 | 580 | 550 | 550 | 550 | 0 | 0 | 0 | 0 | 0
2010 | CA | MRO | - | - | W11a1 | Full-Responsibility Purchases | 0 | 0 | 0 | 0 | 0 | 0 | 0 | 0 | 0 | 0 | 0
2010 | CA | MRO | - | - | W11a2 | Owned Capacity/Entitlement Located Outside the Region/Subregion | 630 | 580 | 580 | 550 | 550 | 550 | 0 | 0 | 0 | 0 | 0
2010 | CA | MRO | - | - | W11b | Non-firm | 0 | 0 | 0 | 0 | 0 | 0 | 0 | 0 | 0 | 0 | 0
2010 | CA | MRO | - | - | W11c | Expected (Note: The sum of 11c1 and 11c2 must be <= 11c) | 0 | 0 | 0 | 0 | 0 | 0 | 325 | 325 | 325 | 325 | 325
2010 | CA | MRO | - | - | W11c1 | Full-Responsibility Purchases | 0 | 0 | 0 | 0 | 0 | 0 | 0 | 0 | 0 | 0 | 0
2010 | CA | MRO | - | - | W11c2 | Owned Capacity/Entitlement Located Outside the Region/Subregion | 0 | 0 | 0 | 0 | 0 | 0 | 325 | 325 | 325 | 325 | 325
2010 | CA | MRO | - | - | W11d | Provisional – transactions under study, but negotiations have not begun. | 0 | 0 | 0 | 0 | 0 | 0 | 0 | 0 | 0 | 0 | 0
2010 | CA | MRO | - | - | W12 | EXISTING, CERTAIN CAPACITY & NET FIRM TRANSACTIONS = 6a+Net Firm Transactions | 8880 | 8968.63 | 8968.63 | 8948.63 | 8948.63 | 8948.63 | 8998.63 | 8998.63 | 8998.63 | 8998.63 | 8998.63
2010 | CA | MRO | - | - | W13 | ANTICIPATED CAPACITY RESOURCES = 12+7a+Net Expected Transactions | 0 | 9073.63 | 9494.23 | 9647.23 | 9903.23 | 9841.23 | 10016.23 | 10235.23 | 10235.23 | 10485.23 | 10388.2
2010 | CA | MRO | - | - | W14 | PROSPECTIVE CAPACITY RESOURCES = 13+6b+16b | 0 | 9073.63 | 9494.23 | 9647.23 | 9903.23 | 9841.23 | 10016.23 | 10235.23 | 10235.23 | 10485.23 | 10388.2
2010 | CA | MRO | - | - | W15 | TOTAL POTENTIAL CAPACITY RESOURCES = 13+6b+7b+8+Net Provisional Transactions | 0 | 9073.63 | 9494.23 | 9647.23 | 9903.23 | 9841.23 | 10016.23 | 10235.23 | 10235.23 | 11285.23 | 11988.2
2010 | CA | MRO | - | - | W15a | ADJUSTED POTENTIAL CAPACITY RESOURCES = 13+6b+16b+16d+Net Provisional Transactions | 0 | 9073.63 | 9494.23 | 9647.23 | 9903.23 | 9841.23 | 10016.23 | 10235.23 | 10235.23 | 11285.23 | 11988.2
2010 | CA | MRO | - | - | W16a | Confidence of Future, Other (7b), using reasonable judgement | 0 | 0 | 0 | 0 | 0 | 0 | 0 | 0 | 0 | 0 | 0
2010 | CA | MRO | - | - | W16b | Net Future, Other Resources After Confidence Percentage Is Applied = 7b*16a | 0 | 0 | 0 | 0 | 0 | 0 | 0 | 0 | 0 | 0 | 0
2010 | CA | MRO | - | - | W16c | Confidence of Conceptual (8), using reasonable judgement | 0 | 1 | 1 | 1 | 1 | 1 | 1 | 1 | 1 | 1 | 1
2010 | CA | MRO | - | - | W16d | Net Conceptual Resources After Confidence Percentage Is Applied = 8*16c | 0 | 0 | 0 | 0 | 0 | 0 | 0 | 0 | 0 | 800 | 1600
2010 | CA | MRO | - | - | W17 | Region/Subregion Target Reserve Margin | 0 | 0.1 | 0.1 | 0.1 | 0.1 | 0.1 | 0.1 | 0.1 | 0.1 | 0.1 | 0.1
2010 | CA | MRO | - | - | W18 | Existing Certain and Net Firm Transactions Reserve Margin = (12-3)/3 | 0 | 0.23598 | 0.21374 | 0.17629 | 0.15063 | 0.11797 | 0.10528 | 0.089687 | 0.074945 | 0.057752 | 0.045635
2010 | CA | MRO | - | - | W19 | Anticipated Capacity Resources Reserve Margin = (13-3)/3 | 0 | 0.25045 | 0.28487 | 0.26813 | 0.27338 | 0.22949 | 0.23027 | 0.23943 | 0.22266 | 0.2325 | 0.2071
2010 | CA | MRO | - | - | W20 | Prospective Capacity Resources Reserve Margin = (14-3)/3 | 0 | 0.25045 | 0.28487 | 0.26813 | 0.27338 | 0.22949 | 0.23027 | 0.23943 | 0.22266 | 0.2325 | 0.2071
2010 | CA | MRO | - | - | W21 | Total Potential Resources Reserve Margin = (15-3)/3 | 0 | 0.25045 | 0.28487 | 0.26813 | 0.27338 | 0.22949 | 0.23027 | 0.23943 | 0.22266 | 0.32653 | 0.39302
2010 | CA | MRO | - | - | W22 | Adjusted Potential Resources Reserve Margin = (15a-3)/3 | 0 | 0.25045 | 0.28487 | 0.26813 | 0.27338 | 0.22949 | 0.23027 | 0.23943 | 0.22266 | 0.32653 | 0.39302
2010 | CA | MRO | - | - | W23 | Total Baseline Installed Capacity | 9273 | 0 | 0 | 0 | 0 | 0 | 0 | 0 | 0 | 0 | 0
2010 | TL | MRO | - | - | W01 | Unrestricted Non-coincident Peak Demand = 2+1a+1b-1c-1d | 42865.7464 | 43326.6467 | 44742.17 | 45585.3488 | 46348.7419 | 47066.333 | 47576.7768 | 48154.3431 | 48719.0815 | 49316.3025 | 49752.1431
2010 | TL | MRO | - | - | W01a | New Conservation (Energy Efficiency) | 0 | 168.3525 | 263.3747 | 345.0478 | 420.8111 | 463.7243 | 501.1746 | 547.616 | 597.4373 | 635.7504 | 664.6199
2010 | TL | MRO | - | - | W01b | Estimated Diversity | 0 | 0 | 0 | 0 | 1 | 1 | 1 | 1 | 1 | 1 | 1
2010 | TL | MRO | - | - | W01c | Additions for non-member load (load served by non-registered LSE's in a region) | 0 | 0 | 0 | 0 | 0 | 0 | 0 | 0 | 0 | 0 | 0
2010 | TL | MRO | - | - | W01d | Stand-by Load Under Contract (Normally served by behind the meter generation) | 0 | 30.5 | 30.5 | 30.5 | 30.5 | 30.5 | 30.5 | 30.5 | 30.5 | 30.5 | 30.5
2010 | TL | MRO | - | - | W02 | Total Internal Demand | 42865.7464 | 43188.7942 | 44509.2953 | 45270.801 | 45957.4308 | 46632.1087 | 47105.1022 | 47636.2271 | 48151.1441 | 48710.0521 | 49117.0232
2010 | TL | MRO | - | - | W02a | Direct Control Load Management | 732.7 | 996.7 | 1008.7 | 1022.7 | 1034.7 | 1050.7 | 1062.7 | 1078.7 | 1091.7 | 1106.7 | 1121.7
2010 | TL | MRO | - | - | W02b | Contractually Interruptible (Curtailable) | 879.342 | 938.68 | 933.28 | 953.78 | 958.98 | 963.18 | 952.38 | 956.38 | 960.58 | 964.68 | 966.88
2010 | TL | MRO | - | - | W02c | Critical Peak-Pricing (CPP) with Control | 0 | 0 | 0 | 0 | 0 | 0 | 0 | 0 | 0 | 0 | 0
2010 | TL | MRO | - | - | W02d | Load as a Capacity Resource | 0 | 0 | 0 | 0 | 0 | 0 | 0 | 0 | 0 | 0 | 0
2010 | TL | MRO | - | - | W03 | Net Internal Demand = 2-2a-2b-2c-2d | 41253.7044 | 41253.4142 | 42567.3153 | 43294.321 | 43963.7508 | 44618.2287 | 45090.0222 | 45601.1471 | 46098.8641 | 46638.6721 | 47028.4432
2010 | TL | MRO | - | - | W04a | Demand Response used for Reserves - Spinning | 0 | 0 | 0 | 0 | 0 | 0 | 0 | 0 | 0 | 0 | 0
2010 | TL | MRO | - | - | W04b | Demand Response used for Reserves - Non-Spinning | 0 | 0 | 0 | 0 | 0 | 0 | 0 | 0 | 0 | 0 | 0
2010 | TL | MRO | - | - | W04c | Demand Response used for Regulation | 0 | 0 | 0 | 0 | 0 | 0 | 0 | 0 | 0 | 0 | 0
2010 | TL | MRO | - | - | W04d | Demand Response used for Energy, Voluntary - Emergency | 0 | 0 | 0 | 0 | 0 | 0 | 0 | 0 | 0 | 0 | 0
2010 | TL | MRO | - | - | W05 | TOTAL INTERNAL CAPACITY = 6+7 | 65352 | 74250.4523 | 75640.229 | 76402.4068 | 76980.7846 | 76939.5457 | 77036.8957 | 77381.8957 | 77381.8957 | 77631.8957 | 77531.1157
2010 | TL | MRO | - | - | W06 | EXISTING CAPACITY = 6a+6b+6c | 65352 | 73504.479 | 73504.479 | 73504.479 | 73504.479 | 73504.479 | 73504.479 | 73504.479 | 73504.479 | 73504.479 | 73504.479
2010 | TL | MRO | - | - | W06a | Existing, Certain | 54900 | 60403.103 | 60403.103 | 60403.103 | 60403.103 | 60403.103 | 60403.103 | 60403.103 | 60403.103 | 60403.103 | 60403.103
2010 | TL | MRO | - | - | W06a1 | Wind Expected On-Peak | 0 | 1507.962 | 1507.962 | 1507.962 | 1507.962 | 1507.962 | 1507.962 | 1507.962 | 1507.962 | 1507.962 | 1507.962
2010 | TL | MRO | - | - | W06a2 | Solar Expected On-Peak | 0 | 0 | 0 | 0 | 0 | 0 | 0 | 0 | 0 | 0 | 0
2010 | TL | MRO | - | - | W06a3 | Hydro Expected On-Peak | 0 | 9336.83 | 9336.83 | 9336.83 | 9336.83 | 9336.83 | 9336.83 | 9336.83 | 9336.83 | 9336.83 | 9336.83
2010 | TL | MRO | - | - | W06a4 | Biomass Expected On-Peak | 0 | 441.166 | 441.166 | 441.166 | 441.166 | 441.166 | 441.166 | 441.166 | 441.166 | 441.166 | 441.166
2010 | TL | MRO | - | - | W06a5 | Load as a Capacity Resource Expected On-Peak (Load Management Programs) | 0 | 0 | 0 | 0 | 0 | 0 | 0 | 0 | 0 | 0 | 0
2010 | TL | MRO | - | - | W06b | Existing, Other | 10300 | 6310.388 | 6310.388 | 6310.388 | 6310.388 | 6310.388 | 6310.388 | 6310.388 | 6310.388 | 6310.388 | 6310.388
2010 | TL | MRO | - | - | W06b1 | Wind Derate On-Peak | 0 | 6031.848 | 6031.848 | 6031.848 | 6031.848 | 6031.848 | 6031.848 | 6031.848 | 6031.848 | 6031.848 | 6031.848
2010 | TL | MRO | - | - | W06b2 | Solar Derate On-Peak | 0 | 0 | 0 | 0 | 0 | 0 | 0 | 0 | 0 | 0 | 0
2010 | TL | MRO | - | - | W06b3 | Hydro Derate On-Peak | 0 | 18.9 | 18.9 | 18.9 | 18.9 | 18.9 | 18.9 | 18.9 | 18.9 | 18.9 | 18.9
2010 | TL | MRO | - | - | W06b4 | Biomass Derate On-Peak | 0 | 0.8 | 0.8 | 0.8 | 0.8 | 0.8 | 0.8 | 0.8 | 0.8 | 0.8 | 0.8
2010 | TL | MRO | - | - | W06b5 | Load as a Capacity Resource Derate On-Peak (Load Management Programs) | 0 | 0 | 0 | 0 | 0 | 0 | 0 | 0 | 0 | 0 | 0
2010 | TL | MRO | - | - | W06b7 | Transmission-Limited Resources | 0 | 0 | 0 | 0 | 0 | 0 | 0 | 0 | 0 | 0 | 0
2010 | TL | MRO | - | - | W06b8 | All Other Derates | 0 | 258.84 | 258.84 | 258.84 | 258.84 | 258.84 | 258.84 | 258.84 | 258.84 | 258.84 | 258.84
2010 | TL | MRO | - | - | W06b9 | Energy Only | 0 | 0 | 0 | 0 | 0 | 0 | 0 | 0 | 0 | 0 | 0
2010 | TL | MRO | - | - | W06c | Existing, Inoperable (Note: Not used in margin calculations) | 152 | 480.6 | 480.6 | 480.6 | 480.6 | 480.6 | 480.6 | 480.6 | 480.6 | 480.6 | 480.6
2010 | TL | MRO | - | - | W07 | FUTURE CAPACITY ADDITIONS = 7a+7b | 0 | 327.7 | 1150.95 | 1701.55 | 2019.15 | 1957.15 | 2054.5 | 2399.5 | 2399.5 | 2649.5 | 2548.72
2010 | TL | MRO | - | - | W07a | Future, Planned | 0 | 327.7 | 1150.95 | 1701.55 | 2019.15 | 1957.15 | 2054.5 | 2399.5 | 2399.5 | 2649.5 | 2548.72
2010 | TL | MRO | - | - | W07a1 | Wind Expected On-Peak | 0 | 52.4 | 0 | 0 | 0 | 0 | 0 | 0 | 0 | 0 | 0
2010 | TL | MRO | - | - | W07a2 | Wind Derate On-Peak | 0 | 209.6 | 942 | 1162.8 | 1443.6 | 1443.6 | 1443.6 | 1443.6 | 1443.6 | 1443.6 | 1443.6
2010 | TL | MRO | - | - | W07a3 | Solar Expected On-Peak | 0 | 0 | 0 | 0 | 0 | 0 | 0 | 0 | 0 | 0 | 0
2010 | TL | MRO | - | - | W07a4 | Solar Derate On-Peak | 0 | 0 | 0 | 0 | 0 | 0 | 0 | 0 | 0 | 0 | 0
2010 | TL | MRO | - | - | W07a5 | Hydro Expected On-Peak | 0 | 11 | 158 | 237 | 248 | 248 | 248 | 248 | 248 | 498 | 498
2010 | TL | MRO | - | - | W07a6 | Hydro Derate On-Peak | 0 | 0 | 0 | 0 | 0 | 0 | 0 | 0 | 0 | 0 | 0
2010 | TL | MRO | - | - | W07a7 | Biomass Expected On-Peak | 0 | 40 | 41.6 | 43 | 43 | 43 | 143 | 143 | 143 | 143 | 143
2010 | TL | MRO | - | - | W07a8 | Biomass Derate On-Peak | 0 | 0 | 0 | 0 | 0 | 0 | 0 | 0 | 0 | 0 | 0
2010 | TL | MRO | - | - | W07a9 | Demand Response Expected On-Peak (Load Management Programs) | 0 | 0 | 0 | 0 | 0 | 0 | 0 | 0 | 0 | 0 | 0
2010 | TL | MRO | - | - | W07a10 | Demand Response Derate On-Peak (Load Management Programs) | 0 | 0 | 0 | 0 | 0 | 0 | 0 | 0 | 0 | 0 | 0
2010 | TL | MRO | - | - | W07a11 | Transmission-Limited Resources | 0 | 0 | 0 | 0 | 0 | 0 | 0 | 0 | 0 | 0 | 0
2010 | TL | MRO | - | - | W07a12 | Scheduled Outage - Maintenance | 0 | 208.6733 | 42.8 | 33.5778 | 13.5556 | 34.3167 | 34.3167 | 34.3167 | 34.3167 | 34.3167 | 34.3167
2010 | TL | MRO | - | - | W07a13 | All Other Derates | 0 | 0 | 0 | 0 | 0 | 0 | 0 | 0 | 0 | 0 | 0
2010 | TL | MRO | - | - | W07a14 | Energy Only | 0 | 0 | 0 | 0 | 0 | 0 | 0 | 0 | 0 | 0 | 0
2010 | TL | MRO | - | - | W07b | Future, Other | 0 | 0 | 0 | 0 | 0 | 0 | 0 | 0 | 0 | 0 | 0
2010 | TL | MRO | - | - | W07b1 | Wind Expected On-Peak | 0 | 0 | 0 | 0 | 0 | 0 | 0 | 0 | 0 | 0 | 0
2010 | TL | MRO | - | - | W07b2 | Wind Derate On-Peak | 0 | 0 | 0 | 0 | 0 | 0 | 0 | 0 | 0 | 0 | 0
2010 | TL | MRO | - | - | W07b3 | Solar Expected On-Peak | 0 | 0 | 0 | 0 | 0 | 0 | 0 | 0 | 0 | 0 | 0
2010 | TL | MRO | - | - | W07b4 | Solar Derate On-Peak | 0 | 0 | 0 | 0 | 0 | 0 | 0 | 0 | 0 | 0 | 0
2010 | TL | MRO | - | - | W07b5 | Hydro Expected On-Peak | 0 | 0 | 0 | 0 | 0 | 0 | 0 | 0 | 0 | 0 | 0
2010 | TL | MRO | - | - | W07b6 | Hydro Derate On-Peak | 0 | 0 | 0 | 0 | 0 | 0 | 0 | 0 | 0 | 0 | 0
2010 | TL | MRO | - | - | W07b7 | Biomass Expected On-Peak | 0 | 0 | 0 | 0 | 0 | 0 | 0 | 0 | 0 | 0 | 0
2010 | TL | MRO | - | - | W07b8 | Biomass Derate On-Peak | 0 | 0 | 0 | 0 | 0 | 0 | 0 | 0 | 0 | 0 | 0
2010 | TL | MRO | - | - | W07b9 | Transmission-Limited Resources | 0 | 0 | 0 | 0 | 0 | 0 | 0 | 0 | 0 | 0 | 0
2010 | TL | MRO | - | - | W07b10 | Scheduled Outage - Maintenance | 0 | 0 | 0 | 0 | 0 | 0 | 0 | 0 | 0 | 0 | 0
2010 | TL | MRO | - | - | W07b11 | All Other Derates | 0 | 0 | 0 | 0 | 0 | 0 | 0 | 0 | 0 | 0 | 0
2010 | TL | MRO | - | - | W07b12 | Energy Only | 0 | 0 | 0 | 0 | 0 | 0 | 0 | 0 | 0 | 0 | 0
2010 | TL | MRO | - | - | W08 | Conceptual | 0 | 0 | 4225.4 | 9224.2 | 16773 | 18513 | 18584.6 | 19424.6 | 19483.8 | 20283.8 | 21083.8
2010 | TL | MRO | - | - | W08a1 | Wind Expected On-Peak | 0 | 0 | 2112.7 | 4612.1 | 7486.5 | 8136.5 | 8172.3 | 8172.3 | 8201.9 | 8201.9 | 8201.9
2010 | TL | MRO | - | - | W08a2 | Wind Derate On-Peak | 0 | 0 | 8450.8 | 18448.4 | 29946 | 32546 | 32689.2 | 32689.2 | 32807.6 | 32807.6 | 32807.6
2010 | TL | MRO | - | - | W08a3 | Solar Expected On-Peak | 0 | 0 | 0 | 0 | 0 | 0 | 0 | 0 | 0 | 0 | 0
2010 | TL | MRO | - | - | W08a4 | Solar Derate On-Peak | 0 | 0 | 0 | 0 | 0 | 0 | 0 | 0 | 0 | 0 | 0
2010 | TL | MRO | - | - | W08a5 | Hydro Expected On-Peak | 0 | 0 | 0 | 0 | 0 | 0 | 0 | 0 | 0 | 400 | 800
2010 | TL | MRO | - | - | W08a6 | Hydro Derate On-Peak | 0 | 0 | 0 | 0 | 0 | 0 | 0 | 0 | 0 | 0 | 0
2010 | TL | MRO | - | - | W08a7 | Biomass Expected On-Peak | 0 | 0 | 0 | 0 | 0 | 220 | 220 | 220 | 220 | 220 | 220
2010 | TL | MRO | - | - | W08a8 | Biomass Derate On-Peak | 0 | 0 | 0 | 0 | 0 | 0 | 0 | 0 | 0 | 0 | 0
2010 | TL | MRO | - | - | W08a9 | All Other Derates | 0 | 0 | 0 | 0 | 0 | 0 | 0 | 0 | 0 | 0 | 0
2010 | TL | MRO | - | - | W08a10 | Energy Only | 0 | 0 | 0 | 0 | 0 | 0 | 0 | 0 | 0 | 0 | 0
2010 | TL | MRO | - | - | W09 | ANTICIPATED INTERNAL CAPACITY = 6a+7a | 54900 | 60730.803 | 61554.053 | 62104.653 | 62422.253 | 62360.253 | 62457.603 | 62802.603 | 62802.603 | 63052.603 | 62951.823
2010 | TL | MRO | - | - | W10 | CAPACITY TRANSACTIONS - IMPORTS = 10a+10b+10c+10d | 1032.1 | 1507.736 | 1501.236 | 1451.236 | 1576.236 | 1458.736 | 1208.736 | 1008.736 | 1008.736 | 1008.736 | 1008.736
2010 | TL | MRO | - | - | W10a | Firm (Note: The sum of 10a1 and 10a2 must be <= 10a) | 1032.1 | 1507.736 | 1501.236 | 1451.236 | 1376.236 | 1258.736 | 1008.736 | 758.736 | 758.736 | 758.736 | 758.736
2010 | TL | MRO | - | - | W10a1 | Full-Responsibility Purchases | 60.8 | 113.536 | 128.536 | 178.536 | 125.536 | 125.536 | 125.536 | 125.536 | 125.536 | 125.536 | 125.536
2010 | TL | MRO | - | - | W10a2 | Owned Capacity/Entitlement Located Outside the Region/Subregion | 587 | 1048.2 | 1064 | 839.1 | 584.2 | 585.2 | 586.1 | 587 | 587.7 | 588.7 | 589.4
2010 | TL | MRO | - | - | W10b | Non-firm | 0 | 0 | 0 | 0 | 0 | 0 | 0 | 0 | 0 | 0 | 0
2010 | TL | MRO | - | - | W10c | Expected (Note: The sum of 10c1 and 10c2 must be <= 10c) | 0 | 0 | 0 | 0 | 100 | 100 | 100 | 0 | 0 | 0 | 0
2010 | TL | MRO | - | - | W10c1 | Full-Responsibility Purchases | 0 | 0 | 0 | 0 | 0 | 0 | 0 | 0 | 0 | 0 | 0
2010 | TL | MRO | - | - | W10c2 | Owned Capacity/Entitlement Located Outside the Region/Subregion | 0 | 0 | 0 | 0 | 0 | 0 | 0 | 0 | 0 | 0 | 0
2010 | TL | MRO | - | - | W10d | Provisional – transactions under study, but negotiations have not begun. | 0 | 0 | 0 | 0 | 100 | 100 | 100 | 250 | 250 | 250 | 250
2010 | TL | MRO | - | - | W11 | CAPACITY TRANSACTIONS - EXPORTS = 11a+11b+11c+11d | 630 | 580 | 580 | 550 | 550 | 550 | 325 | 325 | 325 | 325 | 325
2010 | TL | MRO | - | - | W11a | Firm (Note: The sum of 11a1 and 11a2 must be <= 11a) | 630 | 580 | 580 | 550 | 550 | 550 | 0 | 0 | 0 | 0 | 0
2010 | TL | MRO | - | - | W11a1 | Full-Responsibility Purchases | 0 | 0 | 0 | 0 | 0 | 0 | 0 | 0 | 0 | 0 | 0
2010 | TL | MRO | - | - | W11a2 | Owned Capacity/Entitlement Located Outside the Region/Subregion | 630 | 580 | 580 | 550 | 550 | 550 | 0 | 0 | 0 | 0 | 0
2010 | TL | MRO | - | - | W11b | Non-firm | 0 | 0 | 0 | 0 | 0 | 0 | 0 | 0 | 0 | 0 | 0
2010 | TL | MRO | - | - | W11c | Expected (Note: The sum of 11c1 and 11c2 must be <= 11c) | 0 | 0 | 0 | 0 | 0 | 0 | 325 | 325 | 325 | 325 | 325
2010 | TL | MRO | - | - | W11c1 | Full-Responsibility Purchases | 0 | 0 | 0 | 0 | 0 | 0 | 0 | 0 | 0 | 0 | 0
2010 | TL | MRO | - | - | W11c2 | Owned Capacity/Entitlement Located Outside the Region/Subregion | 0 | 0 | 0 | 0 | 0 | 0 | 325 | 325 | 325 | 325 | 325
2010 | TL | MRO | - | - | W11d | Provisional – transactions under study, but negotiations have not begun. | 0 | 0 | 0 | 0 | 0 | 0 | 0 | 0 | 0 | 0 | 0
2010 | TL | MRO | - | - | W12 | EXISTING, CERTAIN CAPACITY & NET FIRM TRANSACTIONS = 6a+Net Firm Transactions | 55302.1 | 61330.839 | 61324.339 | 61304.339 | 61229.339 | 61111.839 | 61411.839 | 61161.839 | 61161.839 | 61161.839 | 61161.839
2010 | TL | MRO | - | - | W13 | ANTICIPATED CAPACITY RESOURCES = 12+7a+Net Expected Transactions | 0 | 61658.539 | 62475.289 | 63005.889 | 63348.489 | 63168.989 | 63241.339 | 63236.339 | 63236.339 | 63486.339 | 63385.559
2010 | TL | MRO | - | - | W14 | PROSPECTIVE CAPACITY RESOURCES = 13+6b+16b | 0 | 61658.539 | 62475.289 | 63005.889 | 63348.489 | 63168.989 | 63241.339 | 63236.339 | 63236.339 | 63486.339 | 63385.559
2010 | TL | MRO | - | - | W15 | TOTAL POTENTIAL CAPACITY RESOURCES = 13+6b+7b+8+Net Provisional Transactions | 0 | 61658.539 | 66700.689 | 72230.089 | 80221.489 | 81781.989 | 81925.939 | 82910.939 | 82970.139 | 84020.139 | 84719.359
2010 | TL | MRO | - | - | W15a | ADJUSTED POTENTIAL CAPACITY RESOURCES = 13+6b+16b+16d+Net Provisional Transactions | 0 | 61658.539 | 63109.099 | 64850.729 | 67641.739 | 68822.889 | 68916.719 | 69313.719 | 69331.479 | 69821.479 | 71014.889
2010 | TL | MRO | - | - | W16a | Confidence of Future, Other (7b), using reasonable judgement | 0 | 1 | 1 | 1 | 1 | 1 | 1 | 1 | 1 | 1 | 1
2010 | TL | MRO | - | - | W16b | Net Future, Other Resources After Confidence Percentage Is Applied = 7b*16a | 0 | 0 | 0 | 0 | 0 | 0 | 0 | 0 | 0 | 0 | 0
2010 | TL | MRO | - | - | W16c | Confidence of Conceptual (8), using reasonable judgement | 0 | 0.1 | 0.15 | 0.2 | 0.25 | 0.3 | 0.3 | 0.3 | 0.3 | 0.3 | 0.35
2010 | TL | MRO | - | - | W16d | Net Conceptual Resources After Confidence Percentage Is Applied = 8*16c | 0 | 0 | 633.81 | 1844.84 | 4193.25 | 5553.9 | 5575.38 | 5827.38 | 5845.14 | 6085.14 | 7379.33
2010 | TL | MRO | - | - | W17 | Region/Subregion Target Reserve Margin | 0 | 0.15 | 0.15 | 0.15 | 0.15 | 0.15 | 0.15 | 0.15 | 0.15 | 0.15 | 0.15
2010 | TL | MRO | - | - | W18 | Existing Certain and Net Firm Transactions Reserve Margin = (12-3)/3 | 0 | 0.48669 | 0.44064 | 0.41599 | 0.39272 | 0.36966 | 0.36198 | 0.34123 | 0.32675 | 0.3114 | 0.30053
2010 | TL | MRO | - | - | W19 | Anticipated Capacity Resources Reserve Margin = (13-3)/3 | 0 | 0.49463 | 0.46768 | 0.45529 | 0.44093 | 0.41577 | 0.40256 | 0.38673 | 0.37175 | 0.36124 | 0.34781
2010 | TL | MRO | - | - | W20 | Prospective Capacity Resources Reserve Margin = (14-3)/3 | 0 | 0.49463 | 0.46768 | 0.45529 | 0.44093 | 0.41577 | 0.40256 | 0.38673 | 0.37175 | 0.36124 | 0.34781
2010 | TL | MRO | - | - | W21 | Total Potential Resources Reserve Margin = (15-3)/3 | 0 | 0.49463 | 0.56695 | 0.66835 | 0.82472 | 0.83293 | 0.81694 | 0.81818 | 0.79983 | 0.80151 | 0.80145
2010 | TL | MRO | - | - | W22 | Adjusted Potential Resources Reserve Margin = (15a-3)/3 | 0 | 0.49463 | 0.48257 | 0.4979 | 0.53858 | 0.54248 | 0.52843 | 0.52 | 0.50397 | 0.49707 | 0.51004
2010 | TL | MRO | - | - | W23 | Total Baseline Installed Capacity | 65352 | 0 | 0 | 0 | 0 | 0 | 0 | 0 | 0 | 0 | 0
2010 | TL | NPCC | - | - | W01 | Unrestricted Non-coincident Peak Demand = 2+1a+1b-1c-1d | 74270.778 | 76946.2144 | 77148.1052 | 77681.1669 | 78762.9118 | 79351.3557 | 80200.3309 | 80901.5474 | 81747.1265 | 82577.08 | 82696.9895
2010 | TL | NPCC | - | - | W01a | New Conservation (Energy Efficiency) | 34659 | 38078.5341 | 39426.1371 | 40677.3601 | 42025.2929 | 43378.7253 | 45012.2113 | 45864.4754 | 46640.5796 | 47142.6956 | 47514.499
2010 | TL | NPCC | - | - | W01b | Estimated Diversity | 0 | 700 | 880 | 1070 | 1250 | 1440 | 1620 | 1620 | 1620 | 1620 | 1620
2010 | TL | NPCC | - | - | W01c | Additions for non-member load (load served by non-registered LSE's in a region) | 0 | 0 | 0 | 0 | 0 | 0 | 0 | 0 | 0 | 0 | 0
2010 | TL | NPCC | - | - | W01d | Stand-by Load Under Contract (Normally served by behind the meter generation) | 0 | 0 | 0 | 0 | 0 | 0 | 0 | 0 | 0 | 0 | 0
2010 | TL | NPCC | - | - | W02 | Total Internal Demand | 72260.778 | 74501.6803 | 74082.5139 | 73932.8168 | 74209.957 | 74185.3947 | 74274.3773 | 74350.8273 | 74595.7789 | 75064.1061 | 74881.7039
2010 | TL | NPCC | - | - | W02a | Direct Control Load Management | 34659 | 36945 | 37492.5458 | 37872.01 | 38236.3381 | 38787.7644 | 39482.2577 | 39710.7553 | 39887.232 | 40028.7217 | 40099.2134
2010 | TL | NPCC | - | - | W02b | Contractually Interruptible (Curtailable) | 607 | 634.6 | 654.4729 | 639.5502 | 626.3286 | 613.0036 | 599.6635 | 586.789 | 574.6289 | 563.0681 | 552.1664
2010 | TL | NPCC | - | - | W02c | Critical Peak-Pricing (CPP) with Control | 1350 | 1500 | 1500 | 1500 | 1500 | 1250 | 1250 | 1250 | 1170 | 1000 | 1000
2010 | TL | NPCC | - | - | W02d | Load as a Capacity Resource | 0 | 0 | 0 | 0 | 0 | 0 | 0 | 0 | 0 | 0 | 0
2010 | TL | NPCC | - | - | W03 | Net Internal Demand = 2-2a-2b-2c-2d | 71903.778 | 74117.0803 | 73678.041 | 73543.2666 | 73833.6284 | 73822.3911 | 73924.7137 | 74014.0383 | 74271.1499 | 74751.038 | 74579.5376
2010 | TL | NPCC | - | - | W04a | Demand Response used for Reserves - Spinning | 33059 | 35195 | 35742.5458 | 36122.01 | 36486.3381 | 37287.7644 | 37982.2577 | 38210.7553 | 38467.232 | 38778.7217 | 38849.2134
2010 | TL | NPCC | - | - | W04b | Demand Response used for Reserves - Non-Spinning | 0 | 0 | 0 | 0 | 0 | 0 | 0 | 0 | 0 | 0 | 0
2010 | TL | NPCC | - | - | W04c | Demand Response used for Regulation | 0 | 0 | 0 | 0 | 0 | 0 | 0 | 0 | 0 | 0 | 0
2010 | TL | NPCC | - | - | W04d | Demand Response used for Energy, Voluntary - Emergency | 0 | 0 | 0 | 0 | 0 | 0 | 0 | 0 | 0 | 0 | 0
2010 | TL | NPCC | - | - | W05 | TOTAL INTERNAL CAPACITY = 6+7 | 181050.9784 | 176511.7622 | 181532.3645 | 186357.7024 | 186790.225 | 185449.4031 | 186225.9712 | 185365.6051 | 185981.9113 | 185301.7446 | 185301.7446
2010 | TL | NPCC | - | - | W06 | EXISTING CAPACITY = 6a+6b+6c | 179369.9784 | 176278.8939 | 176278.8939 | 176303.8939 | 176303.8939 | 176303.8939 | 176303.8939 | 176303.8939 | 176303.8939 | 176303.8939 | 176303.8939
2010 | TL | NPCC | - | - | W06a | Existing, Certain | 161088.14 | 156351.1139 | 156351.1139 | 156376.1139 | 156376.1139 | 156376.1139 | 156376.1139 | 156376.1139 | 156376.1139 | 156376.1139 | 156376.1139
2010 | TL | NPCC | - | - | W06a1 | Wind Expected On-Peak | 40532.42 | 40137.592 | 39462.592 | 40162.592 | 40162.592 | 40162.592 | 40162.592 | 40709.592 | 40709.592 | 40709.592 | 40709.592
2010 | TL | NPCC | - | - | W06a2 | Solar Expected On-Peak | 135 | 335.853 | 335.853 | 335.853 | 335.853 | 335.853 | 335.853 | 335.853 | 335.853 | 335.853 | 335.853
2010 | TL | NPCC | - | - | W06a3 | Hydro Expected On-Peak | 10314.77 | 12802.361 | 12802.361 | 12802.361 | 12802.361 | 12802.361 | 12802.361 | 12802.361 | 12802.361 | 12802.361 | 12802.361
2010 | TL | NPCC | - | - | W06a4 | Biomass Expected On-Peak | 38743.95 | 39792.0822 | 39792.0822 | 39792.0822 | 39792.0822 | 39792.0822 | 39792.0822 | 39792.0822 | 39792.0822 | 39792.0822 | 39792.0822
2010 | TL | NPCC | - | - | W06a5 | Load as a Capacity Resource Expected On-Peak (Load Management Programs) | 4240.88 | 2381.1448 | 2381.1448 | 2381.1448 | 2381.1448 | 2381.1448 | 2381.1448 | 2381.1448 | 2381.1448 | 2381.1448 | 2381.1448
2010 | TL | NPCC | - | - | W06b | Existing, Other | 525 | 366.509 | 366.509 | 366.509 | 366.509 | 366.509 | 366.509 | 366.509 | 366.509 | 366.509 | 366.509
2010 | TL | NPCC | - | - | W06b1 | Wind Derate On-Peak | 2696.1484 | 3953.2064 | 3953.2064 | 3953.2064 | 3953.2064 | 3953.2064 | 3953.2064 | 3953.2064 | 3953.2064 | 3953.2064 | 3953.2064
2010 | TL | NPCC | - | - | W06b2 | Solar Derate On-Peak | 195 | 523.65 | 523.65 | 523.65 | 523.65 | 523.65 | 523.65 | 523.65 | 523.65 | 523.65 | 523.65
2010 | TL | NPCC | - | - | W06b3 | Hydro Derate On-Peak | 2127.87 | 3692.535 | 3692.535 | 3692.535 | 3692.535 | 3692.535 | 3692.535 | 3692.535 | 3692.535 | 3692.535 | 3692.535
2010 | TL | NPCC | - | - | W06b4 | Biomass Derate On-Peak | 1426.45 | 1640.1738 | 1640.1738 | 1640.1738 | 1640.1738 | 1640.1738 | 1640.1738 | 1640.1738 | 1640.1738 | 1640.1738 | 1640.1738
2010 | TL | NPCC | - | - | W06b5 | Load as a Capacity Resource Derate On-Peak (Load Management Programs) | 567 | 370.4237 | 370.4237 | 370.4237 | 370.4237 | 370.4237 | 370.4237 | 370.4237 | 370.4237 | 370.4237 | 370.4237
2010 | TL | NPCC | - | - | W06b7 | Transmission-Limited Resources | 0 | 0 | 0 | 0 | 0 | 0 | 0 | 0 | 0 | 0 | 0
2010 | TL | NPCC | - | - | W06b8 | All Other Derates | 8715.87 | 9299.6821 | 9299.6821 | 9299.6821 | 9299.6821 | 9299.6821 | 9299.6821 | 9299.6821 | 9299.6821 | 9299.6821 | 9299.6821
2010 | TL | NPCC | - | - | W06b9 | Energy Only | 0 | 235.115 | 235.115 | 235.115 | 235.115 | 235.115 | 235.115 | 235.115 | 235.115 | 235.115 | 235.115
2010 | TL | NPCC | - | - | W06c | Existing, Inoperable (Note: Not used in margin calculations) | 2028.5 | 81.6 | 81.6 | 81.6 | 81.6 | 81.6 | 81.6 | 81.6 | 81.6 | 81.6 | 81.6
2010 | TL | NPCC | - | - | W07 | FUTURE CAPACITY ADDITIONS = 7a+7b | 1681 | 32.5494 | 2780.8262 | 6696.1964 | 6380.2369 | 3372.7422 | 3566.4769 | 2183.608 | 2201.8997 | 1345.6247 | 1345.6247
2010 | TL | NPCC | - | - | W07a | Future, Planned | 0 | -1566.7506 | 1922.9772 | 6895.1944 | 6815.8049 | 5073.3102 | 5349.2449 | 4783.376 | 5196.6677 | 4472.3927 | 4472.3927
2010 | TL | NPCC | - | - | W07a1 | Wind Expected On-Peak | 0 | 246.1 | 1233.23 | 1601.33 | 1837.9 | 3102.9 | 3185.1 | 3455.1 | 3850.1 | 3982.1 | 3982.1
2010 | TL | NPCC | - | - | W07a2 | Wind Derate On-Peak | 0 | 66.48 | 1056.8997 | 1791.8674 | 2389.7162 | 2758.6561 | 3117.6863 | 3346.9206 | 3527.8839 | 3571.9921 | 3571.9921
2010 | TL | NPCC | - | - | W07a3 | Solar Expected On-Peak | 0 | 4.1494 | 518.0194 | 1026.9194 | 1466.4512 | 1787.3902 | 1980.9996 | 1982.2243 | 1983.3848 | 1983.3848 | 1983.3848
2010 | TL | NPCC | - | - | W07a4 | Solar Derate On-Peak | 0 | 78.8389 | 78.8389 | 78.8389 | 158.6721 | 271.5131 | 305.8924 | 329.1609 | 351.2121 | 351.2121 | 351.2121
2010 | TL | NPCC | - | - | W07a5 | Hydro Expected On-Peak | 0 | 0 | 68.8281 | 234.5481 | 293.7481 | 455.8562 | 1030.4323 | 1030.4323 | 1030.4323 | 1030.4323 | 1030.4323
2010 | TL | NPCC | - | - | W07a6 | Hydro Derate On-Peak | 0 | 55 | 1032.6059 | 1057.6059 | 1128.4059 | 2313.2978 | 2502.7217 | 2772.7217 | 3167.7217 | 3299.7217 | 3299.7217
2010 | TL | NPCC | - | - | W07a7 | Biomass Expected On-Peak | 0 | 0 | 300.086 | 691.445 | 691.445 | 691.445 | 691.445 | 691.445 | 691.445 | 691.445 | 691.445
2010 | TL | NPCC | - | - | W07a8 | Biomass Derate On-Peak | 0 | 0 | 4.3 | 129.3 | 129.3 | 129.3 | 129.3 | 129.3 | 129.3 | 129.3 | 129.3
2010 | TL | NPCC | - | - | W07a9 | Demand Response Expected On-Peak (Load Management Programs) | 0 | 0 | 535.318 | 1115.8027 | 1115.8027 | 1423.3054 | 1423.3054 | 1423.3054 | 1423.3054 | 1423.3054 | 1423.3054
2010 | TL | NPCC | - | - | W07a10 | Demand Response Derate On-Peak (Load Management Programs) | 0 | 0 | 0 | 0 | 0 | 0 | 0 | 0 | 0 | 0 | 0
2010 | TL | NPCC | - | - | W07a11 | Transmission-Limited Resources | 0 | 0 | 0 | 0 | 0 | 0 | 0 | 0 | 0 | 0 | 0
2010 | TL | NPCC | - | - | W07a12 | Scheduled Outage - Maintenance | 0 | 0 | 300 | 300 | 300 | 300 | 300 | 300 | 300 | 300 | 300
2010 | TL | NPCC | - | - | W07a13 | All Other Derates | 0 | 0 | 0 | 0 | 0 | 0 | 0 | 0 | 0 | 0 | 0
2010 | TL | NPCC | - | - | W07a14 | Energy Only | 0 | 0 | 0 | 0 | 0 | 0 | 0 | 0 | 0 | 0 | 0
2010 | TL | NPCC | - | - | W07b | Future, Other | 0 | 217.3 | -20.921 | -34.668 | -34.668 | -34.668 | -34.668 | -34.668 | -34.668 | -34.668 | -34.668
2010 | TL | NPCC | - | - | W07b1 | Wind Expected On-Peak | 0 | 18.5 | 18.5 | 18.5 | 18.5 | 18.5 | 18.5 | 18.5 | 18.5 | 18.5 | 18.5
2010 | TL | NPCC | - | - | W07b2 | Wind Derate On-Peak | 0 | 7.7 | 7.7 | 7.7 | 7.7 | 7.7 | 7.7 | 7.7 | 7.7 | 7.7 | 7.7
2010 | TL | NPCC | - | - | W07b3 | Solar Expected On-Peak | 0 | 0 | 0 | 0 | 0 | 0 | 0 | 0 | 0 | 0 | 0
2010 | TL | NPCC | - | - | W07b4 | Solar Derate On-Peak | 0 | 0 | 0 | 0 | 0 | 0 | 0 | 0 | 0 | 0 | 0
2010 | TL | NPCC | - | - | W07b5 | Hydro Expected On-Peak | 0 | 0 | 0 | 0 | 0 | 0 | 0 | 0 | 0 | 0 | 0
2010 | TL | NPCC | - | - | W07b6 | Hydro Derate On-Peak | 0 | 0 | 0 | 0 | 0 | 0 | 0 | 0 | 0 | 0 | 0
2010 | TL | NPCC | - | - | W07b7 | Biomass Expected On-Peak | 0 | 0 | 0 | 0 | 0 | 0 | 0 | 0 | 0 | 0 | 0
2010 | TL | NPCC | - | - | W07b8 | Biomass Derate On-Peak | 0 | 0 | 0 | 0 | 0 | 0 | 0 | 0 | 0 | 0 | 0
2010 | TL | NPCC | - | - | W07b9 | Transmission-Limited Resources | 0 | 0 | 0 | 1 | 2 | 3 | 4 | 5 | 6 | 7 | 8
2010 | TL | NPCC | - | - | W07b10 | Scheduled Outage - Maintenance | 0 | 400 | 400 | 400 | 400 | 400 | 400 | 400 | 400 | 400 | 400
2010 | TL | NPCC | - | - | W07b11 | All Other Derates | 0 | 0 | 0 | 0 | 0 | 0 | 0 | 0 | 0 | 0 | 0
2010 | TL | NPCC | - | - | W07b12 | Energy Only | 0 | 217.3 | -21 | -21 | -21 | -21 | -21 | -21 | -21 | -21 | -21
2010 | TL | NPCC | - | - | W08 | Conceptual | 0 | 143.7403 | 5405.8795 | 11981.9068 | 18177.6997 | 22753.0284 | 24783.7167 | 29734.4841 | 30531.227 | 31835.0291 | 33853.8305
2010 | TL | NPCC | - | - | W08a1 | Wind Expected On-Peak | 0 | 96 | 1699 | 2447.6182 | 2983.1007 | 3024.3721 | 3716.9293 | 4450.9293 | 4719.4114 | 4961.9174 | 4961.9174
2010 | TL | NPCC | - | - | W08a2 | Wind Derate On-Peak | 0 | 225 | 1683 | 1789.8309 | 2009.0226 | 2101.9071 | 3645.2807 | 4107.2807 | 4707.9262 | 5200.2869 | 5200.2869
2010 | TL | NPCC | - | - | W08a3 | Solar Expected On-Peak | 0 | 1.5579 | 1.5579 | 1.5579 | 2.7663 | 12.3447 | 12.8603 | 12.8603 | 12.8603 | 12.8603 | 12.8603
2010 | TL | NPCC | - | - | W08a4 | Solar Derate On-Peak | 0 | 29.5998 | 29.5998 | 29.5998 | 52.5598 | 234.5497 | 244.3456 | 244.3456 | 244.3456 | 244.3456 | 244.3456
2010 | TL | NPCC | - | - | W08a5 | Hydro Expected On-Peak | 0 | 0 | 13 | 22 | 45.0452 | 73.7382 | 87.847 | 87.847 | 87.847 | 87.847 | 87.847
2010 | TL | NPCC | - | - | W08a6 | Hydro Derate On-Peak | 0 | 0 | 0 | 0 | 2.4754 | 12.5567 | 17.5138 | 17.5138 | 17.5138 | 17.5138 | 17.5138
2010 | TL | NPCC | - | - | W08a7 | Biomass Expected On-Peak | 0 | 0 | 70 | 189 | 280 | 350 | 350 | 350 | 350 | 350 | 350
2010 | TL | NPCC | - | - | W08a8 | Biomass Derate On-Peak | 0 | 0 | 0 | 0 | 0 | 0 | 0 | 0 | 0 | 0 | 0
2010 | TL | NPCC | - | - | W08a9 | All Other Derates | 0 | 0 | 0 | 0 | 0 | 0 | 0 | 0 | 0 | 0 | 0
2010 | TL | NPCC | - | - | W08a10 | Energy Only | 0 | 0 | 0 | 0 | 0 | 0 | 0 | 0 | 0 | 0 | 0
2010 | TL | NPCC | - | - | W09 | ANTICIPATED INTERNAL CAPACITY = 6a+7a | 116654.14 | 110381.7134 | 112693.2112 | 117297.3283 | 116981.3689 | 113973.8741 | 114167.6088 | 113331.7399 | 113350.0317 | 112493.7566 | 112493.7566
2010 | TL | NPCC | - | - | W10 | CAPACITY TRANSACTIONS - IMPORTS = 10a+10b+10c+10d | 42121 | 40122.6 | 41576.83 | 42945.33 | 42521.6 | 43786.6 | 43646.8 | 44438.8 | 44752.8 | 44884.8 | 44884.8
2010 | TL | NPCC | - | - | W10a | Firm (Note: The sum of 10a1 and 10a2 must be <= 10a) | 2539 | 1412.6 | 2363.6 | 2464 | 1803.7 | 1803.7 | 1581.7 | 1556.7 | 1475.7 | 1475.7 | 1475.7
2010 | TL | NPCC | - | - | W10a1 | Full-Responsibility Purchases | 1783 | 588 | 1619 | 1687 | 334 | 334 | 112 | 87 | 6 | 6 | 6
2010 | TL | NPCC | - | - | W10a2 | Owned Capacity/Entitlement Located Outside the Region/Subregion | 0 | 200 | 200 | 0 | 0 | 0 | 0 | 0 | 0 | 0 | 0
2010 | TL | NPCC | - | - | W10b | Non-firm | 0 | 0 | 0 | 0 | 0 | 0 | 0 | 0 | 0 | 0 | 0
2010 | TL | NPCC | - | - | W10c | Expected (Note: The sum of 10c1 and 10c2 must be <= 10c) | 0 | 0 | 0 | 0 | 0 | 0 | 0 | 0 | 0 | 0 | 0
2010 | TL | NPCC | - | - | W10c1 | Full-Responsibility Purchases | 0 | 0 | 0 | 0 | 0 | 0 | 0 | 0 | 0 | 0 | 0
2010 | TL | NPCC | - | - | W10c2 | Owned Capacity/Entitlement Located Outside the Region/Subregion | 0 | 0 | 0 | 0 | 0 | 0 | 0 | 0 | 0 | 0 | 0
2010 | TL | NPCC | - | - | W10d | Provisional – transactions under study, but negotiations have not begun. | 0 | 0 | 0 | 0 | 0 | 0 | 0 | 0 | 0 | 0 | 0
2010 | TL | NPCC | - | - | W11 | CAPACITY TRANSACTIONS - EXPORTS = 11a+11b+11c+11d | 1797 | 300 | 100 | 100 | 100 | 100 | 100 | 100 | 100 | 100 | 100
2010 | TL | NPCC | - | - | W11a | Firm (Note: The sum of 11a1 and 11a2 must be <= 11a) | 1797 | 905 | 555 | 555 | 555 | 555 | 555 | 555 | 555 | 555 | 555
2010 | TL | NPCC | - | - | W11a1 | Full-Responsibility Purchases | 1797 | 905 | 555 | 555 | 555 | 555 | 555 | 555 | 555 | 555 | 555
2010 | TL | NPCC | - | - | W11a2 | Owned Capacity/Entitlement Located Outside the Region/Subregion | 0 | 605 | 455 | 455 | 455 | 455 | 455 | 455 | 455 | 455 | 455
2010 | TL | NPCC | - | - | W11b | Non-firm | 0 | 0 | 0 | 0 | 0 | 0 | 0 | 0 | 0 | 0 | 0
2010 | TL | NPCC | - | - | W11c | Expected (Note: The sum of 11c1 and 11c2 must be <= 11c) | 0 | 0 | 0 | 0 | 0 | 0 | 0 | 0 | 0 | 0 | 0
2010 | TL | NPCC | - | - | W11c1 | Full-Responsibility Purchases | 0 | 0 | 0 | 0 | 0 | 0 | 0 | 0 | 0 | 0 | 0
2010 | TL | NPCC | - | - | W11c2 | Owned Capacity/Entitlement Located Outside the Region/Subregion | 0 | 0 | 0 | 0 | 0 | 0 | 0 | 0 | 0 | 0 | 0
2010 | TL | NPCC | - | - | W11d | Provisional – transactions under study, but negotiations have not begun. | 0 | 0 | 0 | 0 | 0 | 0 | 0 | 0 | 0 | 0 | 0
2010 | TL | NPCC | - | - | W12 | EXISTING, CERTAIN CAPACITY & NET FIRM TRANSACTIONS = 6a+Net Firm Transactions | 117396.14 | 112916.0639 | 114067.0639 | 114367.4639 | 113707.1639 | 113707.1639 | 113485.1639 | 113460.1639 | 113379.1639 | 113379.1639 | 113379.1639
2010 | TL | NPCC | - | - | W13 | ANTICIPATED CAPACITY RESOURCES = 12+7a+Net Expected Transactions | 39582 | 149744.3134 | 152681.8112 | 158086.3283 | 157110.0689 | 154102.5741 | 154074.3088 | 153760.4399 | 153697.7317 | 152841.4566 | 152841.4566
2010 | TL | NPCC | - | - | W14 | PROSPECTIVE CAPACITY RESOURCES = 13+6b+16b | 0 | 150383.1224 | 154260.6292 | 160019.4993 | 159279.8099 | 157537.3151 | 157591.2498 | 157547.3809 | 157879.6727 | 157155.3976 | 157155.3976
2010 | TL | NPCC | - | - | W15 | TOTAL POTENTIAL CAPACITY RESOURCES = 13+6b+7b+8+Net Provisional Transactions | 0 | 152554.8627 | 161694.5087 | 174029.4061 | 179485.5096 | 182318.3435 | 184402.9665 | 189309.865 | 190438.8997 | 191018.4268 | 193037.2282
2010 | TL | NPCC | - | - | W15a | ADJUSTED POTENTIAL CAPACITY RESOURCES = 13+6b+16b+16d+Net Provisional Transactions | 0 | 152554.8627 | 157887.3087 | 165299.0061 | 166435.1096 | 165862.3435 | 166738.9665 | 170260.265 | 170908.4997 | 171488.0268 | 173506.8282
2010 | TL | NPCC | - | - | W16a | Confidence of Future, Other (7b), using reasonable judgement | 0 | 0 | 0 | 0 | 0 | 0 | 0 | 0 | 0 | 0 | 0
2010 | TL | NPCC | - | - | W16b | Net Future, Other Resources After Confidence Percentage Is Applied = 7b*16a | 0 | 217.3 | -20.921 | -34.668 | -34.668 | -34.668 | -34.668 | -34.668 | -34.668 | -34.668 | -34.668
2010 | TL | NPCC | - | - | W16c | Confidence of Conceptual (8), using reasonable judgement | 0 | 0 | 0 | 0 | 0 | 0 | 0 | 0 | 0 | 0 | 0
2010 | TL | NPCC | - | - | W16d | Net Conceptual Resources After Confidence Percentage Is Applied = 8*16c | 0 | 143.7403 | 1598.6795 | 3251.5068 | 5127.2997 | 6297.0284 | 7119.7167 | 10684.8841 | 11000.827 | 12304.6291 | 14323.4305
2010 | TL | NPCC | - | - | W17 | Region/Subregion Target Reserve Margin | 0 | 0.15 | 0.15 | 0.15 | 0.15 | 0.15 | 0.15 | 0.15 | 0.15 | 0.15 | 0.15
2010 | TL | NPCC | - | - | W18 | Existing Certain and Net Firm Transactions Reserve Margin = (12-3)/3 | 0 | 0.52348 | 0.54818 | 0.5551 | 0.54005 | 0.54028 | 0.53515 | 0.53295 | 0.52656 | 0.51676 | 0.52024
2010 | TL | NPCC | - | - | W19 | Anticipated Capacity Resources Reserve Margin = (13-3)/3 | 0 | 1.0204 | 1.0723 | 1.1496 | 1.1279 | 1.0875 | 1.0842 | 1.0774 | 1.0694 | 1.0447 | 1.0494
2010 | TL | NPCC | - | - | W20 | Prospective Capacity Resources Reserve Margin = (14-3)/3 | 0 | 1.029 | 1.0937 | 1.1759 | 1.1573 | 1.134 | 1.1318 | 1.1286 | 1.1257 | 1.1024 | 1.1072
2010 | TL | NPCC | - | - | W21 | Total Potential Resources Reserve Margin = (15-3)/3 | 0 | 1.0583 | 1.1946 | 1.3664 | 1.4309 | 1.4697 | 1.4945 | 1.5578 | 1.5641 | 1.5554 | 1.5883
2010 | TL | NPCC | - | - | W22 | Adjusted Potential Resources Reserve Margin = (15a-3)/3 | 0 | 1.0583 | 1.1429 | 1.2476 | 1.2542 | 1.2468 | 1.2555 | 1.3004 | 1.3011 | 1.2941 | 1.3265
2010 | TL | NPCC | - | - | W23 | Total Baseline Installed Capacity | 179369.9784 | 0 | 0 | 0 | 0 | 0 | 0 | 0 | 0 | 0 | 0
2010 | US | NPCC | - | - | W01 | Unrestricted Non-coincident Peak Demand = 2+1a+1b-1c-1d | 44864.4 | 46664.6277 | 47042.5258 | 47546.0883 | 48317.1394 | 48822.3697 | 49295.0386 | 49773.3941 | 50207.3706 | 50672.8333 | 51150.1083
2010 | US | NPCC | - | - | W01a | New Conservation (Energy Efficiency) | 0 | 290.7715 | 513.3224 | 793.0792 | 1163.2188 | 1421.563 | 1667.0536 | 1867.4432 | 2026.8128 | 2131.9057 | 2180.7871
2010 | US | NPCC | - | - | W01b | Estimated Diversity | 0 | 0 | 0 | 0 | 0 | 0 | 0 | 0 | 0 | 0 | 0
2010 | US | NPCC | - | - | W01c | Additions for non-member load (load served by non-registered LSE's in a region) | 0 | 0 | 0 | 0 | 0 | 0 | 0 | 0 | 0 | 0 | 0
2010 | US | NPCC | - | - | W01d | Stand-by Load Under Contract (Normally served by behind the meter generation) | 0 | 0 | 0 | 0 | 0 | 0 | 0 | 0 | 0 | 0 | 0
2010 | US | NPCC | - | - | W02 | Total Internal Demand | 44864.4 | 46373.8562 | 46529.2034 | 46753.0091 | 47153.9206 | 47400.8067 | 47627.9849 | 47905.9509 | 48180.5578 | 48540.9276 | 48969.3213
2010 | US | NPCC | - | - | W02a | Direct Control Load Management | 0 | 0 | 0 | 0 | 0 | 0 | 0 | 0 | 0 | 0 | 0
2010 | US | NPCC | - | - | W02b | Contractually Interruptible (Curtailable) | 0 | 0 | 0 | 0 | 0 | 0 | 0 | 0 | 0 | 0 | 0
2010 | US | NPCC | - | - | W02c | Critical Peak-Pricing (CPP) with Control | 0 | 0 | 0 | 0 | 0 | 0 | 0 | 0 | 0 | 0 | 0
2010 | US | NPCC | - | - | W02d | Load as a Capacity Resource | 0 | 0 | 0 | 0 | 0 | 0 | 0 | 0 | 0 | 0 | 0
2010 | US | NPCC | - | - | W03 | Net Internal Demand = 2-2a-2b-2c-2d | 44864.4 | 46373.8562 | 46529.2034 | 46753.0091 | 47153.9206 | 47400.8067 | 47627.9849 | 47905.9509 | 48180.5578 | 48540.9276 | 48969.3213
2010 | US | NPCC | - | - | W04a | Demand Response used for Reserves - Spinning | 0 | 0 | 0 | 0 | 0 | 0 | 0 | 0 | 0 | 0 | 0
2010 | US | NPCC | - | - | W04b | Demand Response used for Reserves - Non-Spinning | 0 | 0 | 0 | 0 | 0 | 0 | 0 | 0 | 0 | 0 | 0
2010 | US | NPCC | - | - | W04c | Demand Response used for Regulation | 0 | 0 | 0 | 0 | 0 | 0 | 0 | 0 | 0 | 0 | 0
2010 | US | NPCC | - | - | W04d | Demand Response used for Energy, Voluntary - Emergency | 0 | 0 | 0 | 0 | 0 | 0 | 0 | 0 | 0 | 0 | 0
2010 | US | NPCC | - | - | W05 | TOTAL INTERNAL CAPACITY = 6+7 | 80601 | 77208.6712 | 78682.1173 | 82725.866 | 82725.866 | 82731.866 | 82731.866 | 82731.866 | 82731.866 | 82731.866 | 82731.866
2010 | US | NPCC | - | - | W06 | EXISTING CAPACITY = 6a+6b+6c | 80601 | 76980.8712 | 76980.8712 | 76980.8712 | 76980.8712 | 76980.8712 | 76980.8712 | 76980.8712 | 76980.8712 | 76980.8712 | 76980.8712
2010 | US | NPCC | - | - | W06a | Existing, Certain | 78050 | 71970.4134 | 71970.4134 | 71970.4134 | 71970.4134 | 71970.4134 | 71970.4134 | 71970.4134 | 71970.4134 | 71970.4134 | 71970.4134
2010 | US | NPCC | - | - | W06a1 | Wind Expected On-Peak | 161 | 431.196 | 431.196 | 431.196 | 431.196 | 431.196 | 431.196 | 431.196 | 431.196 | 431.196 | 431.196
2010 | US | NPCC | - | - | W06a2 | Solar Expected On-Peak | 1 | 0.003 | 0.003 | 0.003 | 0.003 | 0.003 | 0.003 | 0.003 | 0.003 | 0.003 | 0.003
2010 | US | NPCC | - | - | W06a3 | Hydro Expected On-Peak | 1897 | 5413.077 | 5413.077 | 5413.077 | 5413.077 | 5413.077 | 5413.077 | 5413.077 | 5413.077 | 5413.077 | 5413.077
2010 | US | NPCC | - | - | W06a4 | Biomass Expected On-Peak | 1013 | 1346.4322 | 1346.4322 | 1346.4322 | 1346.4322 | 1346.4322 | 1346.4322 | 1346.4322 | 1346.4322 | 1346.4322 | 1346.4322
2010 | US | NPCC | - | - | W06a5 | Load as a Capacity Resource Expected On-Peak (Load Management Programs) | 3237 | 1720.5442 | 1720.5442 | 1720.5442 | 1720.5442 | 1720.5442 | 1720.5442 | 1720.5442 | 1720.5442 | 1720.5442 | 1720.5442
2010 | US | NPCC | - | - | W06b | Existing, Other | 525 | 366.509 | 366.509 | 366.509 | 366.509 | 366.509 | 366.509 | 366.509 | 366.509 | 366.509 | 366.509
2010 | US | NPCC | - | - | W06b1 | Wind Derate On-Peak | 10 | 981.734 | 981.734 | 981.734 | 981.734 | 981.734 | 981.734 | 981.734 | 981.734 | 981.734 | 981.734
2010 | US | NPCC | - | - | W06b2 | Solar Derate On-Peak | 0 | 0 | 0 | 0 | 0 | 0 | 0 | 0 | 0 | 0 | 0
2010 | US | NPCC | - | - | W06b3 | Hydro Derate On-Peak | 15 | 682.179 | 682.179 | 682.179 | 682.179 | 682.179 | 682.179 | 682.179 | 682.179 | 682.179 | 682.179
2010 | US | NPCC | - | - | W06b4 | Biomass Derate On-Peak | 0 | 53.1238 | 53.1238 | 53.1238 | 53.1238 | 53.1238 | 53.1238 | 53.1238 | 53.1238 | 53.1238 | 53.1238
2010 | US | NPCC | - | - | W06b5 | Load as a Capacity Resource Derate On-Peak (Load Management Programs) | 0 | 0 | 0 | 0 | 0 | 0 | 0 | 0 | 0 | 0 | 0
2010 | US | NPCC | - | - | W06b7 | Transmission-Limited Resources | 0 | 0 | 0 | 0 | 0 | 0 | 0 | 0 | 0 | 0 | 0
2010 | US | NPCC | - | - | W06b8 | All Other Derates | 0 | 2926.912 | 2926.912 | 2926.912 | 2926.912 | 2926.912 | 2926.912 | 2926.912 | 2926.912 | 2926.912 | 2926.912
2010 | US | NPCC | - | - | W06b9 | Energy Only | 0 | 187.115 | 187.115 | 187.115 | 187.115 | 187.115 | 187.115 | 187.115 | 187.115 | 187.115 | 187.115
2010 | US | NPCC | - | - | W06c | Existing, Inoperable (Note: Not used in margin calculations) | 2001 | 0 | 0 | 0 | 0 | 0 | 0 | 0 | 0 | 0 | 0
2010 | US | NPCC | - | - | W07 | FUTURE CAPACITY ADDITIONS = 7a+7b | 0 | 217.3 | 1188.9811 | 5232.7298 | 5232.7298 | 5234.5298 | 5234.5298 | 5234.5298 | 5234.5298 | 5234.5298 | 5234.5298
2010 | US | NPCC | - | - | W07a | Future, Planned | 0 | 0 | 1209.9021 | 5267.3978 | 5267.3978 | 5269.1978 | 5269.1978 | 5269.1978 | 5269.1978 | 5269.1978 | 5269.1978
2010 | US | NPCC | - | - | W07a1 | Wind Expected On-Peak | 0 | 4.5 | 0 | 0 | 0 | 0 | 0 | 0 | 0 | 0 | 0
2010 | US | NPCC | - | - | W07a2 | Wind Derate On-Peak | 0 | 10.5 | 203.085 | 203.085 | 203.085 | 207.285 | 207.285 | 207.285 | 207.285 | 207.285 | 207.285
2010 | US | NPCC | - | - | W07a3 | Solar Expected On-Peak | 0 | 0 | 0 | 0 | 0 | 0 | 0 | 0 | 0 | 0 | 0
2010 | US | NPCC | - | - | W07a4 | Solar Derate On-Peak | 0 | 0 | 0 | 0 | 0 | 0 | 0 | 0 | 0 | 0 | 0
2010 | US | NPCC | - | - | W07a5 | Hydro Expected On-Peak | 0 | 0 | 19.354 | 185.074 | 185.074 | 185.074 | 185.074 | 185.074 | 185.074 | 185.074 | 185.074
2010 | US | NPCC | - | - | W07a6 | Hydro Derate On-Peak | 0 | 0 | 4.88 | 4.88 | 4.88 | 4.88 | 4.88 | 4.88 | 4.88 | 4.88 | 4.88
2010 | US | NPCC | - | - | W07a7 | Biomass Expected On-Peak | 0 | 0 | 70.086 | 261.445 | 261.445 | 261.445 | 261.445 | 261.445 | 261.445 | 261.445 | 261.445
2010 | US | NPCC | - | - | W07a8 | Biomass Derate On-Peak | 0 | 0 | 4.3 | 4.3 | 4.3 | 4.3 | 4.3 | 4.3 | 4.3 | 4.3 | 4.3
2010 | US | NPCC | - | - | W07a9 | Demand Response Expected On-Peak (Load Management Programs) | 0 | 0 | 535.318 | 1115.8027 | 1115.8027 | 1115.8027 | 1115.8027 | 1115.8027 | 1115.8027 | 1115.8027 | 1115.8027
2010 | US | NPCC | - | - | W07a10 | Demand Response Derate On-Peak (Load Management Programs) | 0 | 0 | 0 | 0 | 0 | 0 | 0 | 0 | 0 | 0 | 0
2010 | US | NPCC | - | - | W07a11 | Transmission-Limited Resources | 0 | 0 | 0 | 0 | 0 | 0 | 0 | 0 | 0 | 0 | 0
2010 | US | NPCC | - | - | W07a12 | Scheduled Outage - Maintenance | 0 | 0 | 300 | 300 | 300 | 300 | 300 | 300 | 300 | 300 | 300
2010 | US | NPCC | - | - | W07a13 | All Other Derates | 0 | 0 | 0 | 0 | 0 | 0 | 0 | 0 | 0 | 0 | 0
2010 | US | NPCC | - | - | W07a14 | Energy Only | 0 | 0 | 0 | 0 | 0 | 0 | 0 | 0 | 0 | 0 | 0
2010 | US | NPCC | - | - | W07b | Future, Other | 0 | 217.3 | -20.921 | -34.668 | -34.668 | -34.668 | -34.668 | -34.668 | -34.668 | -34.668 | -34.668
2010 | US | NPCC | - | - | W07b1 | Wind Expected On-Peak | 0 | 18.5 | 18.5 | 18.5 | 18.5 | 18.5 | 18.5 | 18.5 | 18.5 | 18.5 | 18.5
2010 | US | NPCC | - | - | W07b2 | Wind Derate On-Peak | 0 | 7.7 | 7.7 | 7.7 | 7.7 | 7.7 | 7.7 | 7.7 | 7.7 | 7.7 | 7.7
2010 | US | NPCC | - | - | W07b3 | Solar Expected On-Peak | 0 | 0 | 0 | 0 | 0 | 0 | 0 | 0 | 0 | 0 | 0
2010 | US | NPCC | - | - | W07b4 | Solar Derate On-Peak | 0 | 0 | 0 | 0 | 0 | 0 | 0 | 0 | 0 | 0 | 0
2010 | US | NPCC | - | - | W07b5 | Hydro Expected On-Peak | 0 | 0 | 0 | 0 | 0 | 0 | 0 | 0 | 0 | 0 | 0
2010 | US | NPCC | - | - | W07b6 | Hydro Derate On-Peak | 0 | 0 | 0 | 0 | 0 | 0 | 0 | 0 | 0 | 0 | 0
2010 | US | NPCC | - | - | W07b7 | Biomass Expected On-Peak | 0 | 0 | 0 | 0 | 0 | 0 | 0 | 0 | 0 | 0 | 0
2010 | US | NPCC | - | - | W07b8 | Biomass Derate On-Peak | 0 | 0 | 0 | 0 | 0 | 0 | 0 | 0 | 0 | 0 | 0
2010 | US | NPCC | - | - | W07b9 | Transmission-Limited Resources | 0 | 0 | 0 | 1 | 2 | 3 | 4 | 5 | 6 | 7 | 8
2010 | US | NPCC | - | - | W07b10 | Scheduled Outage - Maintenance | 0 | 400 | 400 | 400 | 400 | 400 | 400 | 400 | 400 | 400 | 400
2010 | US | NPCC | - | - | W07b11 | All Other Derates | 0 | 0 | 0 | 0 | 0 | 0 | 0 | 0 | 0 | 0 | 0
2010 | US | NPCC | - | - | W07b12 | Energy Only | 0 | 217.3 | -21 | -21 | -21 | -21 | -21 | -21 | -21 | -21 | -21
2010 | US | NPCC | - | - | W08 | Conceptual | 0 | 0 | 4759 | 10913 | 16313 | 20570 | 22080 | 23812 | 24413 | 24413 | 24413
2010 | US | NPCC | - | - | W08a1 | Wind Expected On-Peak | 0 | 96 | 1699 | 2395 | 2857 | 2887 | 3340 | 4074 | 4254 | 4254 | 4254
2010 | US | NPCC | - | - | W08a2 | Wind Derate On-Peak | 0 | 225 | 1683 | 1683 | 1753 | 1823 | 2880 | 3342 | 3763 | 3763 | 3763
2010 | US | NPCC | - | - | W08a3 | Solar Expected On-Peak | 0 | 0 | 0 | 0 | 0 | 0 | 0 | 0 | 0 | 0 | 0
2010 | US | NPCC | - | - | W08a4 | Solar Derate On-Peak | 0 | 0 | 0 | 0 | 0 | 0 | 0 | 0 | 0 | 0 | 0
2010 | US | NPCC | - | - | W08a5 | Hydro Expected On-Peak | 0 | 0 | 13 | 22 | 38 | 38 | 38 | 38 | 38 | 38 | 38
2010 | US | NPCC | - | - | W08a6 | Hydro Derate On-Peak | 0 | 0 | 0 | 0 | 0 | 0 | 0 | 0 | 0 | 0 | 0
2010 | US | NPCC | - | - | W08a7 | Biomass Expected On-Peak | 0 | 0 | 70 | 189 | 280 | 350 | 350 | 350 | 350 | 350 | 350
2010 | US | NPCC | - | - | W08a8 | Biomass Derate On-Peak | 0 | 0 | 0 | 0 | 0 | 0 | 0 | 0 | 0 | 0 | 0
2010 | US | NPCC | - | - | W08a9 | All Other Derates | 0 | 0 | 0 | 0 | 0 | 0 | 0 | 0 | 0 | 0 | 0
2010 | US | NPCC | - | - | W08a10 | Energy Only | 0 | 0 | 0 | 0 | 0 | 0 | 0 | 0 | 0 | 0 | 0
2010 | US | NPCC | - | - | W09 | ANTICIPATED INTERNAL CAPACITY = 6a+7a | 78050 | 71970.4134 | 73180.3155 | 77237.8112 | 77237.8112 | 77239.6112 | 77239.6112 | 77239.6112 | 77239.6112 | 77239.6112 | 77239.6112
2010 | US | NPCC | - | - | W10 | CAPACITY TRANSACTIONS - IMPORTS = 10a+10b+10c+10d | 2539 | 1212.6 | 2163.6 | 2464 | 1803.7 | 1803.7 | 1581.7 | 1556.7 | 1475.7 | 1475.7 | 1475.7
2010 | US | NPCC | - | - | W10a | Firm (Note: The sum of 10a1 and 10a2 must be <= 10a) | 2539 | 1212.6 | 2163.6 | 2464 | 1803.7 | 1803.7 | 1581.7 | 1556.7 | 1475.7 | 1475.7 | 1475.7
2010 | US | NPCC | - | - | W10a1 | Full-Responsibility Purchases | 1783 | 388 | 1419 | 1687 | 334 | 334 | 112 | 87 | 6 | 6 | 6
2010 | US | NPCC | - | - | W10a2 | Owned Capacity/Entitlement Located Outside the Region/Subregion | 0 | 0 | 0 | 0 | 0 | 0 | 0 | 0 | 0 | 0 | 0
2010 | US | NPCC | - | - | W10b | Non-firm | 0 | 0 | 0 | 0 | 0 | 0 | 0 | 0 | 0 | 0 | 0
2010 | US | NPCC | - | - | W10c | Expected (Note: The sum of 10c1 and 10c2 must be <= 10c) | 0 | 0 | 0 | 0 | 0 | 0 | 0 | 0 | 0 | 0 | 0
2010 | US | NPCC | - | - | W10c1 | Full-Responsibility Purchases | 0 | 0 | 0 | 0 | 0 | 0 | 0 | 0 | 0 | 0 | 0
2010 | US | NPCC | - | - | W10c2 | Owned Capacity/Entitlement Located Outside the Region/Subregion | 0 | 0 | 0 | 0 | 0 | 0 | 0 | 0 | 0 | 0 | 0
2010 | US | NPCC | - | - | W10d | Provisional – transactions under study, but negotiations have not begun. | 0 | 0 | 0 | 0 | 0 | 0 | 0 | 0 | 0 | 0 | 0
2010 | US | NPCC | - | - | W11 | CAPACITY TRANSACTIONS - EXPORTS = 11a+11b+11c+11d | 1597 | 100 | 100 | 100 | 100 | 100 | 100 | 100 | 100 | 100 | 100
2010 | US | NPCC | - | - | W11a | Firm (Note: The sum of 11a1 and 11a2 must be <= 11a) | 1597 | 100 | 100 | 100 | 100 | 100 | 100 | 100 | 100 | 100 | 100
2010 | US | NPCC | - | - | W11a1 | Full-Responsibility Purchases | 1597 | 100 | 100 | 100 | 100 | 100 | 100 | 100 | 100 | 100 | 100
2010 | US | NPCC | - | - | W11a2 | Owned Capacity/Entitlement Located Outside the Region/Subregion | 0 | 0 | 0 | 0 | 0 | 0 | 0 | 0 | 0 | 0 | 0
2010 | US | NPCC | - | - | W11b | Non-firm | 0 | 0 | 0 | 0 | 0 | 0 | 0 | 0 | 0 | 0 | 0
2010 | US | NPCC | - | - | W11c | Expected (Note: The sum of 11c1 and 11c2 must be <= 11c) | 0 | 0 | 0 | 0 | 0 | 0 | 0 | 0 | 0 | 0 | 0
2010 | US | NPCC | - | - | W11c1 | Full-Responsibility Purchases | 0 | 0 | 0 | 0 | 0 | 0 | 0 | 0 | 0 | 0 | 0
2010 | US | NPCC | - | - | W11c2 | Owned Capacity/Entitlement Located Outside the Region/Subregion | 0 | 0 | 0 | 0 | 0 | 0 | 0 | 0 | 0 | 0 | 0
2010 | US | NPCC | - | - | W11d | Provisional – transactions under study, but negotiations have not begun. | 0 | 0 | 0 | 0 | 0 | 0 | 0 | 0 | 0 | 0 | 0
2010 | US | NPCC | - | - | W12 | EXISTING, CERTAIN CAPACITY & NET FIRM TRANSACTIONS = 6a+Net Firm Transactions | 78992 | 73083.0134 | 74034.0134 | 74334.4134 | 73674.1134 | 73674.1134 | 73452.1134 | 73427.1134 | 73346.1134 | 73346.1134 | 73346.1134
2010 | US | NPCC | - | - | W13 | ANTICIPATED CAPACITY RESOURCES = 12+7a+Net Expected Transactions | 0 | 73083.0134 | 75243.9155 | 79601.8112 | 78941.5112 | 78943.3112 | 78721.3112 | 78696.3112 | 78615.3112 | 78615.3112 | 78615.3112
2010 | US | NPCC | - | - | W14 | PROSPECTIVE CAPACITY RESOURCES = 13+6b+16b | 0 | 73666.8224 | 75589.5035 | 79933.6522 | 79273.3522 | 79275.1522 | 79053.1522 | 79028.1522 | 78947.1522 | 78947.1522 | 78947.1522
2010 | US | NPCC | - | - | W15 | TOTAL POTENTIAL CAPACITY RESOURCES = 13+6b+7b+8+Net Provisional Transactions | 0 | 73666.8224 | 80348.5035 | 90846.6522 | 95586.3522 | 99845.1522 | 101133.1522 | 102840.1522 | 103360.1522 | 103360.1522 | 103360.1522
2010 | US | NPCC | - | - | W15a | ADJUSTED POTENTIAL CAPACITY RESOURCES = 13+6b+16b+16d+Net Provisional Transactions | 0 | 73666.8224 | 76541.3035 | 82116.2522 | 82535.9522 | 83389.1522 | 83469.1522 | 83790.5522 | 83829.7522 | 83829.7522 | 83829.7522
2010 | US | NPCC | - | - | W16a | Confidence of Future, Other (7b), using reasonable judgement | 0 | 0 | 0 | 0 | 0 | 0 | 0 | 0 | 0 | 0 | 0
2010 | US | NPCC | - | - | W16b | Net Future, Other Resources After Confidence Percentage Is Applied = 7b*16a | 0 | 217.3 | -20.921 | -34.668 | -34.668 | -34.668 | -34.668 | -34.668 | -34.668 | -34.668 | -34.668
2010 | US | NPCC | - | - | W16c | Confidence of Conceptual (8), using reasonable judgement | 0 | 0 | 0 | 0 | 0 | 0 | 0 | 0 | 0 | 0 | 0
2010 | US | NPCC | - | - | W16d | Net Conceptual Resources After Confidence Percentage Is Applied = 8*16c | 0 | 0 | 951.8 | 2182.6 | 3262.6 | 4114 | 4416 | 4762.4 | 4882.6 | 4882.6 | 4882.6
2010 | US | NPCC | - | - | W17 | Region/Subregion Target Reserve Margin | 0 | 0.15 | 0.15 | 0.15 | 0.15 | 0.15 | 0.15 | 0.15 | 0.15 | 0.15 | 0.15
2010 | US | NPCC | - | - | W18 | Existing Certain and Net Firm Transactions Reserve Margin = (12-3)/3 | 0 | 0.57595 | 0.59113 | 0.58994 | 0.56242 | 0.55428 | 0.5422 | 0.53273 | 0.52232 | 0.51102 | 0.4978
2010 | US | NPCC | - | - | W19 | Anticipated Capacity Resources Reserve Margin = (13-3)/3 | 0 | 0.57595 | 0.61713 | 0.7026 | 0.67412 | 0.66544 | 0.65284 | 0.64273 | 0.63168 | 0.61957 | 0.6054
2010 | US | NPCC | - | - | W20 | Prospective Capacity Resources Reserve Margin = (14-3)/3 | 0 | 0.58854 | 0.62456 | 0.7097 | 0.68116 | 0.67244 | 0.6598 | 0.64965 | 0.63857 | 0.6264 | 0.61218
2010 | US | NPCC | - | - | W21 | Total Potential Resources Reserve Margin = (15-3)/3 | 0 | 0.58854 | 0.72684 | 0.94312 | 1.0271 | 1.1064 | 1.1234 | 1.1467 | 1.1453 | 1.1293 | 1.1107
2010 | US | NPCC | - | - | W22 | Adjusted Potential Resources Reserve Margin = (15a-3)/3 | 0 | 0.58854 | 0.64502 | 0.75638 | 0.75035 | 0.75923 | 0.75252 | 0.74906 | 0.73991 | 0.72699 | 0.71188
2010 | US | NPCC | - | - | W23 | Total Baseline Installed Capacity | 80601 | 0 | 0 | 0 | 0 | 0 | 0 | 0 | 0 | 0 | 0
2010 | CA | NPCC | - | - | W01 | Unrestricted Non-coincident Peak Demand = 2+1a+1b-1c-1d | 62055.378 | 65915.5867 | 66466.1252 | 67064.0886 | 67918.1105 | 68741.7503 | 69991.55 | 70441.9086 | 71028.9879 | 71533.9684 | 71246.0946
2010 | CA | NPCC | - | - | W01a | New Conservation (Energy Efficiency) | 0 | 842.7626 | 1420.2689 | 2012.2709 | 2625.736 | 3169.398 | 3862.9 | 4286.2769 | 4726.5348 | 4982.0682 | 5234.4985
2010 | CA | NPCC | - | - | W01b | Estimated Diversity | 0 | 0 | 0 | 0 | 0 | 0 | 0 | 0 | 0 | 0 | 0
2010 | CA | NPCC | - | - | W01c | Additions for non-member load (load served by non-registered LSE's in a region) | 0 | 0 | 0 | 0 | 0 | 0 | 0 | 0 | 0 | 0 | 0
2010 | CA | NPCC | - | - | W01d | Stand-by Load Under Contract (Normally served by behind the meter generation) | 0 | 0 | 0 | 0 | 0 | 0 | 0 | 0 | 0 | 0 | 0
2010 | CA | NPCC | - | - | W02 | Total Internal Demand | 62055.378 | 65072.8241 | 65045.8563 | 65051.8177 | 65292.3744 | 65572.3523 | 66128.6501 | 66155.6317 | 66302.4531 | 66551.9002 | 66011.5961
2010 | CA | NPCC | - | - | W02a | Direct Control Load Management | 250 | 250 | 250 | 250 | 250 | 250 | 250 | 250 | 250 | 250 | 250
2010 | CA | NPCC | - | - | W02b | Contractually Interruptible (Curtailable) | 1707 | 1884.6 | 1904.4729 | 1889.5502 | 1876.3286 | 1613.0036 | 1599.6635 | 1586.789 | 1494.6289 | 1313.0681 | 1302.1664
2010 | CA | NPCC | - | - | W02c | Critical Peak-Pricing (CPP) with Control | 0 | 0 | 0 | 0 | 0 | 0 | 0 | 0 | 0 | 0 | 0
2010 | CA | NPCC | - | - | W02d | Load as a Capacity Resource | 0 | 0 | 0 | 0 | 0 | 0 | 0 | 0 | 0 | 0 | 0
2010 | CA | NPCC | - | - | W03 | Net Internal Demand = 2-2a-2b-2c-2d | 60098.378 | 62938.2241 | 62891.3834 | 62912.2675 | 63166.0458 | 63709.3488 | 64278.9865 | 64318.8427 | 64557.8241 | 64988.832 | 64459.4297
2010 | CA | NPCC | - | - | W04a | Demand Response used for Reserves - Spinning | 0 | 0 | 0 | 0 | 0 | 0 | 0 | 0 | 0 | 0 | 0
2010 | CA | NPCC | - | - | W04b | Demand Response used for Reserves - Non-Spinning | 0 | 0 | 0 | 0 | 0 | 0 | 0 | 0 | 0 | 0 | 0
2010 | CA | NPCC | - | - | W04c | Demand Response used for Regulation | 0 | 0 | 0 | 0 | 0 | 0 | 0 | 0 | 0 | 0 | 0
2010 | CA | NPCC | - | - | W04d | Demand Response used for Energy, Voluntary - Emergency | 0 | 0 | 0 | 0 | 0 | 0 | 0 | 0 | 0 | 0 | 0
2010 | CA | NPCC | - | - | W05 | TOTAL INTERNAL CAPACITY = 6+7 | 95597.9784 | 93858.441 | 97244.4672 | 99209.9564 | 100077.809 | 99045.9871 | 100014.3552 | 99700.9891 | 100317.2953 | 99637.1286 | 99637.1286
2010 | CA | NPCC | - | - | W06 | EXISTING CAPACITY = 6a+6b+6c | 95597.9784 | 95290.3727 | 95290.3727 | 95315.3727 | 95315.3727 | 95315.3727 | 95315.3727 | 95315.3727 | 95315.3727 | 95315.3727 | 95315.3727
2010 | CA | NPCC | - | - | W06a | Existing, Certain | 78186.14 | 78888.0506 | 78213.0506 | 78913.0506 | 78913.0506 | 78913.0506 | 78913.0506 | 79460.0506 | 79460.0506 | 79460.0506 | 79460.0506
2010 | CA | NPCC | - | - | W06a1 | Wind Expected On-Peak | 923.42 | 1187.246 | 1187.246 | 1187.246 | 1187.246 | 1187.246 | 1187.246 | 1187.246 | 1187.246 | 1187.246 | 1187.246
2010 | CA | NPCC | - | - | W06a2 | Solar Expected On-Peak | 0 | 0 | 0 | 0 | 0 | 0 | 0 | 0 | 0 | 0 | 0
2010 | CA | NPCC | - | - | W06a3 | Hydro Expected On-Peak | 45968.07 | 45607.284 | 45607.284 | 45607.284 | 45607.284 | 45607.284 | 45607.284 | 45607.284 | 45607.284 | 45607.284 | 45607.284
2010 | CA | NPCC | - | - | W06a4 | Biomass Expected On-Peak | 361.53 | 408.53 | 408.53 | 408.53 | 408.53 | 408.53 | 408.53 | 408.53 | 408.53 | 408.53 | 408.53
2010 | CA | NPCC | - | - | W06a5 | Load as a Capacity Resource Expected On-Peak (Load Management Programs) | 823 | 479.7207 | 479.7207 | 479.7207 | 479.7207 | 479.7207 | 479.7207 | 479.7207 | 479.7207 | 479.7207 | 479.7207
2010 | CA | NPCC | - | - | W06b | Existing, Other | 1681 | 2028 | 2028 | 2028 | 2028 | 2028 | 2028 | 2028 | 2028 | 2028 | 2028
2010 | CA | NPCC | - | - | W06b1 | Wind Derate On-Peak | 1200.1484 | 1467.1224 | 1467.1224 | 1467.1224 | 1467.1224 | 1467.1224 | 1467.1224 | 1467.1224 | 1467.1224 | 1467.1224 | 1467.1224
2010 | CA | NPCC | - | - | W06b2 | Solar Derate On-Peak | 0 | 0 | 0 | 0 | 0 | 0 | 0 | 0 | 0 | 0 | 0
2010 | CA | NPCC | - | - | W06b3 | Hydro Derate On-Peak | 3407.87 | 4466.356 | 4466.356 | 4466.356 | 4466.356 | 4466.356 | 4466.356 | 4466.356 | 4466.356 | 4466.356 | 4466.356
2010 | CA | NPCC | - | - | W06b4 | Biomass Derate On-Peak | 131.45 | 131.05 | 131.05 | 131.05 | 131.05 | 131.05 | 131.05 | 131.05 | 131.05 | 131.05 | 131.05
2010 | CA | NPCC | - | - | W06b5 | Load as a Capacity Resource Derate On-Peak (Load Management Programs) | 567 | 370.4237 | 370.4237 | 370.4237 | 370.4237 | 370.4237 | 370.4237 | 370.4237 | 370.4237 | 370.4237 | 370.4237
2010 | CA | NPCC | - | - | W06b7 | Transmission-Limited Resources | 0 | 0 | 0 | 0 | 0 | 0 | 0 | 0 | 0 | 0 | 0
2010 | CA | NPCC | - | - | W06b8 | All Other Derates | 8715.87 | 6420.7701 | 6420.7701 | 6420.7701 | 6420.7701 | 6420.7701 | 6420.7701 | 6420.7701 | 6420.7701 | 6420.7701 | 6420.7701
2010 | CA | NPCC | - | - | W06b9 | Energy Only | 0 | 0 | 0 | 0 | 0 | 0 | 0 | 0 | 0 | 0 | 0
2010 | CA | NPCC | - | - | W06c | Existing, Inoperable (Note: Not used in margin calculations) | 1708.5 | 1518.6 | 2193.6 | 1518.6 | 1518.6 | 1518.6 | 1518.6 | 971.6 | 971.6 | 971.6 | 971.6
2010 | CA | NPCC | - | - | W07 | FUTURE CAPACITY ADDITIONS = 7a+7b | 0 | -1566.7506 | 713.0751 | 1627.7966 | 1548.4071 | -195.8877 | 80.0471 | -485.8218 | -72.5301 | -796.8051 | -796.8051
2010 | CA | NPCC | - | - | W07a | Future, Planned | 0 | -1566.7506 | 713.0751 | 1627.7966 | 1548.4071 | -195.8877 | 80.0471 | -485.8218 | -72.5301 | -796.8051 | -796.8051
2010 | CA | NPCC | - | - | W07a1 | Wind Expected On-Peak | 0 | 186.6 | 220.23 | 438.33 | 624.9 | 759.9 | 842.1 | 842.1 | 842.1 | 842.1 | 842.1
2010 | CA | NPCC | - | - | W07a2 | Wind Derate On-Peak | 0 | 55.98 | 1147.4547 | 2173.2224 | 3019.8312 | 3564.5711 | 4033.2013 | 4262.4356 | 4443.3989 | 4487.5071 | 4487.5071
2010 | CA | NPCC | - | - | W07a3 | Solar Expected On-Peak | 0 | 4.1494 | 4.1494 | 4.1494 | 8.3512 | 14.2902 | 16.0996 | 17.3243 | 18.4848 | 18.4848 | 18.4848
2010 | CA | NPCC | - | - | W07a4 | Solar Derate On-Peak | 0 | 78.8389 | 78.8389 | 78.8389 | 158.6721 | 271.5131 | 305.8924 | 329.1609 | 351.2121 | 351.2121 | 351.2121
2010 | CA | NPCC | - | - | W07a5 | Hydro Expected On-Peak | 0 | 55 | 1062.4741 | 1087.4741 | 1196.6741 | 2488.7822 | 3063.3583 | 3333.3583 | 3728.3583 | 3860.3583 | 3860.3583
2010 | CA | NPCC | - | - | W07a6 | Hydro Derate On-Peak | 0 | 0 | 14.7259 | 14.7259 | 35.5259 | 90.4178 | 279.8417 | 279.8417 | 279.8417 | 279.8417 | 279.8417
2010 | CA | NPCC | - | - | W07a7 | Biomass Expected On-Peak | 0 | 0 | 230 | 555 | 555 | 555 | 555 | 555 | 555 | 555 | 555
2010 | CA | NPCC | - | - | W07a8 | Biomass Derate On-Peak | 0 | 0 | 0 | 0 | 0 | 0 | 0 | 0 | 0 | 0 | 0
2010 | CA | NPCC | - | - | W07a9 | Demand Response Expected On-Peak (Load Management Programs) | 0 | 0 | 0 | 0 | 0 | 307.5027 | 307.5027 | 307.5027 | 307.5027 | 307.5027 | 307.5027
2010 | CA | NPCC | - | - | W07a10 | Demand Response Derate On-Peak (Load Management Programs) | 0 | 0 | 0 | 0 | 0 | 0 | 0 | 0 | 0 | 0 | 0
2010 | CA | NPCC | - | - | W07a11 | Transmission-Limited Resources | 0 | 0 | 0 | 0 | 0 | 0 | 0 | 0 | 0 | 0 | 0
2010 | CA | NPCC | - | - | W07a12 | Scheduled Outage - Maintenance | 0 | 0 | 0 | 0 | 0 | 0 | 0 | 0 | 0 | 0 | 0
2010 | CA | NPCC | - | - | W07a13 | All Other Derates | 0 | 0 | 0 | 0 | 0 | 0 | 0 | 0 | 0 | 0 | 0
2010 | CA | NPCC | - | - | W07a14 | Energy Only | 0 | 0 | 0 | 0 | 0 | 0 | 0 | 0 | 0 | 0 | 0
2010 | CA | NPCC | - | - | W07b | Future, Other | 0 | 0 | 0 | 0 | 0 | 0 | 0 | 0 | 0 | 0 | 0
2010 | CA | NPCC | - | - | W07b1 | Wind Expected On-Peak | 0 | 0 | 0 | 0 | 0 | 0 | 0 | 0 | 0 | 0 | 0
2010 | CA | NPCC | - | - | W07b2 | Wind Derate On-Peak | 0 | 0 | 0 | 0 | 0 | 0 | 0 | 0 | 0 | 0 | 0
2010 | CA | NPCC | - | - | W07b3 | Solar Expected On-Peak | 0 | 0 | 0 | 0 | 0 | 0 | 0 | 0 | 0 | 0 | 0
2010 | CA | NPCC | - | - | W07b4 | Solar Derate On-Peak | 0 | 0 | 0 | 0 | 0 | 0 | 0 | 0 | 0 | 0 | 0
2010 | CA | NPCC | - | - | W07b5 | Hydro Expected On-Peak | 0 | 0 | 0 | 0 | 0 | 0 | 0 | 0 | 0 | 0 | 0
2010 | CA | NPCC | - | - | W07b6 | Hydro Derate On-Peak | 0 | 0 | 0 | 0 | 0 | 0 | 0 | 0 | 0 | 0 | 0
2010 | CA | NPCC | - | - | W07b7 | Biomass Expected On-Peak | 0 | 0 | 0 | 0 | 0 | 0 | 0 | 0 | 0 | 0 | 0
2010 | CA | NPCC | - | - | W07b8 | Biomass Derate On-Peak | 0 | 0 | 0 | 0 | 0 | 0 | 0 | 0 | 0 | 0 | 0
2010 | CA | NPCC | - | - | W07b9 | Transmission-Limited Resources | 0 | 0 | 0 | 0 | 0 | 0 | 0 | 0 | 0 | 0 | 0
2010 | CA | NPCC | - | - | W07b10 | Scheduled Outage - Maintenance | 0 | 0 | 0 | 0 | 0 | 0 | 0 | 0 | 0 | 0 | 0
2010 | CA | NPCC | - | - | W07b11 | All Other Derates | 0 | 0 | 0 | 0 | 0 | 0 | 0 | 0 | 0 | 0 | 0
2010 | CA | NPCC | - | - | W07b12 | Energy Only | 0 | 0 | 0 | 0 | 0 | 0 | 0 | 0 | 0 | 0 | 0
2010 | CA | NPCC | - | - | W08 | Conceptual | 0 | 143.7403 | 646.8795 | 1068.9068 | 1864.6997 | 2183.0284 | 2703.7167 | 5922.4841 | 6118.227 | 7422.0291 | 9440.8305
2010 | CA | NPCC | - | - | W08a1 | Wind Expected On-Peak | 0 | 0 | 0 | 52.6182 | 126.1007 | 137.3721 | 376.9293 | 376.9293 | 465.4114 | 707.9174 | 707.9174
2010 | CA | NPCC | - | - | W08a2 | Wind Derate On-Peak | 0 | 0 | 0 | 106.8309 | 256.0226 | 278.9071 | 765.2807 | 765.2807 | 944.9262 | 1437.2869 | 1437.2869
2010 | CA | NPCC | - | - | W08a3 | Solar Expected On-Peak | 0 | 1.5579 | 1.5579 | 1.5579 | 2.7663 | 12.3447 | 12.8603 | 12.8603 | 12.8603 | 12.8603 | 12.8603
2010 | CA | NPCC | - | - | W08a4 | Solar Derate On-Peak | 0 | 29.5998 | 29.5998 | 29.5998 | 52.5598 | 234.5497 | 244.3456 | 244.3456 | 244.3456 | 244.3456 | 244.3456
2010 | CA | NPCC | - | - | W08a5 | Hydro Expected On-Peak | 0 | 0 | 0 | 0 | 7.0452 | 35.7382 | 49.847 | 49.847 | 49.847 | 49.847 | 49.847
2010 | CA | NPCC | - | - | W08a6 | Hydro Derate On-Peak | 0 | 0 | 0 | 0 | 2.4754 | 12.5567 | 17.5138 | 17.5138 | 17.5138 | 17.5138 | 17.5138
2010 | CA | NPCC | - | - | W08a7 | Biomass Expected On-Peak | 0 | 0 | 0 | 0 | 0 | 0 | 0 | 0 | 0 | 0 | 0
2010 | CA | NPCC | - | - | W08a8 | Biomass Derate On-Peak | 0 | 0 | 0 | 0 | 0 | 0 | 0 | 0 | 0 | 0 | 0
2010 | CA | NPCC | - | - | W08a9 | All Other Derates | 0 | 0 | 0 | 0 | 0 | 0 | 0 | 0 | 0 | 0 | 0
2010 | CA | NPCC | - | - | W08a10 | Energy Only | 0 | 0 | 0 | 0 | 0 | 0 | 0 | 0 | 0 | 0 | 0
2010 | CA | NPCC | - | - | W09 | ANTICIPATED INTERNAL CAPACITY = 6a+7a | 78186.14 | 77321.3 | 78926.1257 | 80540.8471 | 80461.4577 | 78717.1629 | 78993.0976 | 78974.2287 | 79387.5205 | 78663.2454 | 78663.2454
2010 | CA | NPCC | - | - | W10 | CAPACITY TRANSACTIONS - IMPORTS = 10a+10b+10c+10d | 0 | 200 | 200 | 0 | 0 | 0 | 0 | 0 | 0 | 0 | 0
2010 | CA | NPCC | - | - | W10a | Firm (Note: The sum of 10a1 and 10a2 must be <= 10a) | 0 | 200 | 200 | 0 | 0 | 0 | 0 | 0 | 0 | 0 | 0
2010 | CA | NPCC | - | - | W10a1 | Full-Responsibility Purchases | 0 | 200 | 200 | 0 | 0 | 0 | 0 | 0 | 0 | 0 | 0
2010 | CA | NPCC | - | - | W10a2 | Owned Capacity/Entitlement Located Outside the Region/Subregion | 0 | 0 | 0 | 0 | 0 | 0 | 0 | 0 | 0 | 0 | 0
2010 | CA | NPCC | - | - | W10b | Non-firm | 0 | 0 | 0 | 0 | 0 | 0 | 0 | 0 | 0 | 0 | 0
2010 | CA | NPCC | - | - | W10c | Expected (Note: The sum of 10c1 and 10c2 must be <= 10c) | 0 | 0 | 0 | 0 | 0 | 0 | 0 | 0 | 0 | 0 | 0
2010 | CA | NPCC | - | - | W10c1 | Full-Responsibility Purchases | 0 | 0 | 0 | 0 | 0 | 0 | 0 | 0 | 0 | 0 | 0
2010 | CA | NPCC | - | - | W10c2 | Owned Capacity/Entitlement Located Outside the Region/Subregion | 0 | 0 | 0 | 0 | 0 | 0 | 0 | 0 | 0 | 0 | 0
2010 | CA | NPCC | - | - | W10d | Provisional – transactions under study, but negotiations have not begun. | 0 | 0 | 0 | 0 | 0 | 0 | 0 | 0 | 0 | 0 | 0
2010 | CA | NPCC | - | - | W11 | CAPACITY TRANSACTIONS - EXPORTS = 11a+11b+11c+11d | 200 | 805 | 455 | 455 | 455 | 455 | 455 | 455 | 455 | 455 | 455
2010 | CA | NPCC | - | - | W11a | Firm (Note: The sum of 11a1 and 11a2 must be <= 11a) | 200 | 805 | 455 | 455 | 455 | 455 | 455 | 455 | 455 | 455 | 455
2010 | CA | NPCC | - | - | W11a1 | Full-Responsibility Purchases | 200 | 805 | 455 | 455 | 455 | 455 | 455 | 455 | 455 | 455 | 455
2010 | CA | NPCC | - | - | W11a2 | Owned Capacity/Entitlement Located Outside the Region/Subregion | 0 | 0 | 0 | 0 | 0 | 0 | 0 | 0 | 0 | 0 | 0
2010 | CA | NPCC | - | - | W11b | Non-firm | 0 | 0 | 0 | 0 | 0 | 0 | 0 | 0 | 0 | 0 | 0
2010 | CA | NPCC | - | - | W11c | Expected (Note: The sum of 11c1 and 11c2 must be <= 11c) | 0 | 0 | 0 | 0 | 0 | 0 | 0 | 0 | 0 | 0 | 0
2010 | CA | NPCC | - | - | W11c1 | Full-Responsibility Purchases | 0 | 0 | 0 | 0 | 0 | 0 | 0 | 0 | 0 | 0 | 0
2010 | CA | NPCC | - | - | W11c2 | Owned Capacity/Entitlement Located Outside the Region/Subregion | 0 | 0 | 0 | 0 | 0 | 0 | 0 | 0 | 0 | 0 | 0
2010 | CA | NPCC | - | - | W11d | Provisional – transactions under study, but negotiations have not begun. | 0 | 0 | 0 | 0 | 0 | 0 | 0 | 0 | 0 | 0 | 0
2010 | CA | NPCC | - | - | W12 | EXISTING, CERTAIN CAPACITY & NET FIRM TRANSACTIONS = 6a+Net Firm Transactions | 77986.14 | 78283.0506 | 77958.0506 | 78458.0506 | 78458.0506 | 78458.0506 | 78458.0506 | 79005.0506 | 79005.0506 | 79005.0506 | 79005.0506
2010 | CA | NPCC | - | - | W13 | ANTICIPATED CAPACITY RESOURCES = 12+7a+Net Expected Transactions | 0 | 76716.3 | 78671.1257 | 80085.8471 | 80006.4577 | 78262.1629 | 78538.0976 | 78519.2287 | 78932.5205 | 78208.2454 | 78208.2454
2010 | CA | NPCC | - | - | W14 | PROSPECTIVE CAPACITY RESOURCES = 13+6b+16b | 0 | 78744.3 | 80699.1257 | 82113.8471 | 82034.4577 | 80290.1629 | 80566.0976 | 80547.2287 | 80960.5205 | 80236.2454 | 80236.2454
2010 | CA | NPCC | - | - | W15 | TOTAL POTENTIAL CAPACITY RESOURCES = 13+6b+7b+8+Net Provisional Transactions | 0 | 78888.0403 | 81346.0053 | 83182.7539 | 83899.1574 | 82473.1913 | 83269.8143 | 86469.7128 | 87078.7475 | 87658.2746 | 89677.076
2010 | CA | NPCC | - | - | W15a | ADJUSTED POTENTIAL CAPACITY RESOURCES = 13+6b+16b+16d+Net Provisional Transactions | 0 | 78888.0403 | 81346.0053 | 83182.7539 | 83899.1574 | 82473.1913 | 83269.8143 | 86469.7128 | 87078.7475 | 87658.2746 | 89677.076
2010 | CA | NPCC | - | - | W16a | Confidence of Future, Other (7b), using reasonable judgement
2010 | CA | NPCC | - | - | W16b | Net Future, Other Resources After Confidence Percentage Is Applied = 7b*16a | 0 | 0 | 0 | 0 | 0 | 0 | 0 | 0 | 0 | 0 | 0
2010 | CA | NPCC | - | - | W16c | Confidence of Conceptual (8), using reasonable judgement
2010 | CA | NPCC | - | - | W16d | Net Conceptual Resources After Confidence Percentage Is Applied = 8*16c | 0 | 143.7403 | 646.8795 | 1068.9068 | 1864.6997 | 2183.0284 | 2703.7167 | 5922.4841 | 6118.227 | 7422.0291 | 9440.8305
2010 | CA | NPCC | - | - | W17 | Region/Subregion Target Reserve Margin |  | 0.15 | 0.15 | 0.15 | 0.15 | 0.15 | 0.15 | 0.15 | 0.15 | 0.15 | 0.15
2010 | CA | NPCC | - | - | W18 | Existing Certain and Net Firm Transactions Reserve Margin = (12-3)/3 |  | 0.24381 | 0.23957 | 0.2471 | 0.24209 | 0.2315 | 0.22059 | 0.22833 | 0.22379 | 0.21567 | 0.22566
2010 | CA | NPCC | - | - | W19 | Anticipated Capacity Resources Reserve Margin = (13-3)/3 |  | 0.21891 | 0.2509 | 0.27298 | 0.26661 | 0.22843 | 0.22183 | 0.22078 | 0.22266 | 0.20341 | 0.21329
2010 | CA | NPCC | - | - | W20 | Prospective Capacity Resources Reserve Margin = (14-3)/3 |  | 0.25114 | 0.28315 | 0.30521 | 0.29871 | 0.26026 | 0.25338 | 0.25231 | 0.25408 | 0.23462 | 0.24476
2010 | CA | NPCC | - | - | W21 | Total Potential Resources Reserve Margin = (15-3)/3 |  | 0.25342 | 0.29344 | 0.3222 | 0.32823 | 0.29452 | 0.29544 | 0.34439 | 0.34885 | 0.34882 | 0.39122
2010 | CA | NPCC | - | - | W22 | Adjusted Potential Resources Reserve Margin = (15a-3)/3 |  | 0.25342 | 0.29344 | 0.3222 | 0.32823 | 0.29452 | 0.29544 | 0.34439 | 0.34885 | 0.34882 | 0.39122
2010 | CA | NPCC | - | - | W23 | Total Baseline Installed Capacity | 0: 95597.9784
2010 | US | NPCC | New York | New York | W01 | Unrestricted Non-coincident Peak Demand = 2+1a+1b-1c-1d | 24073.4 | 24579.6277 | 24817.5258 | 25266.0883 | 25917.1394 | 26317.3697 | 26685.0386 | 27053.3941 | 27372.3706 | 27722.8333 | 28080.1083
2010 | US | NPCC | New York | New York | W01a | New Conservation (Energy Efficiency) | 0 | 290.7715 | 513.3224 | 793.0792 | 1163.2188 | 1421.563 | 1667.0536 | 1867.4432 | 2026.8128 | 2131.9057 | 2180.7871
2010 | US | NPCC | New York | New York | W01b | Estimated Diversity | 0 | 0 | 0 | 0 | 0 | 0 | 0 | 0 | 0 | 0 | 0
2010 | US | NPCC | New York | New York | W01c | Additions for non-member load (load served by non-registered LSE's in a region) | 0 | 0 | 0 | 0 | 0 | 0 | 0 | 0 | 0 | 0 | 0
2010 | US | NPCC | New York | New York | W01d | Stand-by Load Under Contract (Normally served by behind the meter generation) | 0 | 0 | 0 | 0 | 0 | 0 | 0 | 0 | 0 | 0 | 0
2010 | US | NPCC | New York | New York | W02 | Total Internal Demand | 24073.4 | 24288.8562 | 24304.2034 | 24473.0091 | 24753.9206 | 24895.8067 | 25017.9849 | 25185.9509 | 25345.5578 | 25590.9276 | 25899.3213
2010 | US | NPCC | New York | New York | W02a | Direct Control Load Management | 0 | 0 | 0 | 0 | 0 | 0 | 0 | 0 | 0 | 0 | 0
2010 | US | NPCC | New York | New York | W02b | Contractually Interruptible (Curtailable) | 0 | 0 | 0 | 0 | 0 | 0 | 0 | 0 | 0 | 0 | 0
2010 | US | NPCC | New York | New York | W02c | Critical Peak-Pricing (CPP) with Control | 0 | 0 | 0 | 0 | 0 | 0 | 0 | 0 | 0 | 0 | 0
2010 | US | NPCC | New York | New York | W02d | Load as a Capacity Resource | 0 | 0 | 0 | 0 | 0 | 0 | 0 | 0 | 0 | 0 | 0
2010 | US | NPCC | New York | New York | W03 | Net Internal Demand = 2-2a-2b-2c-2d | 24073.4 | 24288.8562 | 24304.2034 | 24473.0091 | 24753.9206 | 24895.8067 | 25017.9849 | 25185.9509 | 25345.5578 | 25590.9276 | 25899.3213
2010 | US | NPCC | New York | New York | W04a | Demand Response used for Reserves - Spinning | 0 | 0 | 0 | 0 | 0 | 0 | 0 | 0 | 0 | 0 | 0
2010 | US | NPCC | New York | New York | W04b | Demand Response used for Reserves - Non-Spinning | 0 | 0 | 0 | 0 | 0 | 0 | 0 | 0 | 0 | 0 | 0
2010 | US | NPCC | New York | New York | W04c | Demand Response used for Regulation | 0 | 0 | 0 | 0 | 0 | 0 | 0 | 0 | 0 | 0 | 0
2010 | US | NPCC | New York | New York | W04d | Demand Response used for Energy, Voluntary - Emergency | 0 | 0 | 0 | 0 | 0 | 0 | 0 | 0 | 0 | 0 | 0
2010 | US | NPCC | New York | New York | W05 | TOTAL INTERNAL CAPACITY = 6+7 | 40947 | 40960.3 | 42816.3 | 42984.3 | 42984.3 | 42990.3 | 42990.3 | 42990.3 | 42990.3 | 42990.3 | 42990.3
2010 | US | NPCC | New York | New York | W06 | EXISTING CAPACITY = 6a+6b+6c | 40947 | 40949.8 | 40949.8 | 40949.8 | 40949.8 | 40949.8 | 40949.8 | 40949.8 | 40949.8 | 40949.8 | 40949.8
2010 | US | NPCC | New York | New York | W06a | Existing, Certain | 40947 | 39646.1312 | 39646.1312 | 39646.1312 | 39646.1312 | 39646.1312 | 39646.1312 | 39646.1312 | 39646.1312 | 39646.1312 | 39646.1312
2010 | US | NPCC | New York | New York | W06a1 | Wind Expected On-Peak | 0 | 370.83 | 370.83 | 370.83 | 370.83 | 370.83 | 370.83 | 370.83 | 370.83 | 370.83 | 370.83
2010 | US | NPCC | New York | New York | W06a2 | Solar Expected On-Peak | 0 | 0 | 0 | 0 | 0 | 0 | 0 | 0 | 0 | 0 | 0
2010 | US | NPCC | New York | New York | W06a3 | Hydro Expected On-Peak | 0 | 3782.045 | 3782.045 | 3782.045 | 3782.045 | 3782.045 | 3782.045 | 3782.045 | 3782.045 | 3782.045 | 3782.045
2010 | US | NPCC | New York | New York | W06a4 | Biomass Expected On-Peak | 0 | 413.1562 | 413.1562 | 413.1562 | 413.1562 | 413.1562 | 413.1562 | 413.1562 | 413.1562 | 413.1562 | 413.1562
2010 | US | NPCC | New York | New York | W06a5 | Load as a Capacity Resource Expected On-Peak (Load Management Programs) | 0 | 0 | 0 | 0 | 0 | 0 | 0 | 0 | 0 | 0 | 0
2010 | US | NPCC | New York | New York | W06b | Existing, Other | 0 | 0 | 0 | 0 | 0 | 0 | 0 | 0 | 0 | 0 | 0
2010 | US | NPCC | New York | New York | W06b1 | Wind Derate On-Peak | 0 | 865.27 | 865.27 | 865.27 | 865.27 | 865.27 | 865.27 | 865.27 | 865.27 | 865.27 | 865.27
2010 | US | NPCC | New York | New York | W06b2 | Solar Derate On-Peak | 0 | 0 | 0 | 0 | 0 | 0 | 0 | 0 | 0 | 0 | 0
2010 | US | NPCC | New York | New York | W06b3 | Hydro Derate On-Peak | 0 | 430.155 | 430.155 | 430.155 | 430.155 | 430.155 | 430.155 | 430.155 | 430.155 | 430.155 | 430.155
2010 | US | NPCC | New York | New York | W06b4 | Biomass Derate On-Peak | 0 | 8.2438 | 8.2438 | 8.2438 | 8.2438 | 8.2438 | 8.2438 | 8.2438 | 8.2438 | 8.2438 | 8.2438
2010 | US | NPCC | New York | New York | W06b5 | Load as a Capacity Resource Derate On-Peak (Load Management Programs) | 0 | 0 | 0 | 0 | 0 | 0 | 0 | 0 | 0 | 0 | 0
2010 | US | NPCC | New York | New York | W06b7 | Transmission-Limited Resources | 0 | 0 | 0 | 0 | 0 | 0 | 0 | 0 | 0 | 0 | 0
2010 | US | NPCC | New York | New York | W06b8 | All Other Derates | 0 | 0 | 0 | 0 | 0 | 0 | 0 | 0 | 0 | 0 | 0
2010 | US | NPCC | New York | New York | W06b9 | Energy Only | 0 | 0 | 0 | 0 | 0 | 0 | 0 | 0 | 0 | 0 | 0
2010 | US | NPCC | New York | New York | W06c | Existing, Inoperable (Note: Not used in margin calculations) | 0 | 0 | 0 | 0 | 0 | 0 | 0 | 0 | 0 | 0 | 0
2010 | US | NPCC | New York | New York | W07 | FUTURE CAPACITY ADDITIONS = 7a+7b | 0 | 0 | 1856 | 2024 | 2024 | 2025.8 | 2025.8 | 2025.8 | 2025.8 | 2025.8 | 2025.8
2010 | US | NPCC | New York | New York | W07a | Future, Planned | 0 | 0 | 1856 | 2024 | 2024 | 2025.8 | 2025.8 | 2025.8 | 2025.8 | 2025.8 | 2025.8
2010 | US | NPCC | New York | New York | W07a1 | Wind Expected On-Peak | 0 | 4.5 | 0 | 0 | 0 | 0 | 0 | 0 | 0 | 0 | 0
2010 | US | NPCC | New York | New York | W07a2 | Wind Derate On-Peak | 0 | 10.5 | 10.5 | 10.5 | 10.5 | 14.7 | 14.7 | 14.7 | 14.7 | 14.7 | 14.7
2010 | US | NPCC | New York | New York | W07a3 | Solar Expected On-Peak | 0 | 0 | 0 | 0 | 0 | 0 | 0 | 0 | 0 | 0 | 0
2010 | US | NPCC | New York | New York | W07a4 | Solar Derate On-Peak | 0 | 0 | 0 | 0 | 0 | 0 | 0 | 0 | 0 | 0 | 0
2010 | US | NPCC | New York | New York | W07a5 | Hydro Expected On-Peak | 0 | 0 | 0 | 0 | 0 | 0 | 0 | 0 | 0 | 0 | 0
2010 | US | NPCC | New York | New York | W07a6 | Hydro Derate On-Peak | 0 | 0 | 0 | 0 | 0 | 0 | 0 | 0 | 0 | 0 | 0
2010 | US | NPCC | New York | New York | W07a7 | Biomass Expected On-Peak | 0 | 0 | 0 | 0 | 0 | 0 | 0 | 0 | 0 | 0 | 0
2010 | US | NPCC | New York | New York | W07a8 | Biomass Derate On-Peak | 0 | 0 | 0 | 0 | 0 | 0 | 0 | 0 | 0 | 0 | 0
2010 | US | NPCC | New York | New York | W07a9 | Demand Response Expected On-Peak (Load Management Programs) | 0 | 0 | 0 | 0 | 0 | 0 | 0 | 0 | 0 | 0 | 0
2010 | US | NPCC | New York | New York | W07a10 | Demand Response Derate On-Peak (Load Management Programs) | 0 | 0 | 0 | 0 | 0 | 0 | 0 | 0 | 0 | 0 | 0
2010 | US | NPCC | New York | New York | W07a11 | Transmission-Limited Resources | 0 | 0 | 0 | 0 | 0 | 0 | 0 | 0 | 0 | 0 | 0
2010 | US | NPCC | New York | New York | W07a12 | Scheduled Outage - Maintenance | 0 | 0 | 0 | 0 | 0 | 0 | 0 | 0 | 0 | 0 | 0
2010 | US | NPCC | New York | New York | W07a13 | All Other Derates | 0 | 0 | 0 | 0 | 0 | 0 | 0 | 0 | 0 | 0 | 0
2010 | US | NPCC | New York | New York | W07a14 | Energy Only | 0 | 0 | 0 | 0 | 0 | 0 | 0 | 0 | 0 | 0 | 0
2010 | US | NPCC | New York | New York | W07b | Future, Other | 0 | 0 | 0 | 0 | 0 | 0 | 0 | 0 | 0 | 0 | 0
2010 | US | NPCC | New York | New York | W07b1 | Wind Expected On-Peak | 0 | 0 | 0 | 0 | 0 | 0 | 0 | 0 | 0 | 0 | 0
2010 | US | NPCC | New York | New York | W07b2 | Wind Derate On-Peak | 0 | 0 | 0 | 0 | 0 | 0 | 0 | 0 | 0 | 0 | 0
2010 | US | NPCC | New York | New York | W07b3 | Solar Expected On-Peak | 0 | 0 | 0 | 0 | 0 | 0 | 0 | 0 | 0 | 0 | 0
2010 | US | NPCC | New York | New York | W07b4 | Solar Derate On-Peak | 0 | 0 | 0 | 0 | 0 | 0 | 0 | 0 | 0 | 0 | 0
2010 | US | NPCC | New York | New York | W07b5 | Hydro Expected On-Peak | 0 | 0 | 0 | 0 | 0 | 0 | 0 | 0 | 0 | 0 | 0
2010 | US | NPCC | New York | New York | W07b6 | Hydro Derate On-Peak | 0 | 0 | 0 | 0 | 0 | 0 | 0 | 0 | 0 | 0 | 0
2010 | US | NPCC | New York | New York | W07b7 | Biomass Expected On-Peak | 0 | 0 | 0 | 0 | 0 | 0 | 0 | 0 | 0 | 0 | 0
2010 | US | NPCC | New York | New York | W07b8 | Biomass Derate On-Peak | 0 | 0 | 0 | 0 | 0 | 0 | 0 | 0 | 0 | 0 | 0
2010 | US | NPCC | New York | New York | W07b9 | Transmission-Limited Resources | 0 | 0 | 0 | 0 | 0 | 0 | 0 | 0 | 0 | 0 | 0
2010 | US | NPCC | New York | New York | W07b10 | Scheduled Outage - Maintenance | 0 | 0 | 0 | 0 | 0 | 0 | 0 | 0 | 0 | 0 | 0
2010 | US | NPCC | New York | New York | W07b11 | All Other Derates | 0 | 0 | 0 | 0 | 0 | 0 | 0 | 0 | 0 | 0 | 0
2010 | US | NPCC | New York | New York | W07b12 | Energy Only | 0 | 0 | 0 | 0 | 0 | 0 | 0 | 0 | 0 | 0 | 0
2010 | US | NPCC | New York | New York | W08 | Conceptual | 0 | 0 | 2083 | 4397 | 5151 | 6366 | 7876 | 8536 | 9137 | 9137 | 9137
2010 | US | NPCC | New York | New York | W08a1 | Wind Expected On-Peak | 0 | 96 | 721 | 721 | 751 | 781 | 1234 | 1432 | 1612 | 1612 | 1612
2010 | US | NPCC | New York | New York | W08a2 | Wind Derate On-Peak | 0 | 225 | 1683 | 1683 | 1753 | 1823 | 2880 | 3342 | 3763 | 3763 | 3763
2010 | US | NPCC | New York | New York | W08a3 | Solar Expected On-Peak | 0 | 0 | 0 | 0 | 0 | 0 | 0 | 0 | 0 | 0 | 0
2010 | US | NPCC | New York | New York | W08a4 | Solar Derate On-Peak | 0 | 0 | 0 | 0 | 0 | 0 | 0 | 0 | 0 | 0 | 0
2010 | US | NPCC | New York | New York | W08a5 | Hydro Expected On-Peak | 0 | 0 | 0 | 0 | 0 | 0 | 0 | 0 | 0 | 0 | 0
2010 | US | NPCC | New York | New York | W08a6 | Hydro Derate On-Peak | 0 | 0 | 0 | 0 | 0 | 0 | 0 | 0 | 0 | 0 | 0
2010 | US | NPCC | New York | New York | W08a7 | Biomass Expected On-Peak | 0 | 0 | 0 | 23 | 23 | 23 | 23 | 23 | 23 | 23 | 23
2010 | US | NPCC | New York | New York | W08a8 | Biomass Derate On-Peak | 0 | 0 | 0 | 0 | 0 | 0 | 0 | 0 | 0 | 0 | 0
2010 | US | NPCC | New York | New York | W08a9 | All Other Derates | 0 | 0 | 0 | 0 | 0 | 0 | 0 | 0 | 0 | 0 | 0
2010 | US | NPCC | New York | New York | W08a10 | Energy Only | 0 | 0 | 0 | 0 | 0 | 0 | 0 | 0 | 0 | 0 | 0
2010 | US | NPCC | New York | New York | W09 | ANTICIPATED INTERNAL CAPACITY = 6a+7a | 40947 | 39646.1312 | 41502.1312 | 41670.1312 | 41670.1312 | 41671.9312 | 41671.9312 | 41671.9312 | 41671.9312 | 41671.9312 | 41671.9312
2010 | US | NPCC | New York | New York | W10 | CAPACITY TRANSACTIONS - IMPORTS = 10a+10b+10c+10d | 756 | 824.6 | 744.6 | 777 | 1469.7 | 1469.7 | 1469.7 | 1469.7 | 1469.7 | 1469.7 | 1469.7
2010 | US | NPCC | New York | New York | W10a | Firm (Note: The sum of 10a1 and 10a2 must be <= 10a) | 756 | 824.6 | 744.6 | 777 | 1469.7 | 1469.7 | 1469.7 | 1469.7 | 1469.7 | 1469.7 | 1469.7
2010 | US | NPCC | New York | New York | W10a1 | Full-Responsibility Purchases | 0 | 0 | 0 | 0 | 0 | 0 | 0 | 0 | 0 | 0 | 0
2010 | US | NPCC | New York | New York | W10a2 | Owned Capacity/Entitlement Located Outside the Region/Subregion | 0 | 0 | 0 | 0 | 0 | 0 | 0 | 0 | 0 | 0 | 0
2010 | US | NPCC | New York | New York | W10b | Non-firm | 0 | 0 | 0 | 0 | 0 | 0 | 0 | 0 | 0 | 0 | 0
2010 | US | NPCC | New York | New York | W10c | Expected (Note: The sum of 10c1 and 10c2 must be <= 10c) | 0 | 0 | 0 | 0 | 0 | 0 | 0 | 0 | 0 | 0 | 0
2010 | US | NPCC | New York | New York | W10c1 | Full-Responsibility Purchases | 0 | 0 | 0 | 0 | 0 | 0 | 0 | 0 | 0 | 0 | 0
2010 | US | NPCC | New York | New York | W10c2 | Owned Capacity/Entitlement Located Outside the Region/Subregion | 0 | 0 | 0 | 0 | 0 | 0 | 0 | 0 | 0 | 0 | 0
2010 | US | NPCC | New York | New York | W10d | Provisional – transactions under study, but negotiations have not begun. | 0 | 0 | 0 | 0 | 0 | 0 | 0 | 0 | 0 | 0 | 0
2010 | US | NPCC | New York | New York | W11 | CAPACITY TRANSACTIONS - EXPORTS = 11a+11b+11c+11d | 0 | 0 | 0 | 0 | 0 | 0 | 0 | 0 | 0 | 0 | 0
2010 | US | NPCC | New York | New York | W11a | Firm (Note: The sum of 11a1 and 11a2 must be <= 11a) | 0 | 0 | 0 | 0 | 0 | 0 | 0 | 0 | 0 | 0 | 0
2010 | US | NPCC | New York | New York | W11a1 | Full-Responsibility Purchases | 0 | 0 | 0 | 0 | 0 | 0 | 0 | 0 | 0 | 0 | 0
2010 | US | NPCC | New York | New York | W11a2 | Owned Capacity/Entitlement Located Outside the Region/Subregion | 0 | 0 | 0 | 0 | 0 | 0 | 0 | 0 | 0 | 0 | 0
2010 | US | NPCC | New York | New York | W11b | Non-firm | 0 | 0 | 0 | 0 | 0 | 0 | 0 | 0 | 0 | 0 | 0
2010 | US | NPCC | New York | New York | W11c | Expected (Note: The sum of 11c1 and 11c2 must be <= 11c) | 0 | 0 | 0 | 0 | 0 | 0 | 0 | 0 | 0 | 0 | 0
2010 | US | NPCC | New York | New York | W11c1 | Full-Responsibility Purchases | 0 | 0 | 0 | 0 | 0 | 0 | 0 | 0 | 0 | 0 | 0
2010 | US | NPCC | New York | New York | W11c2 | Owned Capacity/Entitlement Located Outside the Region/Subregion | 0 | 0 | 0 | 0 | 0 | 0 | 0 | 0 | 0 | 0 | 0
2010 | US | NPCC | New York | New York | W11d | Provisional – transactions under study, but negotiations have not begun. | 0 | 0 | 0 | 0 | 0 | 0 | 0 | 0 | 0 | 0 | 0
2010 | US | NPCC | New York | New York | W12 | EXISTING, CERTAIN CAPACITY & NET FIRM TRANSACTIONS = 6a+Net Firm Transactions | 41703 | 40470.7312 | 40390.7312 | 40423.1312 | 41115.8312 | 41115.8312 | 41115.8312 | 41115.8312 | 41115.8312 | 41115.8312 | 41115.8312
2010 | US | NPCC | New York | New York | W13 | ANTICIPATED CAPACITY RESOURCES = 12+7a+Net Expected Transactions | 0 | 40470.7312 | 42246.7312 | 42447.1312 | 43139.8312 | 43141.6312 | 43141.6312 | 43141.6312 | 43141.6312 | 43141.6312 | 43141.6312
2010 | US | NPCC | New York | New York | W14 | PROSPECTIVE CAPACITY RESOURCES = 13+6b+16b | 0 | 40470.7312 | 42246.7312 | 42447.1312 | 43139.8312 | 43141.6312 | 43141.6312 | 43141.6312 | 43141.6312 | 43141.6312 | 43141.6312
2010 | US | NPCC | New York | New York | W15 | TOTAL POTENTIAL CAPACITY RESOURCES = 13+6b+7b+8+Net Provisional Transactions | 0 | 40470.7312 | 44329.7312 | 46844.1312 | 48290.8312 | 49507.6312 | 51017.6312 | 51677.6312 | 52278.6312 | 52278.6312 | 52278.6312
2010 | US | NPCC | New York | New York | W15a | ADJUSTED POTENTIAL CAPACITY RESOURCES = 13+6b+16b+16d+Net Provisional Transactions | 0 | 40470.7312 | 42663.3312 | 43326.5312 | 44170.0312 | 44414.8312 | 44716.8312 | 44848.8312 | 44969.0312 | 44969.0312 | 44969.0312
2010 | US | NPCC | New York | New York | W16a | Confidence of Future, Other (7b), using reasonable judgement | 0 | 0 | 0 | 0 | 0 | 0 | 0 | 0 | 0 | 0 | 0
2010 | US | NPCC | New York | New York | W16b | Net Future, Other Resources After Confidence Percentage Is Applied = 7b*16a | 0 | 0 | 0 | 0 | 0 | 0 | 0 | 0 | 0 | 0 | 0
2010 | US | NPCC | New York | New York | W16c | Confidence of Conceptual (8), using reasonable judgement | 0 | 0.2 | 0.2 | 0.2 | 0.2 | 0.2 | 0.2 | 0.2 | 0.2 | 0.2 | 0.2
2010 | US | NPCC | New York | New York | W16d | Net Conceptual Resources After Confidence Percentage Is Applied = 8*16c | 0 | 0 | 416.6 | 879.4 | 1030.2 | 1273.2 | 1575.2 | 1707.2 | 1827.4 | 1827.4 | 1827.4
2010 | US | NPCC | New York | New York | W17 | Region/Subregion Target Reserve Margin | 0 | 0.18 | 0.18 | 0.18 | 0.18 | 0.18 | 0.18 | 0.18 | 0.18 | 0.18 | 0.18
2010 | US | NPCC | New York | New York | W18 | Existing Certain and Net Firm Transactions Reserve Margin = (12-3)/3 | 0 | 0.66623 | 0.66188 | 0.65174 | 0.66098 | 0.65152 | 0.64345 | 0.63249 | 0.62221 | 0.60666 | 0.58753
2010 | US | NPCC | New York | New York | W19 | Anticipated Capacity Resources Reserve Margin = (13-3)/3 | 0 | 0.66623 | 0.73825 | 0.73445 | 0.74275 | 0.73289 | 0.72442 | 0.71292 | 0.70214 | 0.68582 | 0.66574
2010 | US | NPCC | New York | New York | W20 | Prospective Capacity Resources Reserve Margin = (14-3)/3 | 0 | 0.66623 | 0.73825 | 0.73445 | 0.74275 | 0.73289 | 0.72442 | 0.71292 | 0.70214 | 0.68582 | 0.66574
2010 | US | NPCC | New York | New York | W21 | Total Potential Resources Reserve Margin = (15-3)/3 | 0 | 0.66623 | 0.82395 | 0.91411 | 0.95084 | 0.98859 | 1.0392 | 1.0518 | 1.0626 | 1.0429 | 1.0185
2010 | US | NPCC | New York | New York | W22 | Adjusted Potential Resources Reserve Margin = (15a-3)/3 | 0 | 0.66623 | 0.75539 | 0.77038 | 0.78437 | 0.78403 | 0.78739 | 0.78071 | 0.77424 | 0.75723 | 0.7363
2010 | US | NPCC | New York | New York | W23 | Total Baseline Installed Capacity | 40947 | 0 | 0 | 0 | 0 | 0 | 0 | 0 | 0 | 0 | 0
2010 | US | NPCC | New England | New England | W01 | Unrestricted Non-coincident Peak Demand = 2+1a+1b-1c-1d | 20791 | 22085 | 22225 | 22280 | 22400 | 22505 | 22610 | 22720 | 22835 | 22950 | 23070
2010 | US | NPCC | New England | New England | W01a | New Conservation (Energy Efficiency) | 0 | 0 | 0 | 0 | 0 | 0 | 0 | 0 | 0 | 0 | 0
2010 | US | NPCC | New England | New England | W01b | Estimated Diversity | 0 | 0 | 0 | 0 | 0 | 0 | 0 | 0 | 0 | 0 | 0
2010 | US | NPCC | New England | New England | W01c | Additions for non-member load (load served by non-registered LSE's in a region) | 0 | 0 | 0 | 0 | 0 | 0 | 0 | 0 | 0 | 0 | 0
2010 | US | NPCC | New England | New England | W01d | Stand-by Load Under Contract (Normally served by behind the meter generation) | 0 | 0 | 0 | 0 | 0 | 0 | 0 | 0 | 0 | 0 | 0
2010 | US | NPCC | New England | New England | W02 | Total Internal Demand | 20791 | 22085 | 22225 | 22280 | 22400 | 22505 | 22610 | 22720 | 22835 | 22950 | 23070
2010 | US | NPCC | New England | New England | W02a | Direct Control Load Management | 0 | 0 | 0 | 0 | 0 | 0 | 0 | 0 | 0 | 0 | 0
2010 | US | NPCC | New England | New England | W02b | Contractually Interruptible (Curtailable) | 0 | 0 | 0 | 0 | 0 | 0 | 0 | 0 | 0 | 0 | 0
2010 | US | NPCC | New England | New England | W02c | Critical Peak-Pricing (CPP) with Control | 0 | 0 | 0 | 0 | 0 | 0 | 0 | 0 | 0 | 0 | 0
2010 | US | NPCC | New England | New England | W02d | Load as a Capacity Resource | 0 | 0 | 0 | 0 | 0 | 0 | 0 | 0 | 0 | 0 | 0
2010 | US | NPCC | New England | New England | W03 | Net Internal Demand = 2-2a-2b-2c-2d | 20791 | 22085 | 22225 | 22280 | 22400 | 22505 | 22610 | 22720 | 22835 | 22950 | 23070
2010 | US | NPCC | New England | New England | W04a | Demand Response used for Reserves - Spinning | 0 | 0 | 0 | 0 | 0 | 0 | 0 | 0 | 0 | 0 | 0
2010 | US | NPCC | New England | New England | W04b | Demand Response used for Reserves - Non-Spinning | 0 | 0 | 0 | 0 | 0 | 0 | 0 | 0 | 0 | 0 | 0
2010 | US | NPCC | New England | New England | W04c | Demand Response used for Regulation | 0 | 0 | 0 | 0 | 0 | 0 | 0 | 0 | 0 | 0 | 0
2010 | US | NPCC | New England | New England | W04d | Demand Response used for Energy, Voluntary - Emergency | 0 | 0 | 0 | 0 | 0 | 0 | 0 | 0 | 0 | 0 | 0
2010 | US | NPCC | New England | New England | W05 | TOTAL INTERNAL CAPACITY = 6+7 | 39654 | 36248.3712 | 35865.8173 | 39741.566 | 39741.566 | 39741.566 | 39741.566 | 39741.566 | 39741.566 | 39741.566 | 39741.566
2010 | US | NPCC | New England | New England | W06 | EXISTING CAPACITY = 6a+6b+6c | 39654 | 36031.0712 | 36031.0712 | 36031.0712 | 36031.0712 | 36031.0712 | 36031.0712 | 36031.0712 | 36031.0712 | 36031.0712 | 36031.0712
2010 | US | NPCC | New England | New England | W06a | Existing, Certain | 37103 | 32324.2822 | 32324.2822 | 32324.2822 | 32324.2822 | 32324.2822 | 32324.2822 | 32324.2822 | 32324.2822 | 32324.2822 | 32324.2822
2010 | US | NPCC | New England | New England | W06a1 | Wind Expected On-Peak | 161 | 60.366 | 60.366 | 60.366 | 60.366 | 60.366 | 60.366 | 60.366 | 60.366 | 60.366 | 60.366
2010 | US | NPCC | New England | New England | W06a2 | Solar Expected On-Peak | 1 | 0.003 | 0.003 | 0.003 | 0.003 | 0.003 | 0.003 | 0.003 | 0.003 | 0.003 | 0.003
2010 | US | NPCC | New England | New England | W06a3 | Hydro Expected On-Peak | 1897 | 1631.032 | 1631.032 | 1631.032 | 1631.032 | 1631.032 | 1631.032 | 1631.032 | 1631.032 | 1631.032 | 1631.032
2010 | US | NPCC | New England | New England | W06a4 | Biomass Expected On-Peak | 1013 | 933.276 | 933.276 | 933.276 | 933.276 | 933.276 | 933.276 | 933.276 | 933.276 | 933.276 | 933.276
2010 | US | NPCC | New England | New England | W06a5 | Load as a Capacity Resource Expected On-Peak (Load Management Programs) | 3237 | 1720.5442 | 1720.5442 | 1720.5442 | 1720.5442 | 1720.5442 | 1720.5442 | 1720.5442 | 1720.5442 | 1720.5442 | 1720.5442
2010 | US | NPCC | New England | New England | W06b | Existing, Other | 525 | 366.509 | 366.509 | 366.509 | 366.509 | 366.509 | 366.509 | 366.509 | 366.509 | 366.509 | 366.509
2010 | US | NPCC | New England | New England | W06b1 | Wind Derate On-Peak | 10 | 116.464 | 116.464 | 116.464 | 116.464 | 116.464 | 116.464 | 116.464 | 116.464 | 116.464 | 116.464
2010 | US | NPCC | New England | New England | W06b2 | Solar Derate On-Peak | 0 | 0 | 0 | 0 | 0 | 0 | 0 | 0 | 0 | 0 | 0
2010 | US | NPCC | New England | New England | W06b3 | Hydro Derate On-Peak | 15 | 252.024 | 252.024 | 252.024 | 252.024 | 252.024 | 252.024 | 252.024 | 252.024 | 252.024 | 252.024
2010 | US | NPCC | New England | New England | W06b4 | Biomass Derate On-Peak | 0 | 44.88 | 44.88 | 44.88 | 44.88 | 44.88 | 44.88 | 44.88 | 44.88 | 44.88 | 44.88
2010 | US | NPCC | New England | New England | W06b5 | Load as a Capacity Resource Derate On-Peak (Load Management Programs) | 0 | 0 | 0 | 0 | 0 | 0 | 0 | 0 | 0 | 0 | 0
2010 | US | NPCC | New England | New England | W06b7 | Transmission-Limited Resources | 0 | 0 | 0 | 0 | 0 | 0 | 0 | 0 | 0 | 0 | 0
2010 | US | NPCC | New England | New England | W06b8 | All Other Derates | 0 | 2926.912 | 2926.912 | 2926.912 | 2926.912 | 2926.912 | 2926.912 | 2926.912 | 2926.912 | 2926.912 | 2926.912
2010 | US | NPCC | New England | New England | W06b9 | Energy Only | 0 | 187.115 | 187.115 | 187.115 | 187.115 | 187.115 | 187.115 | 187.115 | 187.115 | 187.115 | 187.115
2010 | US | NPCC | New England | New England | W06c | Existing, Inoperable (Note: Not used in margin calculations) | 2001 | 0 | 0 | 0 | 0 | 0 | 0 | 0 | 0 | 0 | 0
2010 | US | NPCC | New England | New England | W07 | FUTURE CAPACITY ADDITIONS = 7a+7b | 0 | 217.3 | -667.0189 | 3208.7298 | 3208.7298 | 3208.7298 | 3208.7298 | 3208.7298 | 3208.7298 | 3208.7298 | 3208.7298
2010 | US | NPCC | New England | New England | W07a | Future, Planned | 0 | 0 | -646.0979 | 3243.3978 | 3243.3978 | 3243.3978 | 3243.3978 | 3243.3978 | 3243.3978 | 3243.3978 | 3243.3978
2010 | US | NPCC | New England | New England | W07a1 | Wind Expected On-Peak | 0 | 0 | 0 | 0 | 0 | 0 | 0 | 0 | 0 | 0 | 0
2010 | US | NPCC | New England | New England | W07a2 | Wind Derate On-Peak | 0 | 0 | 192.585 | 192.585 | 192.585 | 192.585 | 192.585 | 192.585 | 192.585 | 192.585 | 192.585
2010 | US | NPCC | New England | New England | W07a3 | Solar Expected On-Peak | 0 | 0 | 0 | 0 | 0 | 0 | 0 | 0 | 0 | 0 | 0
2010 | US | NPCC | New England | New England | W07a4 | Solar Derate On-Peak | 0 | 0 | 0 | 0 | 0 | 0 | 0 | 0 | 0 | 0 | 0
2010 | US | NPCC | New England | New England | W07a5 | Hydro Expected On-Peak | 0 | 0 | 19.354 | 185.074 | 185.074 | 185.074 | 185.074 | 185.074 | 185.074 | 185.074 | 185.074
2010 | US | NPCC | New England | New England | W07a6 | Hydro Derate On-Peak | 0 | 0 | 4.88 | 4.88 | 4.88 | 4.88 | 4.88 | 4.88 | 4.88 | 4.88 | 4.88
2010 | US | NPCC | New England | New England | W07a7 | Biomass Expected On-Peak | 0 | 0 | 70.086 | 261.445 | 261.445 | 261.445 | 261.445 | 261.445 | 261.445 | 261.445 | 261.445
2010 | US | NPCC | New England | New England | W07a8 | Biomass Derate On-Peak | 0 | 0 | 4.3 | 4.3 | 4.3 | 4.3 | 4.3 | 4.3 | 4.3 | 4.3 | 4.3
2010 | US | NPCC | New England | New England | W07a9 | Demand Response Expected On-Peak (Load Management Programs) | 0 | 0 | 535.318 | 1115.8027 | 1115.8027 | 1115.8027 | 1115.8027 | 1115.8027 | 1115.8027 | 1115.8027 | 1115.8027
2010 | US | NPCC | New England | New England | W07a10 | Demand Response Derate On-Peak (Load Management Programs) | 0 | 0 | 0 | 0 | 0 | 0 | 0 | 0 | 0 | 0 | 0
2010 | US | NPCC | New England | New England | W07a11 | Transmission-Limited Resources | 0 | 0 | 0 | 0 | 0 | 0 | 0 | 0 | 0 | 0 | 0
2010 | US | NPCC | New England | New England | W07a12 | Scheduled Outage - Maintenance | 0 | 0 | 300 | 300 | 300 | 300 | 300 | 300 | 300 | 300 | 300
2010 | US | NPCC | New England | New England | W07a13 | All Other Derates | 0 | 0 | 0 | 0 | 0 | 0 | 0 | 0 | 0 | 0 | 0
2010 | US | NPCC | New England | New England | W07a14 | Energy Only | 0 | 0 | 0 | 0 | 0 | 0 | 0 | 0 | 0 | 0 | 0
2010 | US | NPCC | New England | New England | W07b | Future, Other | 0 | 217.3 | -20.921 | -34.668 | -34.668 | -34.668 | -34.668 | -34.668 | -34.668 | -34.668 | -34.668
2010 | US | NPCC | New England | New England | W07b1 | Wind Expected On-Peak | 0 | 18.5 | 18.5 | 18.5 | 18.5 | 18.5 | 18.5 | 18.5 | 18.5 | 18.5 | 18.5
2010 | US | NPCC | New England | New England | W07b2 | Wind Derate On-Peak | 0 | 7.7 | 7.7 | 7.7 | 7.7 | 7.7 | 7.7 | 7.7 | 7.7 | 7.7 | 7.7
2010 | US | NPCC | New England | New England | W07b3 | Solar Expected On-Peak | 0 | 0 | 0 | 0 | 0 | 0 | 0 | 0 | 0 | 0 | 0
2010 | US | NPCC | New England | New England | W07b4 | Solar Derate On-Peak | 0 | 0 | 0 | 0 | 0 | 0 | 0 | 0 | 0 | 0 | 0
2010 | US | NPCC | New England | New England | W07b5 | Hydro Expected On-Peak | 0 | 0 | 0 | 0 | 0 | 0 | 0 | 0 | 0 | 0 | 0
2010 | US | NPCC | New England | New England | W07b6 | Hydro Derate On-Peak | 0 | 0 | 0 | 0 | 0 | 0 | 0 | 0 | 0 | 0 | 0
2010 | US | NPCC | New England | New England | W07b7 | Biomass Expected On-Peak | 0 | 0 | 0 | 0 | 0 | 0 | 0 | 0 | 0 | 0 | 0
2010 | US | NPCC | New England | New England | W07b8 | Biomass Derate On-Peak | 0 | 0 | 0 | 0 | 0 | 0 | 0 | 0 | 0 | 0 | 0
2010 | US | NPCC | New England | New England | W07b9 | Transmission-Limited Resources | 0 | 0 | 0 | 1 | 2 | 3 | 4 | 5 | 6 | 7 | 8
2010 | US | NPCC | New England | New England | W07b10 | Scheduled Outage - Maintenance | 0 | 400 | 400 | 400 | 400 | 400 | 400 | 400 | 400 | 400 | 400
2010 | US | NPCC | New England | New England | W07b11 | All Other Derates | 0 | 0 | 0 | 0 | 0 | 0 | 0 | 0 | 0 | 0 | 0
2010 | US | NPCC | New England | New England | W07b12 | Energy Only | 0 | 217.3 | -21 | -21 | -21 | -21 | -21 | -21 | -21 | -21 | -21
2010 | US | NPCC | New England | New England | W08 | Conceptual | 0 | 0 | 2676 | 6516 | 11162 | 14204 | 14204 | 15276 | 15276 | 15276 | 15276
2010 | US | NPCC | New England | New England | W08a1 | Wind Expected On-Peak | 0 | 0 | 978 | 1674 | 2106 | 2106 | 2106 | 2642 | 2642 | 2642 | 2642
2010 | US | NPCC | New England | New England | W08a2 | Wind Derate On-Peak | 0 | 0 | 0 | 0 | 0 | 0 | 0 | 0 | 0 | 0 | 0
2010 | US | NPCC | New England | New England | W08a3 | Solar Expected On-Peak | 0 | 0 | 0 | 0 | 0 | 0 | 0 | 0 | 0 | 0 | 0
2010 | US | NPCC | New England | New England | W08a4 | Solar Derate On-Peak | 0 | 0 | 0 | 0 | 0 | 0 | 0 | 0 | 0 | 0 | 0
2010 | US | NPCC | New England | New England | W08a5 | Hydro Expected On-Peak | 0 | 0 | 13 | 22 | 38 | 38 | 38 | 38 | 38 | 38 | 38
2010 | US | NPCC | New England | New England | W08a6 | Hydro Derate On-Peak | 0 | 0 | 0 | 0 | 0 | 0 | 0 | 0 | 0 | 0 | 0
2010 | US | NPCC | New England | New England | W08a7 | Biomass Expected On-Peak | 0 | 0 | 70 | 166 | 257 | 327 | 327 | 327 | 327 | 327 | 327
2010 | US | NPCC | New England | New England | W08a8 | Biomass Derate On-Peak | 0 | 0 | 0 | 0 | 0 | 0 | 0 | 0 | 0 | 0 | 0
2010 | US | NPCC | New England | New England | W08a9 | All Other Derates | 0 | 0 | 0 | 0 | 0 | 0 | 0 | 0 | 0 | 0 | 0
2010 | US | NPCC | New England | New England | W08a10 | Energy Only | 0 | 0 | 0 | 0 | 0 | 0 | 0 | 0 | 0 | 0 | 0
2010 | US | NPCC | New England | New England | W09 | ANTICIPATED INTERNAL CAPACITY = 6a+7a | 37103 | 32324.2822 | 31678.1843 | 35567.68 | 35567.68 | 35567.68 | 35567.68 | 35567.68 | 35567.68 | 35567.68 | 35567.68
2010 | US | NPCC | New England | New England | W10 | CAPACITY TRANSACTIONS - IMPORTS = 10a+10b+10c+10d | 1783 | 388 | 1419 | 1687 | 334 | 334 | 112 | 87 | 6 | 6 | 6
2010 | US | NPCC | New England | New England | W10a | Firm (Note: The sum of 10a1 and 10a2 must be <= 10a) | 1783 | 388 | 1419 | 1687 | 334 | 334 | 112 | 87 | 6 | 6 | 6
2010 | US | NPCC | New England | New England | W10a1 | Full-Responsibility Purchases | 1783 | 388 | 1419 | 1687 | 334 | 334 | 112 | 87 | 6 | 6 | 6
2010 | US | NPCC | New England | New England | W10a2 | Owned Capacity/Entitlement Located Outside the Region/Subregion | 0 | 0 | 0 | 0 | 0 | 0 | 0 | 0 | 0 | 0 | 0
2010 | US | NPCC | New England | New England | W10b | Non-firm | 0 | 0 | 0 | 0 | 0 | 0 | 0 | 0 | 0 | 0 | 0
2010 | US | NPCC | New England | New England | W10c | Expected (Note: The sum of 10c1 and 10c2 must be <= 10c) | 0 | 0 | 0 | 0 | 0 | 0 | 0 | 0 | 0 | 0 | 0
2010 | US | NPCC | New England | New England | W10c1 | Full-Responsibility Purchases | 0 | 0 | 0 | 0 | 0 | 0 | 0 | 0 | 0 | 0 | 0
2010 | US | NPCC | New England | New England | W10c2 | Owned Capacity/Entitlement Located Outside the Region/Subregion | 0 | 0 | 0 | 0 | 0 | 0 | 0 | 0 | 0 | 0 | 0
2010 | US | NPCC | New England | New England | W10d | Provisional – transactions under study, but negotiations have not begun. | 0 | 0 | 0 | 0 | 0 | 0 | 0 | 0 | 0 | 0 | 0
2010 | US | NPCC | New England | New England | W11 | CAPACITY TRANSACTIONS - EXPORTS = 11a+11b+11c+11d | 1597 | 100 | 100 | 100 | 100 | 100 | 100 | 100 | 100 | 100 | 100
2010 | US | NPCC | New England | New England | W11a | Firm (Note: The sum of 11a1 and 11a2 must be <= 11a) | 1597 | 100 | 100 | 100 | 100 | 100 | 100 | 100 | 100 | 100 | 100
2010 | US | NPCC | New England | New England | W11a1 | Full-Responsibility Purchases | 1597 | 100 | 100 | 100 | 100 | 100 | 100 | 100 | 100 | 100 | 100
2010 | US | NPCC | New England | New England | W11a2 | Owned Capacity/Entitlement Located Outside the Region/Subregion | 0 | 0 | 0 | 0 | 0 | 0 | 0 | 0 | 0 | 0 | 0
2010 | US | NPCC | New England | New England | W11b | Non-firm | 0 | 0 | 0 | 0 | 0 | 0 | 0 | 0 | 0 | 0 | 0
2010 | US | NPCC | New England | New England | W11c | Expected (Note: The sum of 11c1 and 11c2 must be <= 11c) | 0 | 0 | 0 | 0 | 0 | 0 | 0 | 0 | 0 | 0 | 0
2010 | US | NPCC | New England | New England | W11c1 | Full-Responsibility Purchases | 0 | 0 | 0 | 0 | 0 | 0 | 0 | 0 | 0 | 0 | 0
2010 | US | NPCC | New England | New England | W11c2 | Owned Capacity/Entitlement Located Outside the Region/Subregion | 0 | 0 | 0 | 0 | 0 | 0 | 0 | 0 | 0 | 0 | 0
2010 | US | NPCC | New England | New England | W11d | Provisional – transactions under study, but negotiations have not begun. | 0 | 0 | 0 | 0 | 0 | 0 | 0 | 0 | 0 | 0 | 0
2010 | US | NPCC | New England | New England | W12 | EXISTING, CERTAIN CAPACITY & NET FIRM TRANSACTIONS = 6a+Net Firm Transactions | 37289 | 32612.2822 | 33643.2822 | 33911.2822 | 32558.2822 | 32558.2822 | 32336.2822 | 32311.2822 | 32230.2822 | 32230.2822 | 32230.2822
2010 | US | NPCC | New England | New England | W13 | ANTICIPATED CAPACITY RESOURCES = 12+7a+Net Expected Transactions | 0 | 32612.2822 | 32997.1843 | 37154.68 | 35801.68 | 35801.68 | 35579.68 | 35554.68 | 35473.68 | 35473.68 | 35473.68
2010 | US | NPCC | New England | New England | W14 | PROSPECTIVE CAPACITY RESOURCES = 13+6b+16b | 0 | 33196.0912 | 33342.7723 | 37486.521 | 36133.521 | 36133.521 | 35911.521 | 35886.521 | 35805.521 | 35805.521 | 35805.521
2010 | US | NPCC | New England | New England | W15 | TOTAL POTENTIAL CAPACITY RESOURCES = 13+6b+7b+8+Net Provisional Transactions | 0 | 33196.0912 | 36018.7723 | 44002.521 | 47295.521 | 50337.521 | 50115.521 | 51162.521 | 51081.521 | 51081.521 | 51081.521
2010 | US | NPCC | New England | New England | W15a | ADJUSTED POTENTIAL CAPACITY RESOURCES = 13+6b+16b+16d+Net Provisional Transactions | 0 | 33196.0912 | 33877.9723 | 38789.721 | 38365.921 | 38974.321 | 38752.321 | 38941.721 | 38860.721 | 38860.721 | 38860.721
2010 | US | NPCC | New England | New England | W16a | Confidence of Future, Other (7b), using reasonable judgement | 0 | 0 | 0 | 0 | 0 | 0 | 0 | 0 | 0 | 0 | 0
2010 | US | NPCC | New England | New England | W16b | Net Future, Other Resources After Confidence Percentage Is Applied = 7b*16a | 0 | 217.3 | -20.921 | -34.668 | -34.668 | -34.668 | -34.668 | -34.668 | -34.668 | -34.668 | -34.668
2010 | US | NPCC | New England | New England | W16c | Confidence of Conceptual (8), using reasonable judgement | 0 | 0.2 | 0.2 | 0.2 | 0.2 | 0.2 | 0.2 | 0.2 | 0.2 | 0.2 | 0.2
2010 | US | NPCC | New England | New England | W16d | Net Conceptual Resources After Confidence Percentage Is Applied = 8*16c | 0 | 0 | 535.2 | 1303.2 | 2232.4 | 2840.8 | 2840.8 | 3055.2 | 3055.2 | 3055.2 | 3055.2
2010 | US | NPCC | New England | New England | W17 | Region/Subregion Target Reserve Margin | 0 | 0.15 | 0.15 | 0.15 | 0.15 | 0.15 | 0.15 | 0.15 | 0.15 | 0.15 | 0.15
2010 | US | NPCC | New England | New England | W18 | Existing Certain and Net Firm Transactions Reserve Margin = (12-3)/3 | 0 | 0.47667 | 0.51376 | 0.52205 | 0.45349 | 0.44671 | 0.43018 | 0.42215 | 0.41144 | 0.40437 | 0.39706
2010 | US | NPCC | New England | New England | W19 | Anticipated Capacity Resources Reserve Margin = (13-3)/3 | 0 | 0.47667 | 0.48469 | 0.66762 | 0.59829 | 0.59083 | 0.57363 | 0.56491 | 0.55348 | 0.54569 | 0.53765
2010 | US | NPCC | New England | New England | W20 | Prospective Capacity Resources Reserve Margin = (14-3)/3 | 0 | 0.50311 | 0.50024 | 0.68252 | 0.6131 | 0.60558 | 0.5883 | 0.57951 | 0.56801 | 0.56015 | 0.55204
2010 | US | NPCC | New England | New England | W21 | Total Potential Resources Reserve Margin = (15-3)/3 | 0 | 0.50311 | 0.62064 | 0.97498 | 1.1114 | 1.2367 | 1.2165 | 1.2519 | 1.237 | 1.2258 | 1.2142
2010 | US | NPCC | New England | New England | W22 | Adjusted Potential Resources Reserve Margin = (15a-3)/3 | 0 | 0.50311 | 0.52432 | 0.74101 | 0.71276 | 0.73181 | 0.71395 | 0.71398 | 0.70181 | 0.69328 | 0.68447
2010 | US | NPCC | New England | New England | W23 | Total Baseline Installed Capacity | 39654 | 0 | 0 | 0 | 0 | 0 | 0 | 0 | 0 | 0 | 0
2010 | CA | NPCC | Ontario | Ontario | W01 | Unrestricted Non-coincident Peak Demand = 2+1a+1b-1c-1d | 22045 | 22615.6439 | 22519.8007 | 22506.3684 | 22764.175 | 22786.1384 | 23123.311 | 23297.3998 | 23659.0005 | 23971.4243 | 23554.4679
2010 | CA | NPCC | Ontario | Ontario | W01a | New Conservation (Energy Efficiency) | 0 | 142.7626 | 439.5978 | 778.1094 | 1154.1974 | 1450.4822 | 1906.607 | 2274.1643 | 2660.0472 | 2862.5442 | 3063.1769
2010 | CA | NPCC | Ontario | Ontario | W01b | Estimated Diversity | 0 | 0 | 0 | 0 | 0 | 0 | 0 | 0 | 0 | 0 | 0
2010 | CA | NPCC | Ontario | Ontario | W01c | Additions for non-member load (load served by non-registered LSE's in a region) | 0 | 0 | 0 | 0 | 0 | 0 | 0 | 0 | 0 | 0 | 0
2010 | CA | NPCC | Ontario | Ontario | W01d | Stand-by Load Under Contract (Normally served by behind the meter generation) | 0 | 0 | 0 | 0 | 0 | 0 | 0 | 0 | 0 | 0 | 0
2010 | CA | NPCC | Ontario | Ontario | W02 | Total Internal Demand | 22045 | 22472.8814 | 22080.2029 | 21728.259 | 21609.9776 | 21335.6562 | 21216.704 | 21023.2355 | 20998.9533 | 21108.8801 | 20491.291
2010 | CA | NPCC | Ontario | Ontario | W02a | Direct Control Load Management | 0 | 0 | 0 | 0 | 0 | 0 | 0 | 0 | 0 | 0 | 0
2010 | CA | NPCC | Ontario | Ontario | W02b | Contractually Interruptible (Curtailable) | 0 | 0 | 0 | 0 | 0 | 0 | 0 | 0 | 0 | 0 | 0
2010 | CA | NPCC | Ontario | Ontario | W02c | Critical Peak-Pricing (CPP) with Control | 0 | 0 | 0 | 0 | 0 | 0 | 0 | 0 | 0 | 0 | 0
2010 | CA | NPCC | Ontario | Ontario | W02d | Load as a Capacity Resource | 0 | 0 | 0 | 0 | 0 | 0 | 0 | 0 | 0 | 0 | 0
2010 | CA | NPCC | Ontario | Ontario | W03 | Net Internal Demand = 2-2a-2b-2c-2d | 22045 | 22472.8814 | 22080.2029 | 21728.259 | 21609.9776 | 21335.6562 | 21216.704 | 21023.2355 | 20998.9533 | 21108.8801 | 20491.291
2010 | CA | NPCC | Ontario | Ontario | W04a | Demand Response used for Reserves - Spinning | 0 | 0 | 0 | 0 | 0 | 0 | 0 | 0 | 0 | 0 | 0
2010 | CA | NPCC | Ontario | Ontario | W04b | Demand Response used for Reserves - Non-Spinning | 0 | 0 | 0 | 0 | 0 | 0 | 0 | 0 | 0 | 0 | 0
2010 | CA | NPCC | Ontario | Ontario | W04c | Demand Response used for Regulation | 0 | 0 | 0 | 0 | 0 | 0 | 0 | 0 | 0 | 0 | 0
2010 | CA | NPCC | Ontario | Ontario | W04d | Demand Response used for Energy, Voluntary - Emergency | 0 | 0 | 0 | 0 | 0 | 0 | 0 | 0 | 0 | 0 | 0
2010 | CA | NPCC | Ontario | Ontario | W05 | TOTAL INTERNAL CAPACITY = 6+7 | 36875 | 34924.2326 | 36442.0828 | 37505.572 | 37558.5246 | 34946.7027 | 35641.0708 | 35057.7047 | 35279.0109 | 34466.8442 | 34466.8442
2010 | CA | NPCC | Ontario | Ontario | W06 | EXISTING CAPACITY = 6a+6b+6c | 36875 | 36653.7443 | 36653.7443 | 36653.7443 | 36653.7443 | 36653.7443 | 36653.7443 | 36653.7443 | 36653.7443 | 36653.7443 | 36653.7443
2010 | CA | NPCC | Ontario | Ontario | W06a | Existing, Certain | 31347.6 | 32776.5106 | 32776.5106 | 32776.5106 | 32776.5106 | 32776.5106 | 32776.5106 | 32776.5106 | 32776.5106 | 32776.5106 | 32776.5106
2010 | CA | NPCC | Ontario | Ontario | W06a1 | Wind Expected On-Peak | 285 | 346.976 | 346.976 | 346.976 | 346.976 | 346.976 | 346.976 | 346.976 | 346.976 | 346.976 | 346.976
2010 | CA | NPCC | Ontario | Ontario | W06a2 | Solar Expected On-Peak | 0 | 0 | 0 | 0 | 0 | 0 | 0 | 0 | 0 | 0 | 0
2010 | CA | NPCC | Ontario | Ontario | W06a3 | Hydro Expected On-Peak | 7107 | 6078.514 | 6078.514 | 6078.514 | 6078.514 | 6078.514 | 6078.514 | 6078.514 | 6078.514 | 6078.514 | 6078.514
2010 | CA | NPCC | Ontario | Ontario | W06a4 | Biomass Expected On-Peak | 46.6 | 93.6 | 93.6 | 93.6 | 93.6 | 93.6 | 93.6 | 93.6 | 93.6 | 93.6 | 93.6
2010 | CA | NPCC | Ontario | Ontario | W06a5 | Load as a Capacity Resource Expected On-Peak (Load Management Programs) | 823 | 479.7207 | 479.7207 | 479.7207 | 479.7207 | 479.7207 | 479.7207 | 479.7207 | 479.7207 | 479.7207 | 479.7207
2010 | CA | NPCC | Ontario | Ontario | W06b | Existing, Other | 0 | 0 | 0 | 0 | 0 | 0 | 0 | 0 | 0 | 0 | 0
2010 | CA | NPCC | Ontario | Ontario | W06b1 | Wind Derate On-Peak | 799 | 737.324 | 737.324 | 737.324 | 737.324 | 737.324 | 737.324 | 737.324 | 737.324 | 737.324 | 737.324
2010 | CA | NPCC | Ontario | Ontario | W06b2 | Solar Derate On-Peak | 0 | 0 | 0 | 0 | 0 | 0 | 0 | 0 | 0 | 0 | 0
2010 | CA | NPCC | Ontario | Ontario | W06b3 | Hydro Derate On-Peak | 804 | 1701.486 | 1701.486 | 1701.486 | 1701.486 | 1701.486 | 1701.486 | 1701.486 | 1701.486 | 1701.486 | 1701.486
2010 | CA | NPCC | Ontario | Ontario | W06b4 | Biomass Derate On-Peak | 0.9 | 0.5 | 0.5 | 0.5 | 0.5 | 0.5 | 0.5 | 0.5 | 0.5 | 0.5 | 0.5
2010 | CA | NPCC | Ontario | Ontario | W06b5 | Load as a Capacity Resource Derate On-Peak (Load Management Programs) | 567 | 370.4237 | 370.4237 | 370.4237 | 370.4237 | 370.4237 | 370.4237 | 370.4237 | 370.4237 | 370.4237 | 370.4237
2010 | CA | NPCC | Ontario | Ontario | W06b7 | Transmission-Limited Resources | 0 | 0 | 0 | 0 | 0 | 0 | 0 | 0 | 0 | 0 | 0
2010 | CA | NPCC | Ontario | Ontario | W06b8 | All Other Derates | 3329 | 1067.5001 | 1067.5001 | 1067.5001 | 1067.5001 | 1067.5001 | 1067.5001 | 1067.5001 | 1067.5001 | 1067.5001 | 1067.5001
2010 | CA | NPCC | Ontario | Ontario | W06b9 | Energy Only | 0 | 0 | 0 | 0 | 0 | 0 | 0 | 0 | 0 | 0 | 0
2010 | CA | NPCC | Ontario | Ontario | W06c | Existing, Inoperable (Note: Not used in margin calculations) | 27.5 | 0 | 0 | 0 | 0 | 0 | 0 | 0 | 0 | 0 | 0
2010 | CA | NPCC | Ontario | Ontario | W07 | FUTURE CAPACITY ADDITIONS = 7a+7b | 0 | -1808.3506 | -834.2749 | -287.6534 | -703.6129 | -3712.9077 | -3519.1729 | -4355.0418 | -4336.7501 | -5193.0251 | -5193.0251
2010 | CA | NPCC | Ontario | Ontario | W07a | Future, Planned | 0 | -1808.3506 | -834.2749 | -287.6534 | -703.6129 | -3712.9077 | -3519.1729 | -4355.0418 | -4336.7501 | -5193.0251 | -5193.0251
2010 | CA | NPCC | Ontario | Ontario | W07a1 | Wind Expected On-Peak | 0 | 0 | 0 | 0 | 0 | 0 | 0 | 0 | 0 | 0 | 0
2010 | CA | NPCC | Ontario | Ontario | W07a2 | Wind Derate On-Peak | 0 | 0 | 529.0487 | 1045.9164 | 1414.1952 | 1643.9351 | 1920.7653 | 2149.9996 | 2330.9629 | 2375.0711 | 2375.0711
2010 | CA | NPCC | Ontario | Ontario | W07a3 | Solar Expected On-Peak | 0 | 4.1494 | 4.1494 | 4.1494 | 8.3512 | 14.2902 | 16.0996 | 17.3243 | 18.4848 | 18.4848 | 18.4848
2010 | CA | NPCC | Ontario | Ontario | W07a4 | Solar Derate On-Peak | 0 | 78.8389 | 78.8389 | 78.8389 | 158.6721 | 271.5131 | 305.8924 | 329.1609 | 351.2121 | 351.2121 | 351.2121
2010 | CA | NPCC | Ontario | Ontario | W07a5 | Hydro Expected On-Peak | 0 | 0 | 49.4741 | 49.4741 | 108.6741 | 270.7822 | 845.3583 | 845.3583 | 845.3583 | 845.3583 | 845.3583
2010 | CA | NPCC | Ontario | Ontario | W07a6 | Hydro Derate On-Peak | 0 | 0 | 14.7259 | 14.7259 | 35.5259 | 90.4178 | 279.8417 | 279.8417 | 279.8417 | 279.8417 | 279.8417
2010 | CA | NPCC | Ontario | Ontario | W07a7 | Biomass Expected On-Peak | 0 | 0 | 230 | 430 | 430 | 430 | 430 | 430 | 430 | 430 | 430
2010 | CA | NPCC | Ontario | Ontario | W07a8 | Biomass Derate On-Peak | 0 | 0 | 0 | 0 | 0 | 0 | 0 | 0 | 0 | 0 | 0
2010 | CA | NPCC | Ontario | Ontario | W07a9 | Demand Response Expected On-Peak (Load Management Programs) | 0 | 0 | 0 | 0 | 0 | 307.5027 | 307.5027 | 307.5027 | 307.5027 | 307.5027 | 307.5027
2010 | CA | NPCC | Ontario | Ontario | W07a10 | Demand Response Derate On-Peak (Load Management Programs) | 0 | 0 | 0 | 0 | 0 | 0 | 0 | 0 | 0 | 0 | 0
2010 | CA | NPCC | Ontario | Ontario | W07a11 | Transmission-Limited Resources | 0 | 0 | 0 | 0 | 0 | 0 | 0 | 0 | 0 | 0 | 0
2010 | CA | NPCC | Ontario | Ontario | W07a12 | Scheduled Outage - Maintenance | 0 | 0 | 0 | 0 | 0 | 0 | 0 | 0 | 0 | 0 | 0
2010 | CA | NPCC | Ontario | Ontario | W07a13 | All Other Derates | 0 | 0 | 0 | 0 | 0 | 0 | 0 | 0 | 0 | 0 | 0
2010 | CA | NPCC | Ontario | Ontario | W07a14 | Energy Only | 0 | 0 | 0 | 0 | 0 | 0 | 0 | 0 | 0 | 0 | 0
2010 | CA | NPCC | Ontario | Ontario | W07b | Future, Other | 0 | 0 | 0 | 0 | 0 | 0 | 0 | 0 | 0 | 0 | 0
2010 | CA | NPCC | Ontario | Ontario | W07b1 | Wind Expected On-Peak | 0 | 0 | 0 | 0 | 0 | 0 | 0 | 0 | 0 | 0 | 0
2010 | CA | NPCC | Ontario | Ontario | W07b2 | Wind Derate On-Peak | 0 | 0 | 0 | 0 | 0 | 0 | 0 | 0 | 0 | 0 | 0
2010 | CA | NPCC | Ontario | Ontario | W07b3 | Solar Expected On-Peak | 0 | 0 | 0 | 0 | 0 | 0 | 0 | 0 | 0 | 0 | 0
2010 | CA | NPCC | Ontario | Ontario | W07b4 | Solar Derate On-Peak | 0 | 0 | 0 | 0 | 0 | 0 | 0 | 0 | 0 | 0 | 0
2010 | CA | NPCC | Ontario | Ontario | W07b5 | Hydro Expected On-Peak | 0 | 0 | 0 | 0 | 0 | 0 | 0 | 0 | 0 | 0 | 0
2010 | CA | NPCC | Ontario | Ontario | W07b6 | Hydro Derate On-Peak | 0 | 0 | 0 | 0 | 0 | 0 | 0 | 0 | 0 | 0 | 0
2010 | CA | NPCC | Ontario | Ontario | W07b7 | Biomass Expected On-Peak | 0 | 0 | 0 | 0 | 0 | 0 | 0 | 0 | 0 | 0 | 0
2010 | CA | NPCC | Ontario | Ontario | W07b8 | Biomass Derate On-Peak | 0 | 0 | 0 | 0 | 0 | 0 | 0 | 0 | 0 | 0 | 0
2010 | CA | NPCC | Ontario | Ontario | W07b9 | Transmission-Limited Resources | 0 | 0 | 0 | 0 | 0 | 0 | 0 | 0 | 0 | 0 | 0
2010 | CA | NPCC | Ontario | Ontario | W07b10 | Scheduled Outage - Maintenance | 0 | 0 | 0 | 0 | 0 | 0 | 0 | 0 | 0 | 0 | 0
2010 | CA | NPCC | Ontario | Ontario | W07b11 | All Other Derates | 0 | 0 | 0 | 0 | 0 | 0 | 0 | 0 | 0 | 0 | 0
2010 | CA | NPCC | Ontario | Ontario | W07b12 | Energy Only | 0 | 0 | 0 | 0 | 0 | 0 | 0 | 0 | 0 | 0 | 0
2010 | CA | NPCC | Ontario | Ontario | W08 | Conceptual | 0 | 143.7403 | 646.8795 | 1068.9068 | 1864.6997 | 2183.0284 | 2703.7167 | 5922.4841 | 6118.227 | 7422.0291 | 9440.8305
2010 | CA | NPCC | Ontario | Ontario | W08a1 | Wind Expected On-Peak | 0 | 0 | 0 | 52.6182 | 126.1007 | 137.3721 | 376.9293 | 376.9293 | 465.4114 | 707.9174 | 707.9174
2010 | CA | NPCC | Ontario | Ontario | W08a2 | Wind Derate On-Peak | 0 | 0 | 0 | 106.8309 | 256.0226 | 278.9071 | 765.2807 | 765.2807 | 944.9262 | 1437.2869 | 1437.2869
2010 | CA | NPCC | Ontario | Ontario | W08a3 | Solar Expected On-Peak | 0 | 1.5579 | 1.5579 | 1.5579 | 2.7663 | 12.3447 | 12.8603 | 12.8603 | 12.8603 | 12.8603 | 12.8603
2010 | CA | NPCC | Ontario | Ontario | W08a4 | Solar Derate On-Peak | 0 | 29.5998 | 29.5998 | 29.5998 | 52.5598 | 234.5497 | 244.3456 | 244.3456 | 244.3456 | 244.3456 | 244.3456
2010 | CA | NPCC | Ontario | Ontario | W08a5 | Hydro Expected On-Peak | 0 | 0 | 0 | 0 | 7.0452 | 35.7382 | 49.847 | 49.847 | 49.847 | 49.847 | 49.847
2010 | CA | NPCC | Ontario | Ontario | W08a6 | Hydro Derate On-Peak | 0 | 0 | 0 | 0 | 2.4754 | 12.5567 | 17.5138 | 17.5138 | 17.5138 | 17.5138 | 17.5138
2010 | CA | NPCC | Ontario | Ontario | W08a7 | Biomass Expected On-Peak | 0 | 0 | 0 | 0 | 0 | 0 | 0 | 0 | 0 | 0 | 0
2010 | CA | NPCC | Ontario | Ontario | W08a8 | Biomass Derate On-Peak | 0 | 0 | 0 | 0 | 0 | 0 | 0 | 0 | 0 | 0 | 0
2010 | CA | NPCC | Ontario | Ontario | W08a9 | All Other Derates | 0 | 0 | 0 | 0 | 0 | 0 | 0 | 0 | 0 | 0 | 0
2010 | CA | NPCC | Ontario | Ontario | W08a10 | Energy Only | 0 | 0 | 0 | 0 | 0 | 0 | 0 | 0 | 0 | 0 | 0
2010 | CA | NPCC | Ontario | Ontario | W09 | ANTICIPATED INTERNAL CAPACITY = 6a+7a | 31347.6 | 30968.16 | 31942.2357 | 32488.8571 | 32072.8977 | 29063.6029 | 29257.3376 | 28421.4687 | 28439.7605 | 27583.4854 | 27583.4854
2010 | CA | NPCC | Ontario | Ontario | W10 | CAPACITY TRANSACTIONS - IMPORTS = 10a+10b+10c+10d | 0 | 0 | 0 | 0 | 0 | 0 | 0 | 0 | 0 | 0 | 0
2010 | CA | NPCC | Ontario | Ontario | W10a | Firm (Note: The sum of 10a1 and 10a2 must be <= 10a) | 0 | 0 | 0 | 0 | 0 | 0 | 0 | 0 | 0 | 0 | 0
2010 | CA | NPCC | Ontario | Ontario | W10a1 | Full-Responsibility Purchases | 0 | 0 | 0 | 0 | 0 | 0 | 0 | 0 | 0 | 0 | 0
2010 | CA | NPCC | Ontario | Ontario | W10a2 | Owned Capacity/Entitlement Located Outside the Region/Subregion | 0 | 0 | 0 | 0 | 0 | 0 | 0 | 0 | 0 | 0 | 0
2010 | CA | NPCC | Ontario | Ontario | W10b | Non-firm | 0 | 0 | 0 | 0 | 0 | 0 | 0 | 0 | 0 | 0 | 0
2010 | CA | NPCC | Ontario | Ontario | W10c | Expected (Note: The sum of 10c1 and 10c2 must be <= 10c) | 0 | 0 | 0 | 0 | 0 | 0 | 0 | 0 | 0 | 0 | 0
2010 | CA | NPCC | Ontario | Ontario | W10c1 | Full-Responsibility Purchases | 0 | 0 | 0 | 0 | 0 | 0 | 0 | 0 | 0 | 0 | 0
2010 | CA | NPCC | Ontario | Ontario | W10c2 | Owned Capacity/Entitlement Located Outside the Region/Subregion | 0 | 0 | 0 | 0 | 0 | 0 | 0 | 0 | 0 | 0 | 0
2010 | CA | NPCC | Ontario | Ontario | W10d | Provisional – transactions under study, but negotiations have not begun. | 0 | 0 | 0 | 0 | 0 | 0 | 0 | 0 | 0 | 0 | 0
2010 | CA | NPCC | Ontario | Ontario | W11 | CAPACITY TRANSACTIONS - EXPORTS = 11a+11b+11c+11d | 0 | 0 | 0 | 0 | 0 | 0 | 0 | 0 | 0 | 0 | 0
2010 | CA | NPCC | Ontario | Ontario | W11a | Firm (Note: The sum of 11a1 and 11a2 must be <= 11a) | 0 | 0 | 0 | 0 | 0 | 0 | 0 | 0 | 0 | 0 | 0
2010 | CA | NPCC | Ontario | Ontario | W11a1 | Full-Responsibility Purchases | 0 | 0 | 0 | 0 | 0 | 0 | 0 | 0 | 0 | 0 | 0
2010 | CA | NPCC | Ontario | Ontario | W11a2 | Owned Capacity/Entitlement Located Outside the Region/Subregion | 0 | 0 | 0 | 0 | 0 | 0 | 0 | 0 | 0 | 0 | 0
2010 | CA | NPCC | Ontario | Ontario | W11b | Non-firm | 0 | 0 | 0 | 0 | 0 | 0 | 0 | 0 | 0 | 0 | 0
2010 | CA | NPCC | Ontario | Ontario | W11c | Expected (Note: The sum of 11c1 and 11c2 must be <= 11c) | 0 | 0 | 0 | 0 | 0 | 0 | 0 | 0 | 0 | 0 | 0
2010 | CA | NPCC | Ontario | Ontario | W11c1 | Full-Responsibility Purchases | 0 | 0 | 0 | 0 | 0 | 0 | 0 | 0 | 0 | 0 | 0
2010 | CA | NPCC | Ontario | Ontario | W11c2 | Owned Capacity/Entitlement Located Outside the Region/Subregion | 0 | 0 | 0 | 0 | 0 | 0 | 0 | 0 | 0 | 0 | 0
2010 | CA | NPCC | Ontario | Ontario | W11d | Provisional – transactions under study, but negotiations have not begun. | 0 | 0 | 0 | 0 | 0 | 0 | 0 | 0 | 0 | 0 | 0
2010 | CA | NPCC | Ontario | Ontario | W12 | EXISTING, CERTAIN CAPACITY & NET FIRM TRANSACTIONS = 6a+Net Firm Transactions | 31347.6 | 32776.5106 | 32776.5106 | 32776.5106 | 32776.5106 | 32776.5106 | 32776.5106 | 32776.5106 | 32776.5106 | 32776.5106 | 32776.5106
2010 | CA | NPCC | Ontario | Ontario | W13 | ANTICIPATED CAPACITY RESOURCES = 12+7a+Net Expected Transactions | 0 | 30968.16 | 31942.2357 | 32488.8571 | 32072.8977 | 29063.6029 | 29257.3376 | 28421.4687 | 28439.7605 | 27583.4854 | 27583.4854
2010 | CA | NPCC | Ontario | Ontario | W14 | PROSPECTIVE CAPACITY RESOURCES = 13+6b+16b | 0 | 30968.16 | 31942.2357 | 32488.8571 | 32072.8977 | 29063.6029 | 29257.3376 | 28421.4687 | 28439.7605 | 27583.4854 | 27583.4854
2010 | CA | NPCC | Ontario | Ontario | W15 | TOTAL POTENTIAL CAPACITY RESOURCES = 13+6b+7b+8+Net Provisional Transactions | 0 | 31111.9003 | 32589.1153 | 33557.7639 | 33937.5974 | 31246.6313 | 31961.0543 | 34343.9528 | 34557.9875 | 35005.5146 | 37024.316
2010 | CA | NPCC | Ontario | Ontario | W15a | ADJUSTED POTENTIAL CAPACITY RESOURCES = 13+6b+16b+16d+Net Provisional Transactions | 0 | 31111.9003 | 32589.1153 | 33557.7639 | 33937.5974 | 31246.6313 | 31961.0543 | 34343.9528 | 34557.9875 | 35005.5146 | 37024.316
2010 | CA | NPCC | Ontario | Ontario | W16a | Confidence of Future, Other (7b), using reasonable judgement | 0 | 0 | 0 | 0 | 0 | 0 | 0 | 0 | 0 | 0 | 0
2010 | CA | NPCC | Ontario | Ontario | W16b | Net Future, Other Resources After Confidence Percentage Is Applied = 7b*16a | 0 | 0 | 0 | 0 | 0 | 0 | 0 | 0 | 0 | 0 | 0
2010 | CA | NPCC | Ontario | Ontario | W16c | Confidence of Conceptual (8), using reasonable judgement | 0 | 1 | 1 | 1 | 1 | 1 | 1 | 1 | 1 | 1 | 1
2010 | CA | NPCC | Ontario | Ontario | W16d | Net Conceptual Resources After Confidence Percentage Is Applied = 8*16c | 0 | 143.7403 | 646.8795 | 1068.9068 | 1864.6997 | 2183.0284 | 2703.7167 | 5922.4841 | 6118.227 | 7422.0291 | 9440.8305
2010 | CA | NPCC | Ontario | Ontario | W17 | Region/Subregion Target Reserve Margin | 0 | 0.189 | 0.188 | 0.175 | 0.178 | 0.17 | 0.17 | 0.17 | 0.17 | 0.17 | 0.17
2010 | CA | NPCC | Ontario | Ontario | W18 | Existing Certain and Net Firm Transactions Reserve Margin = (12-3)/3 | 0 | 0.45849 | 0.48443 | 0.50847 | 0.51673 | 0.53623 | 0.54484 | 0.55906 | 0.56086 | 0.55274 | 0.59953
2010 | CA | NPCC | Ontario | Ontario | W19 | Anticipated Capacity Resources Reserve Margin = (13-3)/3 | 0 | 0.37802 | 0.44665 | 0.49524 | 0.48417 | 0.36221 | 0.37898 | 0.35191 | 0.35434 | 0.30672 | 0.34611
2010 | CA | NPCC | Ontario | Ontario | W20 | Prospective Capacity Resources Reserve Margin = (14-3)/3 | 0 | 0.37802 | 0.44665 | 0.49524 | 0.48417 | 0.36221 | 0.37898 | 0.35191 | 0.35434 | 0.30672 | 0.34611
2010 | CA | NPCC | Ontario | Ontario | W21 | Total Potential Resources Reserve Margin = (15-3)/3 | 0 | 0.38442 | 0.47594 | 0.54443 | 0.57046 | 0.46453 | 0.50641 | 0.63362 | 0.6457 | 0.65833 | 0.80683
2010 | CA | NPCC | Ontario | Ontario | W22 | Adjusted Potential Resources Reserve Margin = (15a-3)/3 | 0 | 0.38442 | 0.47594 | 0.54443 | 0.57046 | 0.46453 | 0.50641 | 0.63362 | 0.6457 | 0.65833 | 0.80683
2010 | CA | NPCC | Ontario | Ontario | W23 | Total Baseline Installed Capacity | 36875 | 0 | 0 | 0 | 0 | 0 | 0 | 0 | 0 | 0 | 0
2010 | CA | NPCC | Quebec | Quebec | W01 | Unrestricted Non-coincident Peak Demand = 2+1a+1b-1c-1d | 34659 | 37645 | 38372.5458 | 38942.01 | 39486.3381 | 40227.7644 | 41102.2577 | 41330.7553 | 41507.232 | 41648.7217 | 41719.2134
2010 | CA | NPCC | Quebec | Quebec | W01a | New Conservation (Energy Efficiency) |  | 700 | 880 | 1070 | 1250 | 1440 | 1620 | 1620 | 1620 | 1620 | 1620
2010 | CA | NPCC | Quebec | Quebec | W01b | Estimated Diversity |  |  | 0 | 0 | 0 | 0 | 0 | 0 | 0 | 0
2010 | CA | NPCC | Quebec | Quebec | W01c | Additions for non-member load (load served by non-registered LSE's in a region) |  |  | 0 | 0 | 0 | 0 | 0 | 0 | 0 | 0 | 0
2010 | CA | NPCC | Quebec | Quebec | W01d | Stand-by Load Under Contract (Normally served by behind the meter generation) |  |  | 0 | 0 | 0 | 0 | 0 | 0 | 0 | 0 | 0
2010 | CA | NPCC | Quebec | Quebec | W02 | Total Internal Demand | 34659 | 36945 | 37492.5458 | 37872.01 | 38236.3381 | 38787.7644 | 39482.2577 | 39710.7553 | 39887.232 | 40028.7217 | 40099.2134
2010 | CA | NPCC | Quebec | Quebec | W02a | Direct Control Load Management | 250 | 250 | 250 | 250 | 250 | 250 | 250 | 250 | 250 | 250 | 250
2010 | CA | NPCC | Quebec | Quebec | W02b | Contractually Interruptible (Curtailable) | 1350 | 1500 | 1500 | 1500 | 1500 | 1250 | 1250 | 1250 | 1170 | 1000 | 1000
2010 | CA | NPCC | Quebec | Quebec | W02c | Critical Peak-Pricing (CPP) with Control |  | 0 | 0 | 0 | 0 | 0 | 0 | 0 | 0 | 0 | 0
2010 | CA | NPCC | Quebec | Quebec | W02d | Load as a Capacity Resource |  | 0 | 0 | 0 | 0 | 0 | 0 | 0 | 0 | 0 | 0
2010 | CA | NPCC | Quebec | Quebec | W03 | Net Internal Demand = 2-2a-2b-2c-2d | 33059 | 35195 | 35742.5458 | 36122.01 | 36486.3381 | 37287.7644 | 37982.2577 | 38210.7553 | 38467.232 | 38778.7217 | 38849.2134
2010 | CA | NPCC | Quebec | Quebec | W04a | Demand Response used for Reserves - Spinning |  | 0 | 0 | 0 | 0 | 0 | 0 | 0 | 0 | 0 | 0
2010 | CA | NPCC | Quebec | Quebec | W04b | Demand Response used for Reserves - Non-Spinning |  | 0 | 0 | 0 | 0 | 0 | 0 | 0 | 0 | 0 | 0
2010 | CA | NPCC | Quebec | Quebec | W04c | Demand Response used for Regulation |  | 0 | 0 | 0 | 0 | 0 | 0 | 0 | 0 | 0 | 0
2010 | CA | NPCC | Quebec | Quebec | W04d | Demand Response used for Energy, Voluntary - Emergency |  | 0 | 0 | 0 | 0 | 0 | 0 | 0 | 0 | 0 | 0
2010 | CA | NPCC | Quebec | Quebec | W05 | TOTAL INTERNAL CAPACITY = 6+7 | 44434 | 44402.65 | 46094.75 | 46996.75 | 47668.65 | 49248.65 | 49522.65 | 49792.65 | 50187.65 | 50319.65 | 50319.65
2010 | CA | NPCC | Quebec | Quebec | W06 | EXISTING CAPACITY = 6a+6b+6c | 44434 | 44347.65 | 44347.65 | 44372.65 | 44372.65 | 44372.65 | 44372.65 | 44372.65 | 44372.65 | 44372.65 | 44372.65
2010 | CA | NPCC | Quebec | Quebec | W06a | Existing, Certain | 39582 | 38855 | 38180 | 38880 | 38880 | 38880 | 38880 | 39427 | 39427 | 39427 | 39427
2010 | CA | NPCC | Quebec | Quebec | W06a1 | Wind Expected On-Peak | 134 | 335.85 | 335.85 | 335.85 | 335.85 | 335.85 | 335.85 | 335.85 | 335.85 | 335.85 | 335.85
2010 | CA | NPCC | Quebec | Quebec | W06a2 | Solar Expected On-Peak |  | 0 | 0 | 0 | 0 | 0 | 0 | 0 | 0 | 0 | 0
2010 | CA | NPCC | Quebec | Quebec | W06a3 | Hydro Expected On-Peak | 37550.3 | 38218 | 38218 | 38218 | 38218 | 38218 | 38218 | 38218 | 38218 | 38218 | 38218
2010 | CA | NPCC | Quebec | Quebec | W06a4 | Biomass Expected On-Peak | 180.88 | 180.88 | 180.88 | 180.88 | 180.88 | 180.88 | 180.88 | 180.88 | 180.88 | 180.88 | 180.88
2010 | CA | NPCC | Quebec | Quebec | W06a5 | Load as a Capacity Resource Expected On-Peak (Load Management Programs) |  | 0 | 0 | 0 | 0 | 0 | 0 | 0 | 0 | 0 | 0
2010 | CA | NPCC | Quebec | Quebec | W06b | Existing, Other | 1681 | 2028 | 2028 | 2028 | 2028 | 2028 | 2028 | 2028 | 2028 | 2028 | 2028
2010 | CA | NPCC | Quebec | Quebec | W06b1 | Wind Derate On-Peak | 195 | 523.65 | 523.65 | 523.65 | 523.65 | 523.65 | 523.65 | 523.65 | 523.65 | 523.65 | 523.65
2010 | CA | NPCC | Quebec | Quebec | W06b2 | Solar Derate On-Peak |  | 0 | 0 | 0 | 0 | 0 | 0 | 0 | 0 | 0 | 0
2010 | CA | NPCC | Quebec | Quebec | W06b3 | Hydro Derate On-Peak | 1295 | 1456 | 1456 | 1456 | 1456 | 1456 | 1456 | 1456 | 1456 | 1456 | 1456
2010 | CA | NPCC | Quebec | Quebec | W06b4 | Biomass Derate On-Peak |  | 0 | 0 | 0 | 0 | 0 | 0 | 0 | 0 | 0 | 0
2010 | CA | NPCC | Quebec | Quebec | W06b5 | Load as a Capacity Resource Derate On-Peak (Load Management Programs) |  | 0 | 0 | 0 | 0 | 0 | 0 | 0 | 0 | 0 | 0
2010 | CA | NPCC | Quebec | Quebec | W06b7 | Transmission-Limited Resources |  | 0 | 0 | 0 | 0 | 0 | 0 | 0 | 0 | 0 | 0
2010 | CA | NPCC | Quebec | Quebec | W06b8 | All Other Derates |  | 48 | 48 | 48 | 48 | 48 | 48 | 48 | 48 | 48 | 48
2010 | CA | NPCC | Quebec | Quebec | W06b9 | Energy Only |  | 0 | 0 | 0 | 0 | 0 | 0 | 0 | 0 | 0 | 0
2010 | CA | NPCC | Quebec | Quebec | W06c | Existing, Inoperable (Note: Not used in margin calculations) | 1681 | 1437 | 2112 | 1437 | 1437 | 1437 | 1437 | 890 | 890 | 890 | 890
2010 | CA | NPCC | Quebec | Quebec | W07 | FUTURE CAPACITY ADDITIONS = 7a+7b |  | 55 | 1233.23 | 1601.33 | 1837.9 | 3102.9 | 3185.1 | 3455.1 | 3850.1 | 3982.1 | 3982.1
2010 | CA | NPCC | Quebec | Quebec | W07a | Future, Planned |  | 55 | 1233.23 | 1601.33 | 1837.9 | 3102.9 | 3185.1 | 3455.1 | 3850.1 | 3982.1 | 3982.1
2010 | CA | NPCC | Quebec | Quebec | W07a1 | Wind Expected On-Peak |  | 0 | 220.23 | 438.33 | 624.9 | 759.9 | 842.1 | 842.1 | 842.1 | 842.1 | 842.1
2010 | CA | NPCC | Quebec | Quebec | W07a2 | Wind Derate On-Peak |  | 0 | 513.87 | 1022.77 | 1458.1 | 1773.1 | 1964.9 | 1964.9 | 1964.9 | 1964.9 | 1964.9
2010 | CA | NPCC | Quebec | Quebec | W07a3 | Solar Expected On-Peak |  | 0 | 0 | 0 | 0 | 0 | 0 | 0 | 0 | 0 | 0
2010 | CA | NPCC | Quebec | Quebec | W07a4 | Solar Derate On-Peak |  | 0 | 0 | 0 | 0 | 0 | 0 | 0 | 0 | 0 | 0
2010 | CA | NPCC | Quebec | Quebec | W07a5 | Hydro Expected On-Peak |  | 55 | 1013 | 1038 | 1088 | 2218 | 2218 | 2488 | 2883 | 3015 | 3015
2010 | CA | NPCC | Quebec | Quebec | W07a6 | Hydro Derate On-Peak |  | 0 | 0 | 0 | 0 | 0 | 0 | 0 | 0 | 0 | 0
2010 | CA | NPCC | Quebec | Quebec | W07a7 | Biomass Expected On-Peak |  | 0 | 0 | 125 | 125 | 125 | 125 | 125 | 125 | 125 | 125
2010 | CA | NPCC | Quebec | Quebec | W07a8 | Biomass Derate On-Peak |  | 0 | 0 | 0 | 0 | 0 | 0 | 0 | 0 | 0 | 0
2010 | CA | NPCC | Quebec | Quebec | W07a9 | Demand Response Expected On-Peak (Load Management Programs) |  | 0 | 0 | 0 | 0 | 0 | 0 | 0 | 0 | 0 | 0
2010 | CA | NPCC | Quebec | Quebec | W07a10 | Demand Response Derate On-Peak (Load Management Programs) |  | 0 | 0 | 0 | 0 | 0 | 0 | 0 | 0 | 0 | 0
2010 | CA | NPCC | Quebec | Quebec | W07a11 | Transmission-Limited Resources
2010 | CA | NPCC | Quebec | Quebec | W07a12 | Scheduled Outage - Maintenance
2010 | CA | NPCC | Quebec | Quebec | W07a13 | All Other Derates
2010 | CA | NPCC | Quebec | Quebec | W07a14 | Energy Only
2010 | CA | NPCC | Quebec | Quebec | W07b | Future, Other |  | 0 | 0 | 0 | 0 | 0 | 0 | 0 | 0 | 0 | 0
2010 | CA | NPCC | Quebec | Quebec | W07b1 | Wind Expected On-Peak |  | 0 | 0 | 0 | 0 | 0 | 0 | 0 | 0 | 0 | 0
2010 | CA | NPCC | Quebec | Quebec | W07b2 | Wind Derate On-Peak |  | 0 | 0 | 0 | 0 | 0 | 0 | 0 | 0 | 0 | 0
2010 | CA | NPCC | Quebec | Quebec | W07b3 | Solar Expected On-Peak |  | 0 | 0 | 0 | 0 | 0 | 0 | 0 | 0 | 0 | 0
2010 | CA | NPCC | Quebec | Quebec | W07b4 | Solar Derate On-Peak |  | 0 | 0 | 0 | 0 | 0 | 0 | 0 | 0 | 0 | 0
2010 | CA | NPCC | Quebec | Quebec | W07b5 | Hydro Expected On-Peak |  | 0 | 0 | 0 | 0 | 0 | 0 | 0 | 0 | 0 | 0
2010 | CA | NPCC | Quebec | Quebec | W07b6 | Hydro Derate On-Peak |  | 0 | 0 | 0 | 0 | 0 | 0 | 0 | 0 | 0 | 0
2010 | CA | NPCC | Quebec | Quebec | W07b7 | Biomass Expected On-Peak |  | 0 | 0 | 0 | 0 | 0 | 0 | 0 | 0 | 0 | 0
2010 | CA | NPCC | Quebec | Quebec | W07b8 | Biomass Derate On-Peak |  | 0 | 0 | 0 | 0 | 0 | 0 | 0 | 0 | 0 | 0
2010 | CA | NPCC | Quebec | Quebec | W07b9 | Transmission-Limited Resources
2010 | CA | NPCC | Quebec | Quebec | W07b10 | Scheduled Outage - Maintenance
2010 | CA | NPCC | Quebec | Quebec | W07b11 | All Other Derates
2010 | CA | NPCC | Quebec | Quebec | W07b12 | Energy Only
2010 | CA | NPCC | Quebec | Quebec | W08 | Conceptual |  | 0 | 0 | 0 | 0 | 0 | 0 | 0 | 0 | 0 | 0
2010 | CA | NPCC | Quebec | Quebec | W08a1 | Wind Expected On-Peak |  | 0 | 0 | 0 | 0 | 0 | 0 | 0 | 0 | 0 | 0
2010 | CA | NPCC | Quebec | Quebec | W08a2 | Wind Derate On-Peak |  | 0 | 0 | 0 | 0 | 0 | 0 | 0 | 0 | 0 | 0
2010 | CA | NPCC | Quebec | Quebec | W08a3 | Solar Expected On-Peak |  | 0 | 0 | 0 | 0 | 0 | 0 | 0 | 0 | 0 | 0
2010 | CA | NPCC | Quebec | Quebec | W08a4 | Solar Derate On-Peak |  | 0 | 0 | 0 | 0 | 0 | 0 | 0 | 0 | 0 | 0
2010 | CA | NPCC | Quebec | Quebec | W08a5 | Hydro Expected On-Peak |  | 0 | 0 | 0 | 0 | 0 | 0 | 0 | 0 | 0 | 0
2010 | CA | NPCC | Quebec | Quebec | W08a6 | Hydro Derate On-Peak |  | 0 | 0 | 0 | 0 | 0 | 0 | 0 | 0 | 0 | 0
2010 | CA | NPCC | Quebec | Quebec | W08a7 | Biomass Expected On-Peak |  | 0 | 0 | 0 | 0 | 0 | 0 | 0 | 0 | 0 | 0
2010 | CA | NPCC | Quebec | Quebec | W08a8 | Biomass Derate On-Peak |  | 0 | 0 | 0 | 0 | 0 | 0 | 0 | 0 | 0 | 0
2010 | CA | NPCC | Quebec | Quebec | W08a9 | All Other Derates
2010 | CA | NPCC | Quebec | Quebec | W08a10 | Energy Only
2010 | CA | NPCC | Quebec | Quebec | W09 | ANTICIPATED INTERNAL CAPACITY = 6a+7a | 39582 | 38910 | 39413.23 | 40481.33 | 40717.9 | 41982.9 | 42065.1 | 42882.1 | 43277.1 | 43409.1 | 43409.1
2010 | CA | NPCC | Quebec | Quebec | W10 | CAPACITY TRANSACTIONS - IMPORTS = 10a+10b+10c+10d | 0 | 200 | 200 | 0 | 0 | 0 | 0 | 0 | 0 | 0 | 0
2010 | CA | NPCC | Quebec | Quebec | W10a | Firm (Note: The sum of 10a1 and 10a2 must be <= 10a) |  | 200 | 200 | 0 | 0 | 0 | 0 | 0 | 0 | 0 | 0
2010 | CA | NPCC | Quebec | Quebec | W10a1 | Full-Responsibility Purchases |  | 200 | 200 | 0 | 0 | 0 | 0 | 0 | 0 | 0 | 0
2010 | CA | NPCC | Quebec | Quebec | W10a2 | Owned Capacity/Entitlement Located Outside the Region/Subregion |  |  | 0 | 0 | 0 | 0 | 0 | 0 | 0 | 0 | 0
2010 | CA | NPCC | Quebec | Quebec | W10b | Non-firm |  |  | 0 | 0 | 0 | 0 | 0 | 0 | 0 | 0 | 0
2010 | CA | NPCC | Quebec | Quebec | W10c | Expected (Note: The sum of 10c1 and 10c2 must be <= 10c) |  |  | 0 | 0 | 0 | 0 | 0 | 0 | 0 | 0 | 0
2010 | CA | NPCC | Quebec | Quebec | W10c1 | Full-Responsibility Purchases |  |  | 0 | 0 | 0 | 0 | 0 | 0 | 0 | 0 | 0
2010 | CA | NPCC | Quebec | Quebec | W10c2 | Owned Capacity/Entitlement Located Outside the Region/Subregion |  |  | 0 | 0 | 0 | 0 | 0 | 0 | 0 | 0 | 0
2010 | CA | NPCC | Quebec | Quebec | W10d | Provisional – transactions under study, but negotiations have not begun. |  |  | 0 | 0 | 0 | 0 | 0 | 0 | 0 | 0 | 0
2010 | CA | NPCC | Quebec | Quebec | W11 | CAPACITY TRANSACTIONS - EXPORTS = 11a+11b+11c+11d | 0 | 605 | 455 | 455 | 455 | 455 | 455 | 455 | 455 | 455 | 455
2010 | CA | NPCC | Quebec | Quebec | W11a | Firm (Note: The sum of 11a1 and 11a2 must be <= 11a) |  | 605 | 455 | 455 | 455 | 455 | 455 | 455 | 455 | 455 | 455
2010 | CA | NPCC | Quebec | Quebec | W11a1 | Full-Responsibility Purchases |  | 605 | 455 | 455 | 455 | 455 | 455 | 455 | 455 | 455 | 455
2010 | CA | NPCC | Quebec | Quebec | W11a2 | Owned Capacity/Entitlement Located Outside the Region/Subregion |  |  | 0 | 0 | 0 | 0 | 0 | 0 | 0 | 0 | 0
2010 | CA | NPCC | Quebec | Quebec | W11b | Non-firm |  |  | 0 | 0 | 0 | 0 | 0 | 0 | 0 | 0 | 0
2010 | CA | NPCC | Quebec | Quebec | W11c | Expected (Note: The sum of 11c1 and 11c2 must be <= 11c) |  |  | 0 | 0 | 0 | 0 | 0 | 0 | 0 | 0 | 0
2010 | CA | NPCC | Quebec | Quebec | W11c1 | Full-Responsibility Purchases |  |  | 0 | 0 | 0 | 0 | 0 | 0 | 0 | 0 | 0
2010 | CA | NPCC | Quebec | Quebec | W11c2 | Owned Capacity/Entitlement Located Outside the Region/Subregion |  |  | 0 | 0 | 0 | 0 | 0 | 0 | 0 | 0 | 0
2010 | CA | NPCC | Quebec | Quebec | W11d | Provisional – transactions under study, but negotiations have not begun. |  |  | 0 | 0 | 0 | 0 | 0 | 0 | 0 | 0 | 0
2010 | CA | NPCC | Quebec | Quebec | W12 | EXISTING, CERTAIN CAPACITY & NET FIRM TRANSACTIONS = 6a+Net Firm Transactions | 39582 | 38450 | 37925 | 38425 | 38425 | 38425 | 38425 | 38972 | 38972 | 38972 | 38972
2010 | CA | NPCC | Quebec | Quebec | W13 | ANTICIPATED CAPACITY RESOURCES = 12+7a+Net Expected Transactions |  | 38505 | 39158.23 | 40026.33 | 40262.9 | 41527.9 | 41610.1 | 42427.1 | 42822.1 | 42954.1 | 42954.1
2010 | CA | NPCC | Quebec | Quebec | W14 | PROSPECTIVE CAPACITY RESOURCES = 13+6b+16b |  | 40533 | 41186.23 | 42054.33 | 42290.9 | 43555.9 | 43638.1 | 44455.1 | 44850.1 | 44982.1 | 44982.1
2010 | CA | NPCC | Quebec | Quebec | W15 | TOTAL POTENTIAL CAPACITY RESOURCES = 13+6b+7b+8+Net Provisional Transactions |  | 40533 | 41186.23 | 42054.33 | 42290.9 | 43555.9 | 43638.1 | 44455.1 | 44850.1 | 44982.1 | 44982.1
2010 | CA | NPCC | Quebec | Quebec | W15a | ADJUSTED POTENTIAL CAPACITY RESOURCES = 13+6b+16b+16d+Net Provisional Transactions |  | 40533 | 41186.23 | 42054.33 | 42290.9 | 43555.9 | 43638.1 | 44455.1 | 44850.1 | 44982.1 | 44982.1
2010 | CA | NPCC | Quebec | Quebec | W16a | Confidence of Future, Other (7b), using reasonable judgement |  | 0 | 0 | 0 | 0 | 0 | 0 | 0 | 0 | 0 | 0
2010 | CA | NPCC | Quebec | Quebec | W16b | Net Future, Other Resources After Confidence Percentage Is Applied = 7b*16a |  | 0 | 0 | 0 | 0 | 0 | 0 | 0 | 0 | 0 | 0
2010 | CA | NPCC | Quebec | Quebec | W16c | Confidence of Conceptual (8), using reasonable judgement |  | 0 | 0 | 0 | 0 | 0 | 0 | 0 | 0 | 0 | 0
2010 | CA | NPCC | Quebec | Quebec | W16d | Net Conceptual Resources After Confidence Percentage Is Applied = 8*16c |  | 0 | 0 | 0 | 0 | 0 | 0 | 0 | 0 | 0 | 0
2010 | CA | NPCC | Quebec | Quebec | W17 | Region/Subregion Target Reserve Margin |  | 0.093 | 0.108 | 0.111 | 0.118 | 0.118 | 0.118 | 0.118 | 0.118 | 0.118 | 0.118
2010 | CA | NPCC | Quebec | Quebec | W18 | Existing Certain and Net Firm Transactions Reserve Margin = (12-3)/3 |  | 0.092485 | 0.06106 | 0.063756 | 0.053134 | 0.030499 | 0.011657 | 0.019922 | 0.013122 | 0.0049841 | 0.0031606
2010 | CA | NPCC | Quebec | Quebec | W19 | Anticipated Capacity Resources Reserve Margin = (13-3)/3 |  | 0.094047 | 0.095564 | 0.10809 | 0.10351 | 0.11371 | 0.095514 | 0.11034 | 0.11321 | 0.10767 | 0.10566
2010 | CA | NPCC | Quebec | Quebec | W20 | Prospective Capacity Resources Reserve Margin = (14-3)/3 |  | 0.15167 | 0.1523 | 0.16423 | 0.15909 | 0.1681 | 0.14891 | 0.16342 | 0.16593 | 0.15997 | 0.15786
2010 | CA | NPCC | Quebec | Quebec | W21 | Total Potential Resources Reserve Margin = (15-3)/3 |  | 0.15167 | 0.1523 | 0.16423 | 0.15909 | 0.1681 | 0.14891 | 0.16342 | 0.16593 | 0.15997 | 0.15786
2010 | CA | NPCC | Quebec | Quebec | W22 | Adjusted Potential Resources Reserve Margin = (15a-3)/3 |  | 0.15167 | 0.1523 | 0.16423 | 0.15909 | 0.1681 | 0.14891 | 0.16342 | 0.16593 | 0.15997 | 0.15786
2010 | CA | NPCC | Quebec | Quebec | W23 | Total Baseline Installed Capacity | 0 | 0 | 0 | 0 | 0 | 0 | 0 | 0 | 0 | 0 | 0
2010 | CA | NPCC | Maritimes | Maritimes | W01 | Unrestricted Non-coincident Peak Demand = 2+1a+1b-1c-1d | 5351.378 | 5654.9428 | 5573.7787 | 5615.7102 | 5667.5974 | 5727.8476 | 5765.9813 | 5813.7535 | 5862.7555 | 5913.8224 | 5972.4133
2010 | CA | NPCC | Maritimes | Maritimes | W01a | New Conservation (Energy Efficiency) | 0 | 0 | 100.6711 | 164.1614 | 221.5386 | 278.9158 | 336.2929 | 392.1126 | 446.4876 | 499.524 | 551.3216
2010 | CA | NPCC | Maritimes | Maritimes | W01b | Estimated Diversity | 0 | 0 | 0 | 0 | 0 | 0 | 0 | 0 | 0 | 0 | 0
2010 | CA | NPCC | Maritimes | Maritimes | W01c | Additions for non-member load (load served by non-registered LSE's in a region) | 0 | 0 | 0 | 0 | 0 | 0 | 0 | 0 | 0 | 0 | 0
2010 | CA | NPCC | Maritimes | Maritimes | W01d | Stand-by Load Under Contract (Normally served by behind the meter generation) | 0 | 0 | 0 | 0 | 0 | 0 | 0 | 0 | 0 | 0 | 0
2010 | CA | NPCC | Maritimes | Maritimes | W02 | Total Internal Demand | 5351.378 | 5654.9428 | 5473.1076 | 5451.5488 | 5446.0588 | 5448.9318 | 5429.6883 | 5421.6409 | 5416.2678 | 5414.2984 | 5421.0917
2010 | CA | NPCC | Maritimes | Maritimes | W02a | Direct Control Load Management | 0 | 0 | 0 | 0 | 0 | 0 | 0 | 0 | 0 | 0 | 0
2010 | CA | NPCC | Maritimes | Maritimes | W02b | Contractually Interruptible (Curtailable) | 357 | 384.6 | 404.4729 | 389.5502 | 376.3286 | 363.0036 | 349.6635 | 336.789 | 324.6289 | 313.0681 | 302.1664
2010 | CA | NPCC | Maritimes | Maritimes | W02c | Critical Peak-Pricing (CPP) with Control | 0 | 0 | 0 | 0 | 0 | 0 | 0 | 0 | 0 | 0 | 0
2010 | CA | NPCC | Maritimes | Maritimes | W02d | Load as a Capacity Resource | 0 | 0 | 0 | 0 | 0 | 0 | 0 | 0 | 0 | 0 | 0
2010 | CA | NPCC | Maritimes | Maritimes | W03 | Net Internal Demand = 2-2a-2b-2c-2d | 4994.378 | 5270.3428 | 5068.6347 | 5061.9985 | 5069.7302 | 5085.9282 | 5080.0248 | 5084.8519 | 5091.6389 | 5101.2302 | 5118.9253
2010 | CA | NPCC | Maritimes | Maritimes | W04a | Demand Response used for Reserves - Spinning | 0 | 0 | 0 | 0 | 0 | 0 | 0 | 0 | 0 | 0 | 0
2010 | CA | NPCC | Maritimes | Maritimes | W04b | Demand Response used for Reserves - Non-Spinning | 0 | 0 | 0 | 0 | 0 | 0 | 0 | 0 | 0 | 0 | 0
2010 | CA | NPCC | Maritimes | Maritimes | W04c | Demand Response used for Regulation | 0 | 0 | 0 | 0 | 0 | 0 | 0 | 0 | 0 | 0 | 0
2010 | CA | NPCC | Maritimes | Maritimes | W04d | Demand Response used for Energy, Voluntary - Emergency | 0 | 0 | 0 | 0 | 0 | 0 | 0 | 0 | 0 | 0 | 0
2010 | CA | NPCC | Maritimes | Maritimes | W05 | TOTAL INTERNAL CAPACITY = 6+7 | 14288.9784 | 14531.5584 | 14707.6344 | 14707.6344 | 14850.6344 | 14850.6344 | 14850.6344 | 14850.6344 | 14850.6344 | 14850.6344 | 14850.6344
2010 | CA | NPCC | Maritimes | Maritimes | W06 | EXISTING CAPACITY = 6a+6b+6c | 14288.9784 | 14288.9784 | 14288.9784 | 14288.9784 | 14288.9784 | 14288.9784 | 14288.9784 | 14288.9784 | 14288.9784 | 14288.9784 | 14288.9784
2010 | CA | NPCC | Maritimes | Maritimes | W06a | Existing, Certain | 7256.54 | 7256.54 | 7256.54 | 7256.54 | 7256.54 | 7256.54 | 7256.54 | 7256.54 | 7256.54 | 7256.54 | 7256.54
2010 | CA | NPCC | Maritimes | Maritimes | W06a1 | Wind Expected On-Peak | 504.42 | 504.42 | 504.42 | 504.42 | 504.42 | 504.42 | 504.42 | 504.42 | 504.42 | 504.42 | 504.42
2010 | CA | NPCC | Maritimes | Maritimes | W06a2 | Solar Expected On-Peak | 0 | 0 | 0 | 0 | 0 | 0 | 0 | 0 | 0 | 0 | 0
2010 | CA | NPCC | Maritimes | Maritimes | W06a3 | Hydro Expected On-Peak | 1310.77 | 1310.77 | 1310.77 | 1310.77 | 1310.77 | 1310.77 | 1310.77 | 1310.77 | 1310.77 | 1310.77 | 1310.77
2010 | CA | NPCC | Maritimes | Maritimes | W06a4 | Biomass Expected On-Peak | 134.05 | 134.05 | 134.05 | 134.05 | 134.05 | 134.05 | 134.05 | 134.05 | 134.05 | 134.05 | 134.05
2010 | CA | NPCC | Maritimes | Maritimes | W06a5 | Load as a Capacity Resource Expected On-Peak (Load Management Programs) | 0 | 0 | 0 | 0 | 0 | 0 | 0 | 0 | 0 | 0 | 0
2010 | CA | NPCC | Maritimes | Maritimes | W06b | Existing, Other | 0 | 0 | 0 | 0 | 0 | 0 | 0 | 0 | 0 | 0 | 0
2010 | CA | NPCC | Maritimes | Maritimes | W06b1 | Wind Derate On-Peak | 206.1484 | 206.1484 | 206.1484 | 206.1484 | 206.1484 | 206.1484 | 206.1484 | 206.1484 | 206.1484 | 206.1484 | 206.1484
2010 | CA | NPCC | Maritimes | Maritimes | W06b2 | Solar Derate On-Peak | 0 | 0 | 0 | 0 | 0 | 0 | 0 | 0 | 0 | 0 | 0
2010 | CA | NPCC | Maritimes | Maritimes | W06b3 | Hydro Derate On-Peak | 1308.87 | 1308.87 | 1308.87 | 1308.87 | 1308.87 | 1308.87 | 1308.87 | 1308.87 | 1308.87 | 1308.87 | 1308.87
2010 | CA | NPCC | Maritimes | Maritimes | W06b4 | Biomass Derate On-Peak | 130.55 | 130.55 | 130.55 | 130.55 | 130.55 | 130.55 | 130.55 | 130.55 | 130.55 | 130.55 | 130.55
2010 | CA | NPCC | Maritimes | Maritimes | W06b5 | Load as a Capacity Resource Derate On-Peak (Load Management Programs) | 0 | 0 | 0 | 0 | 0 | 0 | 0 | 0 | 0 | 0 | 0
2010 | CA | NPCC | Maritimes | Maritimes | W06b7 | Transmission-Limited Resources | 0 | 0 | 0 | 0 | 0 | 0 | 0 | 0 | 0 | 0 | 0
2010 | CA | NPCC | Maritimes | Maritimes | W06b8 | All Other Derates | 5386.87 | 5305.27 | 5305.27 | 5305.27 | 5305.27 | 5305.27 | 5305.27 | 5305.27 | 5305.27 | 5305.27 | 5305.27
2010 | CA | NPCC | Maritimes | Maritimes | W06b9 | Energy Only | 0 | 0 | 0 | 0 | 0 | 0 | 0 | 0 | 0 | 0 | 0
2010 | CA | NPCC | Maritimes | Maritimes | W06c | Existing, Inoperable (Note: Not used in margin calculations) | 0 | 81.6 | 81.6 | 81.6 | 81.6 | 81.6 | 81.6 | 81.6 | 81.6 | 81.6 | 81.6
2010 | CA | NPCC | Maritimes | Maritimes | W07 | FUTURE CAPACITY ADDITIONS = 7a+7b | 0 | 186.6 | 314.12 | 314.12 | 414.12 | 414.12 | 414.12 | 414.12 | 414.12 | 414.12 | 414.12
2010 | CA | NPCC | Maritimes | Maritimes | W07a | Future, Planned | 0 | 186.6 | 314.12 | 314.12 | 414.12 | 414.12 | 414.12 | 414.12 | 414.12 | 414.12 | 414.12
2010 | CA | NPCC | Maritimes | Maritimes | W07a1 | Wind Expected On-Peak | 0 | 186.6 | 0 | 0 | 0 | 0 | 0 | 0 | 0 | 0 | 0
2010 | CA | NPCC | Maritimes | Maritimes | W07a2 | Wind Derate On-Peak | 0 | 55.98 | 104.536 | 104.536 | 147.536 | 147.536 | 147.536 | 147.536 | 147.536 | 147.536 | 147.536
2010 | CA | NPCC | Maritimes | Maritimes | W07a3 | Solar Expected On-Peak | 0 | 0 | 0 | 0 | 0 | 0 | 0 | 0 | 0 | 0 | 0
2010 | CA | NPCC | Maritimes | Maritimes | W07a4 | Solar Derate On-Peak | 0 | 0 | 0 | 0 | 0 | 0 | 0 | 0 | 0 | 0 | 0
2010 | CA | NPCC | Maritimes | Maritimes | W07a5 | Hydro Expected On-Peak | 0 | 0 | 0 | 0 | 0 | 0 | 0 | 0 | 0 | 0 | 0
2010 | CA | NPCC | Maritimes | Maritimes | W07a6 | Hydro Derate On-Peak | 0 | 0 | 0 | 0 | 0 | 0 | 0 | 0 | 0 | 0 | 0
2010 | CA | NPCC | Maritimes | Maritimes | W07a7 | Biomass Expected On-Peak | 0 | 0 | 0 | 0 | 0 | 0 | 0 | 0 | 0 | 0 | 0
2010 | CA | NPCC | Maritimes | Maritimes | W07a8 | Biomass Derate On-Peak | 0 | 0 | 0 | 0 | 0 | 0 | 0 | 0 | 0 | 0 | 0
2010 | CA | NPCC | Maritimes | Maritimes | W07a9 | Demand Response Expected On-Peak (Load Management Programs) | 0 | 0 | 0 | 0 | 0 | 0 | 0 | 0 | 0 | 0 | 0
2010 | CA | NPCC | Maritimes | Maritimes | W07a10 | Demand Response Derate On-Peak (Load Management Programs) | 0 | 0 | 0 | 0 | 0 | 0 | 0 | 0 | 0 | 0 | 0
2010 | CA | NPCC | Maritimes | Maritimes | W07a11 | Transmission-Limited Resources | 0 | 0 | 0 | 0 | 0 | 0 | 0 | 0 | 0 | 0 | 0
2010 | CA | NPCC | Maritimes | Maritimes | W07a12 | Scheduled Outage - Maintenance | 0 | 0 | 0 | 0 | 0 | 0 | 0 | 0 | 0 | 0 | 0
2010 | CA | NPCC | Maritimes | Maritimes | W07a13 | All Other Derates | 0 | 0 | 0 | 0 | 0 | 0 | 0 | 0 | 0 | 0 | 0
2010 | CA | NPCC | Maritimes | Maritimes | W07a14 | Energy Only | 0 | 0 | 0 | 0 | 0 | 0 | 0 | 0 | 0 | 0 | 0
2010 | CA | NPCC | Maritimes | Maritimes | W07b | Future, Other | 0 | 0 | 0 | 0 | 0 | 0 | 0 | 0 | 0 | 0 | 0
2010 | CA | NPCC | Maritimes | Maritimes | W07b1 | Wind Expected On-Peak | 0 | 0 | 0 | 0 | 0 | 0 | 0 | 0 | 0 | 0 | 0
2010 | CA | NPCC | Maritimes | Maritimes | W07b2 | Wind Derate On-Peak | 0 | 0 | 0 | 0 | 0 | 0 | 0 | 0 | 0 | 0 | 0
2010 | CA | NPCC | Maritimes | Maritimes | W07b3 | Solar Expected On-Peak | 0 | 0 | 0 | 0 | 0 | 0 | 0 | 0 | 0 | 0 | 0
2010 | CA | NPCC | Maritimes | Maritimes | W07b4 | Solar Derate On-Peak | 0 | 0 | 0 | 0 | 0 | 0 | 0 | 0 | 0 | 0 | 0
2010 | CA | NPCC | Maritimes | Maritimes | W07b5 | Hydro Expected On-Peak | 0 | 0 | 0 | 0 | 0 | 0 | 0 | 0 | 0 | 0 | 0
2010 | CA | NPCC | Maritimes | Maritimes | W07b6 | Hydro Derate On-Peak | 0 | 0 | 0 | 0 | 0 | 0 | 0 | 0 | 0 | 0 | 0
2010 | CA | NPCC | Maritimes | Maritimes | W07b7 | Biomass Expected On-Peak | 0 | 0 | 0 | 0 | 0 | 0 | 0 | 0 | 0 | 0 | 0
2010 | CA | NPCC | Maritimes | Maritimes | W07b8 | Biomass Derate On-Peak | 0 | 0 | 0 | 0 | 0 | 0 | 0 | 0 | 0 | 0 | 0
2010 | CA | NPCC | Maritimes | Maritimes | W07b9 | Transmission-Limited Resources | 0 | 0 | 0 | 0 | 0 | 0 | 0 | 0 | 0 | 0 | 0
2010 | CA | NPCC | Maritimes | Maritimes | W07b10 | Scheduled Outage - Maintenance | 0 | 0 | 0 | 0 | 0 | 0 | 0 | 0 | 0 | 0 | 0
2010 | CA | NPCC | Maritimes | Maritimes | W07b11 | All Other Derates | 0 | 0 | 0 | 0 | 0 | 0 | 0 | 0 | 0 | 0 | 0
2010 | CA | NPCC | Maritimes | Maritimes | W07b12 | Energy Only | 0 | 0 | 0 | 0 | 0 | 0 | 0 | 0 | 0 | 0 | 0
2010 | CA | NPCC | Maritimes | Maritimes | W08 | Conceptual | 0 | 0 | 0 | 0 | 0 | 0 | 0 | 0 | 0 | 0 | 0
2010 | CA | NPCC | Maritimes | Maritimes | W08a1 | Wind Expected On-Peak | 0 | 0 | 0 | 0 | 0 | 0 | 0 | 0 | 0 | 0 | 0
2010 | CA | NPCC | Maritimes | Maritimes | W08a2 | Wind Derate On-Peak | 0 | 0 | 0 | 0 | 0 | 0 | 0 | 0 | 0 | 0 | 0
2010 | CA | NPCC | Maritimes | Maritimes | W08a3 | Solar Expected On-Peak | 0 | 0 | 0 | 0 | 0 | 0 | 0 | 0 | 0 | 0 | 0
2010 | CA | NPCC | Maritimes | Maritimes | W08a4 | Solar Derate On-Peak | 0 | 0 | 0 | 0 | 0 | 0 | 0 | 0 | 0 | 0 | 0
2010 | CA | NPCC | Maritimes | Maritimes | W08a5 | Hydro Expected On-Peak | 0 | 0 | 0 | 0 | 0 | 0 | 0 | 0 | 0 | 0 | 0
2010 | CA | NPCC | Maritimes | Maritimes | W08a6 | Hydro Derate On-Peak | 0 | 0 | 0 | 0 | 0 | 0 | 0 | 0 | 0 | 0 | 0
2010 | CA | NPCC | Maritimes | Maritimes | W08a7 | Biomass Expected On-Peak | 0 | 0 | 0 | 0 | 0 | 0 | 0 | 0 | 0 | 0 | 0
2010 | CA | NPCC | Maritimes | Maritimes | W08a8 | Biomass Derate On-Peak | 0 | 0 | 0 | 0 | 0 | 0 | 0 | 0 | 0 | 0 | 0
2010 | CA | NPCC | Maritimes | Maritimes | W08a9 | All Other Derates | 0 | 0 | 0 | 0 | 0 | 0 | 0 | 0 | 0 | 0 | 0
2010 | CA | NPCC | Maritimes | Maritimes | W08a10 | Energy Only | 0 | 0 | 0 | 0 | 0 | 0 | 0 | 0 | 0 | 0 | 0
2010 | CA | NPCC | Maritimes | Maritimes | W09 | ANTICIPATED INTERNAL CAPACITY = 6a+7a | 7256.54 | 7443.14 | 7570.66 | 7570.66 | 7670.66 | 7670.66 | 7670.66 | 7670.66 | 7670.66 | 7670.66 | 7670.66
2010 | CA | NPCC | Maritimes | Maritimes | W10 | CAPACITY TRANSACTIONS - IMPORTS = 10a+10b+10c+10d | 0 | 0 | 0 | 0 | 0 | 0 | 0 | 0 | 0 | 0 | 0
2010 | CA | NPCC | Maritimes | Maritimes | W10a | Firm (Note: The sum of 10a1 and 10a2 must be <= 10a) | 0 | 0 | 0 | 0 | 0 | 0 | 0 | 0 | 0 | 0 | 0
2010 | CA | NPCC | Maritimes | Maritimes | W10a1 | Full-Responsibility Purchases | 0 | 0 | 0 | 0 | 0 | 0 | 0 | 0 | 0 | 0 | 0
2010 | CA | NPCC | Maritimes | Maritimes | W10a2 | Owned Capacity/Entitlement Located Outside the Region/Subregion | 0 | 0 | 0 | 0 | 0 | 0 | 0 | 0 | 0 | 0 | 0
2010 | CA | NPCC | Maritimes | Maritimes | W10b | Non-firm | 0 | 0 | 0 | 0 | 0 | 0 | 0 | 0 | 0 | 0 | 0
2010 | CA | NPCC | Maritimes | Maritimes | W10c | Expected (Note: The sum of 10c1 and 10c2 must be <= 10c) | 0 | 0 | 0 | 0 | 0 | 0 | 0 | 0 | 0 | 0 | 0
2010 | CA | NPCC | Maritimes | Maritimes | W10c1 | Full-Responsibility Purchases | 0 | 0 | 0 | 0 | 0 | 0 | 0 | 0 | 0 | 0 | 0
2010 | CA | NPCC | Maritimes | Maritimes | W10c2 | Owned Capacity/Entitlement Located Outside the Region/Subregion | 0 | 0 | 0 | 0 | 0 | 0 | 0 | 0 | 0 | 0 | 0
2010 | CA | NPCC | Maritimes | Maritimes | W10d | Provisional – transactions under study, but negotiations have not begun. | 0 | 0 | 0 | 0 | 0 | 0 | 0 | 0 | 0 | 0 | 0
2010 | CA | NPCC | Maritimes | Maritimes | W11 | CAPACITY TRANSACTIONS - EXPORTS = 11a+11b+11c+11d | 200 | 200 | 0 | 0 | 0 | 0 | 0 | 0 | 0 | 0 | 0
2010 | CA | NPCC | Maritimes | Maritimes | W11a | Firm (Note: The sum of 11a1 and 11a2 must be <= 11a) | 200 | 200 | 0 | 0 | 0 | 0 | 0 | 0 | 0 | 0 | 0
2010 | CA | NPCC | Maritimes | Maritimes | W11a1 | Full-Responsibility Purchases | 200 | 200 | 0 | 0 | 0 | 0 | 0 | 0 | 0 | 0 | 0
2010 | CA | NPCC | Maritimes | Maritimes | W11a2 | Owned Capacity/Entitlement Located Outside the Region/Subregion | 0 | 0 | 0 | 0 | 0 | 0 | 0 | 0 | 0 | 0 | 0
2010 | CA | NPCC | Maritimes | Maritimes | W11b | Non-firm | 0 | 0 | 0 | 0 | 0 | 0 | 0 | 0 | 0 | 0 | 0
2010 | CA | NPCC | Maritimes | Maritimes | W11c | Expected (Note: The sum of 11c1 and 11c2 must be <= 11c) | 0 | 0 | 0 | 0 | 0 | 0 | 0 | 0 | 0 | 0 | 0
2010 | CA | NPCC | Maritimes | Maritimes | W11c1 | Full-Responsibility Purchases | 0 | 0 | 0 | 0 | 0 | 0 | 0 | 0 | 0 | 0 | 0
2010 | CA | NPCC | Maritimes | Maritimes | W11c2 | Owned Capacity/Entitlement Located Outside the Region/Subregion | 0 | 0 | 0 | 0 | 0 | 0 | 0 | 0 | 0 | 0 | 0
2010 | CA | NPCC | Maritimes | Maritimes | W11d | Provisional – transactions under study, but negotiations have not begun. | 0 | 0 | 0 | 0 | 0 | 0 | 0 | 0 | 0 | 0 | 0
2010 | CA | NPCC | Maritimes | Maritimes | W12 | EXISTING, CERTAIN CAPACITY & NET FIRM TRANSACTIONS = 6a+Net Firm Transactions | 7056.54 | 7056.54 | 7256.54 | 7256.54 | 7256.54 | 7256.54 | 7256.54 | 7256.54 | 7256.54 | 7256.54 | 7256.54
2010 | CA | NPCC | Maritimes | Maritimes | W13 | ANTICIPATED CAPACITY RESOURCES = 12+7a+Net Expected Transactions | 0 | 7243.14 | 7570.66 | 7570.66 | 7670.66 | 7670.66 | 7670.66 | 7670.66 | 7670.66 | 7670.66 | 7670.66
2010 | CA | NPCC | Maritimes | Maritimes | W14 | PROSPECTIVE CAPACITY RESOURCES = 13+6b+16b | 0 | 7243.14 | 7570.66 | 7570.66 | 7670.66 | 7670.66 | 7670.66 | 7670.66 | 7670.66 | 7670.66 | 7670.66
2010 | CA | NPCC | Maritimes | Maritimes | W15 | TOTAL POTENTIAL CAPACITY RESOURCES = 13+6b+7b+8+Net Provisional Transactions | 0 | 7243.14 | 7570.66 | 7570.66 | 7670.66 | 7670.66 | 7670.66 | 7670.66 | 7670.66 | 7670.66 | 7670.66
2010 | CA | NPCC | Maritimes | Maritimes | W15a | ADJUSTED POTENTIAL CAPACITY RESOURCES = 13+6b+16b+16d+Net Provisional Transactions | 0 | 7243.14 | 7570.66 | 7570.66 | 7670.66 | 7670.66 | 7670.66 | 7670.66 | 7670.66 | 7670.66 | 7670.66
2010 | CA | NPCC | Maritimes | Maritimes | W16a | Confidence of Future, Other (7b), using reasonable judgement | 0 | 0 | 0 | 0 | 0 | 0 | 0 | 0 | 0 | 0 | 0
2010 | CA | NPCC | Maritimes | Maritimes | W16b | Net Future, Other Resources After Confidence Percentage Is Applied = 7b*16a | 0 | 0 | 0 | 0 | 0 | 0 | 0 | 0 | 0 | 0 | 0
2010 | CA | NPCC | Maritimes | Maritimes | W16c | Confidence of Conceptual (8), using reasonable judgement | 0 | 0 | 0 | 0 | 0 | 0 | 0 | 0 | 0 | 0 | 0
2010 | CA | NPCC | Maritimes | Maritimes | W16d | Net Conceptual Resources After Confidence Percentage Is Applied = 8*16c | 0 | 0 | 0 | 0 | 0 | 0 | 0 | 0 | 0 | 0 | 0
2010 | CA | NPCC | Maritimes | Maritimes | W17 | Region/Subregion Target Reserve Margin | 0 | 0.15 | 0.15 | 0.15 | 0.15 | 0.15 | 0.15 | 0.15 | 0.15 | 0.15 | 0.15
2010 | CA | NPCC | Maritimes | Maritimes | W18 | Existing Certain and Net Firm Transactions Reserve Margin = (12-3)/3 | 0 | 0.33891 | 0.43166 | 0.43353 | 0.43135 | 0.42679 | 0.42845 | 0.42709 | 0.42519 | 0.42251 | 0.41759
2010 | CA | NPCC | Maritimes | Maritimes | W19 | Anticipated Capacity Resources Reserve Margin = (13-3)/3 | 0 | 0.37432 | 0.49363 | 0.49559 | 0.51303 | 0.50821 | 0.50997 | 0.50853 | 0.50652 | 0.50369 | 0.49849
2010 | CA | NPCC | Maritimes | Maritimes | W20 | Prospective Capacity Resources Reserve Margin = (14-3)/3 | 0 | 0.37432 | 0.49363 | 0.49559 | 0.51303 | 0.50821 | 0.50997 | 0.50853 | 0.50652 | 0.50369 | 0.49849
2010 | CA | NPCC | Maritimes | Maritimes | W21 | Total Potential Resources Reserve Margin = (15-3)/3 | 0 | 0.37432 | 0.49363 | 0.49559 | 0.51303 | 0.50821 | 0.50997 | 0.50853 | 0.50652 | 0.50369 | 0.49849
2010 | CA | NPCC | Maritimes | Maritimes | W22 | Adjusted Potential Resources Reserve Margin = (15a-3)/3 | 0 | 0.37432 | 0.49363 | 0.49559 | 0.51303 | 0.50821 | 0.50997 | 0.50853 | 0.50652 | 0.50369 | 0.49849
2010 | CA | NPCC | Maritimes | Maritimes | W23 | Total Baseline Installed Capacity | 14288.9784 | 0 | 0 | 0 | 0 | 0 | 0 | 0 | 0 | 0 | 0
2010 | US | RF | - | - | W01 | Unrestricted Non-coincident Peak Demand = 2+1a+1b-1c-1d | 143827.2472 | 145765.3218 | 149391.6711 | 151800 | 153192 | 154182 | 155740 | 157377 | 158492 | 159505 | 160132
2010 | US | RF | - | - | W01a | New Conservation (Energy Efficiency) | 0 | 0 | 0 | 0 | 0 | 0 | 0 | 0 | 0 | 0 | 0
2010 | US | RF | - | - | W01b | Estimated Diversity | 0 | 2725 | 2801 | 2800 | 2892 | 2782 | 2840 | 2977 | 2992 | 3005 | 2932
2010 | US | RF | - | - | W01c | Additions for non-member load (load served by non-registered LSE's in a region) | 0 | 0 | 0 | 0 | 0 | 0 | 0 | 0 | 0 | 0 | 0
2010 | US | RF | - | - | W01d | Stand-by Load Under Contract (Normally served by behind the meter generation) | 0 | 0 | 0 | 0 | 0 | 0 | 0 | 0 | 0 | 0 | 0
2010 | US | RF | - | - | W02 | Total Internal Demand | 143827.2472 | 143040.3218 | 146590.6711 | 149000 | 150300 | 151400 | 152900 | 154400 | 155500 | 156500 | 157200
2010 | US | RF | - | - | W02a | Direct Control Load Management | 0 | 0 | 0 | 0 | 0 | 0 | 0 | 0 | 0 | 0 | 0
2010 | US | RF | - | - | W02b | Contractually Interruptible (Curtailable) | 0 | 0 | 0 | 0 | 0 | 0 | 0 | 0 | 0 | 0 | 0
2010 | US | RF | - | - | W02c | Critical Peak-Pricing (CPP) with Control | 0 | 0 | 0 | 0 | 0 | 0 | 0 | 0 | 0 | 0 | 0
2010 | US | RF | - | - | W02d | Load as a Capacity Resource | 0 | 0 | 0 | 0 | 0 | 0 | 0 | 0 | 0 | 0 | 0
2010 | US | RF | - | - | W03 | Net Internal Demand = 2-2a-2b-2c-2d | 143827.2472 | 143040.3218 | 146590.6711 | 149000 | 150300 | 151400 | 152900 | 154400 | 155500 | 156500 | 157200
2010 | US | RF | - | - | W04a | Demand Response used for Reserves - Spinning | 0 | 0 | 0 | 0 | 0 | 0 | 0 | 0 | 0 | 0 | 0
2010 | US | RF | - | - | W04b | Demand Response used for Reserves - Non-Spinning | 0 | 0 | 0 | 0 | 0 | 0 | 0 | 0 | 0 | 0 | 0
2010 | US | RF | - | - | W04c | Demand Response used for Regulation | 0 | 0 | 0 | 0 | 0 | 0 | 0 | 0 | 0 | 0 | 0
2010 | US | RF | - | - | W04d | Demand Response used for Energy, Voluntary - Emergency | 0 | 0 | 0 | 0 | 0 | 0 | 0 | 0 | 0 | 0 | 0
2010 | US | RF | - | - | W05 | TOTAL INTERNAL CAPACITY = 6+7 | 221300 | 235651.17 | 248246.37 | 257321.17 | 259806.67 | 261944.67 | 263192.67 | 263192.67 | 264832.67 | 264832.67 | 264832.67
2010 | US | RF | - | - | W06 | EXISTING CAPACITY = 6a+6b+6c | 221300 | 235651.17 | 235651.17 | 235651.17 | 235651.17 | 235651.17 | 235651.17 | 235651.17 | 235651.17 | 235651.17 | 235651.17
2010 | US | RF | - | - | W06a | Existing, Certain | 215500 | 216851.67 | 216851.67 | 216851.67 | 216851.67 | 216851.67 | 216851.67 | 216851.67 | 216851.67 | 216851.67 | 216851.67
2010 | US | RF | - | - | W06a1 | Wind Expected On-Peak | 200 | 511 | 511 | 511 | 511 | 511 | 511 | 511 | 511 | 511 | 511
2010 | US | RF | - | - | W06a2 | Solar Expected On-Peak | 0 | 0 | 0 | 0 | 0 | 0 | 0 | 0 | 0 | 0 | 0
2010 | US | RF | - | - | W06a3 | Hydro Expected On-Peak | 2400 | 2226.02 | 2226.02 | 2226.02 | 2226.02 | 2226.02 | 2226.02 | 2226.02 | 2226.02 | 2226.02 | 2226.02
2010 | US | RF | - | - | W06a4 | Biomass Expected On-Peak | 700 | 726.6 | 726.6 | 726.6 | 726.6 | 726.6 | 726.6 | 726.6 | 726.6 | 726.6 | 726.6
2010 | US | RF | - | - | W06a5 | Load as a Capacity Resource Expected On-Peak (Load Management Programs) | 0 | 0 | 0 | 0 | 0 | 0 | 0 | 0 | 0 | 0 | 0
2010 | US | RF | - | - | W06b | Existing, Other | 4500 | 9400 | 9400 | 9400 | 9400 | 9400 | 9400 | 9400 | 9400 | 9400 | 9400
2010 | US | RF | - | - | W06b1 | Wind Derate On-Peak | 1300 | 3581.5 | 3581.5 | 3581.5 | 3581.5 | 3581.5 | 3581.5 | 3581.5 | 3581.5 | 3581.5 | 3581.5
2010 | US | RF | - | - | W06b2 | Solar Derate On-Peak | 0 | 0 | 0 | 0 | 0 | 0 | 0 | 0 | 0 | 0 | 0
2010 | US | RF | - | - | W06b3 | Hydro Derate On-Peak | 0 | 0 | 0 | 0 | 0 | 0 | 0 | 0 | 0 | 0 | 0
2010 | US | RF | - | - | W06b4 | Biomass Derate On-Peak | 0 | 0 | 0 | 0 | 0 | 0 | 0 | 0 | 0 | 0 | 0
2010 | US | RF | - | - | W06b5 | Load as a Capacity Resource Derate On-Peak (Load Management Programs) | 0 | 0 | 0 | 0 | 0 | 0 | 0 | 0 | 0 | 0 | 0
2010 | US | RF | - | - | W06b7 | Transmission-Limited Resources | 0 | 0 | 0 | 0 | 0 | 0 | 0 | 0 | 0 | 0 | 0
2010 | US | RF | - | - | W06b8 | All Other Derates | 0 | 5818 | 5818 | 5818 | 5818 | 5818 | 5818 | 5818 | 5818 | 5818 | 5818
2010 | US | RF | - | - | W06b9 | Energy Only | 600 | 0 | 0 | 0 | 0 | 0 | 0 | 0 | 0 | 0 | 0
2010 | US | RF | - | - | W06c | Existing, Inoperable (Note: Not used in margin calculations) | 0 | 0 | 0 | 0 | 0 | 0 | 0 | 0 | 0 | 0 | 0
2010 | US | RF | - | - | W07 | FUTURE CAPACITY ADDITIONS = 7a+7b | 0 | 0 | 6507.38 | 10892.31 | 12663.21 | 13043.71 | 13797.71 | 13797.71 | 15437.71 | 15437.71 | 15437.71
2010 | US | RF | - | - | W07a | Future, Planned | 0 | 0 | 6507.38 | 10892.31 | 12663.21 | 13043.71 | 13797.71 | 13797.71 | 15437.71 | 15437.71 | 15437.71
2010 | US | RF | - | - | W07a1 | Wind Expected On-Peak | 0 | 0 | 0 | 0 | 0 | 0 | 0 | 0 | 0 | 0 | 0
2010 | US | RF | - | - | W07a2 | Wind Derate On-Peak | 0 | 0 | 6084.1 | 10773.97 | 11488.57 | 13246.07 | 13740.07 | 13740.07 | 13740.07 | 13740.07 | 13740.07
2010 | US | RF | - | - | W07a3 | Solar Expected On-Peak | 0 | 0 | 2.28 | 2.28 | 2.28 | 2.28 | 2.28 | 2.28 | 2.28 | 2.28 | 2.28
2010 | US | RF | - | - | W07a4 | Solar Derate On-Peak | 0 | 0 | 3.72 | 3.72 | 3.72 | 3.72 | 3.72 | 3.72 | 3.72 | 3.72 | 3.72
2010 | US | RF | - | - | W07a5 | Hydro Expected On-Peak | 0 | 0 | 130 | 143.4 | 179.8 | 179.8 | 247.8 | 247.8 | 247.8 | 247.8 | 247.8
2010 | US | RF | - | - | W07a6 | Hydro Derate On-Peak | 0 | 0 | 0 | 0 | 0 | 0 | 0 | 0 | 0 | 0 | 0
2010 | US | RF | - | - | W07a7 | Biomass Expected On-Peak | 0 | 0 | 38 | 38 | 38 | 38 | 38 | 38 | 38 | 38 | 38
2010 | US | RF | - | - | W07a8 | Biomass Derate On-Peak | 0 | 0 | 0 | 0 | 0 | 0 | 0 | 0 | 0 | 0 | 0
2010 | US | RF | - | - | W07a9 | Demand Response Expected On-Peak (Load Management Programs) | 0 | 0 | 0 | 0 | 0 | 0 | 0 | 0 | 0 | 0 | 0
2010 | US | RF | - | - | W07a10 | Demand Response Derate On-Peak (Load Management Programs) | 0 | 0 | 0 | 0 | 0 | 0 | 0 | 0 | 0 | 0 | 0
2010 | US | RF | - | - | W07a11 | Transmission-Limited Resources | 0 | 0 | 0 | 0 | 0 | 0 | 0 | 0 | 0 | 0 | 0
2010 | US | RF | - | - | W07a12 | Scheduled Outage - Maintenance | 0 | 0 | 0 | 0 | 0 | 0 | 0 | 0 | 0 | 0 | 0
2010 | US | RF | - | - | W07a13 | All Other Derates | 0 | 0 | 0 | 0 | 0 | 0 | 0 | 0 | 0 | 0 | 0
2010 | US | RF | - | - | W07a14 | Energy Only | 0 | 0 | 0 | 0 | 0 | 0 | 0 | 0 | 0 | 0 | 0
2010 | US | RF | - | - | W07b | Future, Other | 0 | 0 | 0 | 0 | 0 | 0 | 0 | 0 | 0 | 0 | 0
2010 | US | RF | - | - | W07b1 | Wind Expected On-Peak | 0 | 0 | 0 | 0 | 0 | 0 | 0 | 0 | 0 | 0 | 0
2010 | US | RF | - | - | W07b2 | Wind Derate On-Peak | 0 | 0 | 0 | 0 | 0 | 0 | 0 | 0 | 0 | 0 | 0
2010 | US | RF | - | - | W07b3 | Solar Expected On-Peak | 0 | 0 | 0 | 0 | 0 | 0 | 0 | 0 | 0 | 0 | 0
2010 | US | RF | - | - | W07b4 | Solar Derate On-Peak | 0 | 0 | 0 | 0 | 0 | 0 | 0 | 0 | 0 | 0 | 0
2010 | US | RF | - | - | W07b5 | Hydro Expected On-Peak | 0 | 0 | 0 | 0 | 0 | 0 | 0 | 0 | 0 | 0 | 0
2010 | US | RF | - | - | W07b6 | Hydro Derate On-Peak | 0 | 0 | 0 | 0 | 0 | 0 | 0 | 0 | 0 | 0 | 0
2010 | US | RF | - | - | W07b7 | Biomass Expected On-Peak | 0 | 0 | 0 | 0 | 0 | 0 | 0 | 0 | 0 | 0 | 0
2010 | US | RF | - | - | W07b8 | Biomass Derate On-Peak | 0 | 0 | 0 | 0 | 0 | 0 | 0 | 0 | 0 | 0 | 0
2010 | US | RF | - | - | W07b9 | Transmission-Limited Resources | 0 | 0 | 0 | 0 | 0 | 0 | 0 | 0 | 0 | 0 | 0
2010 | US | RF | - | - | W07b10 | Scheduled Outage - Maintenance | 0 | 0 | 0 | 0 | 0 | 0 | 0 | 0 | 0 | 0 | 0
2010 | US | RF | - | - | W07b11 | All Other Derates | 0 | 0 | 0 | 0 | 0 | 0 | 0 | 0 | 0 | 0 | 0
2010 | US | RF | - | - | W07b12 | Energy Only | 0 | 0 | 0 | 0 | 0 | 0 | 0 | 0 | 0 | 0 | 0
2010 | US | RF | - | - | W08 | Conceptual | 0 | 0 | 6770.732 | 11908.292 | 14725.04 | 18423.04 | 28465.04 | 29105.04 | 32231.04 | 35431.04 | 35431.04
2010 | US | RF | - | - | W08a1 | Wind Expected On-Peak | 0 | 0 | 307.08 | 696.88 | 1064.254 | 1366.254 | 2987.254 | 2987.254 | 2987.254 | 2987.254 | 2987.254
2010 | US | RF | - | - | W08a2 | Wind Derate On-Peak | 0 | 0 | 1985.12 | 4785.52 | 7251.446 | 8949.446 | 16028.446 | 16028.446 | 16028.446 | 16028.446 | 16028.446
2010 | US | RF | - | - | W08a3 | Solar Expected On-Peak | 0 | 0 | 199.306 | 218.686 | 218.686 | 218.686 | 218.686 | 218.686 | 218.686 | 218.686 | 218.686
2010 | US | RF | - | - | W08a4 | Solar Derate On-Peak | 0 | 0 | 317.004 | 348.624 | 348.624 | 348.624 | 348.624 | 348.624 | 348.624 | 348.624 | 348.624
2010 | US | RF | - | - | W08a5 | Hydro Expected On-Peak | 0 | 0 | 9.9 | 124.5 | 124.5 | 376.5 | 376.5 | 376.5 | 376.5 | 376.5 | 376.5
2010 | US | RF | - | - | W08a6 | Hydro Derate On-Peak | 0 | 0 | 0 | 0 | 0 | 0 | 0 | 0 | 0 | 0 | 0
2010 | US | RF | - | - | W08a7 | Biomass Expected On-Peak | 0 | 0 | 89.48 | 157.48 | 235.48 | 285.48 | 285.48 | 285.48 | 285.48 | 285.48 | 285.48
2010 | US | RF | - | - | W08a8 | Biomass Derate On-Peak | 0 | 0 | 0 | 0 | 0 | 0 | 0 | 0 | 0 | 0 | 0
2010 | US | RF | - | - | W08a9 | All Other Derates | 0 | 0 | 0 | 0 | 0 | 0 | 0 | 0 | 0 | 0 | 0
2010 | US | RF | - | - | W08a10 | Energy Only | 0 | 0 | 0 | 0 | 0 | 0 | 0 | 0 | 0 | 0 | 0
2010 | US | RF | - | - | W09 | ANTICIPATED INTERNAL CAPACITY = 6a+7a | 215500 | 216851.67 | 223359.05 | 227743.98 | 229514.88 | 229895.38 | 230649.38 | 230649.38 | 232289.38 | 232289.38 | 232289.38
2010 | US | RF | - | - | W10 | CAPACITY TRANSACTIONS - IMPORTS = 10a+10b+10c+10d | 1300 | 2500 | 2500 | 2500 | 2500 | 2500 | 2500 | 2500 | 2500 | 2500 | 2500
2010 | US | RF | - | - | W10a | Firm (Note: The sum of 10a1 and 10a2 must be <= 10a) | 1300 | 2500 | 2500 | 2500 | 2500 | 2500 | 2500 | 2500 | 2500 | 2500 | 2500
2010 | US | RF | - | - | W10a1 | Full-Responsibility Purchases | 1200 | 2400 | 2400 | 2400 | 2400 | 2400 | 2400 | 2400 | 2400 | 2400 | 2400
2010 | US | RF | - | - | W10a2 | Owned Capacity/Entitlement Located Outside the Region/Subregion | 100 | 100 | 100 | 100 | 100 | 100 | 100 | 100 | 100 | 100 | 100
2010 | US | RF | - | - | W10b | Non-firm | 0 | 0 | 0 | 0 | 0 | 0 | 0 | 0 | 0 | 0 | 0
2010 | US | RF | - | - | W10c | Expected (Note: The sum of 10c1 and 10c2 must be <= 10c) | 0 | 0 | 0 | 0 | 0 | 0 | 0 | 0 | 0 | 0 | 0
2010 | US | RF | - | - | W10c1 | Full-Responsibility Purchases | 0 | 0 | 0 | 0 | 0 | 0 | 0 | 0 | 0 | 0 | 0
2010 | US | RF | - | - | W10c2 | Owned Capacity/Entitlement Located Outside the Region/Subregion | 0 | 0 | 0 | 0 | 0 | 0 | 0 | 0 | 0 | 0 | 0
2010 | US | RF | - | - | W10d | Provisional – transactions under study, but negotiations have not begun. | 0 | 0 | 0 | 0 | 0 | 0 | 0 | 0 | 0 | 0 | 0
2010 | US | RF | - | - | W11 | CAPACITY TRANSACTIONS - EXPORTS = 11a+11b+11c+11d | 1100 | 600 | 600 | 600 | 600 | 600 | 600 | 600 | 600 | 600 | 600
2010 | US | RF | - | - | W11a | Firm (Note: The sum of 11a1 and 11a2 must be <= 11a) | 1100 | 600 | 600 | 600 | 600 | 600 | 600 | 600 | 600 | 600 | 600
2010 | US | RF | - | - | W11a1 | Full-Responsibility Purchases | 700 | 600 | 600 | 600 | 600 | 600 | 600 | 600 | 600 | 600 | 600
2010 | US | RF | - | - | W11a2 | Owned Capacity/Entitlement Located Outside the Region/Subregion | 400 | 0 | 0 | 0 | 0 | 0 | 0 | 0 | 0 | 0 | 0
2010 | US | RF | - | - | W11b | Non-firm | 0 | 0 | 0 | 0 | 0 | 0 | 0 | 0 | 0 | 0 | 0
2010 | US | RF | - | - | W11c | Expected (Note: The sum of 11c1 and 11c2 must be <= 11c) | 0 | 0 | 0 | 0 | 0 | 0 | 0 | 0 | 0 | 0 | 0
2010 | US | RF | - | - | W11c1 | Full-Responsibility Purchases | 0 | 0 | 0 | 0 | 0 | 0 | 0 | 0 | 0 | 0 | 0
2010 | US | RF | - | - | W11c2 | Owned Capacity/Entitlement Located Outside the Region/Subregion | 0 | 0 | 0 | 0 | 0 | 0 | 0 | 0 | 0 | 0 | 0
2010 | US | RF | - | - | W11d | Provisional – transactions under study, but negotiations have not begun. | 0 | 0 | 0 | 0 | 0 | 0 | 0 | 0 | 0 | 0 | 0
2010 | US | RF | - | - | W12 | EXISTING, CERTAIN CAPACITY & NET FIRM TRANSACTIONS = 6a+Net Firm Transactions | 215700 | 218751.67 | 218751.67 | 218751.67 | 218751.67 | 218751.67 | 218751.67 | 218751.67 | 218751.67 | 218751.67 | 218751.67
2010 | US | RF | - | - | W13 | ANTICIPATED CAPACITY RESOURCES = 12+7a+Net Expected Transactions | 0 | 218751.67 | 225259.05 | 229643.98 | 231414.88 | 231795.38 | 232549.38 | 232549.38 | 234189.38 | 234189.38 | 234189.38
2010 | US | RF | - | - | W14 | PROSPECTIVE CAPACITY RESOURCES = 13+6b+16b | 0 | 228151.67 | 234659.05 | 239043.98 | 240814.88 | 241195.38 | 241949.38 | 241949.38 | 243589.38 | 243589.38 | 243589.38
2010 | US | RF | - | - | W15 | TOTAL POTENTIAL CAPACITY RESOURCES = 13+6b+7b+8+Net Provisional Transactions | 0 | 228151.67 | 241429.782 | 250952.272 | 255539.92 | 259618.42 | 270414.42 | 271054.42 | 275820.42 | 279020.42 | 279020.42
2010 | US | RF | - | - | W15a | ADJUSTED POTENTIAL CAPACITY RESOURCES = 13+6b+16b+16d+Net Provisional Transactions | 0 | 228151.67 | 234659.05 | 239043.98 | 240814.88 | 241195.38 | 241949.38 | 241949.38 | 243589.38 | 243589.38 | 243589.38
2010 | US | RF | - | - | W16a | Confidence of Future, Other (7b), using reasonable judgement | 0 | 0 | 0 | 0 | 0 | 0 | 0 | 0 | 0 | 0 | 0
2010 | US | RF | - | - | W16b | Net Future, Other Resources After Confidence Percentage Is Applied = 7b*16a | 0 | 0 | 0 | 0 | 0 | 0 | 0 | 0 | 0 | 0 | 0
2010 | US | RF | - | - | W16c | Confidence of Conceptual (8), using reasonable judgement | 0 | 0 | 0 | 0 | 0 | 0 | 0 | 0 | 0 | 0 | 0
2010 | US | RF | - | - | W16d | Net Conceptual Resources After Confidence Percentage Is Applied = 8*16c | 0 | 0 | 0 | 0 | 0 | 0 | 0 | 0 | 0 | 0 | 0
2010 | US | RF | - | - | W17 | Region/Subregion Target Reserve Margin | 0 | 0.15 | 0.15 | 0.15 | 0.15 | 0.15 | 0.15 | 0.15 | 0.15 | 0.15 | 0.15
2010 | US | RF | - | - | W18 | Existing Certain and Net Firm Transactions Reserve Margin = (12-3)/3 | 0 | 0.5293 | 0.49226 | 0.46813 | 0.45543 | 0.44486 | 0.43068 | 0.41679 | 0.40676 | 0.39777 | 0.39155
2010 | US | RF | - | - | W19 | Anticipated Capacity Resources Reserve Margin = (13-3)/3 | 0 | 0.5293 | 0.53665 | 0.54123 | 0.53969 | 0.53101 | 0.52092 | 0.50615 | 0.50604 | 0.49642 | 0.48975
2010 | US | RF | - | - | W20 | Prospective Capacity Resources Reserve Margin = (14-3)/3 | 0 | 0.59502 | 0.60078 | 0.60432 | 0.60223 | 0.5931 | 0.5824 | 0.56703 | 0.56649 | 0.55648 | 0.54955
2010 | US | RF | - | - | W21 | Total Potential Resources Reserve Margin = (15-3)/3 | 0 | 0.59502 | 0.64697 | 0.68424 | 0.7002 | 0.71478 | 0.76857 | 0.75553 | 0.77376 | 0.78288 | 0.77494
2010 | US | RF | - | - | W22 | Adjusted Potential Resources Reserve Margin = (15a-3)/3 | 0 | 0.59502 | 0.60078 | 0.60432 | 0.60223 | 0.5931 | 0.5824 | 0.56703 | 0.56649 | 0.55648 | 0.54955
2010 | US | RF | - | - | W23 | Total Baseline Installed Capacity | 221300 | 0 | 0 | 0 | 0 | 0 | 0 | 0 | 0 | 0 | 0
2010 | US | SERC | - | - | W01 | Unrestricted Non-coincident Peak Demand = 2+1a+1b-1c-1d | 193135 | 184409 | 187327 | 191174 | 194476 | 197131 | 199655 | 201567 | 203981 | 206935 | 209778
2010 | US | SERC | - | - | W01a | New Conservation (Energy Efficiency) | 0 | 538 | 707 | 829 | 1002 | 1139 | 1270 | 1346 | 1430 | 1530 | 1644
2010 | US | SERC | - | - | W01b | Estimated Diversity | 0 | 635 | 638 | 660 | 697 | 670 | 691 | 709 | 701 | 732 | 734
2010 | US | SERC | - | - | W01c | Additions for non-member load (load served by non-registered LSE's in a region) | 0 | 240 | 242 | 239 | 238 | 238 | 238 | 241 | 242 | 245 | 246
2010 | US | SERC | - | - | W01d | Stand-by Load Under Contract (Normally served by behind the meter generation) | 0 | 138 | 140 | 141 | 143 | 143 | 146 | 146 | 148 | 150 | 151
2010 | US | SERC | - | - | W02 | Total Internal Demand | 193135 | 183614 | 186364 | 190065 | 193158 | 195703 | 198078 | 199899 | 202240 | 205068 | 207797
2010 | US | SERC | - | - | W02a | Direct Control Load Management | 493 | 584 | 675 | 788 | 822 | 856 | 956 | 1050 | 1150 | 1170 | 1189
2010 | US | SERC | - | - | W02b | Contractually Interruptible (Curtailable) | 3764 | 4160 | 4300 | 4634 | 4653 | 4686 | 4691 | 4726 | 4748 | 4767 | 4750
2010 | US | SERC | - | - | W02c | Critical Peak-Pricing (CPP) with Control | 0 | 0 | 0 | 0 | 0 | 0 | 0 | 0 | 0 | 0 | 0
2010 | US | SERC | - | - | W02d | Load as a Capacity Resource | 225 | 256 | 260 | 264 | 268 | 271 | 273 | 276 | 277 | 279 | 281
2010 | US | SERC | - | - | W03 | Net Internal Demand = 2-2a-2b-2c-2d | 188653 | 178614 | 181129 | 184379 | 187415 | 189890 | 192158 | 193847 | 196065 | 198852 | 201577
2010 | US | SERC | - | - | W04a | Demand Response used for Reserves - Spinning | 608 | 605 | 605 | 605 | 605 | 605 | 605 | 605 | 605 | 605 | 605
2010 | US | SERC | - | - | W04b | Demand Response used for Reserves - Non-Spinning | 256 | 256 | 256 | 256 | 256 | 256 | 256 | 256 | 256 | 256 | 256
2010 | US | SERC | - | - | W04c | Demand Response used for Regulation | 0 | 0 | 0 | 0 | 0 | 0 | 0 | 0 | 0 | 0 | 0
2010 | US | SERC | - | - | W04d | Demand Response used for Energy, Voluntary - Emergency | 492 | 540 | 627 | 682 | 718 | 749 | 779 | 784 | 803 | 820 | 837
2010 | US | SERC | - | - | W05 | TOTAL INTERNAL CAPACITY = 6+7 | 262664.695 | 266862.195 | 271649.895 | 276986.695 | 281826.895 | 282767.895 | 283191.895 | 289969.895 | 291103.185 | 290768.895 | 292613.395
2010 | US | SERC | - | - | W06 | EXISTING CAPACITY = 6a+6b+6c | 262544.695 | 265339.195 | 266279.895 | 266823.695 | 269137.395 | 269065.395 | 268614.395 | 269292.395 | 269325.685 | 268991.395 | 269118.895
2010 | US | SERC | - | - | W06a | Existing, Certain | 253370.395 | 253864.395 | 254291.095 | 253050.095 | 256068.795 | 255488.795 | 254759.795 | 255335.795 | 254502.085 | 254019.795 | 253690.295
2010 | US | SERC | - | - | W06a1 | Wind Expected On-Peak | 10.1 | 10.1 | 10.1 | 10.1 | 10.1 | 10.1 | 10.1 | 10.1 | 10.1 | 10.1 | 10.1
2010 | US | SERC | - | - | W06a2 | Solar Expected On-Peak | 0 | 0 | 0 | 0 | 0 | 0 | 0 | 0 | 0 | 0 | 0
2010 | US | SERC | - | - | W06a3 | Hydro Expected On-Peak | 12091.63 | 12066.83 | 12284.13 | 12307.13 | 12309.13 | 12311.13 | 12311.13 | 12311.13 | 12310.42 | 12311.13 | 12311.13
2010 | US | SERC | - | - | W06a4 | Biomass Expected On-Peak | 210.9 | 251.9 | 251.9 | 251.9 | 251.9 | 251.9 | 251.9 | 251.9 | 251.9 | 251.9 | 252.4
2010 | US | SERC | - | - | W06a5 | Load as a Capacity Resource Expected On-Peak (Load Management Programs) | 0 | 0 | 0 | 0 | 0 | 0 | 0 | 0 | 0 | 0 | 0
2010 | US | SERC | - | - | W06b | Existing, Other | 7157.3 | 9833.8 | 10403.8 | 12187.2 | 11482.2 | 11950.2 | 12162.2 | 12258.7 | 13108.7 | 13246.7 | 13703.7
2010 | US | SERC | - | - | W06b1 | Wind Derate On-Peak | 92 | 92 | 92 | 92 | 92 | 92 | 92 | 92 | 92 | 92 | 92
2010 | US | SERC | - | - | W06b2 | Solar Derate On-Peak | 0 | 0 | 0 | 0 | 0 | 0 | 0 | 0 | 0 | 0 | 0
2010 | US | SERC | - | - | W06b3 | Hydro Derate On-Peak | 0 | 0 | 0 | 0 | 0 | 0 | 0 | 0 | 0 | 0 | 0
2010 | US | SERC | - | - | W06b4 | Biomass Derate On-Peak | 0 | 0 | 0 | 0 | 0 | 0 | 0 | 0 | 0 | 0 | 0
2010 | US | SERC | - | - | W06b5 | Load as a Capacity Resource Derate On-Peak (Load Management Programs) | 0 | 0 | 0 | 0 | 0 | 0 | 0 | 0 | 0 | 0 | 0
2010 | US | SERC | - | - | W06b7 | Transmission-Limited Resources | 0 | 0 | 0 | 0 | 0 | 0 | 0 | 0 | 0 | 0 | 0
2010 | US | SERC | - | - | W06b8 | All Other Derates | 0 | 0 | 17 | 18.4 | 18.4 | 58.4 | 124.4 | 129.9 | 146.9 | 156.9 | 156.9
2010 | US | SERC | - | - | W06b9 | Energy Only | 552 | 1893.5 | 2068.5 | 1842.5 | 1842.5 | 1842.5 | 1842.5 | 1842.5 | 1842.5 | 1842.5 | 1842.5
2010 | US | SERC | - | - | W06c | Existing, Inoperable (Note: Not used in margin calculations) | 1925 | 1549 | 1476 | 1476 | 1476 | 1476 | 1476 | 1476 | 1476 | 1476 | 1476
2010 | US | SERC | - | - | W07 | FUTURE CAPACITY ADDITIONS = 7a+7b | 120 | 1523 | 5370 | 10163 | 12689.5 | 13702.5 | 14577.5 | 20677.5 | 21777.5 | 21777.5 | 23494.5
2010 | US | SERC | - | - | W07a | Future, Planned | 120 | 1523 | 5370 | 10163 | 12689.5 | 13702.5 | 14577.5 | 20677.5 | 21777.5 | 21777.5 | 23494.5
2010 | US | SERC | - | - | W07a1 | Wind Expected On-Peak | 0 | 12 | 36 | 52 | 68 | 68 | 68 | 68 | 68 | 68 | 68
2010 | US | SERC | - | - | W07a2 | Wind Derate On-Peak | 0 | 0 | 0 | 0 | 0 | 0 | 0 | 0 | 0 | 0 | 0
2010 | US | SERC | - | - | W07a3 | Solar Expected On-Peak | 0 | 0 | 0 | 0 | 0 | 0 | 0 | 0 | 0 | 0 | 0
2010 | US | SERC | - | - | W07a4 | Solar Derate On-Peak | 0 | 0 | 0 | 0 | 0 | 0 | 0 | 0 | 0 | 0 | 0
2010 | US | SERC | - | - | W07a5 | Hydro Expected On-Peak | 0 | 0 | 0 | 0 | 24 | 24 | 24 | 24 | 24 | 24 | 24
2010 | US | SERC | - | - | W07a6 | Hydro Derate On-Peak | 0 | 0 | 0 | 0 | 0 | 0 | 0 | 0 | 0 | 0 | 0
2010 | US | SERC | - | - | W07a7 | Biomass Expected On-Peak | 0 | 0 | 0 | 130 | 130 | 280 | 280 | 280 | 280 | 280 | 280
2010 | US | SERC | - | - | W07a8 | Biomass Derate On-Peak | 0 | 0 | 0 | 0 | 0 | 0 | 0 | 0 | 0 | 0 | 0
2010 | US | SERC | - | - | W07a9 | Demand Response Expected On-Peak (Load Management Programs) | 0 | 0 | 0 | 0 | 0 | 0 | 0 | 0 | 0 | 0 | 0
2010 | US | SERC | - | - | W07a10 | Demand Response Derate On-Peak (Load Management Programs) | 0 | 0 | 0 | 0 | 0 | 0 | 0 | 0 | 0 | 0 | 0
2010 | US | SERC | - | - | W07a11 | Transmission-Limited Resources | 0 | 0 | 0 | 0 | 0 | 0 | 0 | 0 | 0 | 0 | 0
2010 | US | SERC | - | - | W07a12 | Scheduled Outage - Maintenance | 0 | 0 | 0 | 0 | 0 | 0 | 0 | 0 | 0 | 0 | 0
2010 | US | SERC | - | - | W07a13 | All Other Derates | 0 | 0 | 0 | 0 | 0 | 0 | 0 | 0 | 0 | 0 | 0
2010 | US | SERC | - | - | W07a14 | Energy Only | 0 | 0 | 0 | 0 | 0 | 0 | 0 | 0 | 0 | 0 | 0
2010 | US | SERC | - | - | W07b | Future, Other | 0 | 0 | 0 | 0 | 0 | 0 | 0 | 0 | 0 | 0 | 0
2010 | US | SERC | - | - | W07b1 | Wind Expected On-Peak | 0 | 0 | 0 | 0 | 0 | 0 | 0 | 0 | 0 | 0 | 0
2010 | US | SERC | - | - | W07b2 | Wind Derate On-Peak | 0 | 0 | 0 | 0 | 0 | 0 | 0 | 0 | 0 | 0 | 0
2010 | US | SERC | - | - | W07b3 | Solar Expected On-Peak | 0 | 0 | 0 | 0 | 0 | 0 | 0 | 0 | 0 | 0 | 0
2010 | US | SERC | - | - | W07b4 | Solar Derate On-Peak | 0 | 0 | 0 | 0 | 0 | 0 | 0 | 0 | 0 | 0 | 0
2010 | US | SERC | - | - | W07b5 | Hydro Expected On-Peak | 0 | 0 | 0 | 0 | 0 | 0 | 0 | 0 | 0 | 0 | 0
2010 | US | SERC | - | - | W07b6 | Hydro Derate On-Peak | 0 | 0 | 0 | 0 | 0 | 0 | 0 | 0 | 0 | 0 | 0
2010 | US | SERC | - | - | W07b7 | Biomass Expected On-Peak | 0 | 0 | 0 | 0 | 0 | 0 | 0 | 0 | 0 | 0 | 0
2010 | US | SERC | - | - | W07b8 | Biomass Derate On-Peak | 0 | 0 | 0 | 0 | 0 | 0 | 0 | 0 | 0 | 0 | 0
2010 | US | SERC | - | - | W07b9 | Transmission-Limited Resources | 0 | 0 | 0 | 0 | 0 | 0 | 0 | 0 | 0 | 0 | 0
2010 | US | SERC | - | - | W07b10 | Scheduled Outage - Maintenance | 0 | 0 | 0 | 0 | 0 | 0 | 0 | 0 | 0 | 0 | 0
2010 | US | SERC | - | - | W07b11 | All Other Derates | 0 | 0 | 0 | 0 | 0 | 0 | 0 | 0 | 0 | 0 | 0
2010 | US | SERC | - | - | W07b12 | Energy Only | 0 | 0 | 0 | 0 | 0 | 0 | 0 | 0 | 0 | 0 | 0
2010 | US | SERC | - | - | W08 | Conceptual | 0 | 28.75 | 304.45 | 685.45 | 2047.45 | 4538.45 | 6053.45 | 8188.45 | 9532.45 | 11777.45 | 13089.45
2010 | US | SERC | - | - | W08a1 | Wind Expected On-Peak | 0 | 0 | 0 | 190.9 | 272.9 | 308.9 | 638.9 | 728.9 | 778.9 | 828.9 | 828.9
2010 | US | SERC | - | - | W08a2 | Wind Derate On-Peak | 0 | 0 | 0 | 190.1 | 190.1 | 190.1 | 235.1 | 280.1 | 325.1 | 370.1 | 370.1
2010 | US | SERC | - | - | W08a3 | Solar Expected On-Peak | 0 | 0 | 1.9 | 1.9 | 1.9 | 1.9 | 1.9 | 1.9 | 1.9 | 1.9 | 1.9
2010 | US | SERC | - | - | W08a4 | Solar Derate On-Peak | 0 | 0 | 3.1 | 3.1 | 3.1 | 3.1 | 3.1 | 3.1 | 3.1 | 3.1 | 3.1
2010 | US | SERC | - | - | W08a5 | Hydro Expected On-Peak | 0 | 0 | 0 | 0 | 0 | 0 | 0 | 0 | 0 | 0 | 0
2010 | US | SERC | - | - | W08a6 | Hydro Derate On-Peak | 0 | 0 | 0 | 0 | 0 | 0 | 0 | 0 | 0 | 0 | 0
2010 | US | SERC | - | - | W08a7 | Biomass Expected On-Peak | 0 | 28.75 | 65.15 | 65.15 | 65.15 | 165.15 | 265.15 | 365.15 | 105.15 | 565.15 | 565.15
2010 | US | SERC | - | - | W08a8 | Biomass Derate On-Peak | 0 | 0 | 0 | 0 | 0 | 0 | 0 | 0 | 0 | 0 | 0
2010 | US | SERC | - | - | W08a9 | All Other Derates | 0 | 0 | 0 | 0 | 0 | 616 | 616 | 616 | 616 | 1116 | 1116
2010 | US | SERC | - | - | W08a10 | Energy Only | 0 | 0 | 0 | 0 | 0 | 0 | 0 | 0 | 0 | 0 | 0
2010 | US | SERC | - | - | W09 | ANTICIPATED INTERNAL CAPACITY = 6a+7a | 253490.395 | 255387.395 | 259661.095 | 263213.095 | 268758.295 | 269191.295 | 269337.295 | 276013.295 | 276279.585 | 275797.295 | 277184.795
2010 | US | SERC | - | - | W10 | CAPACITY TRANSACTIONS - IMPORTS = 10a+10b+10c+10d | 14611 | 12909 | 13112 | 10363 | 10649 | 11713 | 10128 | 9315 | 9331 | 9772 | 9976
2010 | US | SERC | - | - | W10a | Firm (Note: The sum of 10a1 and 10a2 must be <= 10a) | 14483 | 12611 | 12812 | 10061 | 10345 | 11407 | 9873 | 9058 | 9072 | 9511 | 9713
2010 | US | SERC | - | - | W10a1 | Full-Responsibility Purchases | 3406 | 2746 | 2626 | 2290 | 2447 | 3556 | 2420 | 1588 | 1587 | 1914 | 2100
2010 | US | SERC | - | - | W10a2 | Owned Capacity/Entitlement Located Outside the Region/Subregion | 189 | 284 | 420 | 540 | 540 | 540 | 540 | 540 | 540 | 540 | 540
2010 | US | SERC | - | - | W10b | Non-firm | 0 | 104 | 54 | 54 | 54 | 54 | 1 | 1 | 1 | 1 | 1
2010 | US | SERC | - | - | W10c | Expected (Note: The sum of 10c1 and 10c2 must be <= 10c) | 128 | 194 | 246 | 248 | 250 | 252 | 254 | 256 | 258 | 260 | 262
2010 | US | SERC | - | - | W10c1 | Full-Responsibility Purchases | 0 | 0 | 0 | 0 | 0 | 0 | 0 | 0 | 0 | 0 | 0
2010 | US | SERC | - | - | W10c2 | Owned Capacity/Entitlement Located Outside the Region/Subregion | 0 | 0 | 0 | 0 | 0 | 0 | 0 | 0 | 0 | 0 | 0
2010 | US | SERC | - | - | W10d | Provisional – transactions under study, but negotiations have not begun. | 0 | 0 | 0 | 0 | 0 | 0 | 0 | 0 | 0 | 0 | 0
2010 | US | SERC | - | - | W11 | CAPACITY TRANSACTIONS - EXPORTS = 11a+11b+11c+11d | 12376 | 14480 | 12804 | 11471 | 11460 | 11232 | 9617 | 8967 | 9083 | 9192 | 9206
2010 | US | SERC | - | - | W11a | Firm (Note: The sum of 11a1 and 11a2 must be <= 11a) | 12326 | 14274 | 12698 | 11365 | 11354 | 11126 | 9617 | 8967 | 9083 | 9192 | 9206
2010 | US | SERC | - | - | W11a1 | Full-Responsibility Purchases | 141 | 236 | 356 | 476 | 476 | 522 | 522 | 522 | 522 | 522 | 522
2010 | US | SERC | - | - | W11a2 | Owned Capacity/Entitlement Located Outside the Region/Subregion | 1314 | 1394 | 1410 | 1410 | 1410 | 1410 | 1410 | 1410 | 1410 | 1410 | 1410
2010 | US | SERC | - | - | W11b | Non-firm | 50 | 206 | 106 | 106 | 106 | 106 | 0 | 0 | 0 | 0 | 0
2010 | US | SERC | - | - | W11c | Expected (Note: The sum of 11c1 and 11c2 must be <= 11c) | 0 | 0 | 0 | 0 | 0 | 0 | 0 | 0 | 0 | 0 | 0
2010 | US | SERC | - | - | W11c1 | Full-Responsibility Purchases | 0 | 0 | 0 | 0 | 0 | 0 | 0 | 0 | 0 | 0 | 0
2010 | US | SERC | - | - | W11c2 | Owned Capacity/Entitlement Located Outside the Region/Subregion | 0 | 0 | 0 | 0 | 0 | 0 | 0 | 0 | 0 | 0 | 0
2010 | US | SERC | - | - | W11d | Provisional – transactions under study, but negotiations have not begun. | 0 | 0 | 0 | 0 | 0 | 0 | 0 | 0 | 0 | 0 | 0
2010 | US | SERC | - | - | W12 | EXISTING, CERTAIN CAPACITY & NET FIRM TRANSACTIONS = 6a+Net Firm Transactions | 255527.395 | 252201.395 | 254405.095 | 251746.095 | 255059.795 | 255769.795 | 255015.795 | 255426.795 | 254491.085 | 254338.795 | 254197.295
2010 | US | SERC | - | - | W13 | ANTICIPATED CAPACITY RESOURCES = 12+7a+Net Expected Transactions | 0 | 253918.395 | 260021.095 | 262157.095 | 267999.295 | 269724.295 | 269847.295 | 276360.295 | 276526.585 | 276376.295 | 277953.795
2010 | US | SERC | - | - | W14 | PROSPECTIVE CAPACITY RESOURCES = 13+6b+16b | 0 | 263752.195 | 270424.895 | 274344.295 | 279481.495 | 281674.495 | 282009.495 | 288618.995 | 289635.285 | 289622.995 | 291657.495
2010 | US | SERC | - | - | W15 | TOTAL POTENTIAL CAPACITY RESOURCES = 13+6b+7b+8+Net Provisional Transactions | 0 | 263780.945 | 270729.345 | 275029.745 | 281528.945 | 286212.945 | 288062.945 | 296807.445 | 299167.735 | 301400.445 | 304746.945
2010 | US | SERC | - | - | W15a | ADJUSTED POTENTIAL CAPACITY RESOURCES = 13+6b+16b+16d+Net Provisional Transactions | 0 | 263752.195 | 270424.895 | 274344.295 | 279481.495 | 281674.495 | 282009.495 | 288618.995 | 289635.285 | 289622.995 | 291657.495
2010 | US | SERC | - | - | W16a | Confidence of Future, Other (7b), using reasonable judgement | 0 | 0 | 0 | 0 | 0 | 0 | 0 | 0 | 0 | 0 | 0
2010 | US | SERC | - | - | W16b | Net Future, Other Resources After Confidence Percentage Is Applied = 7b*16a | 0 | 0 | 0 | 0 | 0 | 0 | 0 | 0 | 0 | 0 | 0
2010 | US | SERC | - | - | W16c | Confidence of Conceptual (8), using reasonable judgement | 0 | 0 | 0 | 0 | 0 | 0 | 0 | 0 | 0 | 0 | 0
2010 | US | SERC | - | - | W16d | Net Conceptual Resources After Confidence Percentage Is Applied = 8*16c | 0 | 0 | 0 | 0 | 0 | 0 | 0 | 0 | 0 | 0 | 0
2010 | US | SERC | - | - | W17 | Region/Subregion Target Reserve Margin | 0 | 0.15 | 0.15 | 0.15 | 0.15 | 0.15 | 0.15 | 0.15 | 0.15 | 0.15 | 0.15
2010 | US | SERC | - | - | W18 | Existing Certain and Net Firm Transactions Reserve Margin = (12-3)/3 | 0 | 0.41199 | 0.40455 | 0.36537 | 0.36094 | 0.34694 | 0.32712 | 0.31767 | 0.29799 | 0.27904 | 0.26104
2010 | US | SERC | - | - | W19 | Anticipated Capacity Resources Reserve Margin = (13-3)/3 | 0 | 0.4216 | 0.43556 | 0.42184 | 0.42998 | 0.42042 | 0.4043 | 0.42566 | 0.41038 | 0.38986 | 0.3789
2010 | US | SERC | - | - | W20 | Prospective Capacity Resources Reserve Margin = (14-3)/3 | 0 | 0.47666 | 0.493 | 0.48794 | 0.49124 | 0.48336 | 0.46759 | 0.4889 | 0.47724 | 0.45648 | 0.44688
2010 | US | SERC | - | - | W21 | Total Potential Resources Reserve Margin = (15-3)/3 | 0 | 0.47682 | 0.49468 | 0.49165 | 0.50217 | 0.50726 | 0.49909 | 0.53114 | 0.52586 | 0.5157 | 0.51181
2010 | US | SERC | - | - | W22 | Adjusted Potential Resources Reserve Margin = (15a-3)/3 | 0 | 0.47666 | 0.493 | 0.48794 | 0.49124 | 0.48336 | 0.46759 | 0.4889 | 0.47724 | 0.45648 | 0.44688
2010 | US | SERC | - | - | W23 | Total Baseline Installed Capacity | 262544.695 | 0 | 0 | 0 | 0 | 0 | 0 | 0 | 0 | 0 | 0
2010 | US | SERC | Central | - | W01 | Unrestricted Non-coincident Peak Demand = 2+1a+1b-1c-1d | 43234 | 43616 | 44308 | 44936 | 45678 | 45949 | 46501 | 46009 | 45907 | 46577 | 47371
2010 | US | SERC | Central | - | W01a | New Conservation (Energy Efficiency) | 0 | 141 | 194 | 213 | 272 | 287 | 285 | 285 | 283 | 275 | 275
2010 | US | SERC | Central | - | W01b | Estimated Diversity | 0 | 0 | 0 | 0 | 0 | 0 | 0 | 0 | 0 | 0 | 0
2010 | US | SERC | Central | - | W01c | Additions for non-member load (load served by non-registered LSE's in a region) | 0 | 0 | 0 | 0 | 0 | 0 | 0 | 0 | 0 | 0 | 0
2010 | US | SERC | Central | - | W01d | Stand-by Load Under Contract (Normally served by behind the meter generation) | 0 | 0 | 0 | 0 | 0 | 0 | 0 | 0 | 0 | 0 | 0
2010 | US | SERC | Central | - | W02 | Total Internal Demand | 43234 | 43475 | 44114 | 44723 | 45406 | 45662 | 46216 | 45724 | 45624 | 46302 | 47096
2010 | US | SERC | Central | - | W02a | Direct Control Load Management | 0 | 6 | 9 | 12 | 15 | 15 | 15 | 15 | 15 | 15 | 15
2010 | US | SERC | Central | - | W02b | Contractually Interruptible (Curtailable) | 777 | 1016 | 1020 | 1022 | 1023 | 1024 | 1025 | 1025 | 1025 | 1025 | 1025
2010 | US | SERC | Central | - | W02c | Critical Peak-Pricing (CPP) with Control | 0 | 0 | 0 | 0 | 0 | 0 | 0 | 0 | 0 | 0 | 0
2010 | US | SERC | Central | - | W02d | Load as a Capacity Resource | 0 | 0 | 0 | 0 | 0 | 0 | 0 | 0 | 0 | 0 | 0
2010 | US | SERC | Central | - | W03 | Net Internal Demand = 2-2a-2b-2c-2d | 42457 | 42453 | 43085 | 43689 | 44368 | 44623 | 45176 | 44684 | 44584 | 45262 | 46056
2010 | US | SERC | Central | - | W04a | Demand Response used for Reserves - Spinning | 0 | 0 | 0 | 0 | 0 | 0 | 0 | 0 | 0 | 0 | 0
2010 | US | SERC | Central | - | W04b | Demand Response used for Reserves - Non-Spinning | 0 | 0 | 0 | 0 | 0 | 0 | 0 | 0 | 0 | 0 | 0
2010 | US | SERC | Central | - | W04c | Demand Response used for Regulation | 0 | 0 | 0 | 0 | 0 | 0 | 0 | 0 | 0 | 0 | 0
2010 | US | SERC | Central | - | W04d | Demand Response used for Energy, Voluntary - Emergency | 0 | 0 | 0 | 0 | 0 | 1 | 1 | 1 | 1 | 1 | 1
2010 | US | SERC | Central | - | W05 | TOTAL INTERNAL CAPACITY = 6+7 | 52299.28 | 52386.28 | 54003.58 | 54313.58 | 56338.58 | 56618.58 | 56450.58 | 56618.58 | 56618.58 | 56263.58 | 56616.58
2010 | US | SERC | Central | - | W06 | EXISTING CAPACITY = 6a+6b+6c | 52202.28 | 52192.28 | 53187.58 | 52542.58 | 53186.58 | 53188.58 | 53020.58 | 53188.58 | 53188.58 | 52833.58 | 53186.58
2010 | US | SERC | Central | - | W06a | Existing, Certain | 51650.28 | 51567.28 | 52625.58 | 51990.58 | 52634.58 | 52636.58 | 52468.58 | 52636.58 | 52636.58 | 52281.58 | 52634.58
2010 | US | SERC | Central | - | W06a1 | Wind Expected On-Peak | 2.1 | 2.1 | 2.1 | 2.1 | 2.1 | 2.1 | 2.1 | 2.1 | 2.1 | 2.1 | 2.1
2010 | US | SERC | Central | - | W06a2 | Solar Expected On-Peak | 0 | 0 | 0 | 0 | 0 | 0 | 0 | 0 | 0 | 0 | 0
2010 | US | SERC | Central | - | W06a3 | Hydro Expected On-Peak | 4538.24 | 4509.24 | 4726.54 | 4749.54 | 4751.54 | 4753.54 | 4753.54 | 4753.54 | 4753.54 | 4753.54 | 4753.54
2010 | US | SERC | Central | - | W06a4 | Biomass Expected On-Peak | 16.8 | 16.8 | 16.8 | 16.8 | 16.8 | 16.8 | 16.8 | 16.8 | 16.8 | 16.8 | 16.8
2010 | US | SERC | Central | - | W06a5 | Load as a Capacity Resource Expected On-Peak (Load Management Programs) | 0 | 0 | 0 | 0 | 0 | 0 | 0 | 0 | 0 | 0 | 0
2010 | US | SERC | Central | - | W06b | Existing, Other | 552 | 552 | 562 | 552 | 552 | 552 | 552 | 552 | 552 | 552 | 552
2010 | US | SERC | Central | - | W06b1 | Wind Derate On-Peak | 0 | 0 | 0 | 0 | 0 | 0 | 0 | 0 | 0 | 0 | 0
2010 | US | SERC | Central | - | W06b2 | Solar Derate On-Peak | 0 | 0 | 0 | 0 | 0 | 0 | 0 | 0 | 0 | 0 | 0
2010 | US | SERC | Central | - | W06b3 | Hydro Derate On-Peak | 0 | 0 | 0 | 0 | 0 | 0 | 0 | 0 | 0 | 0 | 0
2010 | US | SERC | Central | - | W06b4 | Biomass Derate On-Peak | 0 | 0 | 0 | 0 | 0 | 0 | 0 | 0 | 0 | 0 | 0
2010 | US | SERC | Central | - | W06b5 | Load as a Capacity Resource Derate On-Peak (Load Management Programs) | 0 | 0 | 0 | 0 | 0 | 0 | 0 | 0 | 0 | 0 | 0
2010 | US | SERC | Central | - | W06b7 | Transmission-Limited Resources | 0 | 0 | 0 | 0 | 0 | 0 | 0 | 0 | 0 | 0 | 0
2010 | US | SERC | Central | - | W06b8 | All Other Derates | 0 | 0 | 0 | 0 | 0 | 0 | 0 | 0 | 0 | 0 | 0
2010 | US | SERC | Central | - | W06b9 | Energy Only | 552 | 552 | 562 | 552 | 552 | 552 | 552 | 552 | 552 | 552 | 552
2010 | US | SERC | Central | - | W06c | Existing, Inoperable (Note: Not used in margin calculations) | 0 | 73 | 0 | 0 | 0 | 0 | 0 | 0 | 0 | 0 | 0
2010 | US | SERC | Central | - | W07 | FUTURE CAPACITY ADDITIONS = 7a+7b | 97 | 194 | 816 | 1771 | 3152 | 3430 | 3430 | 3430 | 3430 | 3430 | 3430
2010 | US | SERC | Central | - | W07a | Future, Planned | 97 | 194 | 816 | 1771 | 3152 | 3430 | 3430 | 3430 | 3430 | 3430 | 3430
2010 | US | SERC | Central | - | W07a1 | Wind Expected On-Peak | 0 | 0 | 0 | 0 | 0 | 0 | 0 | 0 | 0 | 0 | 0
2010 | US | SERC | Central | - | W07a2 | Wind Derate On-Peak | 0 | 0 | 0 | 0 | 0 | 0 | 0 | 0 | 0 | 0 | 0
2010 | US | SERC | Central | - | W07a3 | Solar Expected On-Peak | 0 | 0 | 0 | 0 | 0 | 0 | 0 | 0 | 0 | 0 | 0
2010 | US | SERC | Central | - | W07a4 | Solar Derate On-Peak | 0 | 0 | 0 | 0 | 0 | 0 | 0 | 0 | 0 | 0 | 0
2010 | US | SERC | Central | - | W07a5 | Hydro Expected On-Peak | 0 | 0 | 0 | 0 | 0 | 0 | 0 | 0 | 0 | 0 | 0
2010 | US | SERC | Central | - | W07a6 | Hydro Derate On-Peak | 0 | 0 | 0 | 0 | 0 | 0 | 0 | 0 | 0 | 0 | 0
2010 | US | SERC | Central | - | W07a7 | Biomass Expected On-Peak | 0 | 0 | 0 | 0 | 0 | 0 | 0 | 0 | 0 | 0 | 0
2010 | US | SERC | Central | - | W07a8 | Biomass Derate On-Peak | 0 | 0 | 0 | 0 | 0 | 0 | 0 | 0 | 0 | 0 | 0
2010 | US | SERC | Central | - | W07a9 | Demand Response Expected On-Peak (Load Management Programs) | 0 | 0 | 0 | 0 | 0 | 0 | 0 | 0 | 0 | 0 | 0
2010 | US | SERC | Central | - | W07a10 | Demand Response Derate On-Peak (Load Management Programs) | 0 | 0 | 0 | 0 | 0 | 0 | 0 | 0 | 0 | 0 | 0
2010 | US | SERC | Central | - | W07a11 | Transmission-Limited Resources | 0 | 0 | 0 | 0 | 0 | 0 | 0 | 0 | 0 | 0 | 0
2010 | US | SERC | Central | - | W07a12 | Scheduled Outage - Maintenance | 0 | 0 | 0 | 0 | 0 | 0 | 0 | 0 | 0 | 0 | 0
2010 | US | SERC | Central | - | W07a13 | All Other Derates | 0 | 0 | 0 | 0 | 0 | 0 | 0 | 0 | 0 | 0 | 0
2010 | US | SERC | Central | - | W07a14 | Energy Only | 0 | 0 | 0 | 0 | 0 | 0 | 0 | 0 | 0 | 0 | 0
2010 | US | SERC | Central | - | W07b | Future, Other | 0 | 0 | 0 | 0 | 0 | 0 | 0 | 0 | 0 | 0 | 0
2010 | US | SERC | Central | - | W07b1 | Wind Expected On-Peak | 0 | 0 | 0 | 0 | 0 | 0 | 0 | 0 | 0 | 0 | 0
2010 | US | SERC | Central | - | W07b2 | Wind Derate On-Peak | 0 | 0 | 0 | 0 | 0 | 0 | 0 | 0 | 0 | 0 | 0
2010 | US | SERC | Central | - | W07b3 | Solar Expected On-Peak | 0 | 0 | 0 | 0 | 0 | 0 | 0 | 0 | 0 | 0 | 0
2010 | US | SERC | Central | - | W07b4 | Solar Derate On-Peak | 0 | 0 | 0 | 0 | 0 | 0 | 0 | 0 | 0 | 0 | 0
2010 | US | SERC | Central | - | W07b5 | Hydro Expected On-Peak | 0 | 0 | 0 | 0 | 0 | 0 | 0 | 0 | 0 | 0 | 0
2010 | US | SERC | Central | - | W07b6 | Hydro Derate On-Peak | 0 | 0 | 0 | 0 | 0 | 0 | 0 | 0 | 0 | 0 | 0
2010 | US | SERC | Central | - | W07b7 | Biomass Expected On-Peak | 0 | 0 | 0 | 0 | 0 | 0 | 0 | 0 | 0 | 0 | 0
2010 | US | SERC | Central | - | W07b8 | Biomass Derate On-Peak | 0 | 0 | 0 | 0 | 0 | 0 | 0 | 0 | 0 | 0 | 0
2010 | US | SERC | Central | - | W07b9 | Transmission-Limited Resources | 0 | 0 | 0 | 0 | 0 | 0 | 0 | 0 | 0 | 0 | 0
2010 | US | SERC | Central | - | W07b10 | Scheduled Outage - Maintenance | 0 | 0 | 0 | 0 | 0 | 0 | 0 | 0 | 0 | 0 | 0
2010 | US | SERC | Central | - | W07b11 | All Other Derates | 0 | 0 | 0 | 0 | 0 | 0 | 0 | 0 | 0 | 0 | 0
2010 | US | SERC | Central | - | W07b12 | Energy Only | 0 | 0 | 0 | 0 | 0 | 0 | 0 | 0 | 0 | 0 | 0
2010 | US | SERC | Central | - | W08 | Conceptual | 0 | 0 | 0 | 0 | 0 | 0 | 0 | 0 | 0 | 788 | 788
2010 | US | SERC | Central | - | W08a1 | Wind Expected On-Peak | 0 | 0 | 0 | 0 | 0 | 0 | 0 | 0 | 0 | 0 | 0
2010 | US | SERC | Central | - | W08a2 | Wind Derate On-Peak | 0 | 0 | 0 | 0 | 0 | 0 | 0 | 0 | 0 | 0 | 0
2010 | US | SERC | Central | - | W08a3 | Solar Expected On-Peak | 0 | 0 | 0 | 0 | 0 | 0 | 0 | 0 | 0 | 0 | 0
2010 | US | SERC | Central | - | W08a4 | Solar Derate On-Peak | 0 | 0 | 0 | 0 | 0 | 0 | 0 | 0 | 0 | 0 | 0
2010 | US | SERC | Central | - | W08a5 | Hydro Expected On-Peak | 0 | 0 | 0 | 0 | 0 | 0 | 0 | 0 | 0 | 0 | 0
2010 | US | SERC | Central | - | W08a6 | Hydro Derate On-Peak | 0 | 0 | 0 | 0 | 0 | 0 | 0 | 0 | 0 | 0 | 0
2010 | US | SERC | Central | - | W08a7 | Biomass Expected On-Peak | 0 | 0 | 0 | 0 | 0 | 0 | 0 | 0 | 0 | 0 | 0
2010 | US | SERC | Central | - | W08a8 | Biomass Derate On-Peak | 0 | 0 | 0 | 0 | 0 | 0 | 0 | 0 | 0 | 0 | 0
2010 | US | SERC | Central | - | W08a9 | All Other Derates | 0 | 0 | 0 | 0 | 0 | 0 | 0 | 0 | 0 | 0 | 0
2010 | US | SERC | Central | - | W08a10 | Energy Only | 0 | 0 | 0 | 0 | 0 | 0 | 0 | 0 | 0 | 0 | 0
2010 | US | SERC | Central | - | W09 | ANTICIPATED INTERNAL CAPACITY = 6a+7a | 51747.28 | 51761.28 | 53441.58 | 53761.58 | 55786.58 | 56066.58 | 55898.58 | 56066.58 | 56066.58 | 55711.58 | 56064.58
2010 | US | SERC | Central | - | W10 | CAPACITY TRANSACTIONS - IMPORTS = 10a+10b+10c+10d | 2238 | 2674 | 2658 | 1924 | 1908 | 1912 | 1916 | 1920 | 1924 | 1929 | 1933
2010 | US | SERC | Central | - | W10a | Firm (Note: The sum of 10a1 and 10a2 must be <= 10a) | 2110 | 2480 | 2462 | 1726 | 1708 | 1710 | 1712 | 1714 | 1716 | 1719 | 1721
2010 | US | SERC | Central | - | W10a1 | Full-Responsibility Purchases | 0 | 0 | 0 | 0 | 0 | 0 | 0 | 0 | 0 | 0 | 0
2010 | US | SERC | Central | - | W10a2 | Owned Capacity/Entitlement Located Outside the Region/Subregion | 0 | 0 | 0 | 0 | 0 | 0 | 0 | 0 | 0 | 0 | 0
2010 | US | SERC | Central | - | W10b | Non-firm | 0 | 0 | 0 | 0 | 0 | 0 | 0 | 0 | 0 | 0 | 0
2010 | US | SERC | Central | - | W10c | Expected (Note: The sum of 10c1 and 10c2 must be <= 10c) | 128 | 194 | 196 | 198 | 200 | 202 | 204 | 206 | 208 | 210 | 212
2010 | US | SERC | Central | - | W10c1 | Full-Responsibility Purchases | 0 | 0 | 0 | 0 | 0 | 0 | 0 | 0 | 0 | 0 | 0
2010 | US | SERC | Central | - | W10c2 | Owned Capacity/Entitlement Located Outside the Region/Subregion | 0 | 0 | 0 | 0 | 0 | 0 | 0 | 0 | 0 | 0 | 0
2010 | US | SERC | Central | - | W10d | Provisional – transactions under study, but negotiations have not begun. | 0 | 0 | 0 | 0 | 0 | 0 | 0 | 0 | 0 | 0 | 0
2010 | US | SERC | Central | - | W11 | CAPACITY TRANSACTIONS - EXPORTS = 11a+11b+11c+11d | 260 | 613 | 563 | 614 | 614 | 623 | 517 | 517 | 517 | 517 | 517
2010 | US | SERC | Central | - | W11a | Firm (Note: The sum of 11a1 and 11a2 must be <= 11a) | 260 | 457 | 457 | 508 | 508 | 517 | 517 | 517 | 517 | 517 | 517
2010 | US | SERC | Central | - | W11a1 | Full-Responsibility Purchases | 0 | 0 | 0 | 0 | 0 | 0 | 0 | 0 | 0 | 0 | 0
2010 | US | SERC | Central | - | W11a2 | Owned Capacity/Entitlement Located Outside the Region/Subregion | 228 | 424 | 424 | 424 | 424 | 424 | 424 | 424 | 424 | 424 | 424
2010 | US | SERC | Central | - | W11b | Non-firm | 0 | 156 | 106 | 106 | 106 | 106 | 0 | 0 | 0 | 0 | 0
2010 | US | SERC | Central | - | W11c | Expected (Note: The sum of 11c1 and 11c2 must be <= 11c) | 0 | 0 | 0 | 0 | 0 | 0 | 0 | 0 | 0 | 0 | 0
2010 | US | SERC | Central | - | W11c1 | Full-Responsibility Purchases | 0 | 0 | 0 | 0 | 0 | 0 | 0 | 0 | 0 | 0 | 0
2010 | US | SERC | Central | - | W11c2 | Owned Capacity/Entitlement Located Outside the Region/Subregion | 0 | 0 | 0 | 0 | 0 | 0 | 0 | 0 | 0 | 0 | 0
2010 | US | SERC | Central | - | W11d | Provisional – transactions under study, but negotiations have not begun. | 0 | 0 | 0 | 0 | 0 | 0 | 0 | 0 | 0 | 0 | 0
2010 | US | SERC | Central | - | W12 | EXISTING, CERTAIN CAPACITY & NET FIRM TRANSACTIONS = 6a+Net Firm Transactions | 53500.28 | 53590.28 | 54630.58 | 53208.58 | 53834.58 | 53829.58 | 53663.58 | 53833.58 | 53835.58 | 53483.58 | 53838.58
2010 | US | SERC | Central | - | W13 | ANTICIPATED CAPACITY RESOURCES = 12+7a+Net Expected Transactions | 0 | 53978.28 | 55642.58 | 55177.58 | 57186.58 | 57461.58 | 57297.58 | 57469.58 | 57473.58 | 57123.58 | 57480.58
2010 | US | SERC | Central | - | W14 | PROSPECTIVE CAPACITY RESOURCES = 13+6b+16b | 0 | 54530.28 | 56204.58 | 55729.58 | 57738.58 | 58013.58 | 57849.58 | 58021.58 | 58025.58 | 57675.58 | 58032.58
2010 | US | SERC | Central | - | W15 | TOTAL POTENTIAL CAPACITY RESOURCES = 13+6b+7b+8+Net Provisional Transactions | 0 | 54530.28 | 56204.58 | 55729.58 | 57738.58 | 58013.58 | 57849.58 | 58021.58 | 58025.58 | 58463.58 | 58820.58
2010 | US | SERC | Central | - | W15a | ADJUSTED POTENTIAL CAPACITY RESOURCES = 13+6b+16b+16d+Net Provisional Transactions | 0 | 54530.28 | 56204.58 | 55729.58 | 57738.58 | 58013.58 | 57849.58 | 58021.58 | 58025.58 | 57675.58 | 58032.58
2010 | US | SERC | Central | - | W16a | Confidence of Future, Other (7b), using reasonable judgement | 0 | 0 | 0 | 0 | 0 | 0 | 0 | 0 | 0 | 0 | 0
2010 | US | SERC | Central | - | W16b | Net Future, Other Resources After Confidence Percentage Is Applied = 7b*16a | 0 | 0 | 0 | 0 | 0 | 0 | 0 | 0 | 0 | 0 | 0
2010 | US | SERC | Central | - | W16c | Confidence of Conceptual (8), using reasonable judgement | 0 | 0 | 0 | 0 | 0 | 0 | 0 | 0 | 0 | 0 | 0
2010 | US | SERC | Central | - | W16d | Net Conceptual Resources After Confidence Percentage Is Applied = 8*16c | 0 | 0 | 0 | 0 | 0 | 0 | 0 | 0 | 0 | 0 | 0
2010 | US | SERC | Central | - | W17 | Region/Subregion Target Reserve Margin | 0 | 0.15 | 0.15 | 0.15 | 0.15 | 0.15 | 0.15 | 0.15 | 0.15 | 0.15 | 0.15
2010 | US | SERC | Central | - | W18 | Existing Certain and Net Firm Transactions Reserve Margin = (12-3)/3 | 0 | 0.26234 | 0.26797 | 0.21789 | 0.21337 | 0.20632 | 0.18788 | 0.20476 | 0.20751 | 0.18164 | 0.16898
2010 | US | SERC | Central | - | W19 | Anticipated Capacity Resources Reserve Margin = (13-3)/3 | 0 | 0.27148 | 0.29146 | 0.26296 | 0.28891 | 0.28771 | 0.26832 | 0.28613 | 0.28911 | 0.26206 | 0.24806
2010 | US | SERC | Central | - | W20 | Prospective Capacity Resources Reserve Margin = (14-3)/3 | 0 | 0.28449 | 0.3045 | 0.2756 | 0.30136 | 0.30008 | 0.28054 | 0.29849 | 0.30149 | 0.27426 | 0.26004
2010 | US | SERC | Central | - | W21 | Total Potential Resources Reserve Margin = (15-3)/3 | 0 | 0.28449 | 0.3045 | 0.2756 | 0.30136 | 0.30008 | 0.28054 | 0.29849 | 0.30149 | 0.29167 | 0.27715
2010 | US | SERC | Central | - | W22 | Adjusted Potential Resources Reserve Margin = (15a-3)/3 | 0 | 0.28449 | 0.3045 | 0.2756 | 0.30136 | 0.30008 | 0.28054 | 0.29849 | 0.30149 | 0.27426 | 0.26004
2010 | US | SERC | Central | - | W23 | Total Baseline Installed Capacity | 52202.28 | 0 | 0 | 0 | 0 | 0 | 0 | 0 | 0 | 0 | 0
2010 | US | SERC | Delta | - | W01 | Unrestricted Non-coincident Peak Demand = 2+1a+1b-1c-1d | 25513 | 23125 | 23645 | 24409 | 24979 | 25405 | 25402 | 26071 | 26383 | 26768 | 26675
2010 | US | SERC | Delta | - | W01a | New Conservation (Energy Efficiency) | 0 | 0 | 0 | 0 | 0 | 0 | 0 | 0 | 0 | 0 | 0
2010 | US | SERC | Delta | - | W01b | Estimated Diversity | 0 | 0 | 0 | 0 | 0 | 0 | 0 | 0 | 0 | 0 | 0
2010 | US | SERC | Delta | - | W01c | Additions for non-member load (load served by non-registered LSE's in a region) | 0 | 0 | 0 | 0 | 0 | 0 | 0 | 0 | 0 | 0 | 0
2010 | US | SERC | Delta | - | W01d | Stand-by Load Under Contract (Normally served by behind the meter generation) | 0 | 6 | 6 | 6 | 6 | 6 | 6 | 6 | 6 | 6 | 6
2010 | US | SERC | Delta | - | W02 | Total Internal Demand | 25513 | 23131 | 23651 | 24415 | 24985 | 25411 | 25408 | 26077 | 26389 | 26774 | 26681
2010 | US | SERC | Delta | - | W02a | Direct Control Load Management | 0 | 0 | 0 | 0 | 0 | 0 | 0 | 0 | 0 | 0 | 0
2010 | US | SERC | Delta | - | W02b | Contractually Interruptible (Curtailable) | 391 | 570 | 537 | 576 | 579 | 581 | 555 | 585 | 588 | 590 | 556
2010 | US | SERC | Delta | - | W02c | Critical Peak-Pricing (CPP) with Control | 0 | 0 | 0 | 0 | 0 | 0 | 0 | 0 | 0 | 0 | 0
2010 | US | SERC | Delta | - | W02d | Load as a Capacity Resource | 0 | 0 | 0 | 0 | 0 | 0 | 0 | 0 | 0 | 0 | 0
2010 | US | SERC | Delta | - | W03 | Net Internal Demand = 2-2a-2b-2c-2d | 25122 | 22561 | 23114 | 23839 | 24406 | 24830 | 24853 | 25492 | 25801 | 26184 | 26125
2010 | US | SERC | Delta | - | W04a | Demand Response used for Reserves - Spinning | 0 | 0 | 0 | 0 | 0 | 0 | 0 | 0 | 0 | 0 | 0
2010 | US | SERC | Delta | - | W04b | Demand Response used for Reserves - Non-Spinning | 0 | 0 | 0 | 0 | 0 | 0 | 0 | 0 | 0 | 0 | 0
2010 | US | SERC | Delta | - | W04c | Demand Response used for Regulation | 0 | 0 | 0 | 0 | 0 | 0 | 0 | 0 | 0 | 0 | 0
2010 | US | SERC | Delta | - | W04d | Demand Response used for Energy, Voluntary - Emergency | 0 | 0 | 0 | 0 | 0 | 0 | 0 | 0 | 0 | 0 | 0
2010 | US | SERC | Delta | - | W05 | TOTAL INTERNAL CAPACITY = 6+7 | 44271.9 | 47349.4 | 47414.4 | 48918.4 | 48942.4 | 48992.4 | 49138.4 | 49138.4 | 49138.4 | 49138.4 | 49138.4
2010 | US | SERC | Delta | - | W06 | EXISTING CAPACITY = 6a+6b+6c | 44271.9 | 47349.4 | 47414.4 | 48263.4 | 48263.4 | 48263.4 | 48409.4 | 48409.4 | 48409.4 | 48409.4 | 48409.4
2010 | US | SERC | Delta | - | W06a | Existing, Certain | 41139.2 | 41944.2 | 41466.2 | 41146.2 | 40956.2 | 40723.2 | 40723.2 | 40632.2 | 39799.2 | 39671.2 | 39214.2
2010 | US | SERC | Delta | - | W06a1 | Wind Expected On-Peak | 0 | 0 | 0 | 0 | 0 | 0 | 0 | 0 | 0 | 0 | 0
2010 | US | SERC | Delta | - | W06a2 | Solar Expected On-Peak | 0 | 0 | 0 | 0 | 0 | 0 | 0 | 0 | 0 | 0 | 0
2010 | US | SERC | Delta | - | W06a3 | Hydro Expected On-Peak | 256 | 256 | 256 | 256 | 256 | 256 | 256 | 256 | 256 | 256 | 256
2010 | US | SERC | Delta | - | W06a4 | Biomass Expected On-Peak | 0 | 0 | 0 | 0 | 0 | 0 | 0 | 0 | 0 | 0 | 0
2010 | US | SERC | Delta | - | W06a5 | Load as a Capacity Resource Expected On-Peak (Load Management Programs) | 0 | 0 | 0 | 0 | 0 | 0 | 0 | 0 | 0 | 0 | 0
2010 | US | SERC | Delta | - | W06b | Existing, Other | 1280.7 | 4002.2 | 4545.2 | 5714.2 | 5904.2 | 6137.2 | 6283.2 | 6374.2 | 7207.2 | 7335.2 | 7792.2
2010 | US | SERC | Delta | - | W06b1 | Wind Derate On-Peak | 0 | 0 | 0 | 0 | 0 | 0 | 0 | 0 | 0 | 0 | 0
2010 | US | SERC | Delta | - | W06b2 | Solar Derate On-Peak | 0 | 0 | 0 | 0 | 0 | 0 | 0 | 0 | 0 | 0 | 0
2010 | US | SERC | Delta | - | W06b3 | Hydro Derate On-Peak | 0 | 0 | 0 | 0 | 0 | 0 | 0 | 0 | 0 | 0 | 0
2010 | US | SERC | Delta | - | W06b4 | Biomass Derate On-Peak | 0 | 0 | 0 | 0 | 0 | 0 | 0 | 0 | 0 | 0 | 0
2010 | US | SERC | Delta | - | W06b5 | Load as a Capacity Resource Derate On-Peak (Load Management Programs) | 0 | 0 | 0 | 0 | 0 | 0 | 0 | 0 | 0 | 0 | 0
2010 | US | SERC | Delta | - | W06b7 | Transmission-Limited Resources | 0 | 0 | 0 | 0 | 0 | 0 | 0 | 0 | 0 | 0 | 0
2010 | US | SERC | Delta | - | W06b8 | All Other Derates | 0 | 0 | 0 | 0 | 0 | 0 | 0 | 0 | 0 | 0 | 0
2010 | US | SERC | Delta | - | W06b9 | Energy Only | 0 | 1341.5 | 1506.5 | 1290.5 | 1290.5 | 1290.5 | 1290.5 | 1290.5 | 1290.5 | 1290.5 | 1290.5
2010 | US | SERC | Delta | - | W06c | Existing, Inoperable (Note: Not used in margin calculations) | 1852 | 1403 | 1403 | 1403 | 1403 | 1403 | 1403 | 1403 | 1403 | 1403 | 1403
2010 | US | SERC | Delta | - | W07 | FUTURE CAPACITY ADDITIONS = 7a+7b | 0 | 0 | 0 | 655 | 679 | 729 | 729 | 729 | 729 | 729 | 729
2010 | US | SERC | Delta | - | W07a | Future, Planned | 0 | 0 | 0 | 655 | 679 | 729 | 729 | 729 | 729 | 729 | 729
2010 | US | SERC | Delta | - | W07a1 | Wind Expected On-Peak | 0 | 0 | 0 | 0 | 0 | 0 | 0 | 0 | 0 | 0 | 0
2010 | US | SERC | Delta | - | W07a2 | Wind Derate On-Peak | 0 | 0 | 0 | 0 | 0 | 0 | 0 | 0 | 0 | 0 | 0
2010 | US | SERC | Delta | - | W07a3 | Solar Expected On-Peak | 0 | 0 | 0 | 0 | 0 | 0 | 0 | 0 | 0 | 0 | 0
2010 | US | SERC | Delta | - | W07a4 | Solar Derate On-Peak | 0 | 0 | 0 | 0 | 0 | 0 | 0 | 0 | 0 | 0 | 0
2010 | US | SERC | Delta | - | W07a5 | Hydro Expected On-Peak | 0 | 0 | 0 | 0 | 24 | 24 | 24 | 24 | 24 | 24 | 24
2010 | US | SERC | Delta | - | W07a6 | Hydro Derate On-Peak | 0 | 0 | 0 | 0 | 0 | 0 | 0 | 0 | 0 | 0 | 0
2010 | US | SERC | Delta | - | W07a7 | Biomass Expected On-Peak | 0 | 0 | 0 | 0 | 0 | 50 | 50 | 50 | 50 | 50 | 50
2010 | US | SERC | Delta | - | W07a8 | Biomass Derate On-Peak | 0 | 0 | 0 | 0 | 0 | 0 | 0 | 0 | 0 | 0 | 0
2010 | US | SERC | Delta | - | W07a9 | Demand Response Expected On-Peak (Load Management Programs) | 0 | 0 | 0 | 0 | 0 | 0 | 0 | 0 | 0 | 0 | 0
2010 | US | SERC | Delta | - | W07a10 | Demand Response Derate On-Peak (Load Management Programs) | 0 | 0 | 0 | 0 | 0 | 0 | 0 | 0 | 0 | 0 | 0
2010 | US | SERC | Delta | - | W07a11 | Transmission-Limited Resources | 0 | 0 | 0 | 0 | 0 | 0 | 0 | 0 | 0 | 0 | 0
2010 | US | SERC | Delta | - | W07a12 | Scheduled Outage - Maintenance | 0 | 0 | 0 | 0 | 0 | 0 | 0 | 0 | 0 | 0 | 0
2010 | US | SERC | Delta | - | W07a13 | All Other Derates | 0 | 0 | 0 | 0 | 0 | 0 | 0 | 0 | 0 | 0 | 0
2010 | US | SERC | Delta | - | W07a14 | Energy Only | 0 | 0 | 0 | 0 | 0 | 0 | 0 | 0 | 0 | 0 | 0
2010 | US | SERC | Delta | - | W07b | Future, Other | 0 | 0 | 0 | 0 | 0 | 0 | 0 | 0 | 0 | 0 | 0
2010 | US | SERC | Delta | - | W07b1 | Wind Expected On-Peak | 0 | 0 | 0 | 0 | 0 | 0 | 0 | 0 | 0 | 0 | 0
2010 | US | SERC | Delta | - | W07b2 | Wind Derate On-Peak | 0 | 0 | 0 | 0 | 0 | 0 | 0 | 0 | 0 | 0 | 0
2010 | US | SERC | Delta | - | W07b3 | Solar Expected On-Peak | 0 | 0 | 0 | 0 | 0 | 0 | 0 | 0 | 0 | 0 | 0
2010 | US | SERC | Delta | - | W07b4 | Solar Derate On-Peak | 0 | 0 | 0 | 0 | 0 | 0 | 0 | 0 | 0 | 0 | 0
2010 | US | SERC | Delta | - | W07b5 | Hydro Expected On-Peak | 0 | 0 | 0 | 0 | 0 | 0 | 0 | 0 | 0 | 0 | 0
2010 | US | SERC | Delta | - | W07b6 | Hydro Derate On-Peak | 0 | 0 | 0 | 0 | 0 | 0 | 0 | 0 | 0 | 0 | 0
2010 | US | SERC | Delta | - | W07b7 | Biomass Expected On-Peak | 0 | 0 | 0 | 0 | 0 | 0 | 0 | 0 | 0 | 0 | 0
2010 | US | SERC | Delta | - | W07b8 | Biomass Derate On-Peak | 0 | 0 | 0 | 0 | 0 | 0 | 0 | 0 | 0 | 0 | 0
2010 | US | SERC | Delta | - | W07b9 | Transmission-Limited Resources | 0 | 0 | 0 | 0 | 0 | 0 | 0 | 0 | 0 | 0 | 0
2010 | US | SERC | Delta | - | W07b10 | Scheduled Outage - Maintenance | 0 | 0 | 0 | 0 | 0 | 0 | 0 | 0 | 0 | 0 | 0
2010 | US | SERC | Delta | - | W07b11 | All Other Derates | 0 | 0 | 0 | 0 | 0 | 0 | 0 | 0 | 0 | 0 | 0
2010 | US | SERC | Delta | - | W07b12 | Energy Only | 0 | 0 | 0 | 0 | 0 | 0 | 0 | 0 | 0 | 0 | 0
2010 | US | SERC | Delta | - | W08 | Conceptual | 0 | 0 | 0 | 0 | 500 | 1600 | 2420 | 3115 | 3450 | 4005 | 4005
2010 | US | SERC | Delta | - | W08a1 | Wind Expected On-Peak | 0 | 0 | 0 | 0 | 0 | 0 | 50 | 100 | 150 | 200 | 200
2010 | US | SERC | Delta | - | W08a2 | Wind Derate On-Peak | 0 | 0 | 0 | 0 | 0 | 0 | 45 | 90 | 135 | 180 | 180
2010 | US | SERC | Delta | - | W08a3 | Solar Expected On-Peak | 0 | 0 | 0 | 0 | 0 | 0 | 0 | 0 | 0 | 0 | 0
2010 | US | SERC | Delta | - | W08a4 | Solar Derate On-Peak | 0 | 0 | 0 | 0 | 0 | 0 | 0 | 0 | 0 | 0 | 0
2010 | US | SERC | Delta | - | W08a5 | Hydro Expected On-Peak | 0 | 0 | 0 | 0 | 0 | 0 | 0 | 0 | 0 | 0 | 0
2010 | US | SERC | Delta | - | W08a6 | Hydro Derate On-Peak | 0 | 0 | 0 | 0 | 0 | 0 | 0 | 0 | 0 | 0 | 0
2010 | US | SERC | Delta | - | W08a7 | Biomass Expected On-Peak | 0 | 0 | 0 | 0 | 0 | 100 | 200 | 300 | 40 | 500 | 500
2010 | US | SERC | Delta | - | W08a8 | Biomass Derate On-Peak | 0 | 0 | 0 | 0 | 0 | 0 | 0 | 0 | 0 | 0 | 0
2010 | US | SERC | Delta | - | W08a9 | All Other Derates | 0 | 0 | 0 | 0 | 0 | 0 | 0 | 0 | 0 | 0 | 0
2010 | US | SERC | Delta | - | W08a10 | Energy Only | 0 | 0 | 0 | 0 | 0 | 0 | 0 | 0 | 0 | 0 | 0
2010 | US | SERC | Delta | - | W09 | ANTICIPATED INTERNAL CAPACITY = 6a+7a | 41139.2 | 41944.2 | 41466.2 | 41801.2 | 41635.2 | 41452.2 | 41452.2 | 41361.2 | 40528.2 | 40400.2 | 39943.2
2010 | US | SERC | Delta | - | W10 | CAPACITY TRANSACTIONS - IMPORTS = 10a+10b+10c+10d | 2887 | 2672 | 2537 | 1957 | 1957 | 1957 | 1957 | 1957 | 1957 | 1957 | 1799
2010 | US | SERC | Delta | - | W10a | Firm (Note: The sum of 10a1 and 10a2 must be <= 10a) | 2887 | 2672 | 2487 | 1907 | 1907 | 1907 | 1907 | 1907 | 1907 | 1907 | 1749
2010 | US | SERC | Delta | - | W10a1 | Full-Responsibility Purchases | 1732 | 1732 | 1732 | 1152 | 1152 | 1152 | 1152 | 1152 | 1152 | 1152 | 994
2010 | US | SERC | Delta | - | W10a2 | Owned Capacity/Entitlement Located Outside the Region/Subregion | 0 | 0 | 0 | 0 | 0 | 0 | 0 | 0 | 0 | 0 | 0
2010 | US | SERC | Delta | - | W10b | Non-firm | 0 | 0 | 0 | 0 | 0 | 0 | 0 | 0 | 0 | 0 | 0
2010 | US | SERC | Delta | - | W10c | Expected (Note: The sum of 10c1 and 10c2 must be <= 10c) | 0 | 0 | 50 | 50 | 50 | 50 | 50 | 50 | 50 | 50 | 50
2010 | US | SERC | Delta | - | W10c1 | Full-Responsibility Purchases | 0 | 0 | 0 | 0 | 0 | 0 | 0 | 0 | 0 | 0 | 0
2010 | US | SERC | Delta | - | W10c2 | Owned Capacity/Entitlement Located Outside the Region/Subregion | 0 | 0 | 0 | 0 | 0 | 0 | 0 | 0 | 0 | 0 | 0
2010 | US | SERC | Delta | - | W10d | Provisional – transactions under study, but negotiations have not begun. | 0 | 0 | 0 | 0 | 0 | 0 | 0 | 0 | 0 | 0 | 0
2010 | US | SERC | Delta | - | W11 | CAPACITY TRANSACTIONS - EXPORTS = 11a+11b+11c+11d | 2083 | 2964 | 2980 | 2242 | 2242 | 2242 | 2242 | 2242 | 2242 | 2242 | 2242
2010 | US | SERC | Delta | - | W11a | Firm (Note: The sum of 11a1 and 11a2 must be <= 11a) | 2083 | 2964 | 2980 | 2242 | 2242 | 2242 | 2242 | 2242 | 2242 | 2242 | 2242
2010 | US | SERC | Delta | - | W11a1 | Full-Responsibility Purchases | 0 | 0 | 0 | 0 | 0 | 0 | 0 | 0 | 0 | 0 | 0
2010 | US | SERC | Delta | - | W11a2 | Owned Capacity/Entitlement Located Outside the Region/Subregion | 126 | 126 | 142 | 142 | 142 | 142 | 142 | 142 | 142 | 142 | 142
2010 | US | SERC | Delta | - | W11b | Non-firm | 0 | 0 | 0 | 0 | 0 | 0 | 0 | 0 | 0 | 0 | 0
2010 | US | SERC | Delta | - | W11c | Expected (Note: The sum of 11c1 and 11c2 must be <= 11c) | 0 | 0 | 0 | 0 | 0 | 0 | 0 | 0 | 0 | 0 | 0
2010 | US | SERC | Delta | - | W11c1 | Full-Responsibility Purchases | 0 | 0 | 0 | 0 | 0 | 0 | 0 | 0 | 0 | 0 | 0
2010 | US | SERC | Delta | - | W11c2 | Owned Capacity/Entitlement Located Outside the Region/Subregion | 0 | 0 | 0 | 0 | 0 | 0 | 0 | 0 | 0 | 0 | 0
2010 | US | SERC | Delta | - | W11d | Provisional – transactions under study, but negotiations have not begun. | 0 | 0 | 0 | 0 | 0 | 0 | 0 | 0 | 0 | 0 | 0
2010 | US | SERC | Delta | - | W12 | EXISTING, CERTAIN CAPACITY & NET FIRM TRANSACTIONS = 6a+Net Firm Transactions | 41943.2 | 41652.2 | 40973.2 | 40811.2 | 40621.2 | 40388.2 | 40388.2 | 40297.2 | 39464.2 | 39336.2 | 38721.2
2010 | US | SERC | Delta | - | W13 | ANTICIPATED CAPACITY RESOURCES = 12+7a+Net Expected Transactions | 0 | 41652.2 | 41023.2 | 41516.2 | 41350.2 | 41167.2 | 41167.2 | 41076.2 | 40243.2 | 40115.2 | 39500.2
2010 | US | SERC | Delta | - | W14 | PROSPECTIVE CAPACITY RESOURCES = 13+6b+16b | 0 | 45654.4 | 45568.4 | 47230.4 | 47254.4 | 47304.4 | 47450.4 | 47450.4 | 47450.4 | 47450.4 | 47292.4
2010 | US | SERC | Delta | - | W15 | TOTAL POTENTIAL CAPACITY RESOURCES = 13+6b+7b+8+Net Provisional Transactions | 0 | 45654.4 | 45568.4 | 47230.4 | 47754.4 | 48904.4 | 49870.4 | 50565.4 | 50900.4 | 51455.4 | 51297.4
2010 | US | SERC | Delta | - | W15a | ADJUSTED POTENTIAL CAPACITY RESOURCES = 13+6b+16b+16d+Net Provisional Transactions | 0 | 45654.4 | 45568.4 | 47230.4 | 47254.4 | 47304.4 | 47450.4 | 47450.4 | 47450.4 | 47450.4 | 47292.4
2010 | US | SERC | Delta | - | W16a | Confidence of Future, Other (7b), using reasonable judgement | 0 | 0 | 0 | 0 | 0 | 0 | 0 | 0 | 0 | 0 | 0
2010 | US | SERC | Delta | - | W16b | Net Future, Other Resources After Confidence Percentage Is Applied = 7b*16a | 0 | 0 | 0 | 0 | 0 | 0 | 0 | 0 | 0 | 0 | 0
2010 | US | SERC | Delta | - | W16c | Confidence of Conceptual (8), using reasonable judgement | 0 | 0 | 0 | 0 | 0 | 0 | 0 | 0 | 0 | 0 | 0
2010 | US | SERC | Delta | - | W16d | Net Conceptual Resources After Confidence Percentage Is Applied = 8*16c | 0 | 0 | 0 | 0 | 0 | 0 | 0 | 0 | 0 | 0 | 0
2010 | US | SERC | Delta | - | W17 | Region/Subregion Target Reserve Margin | 0 | 0.15 | 0.15 | 0.15 | 0.15 | 0.15 | 0.15 | 0.15 | 0.15 | 0.15 | 0.15
2010 | US | SERC | Delta | - | W18 | Existing Certain and Net Firm Transactions Reserve Margin = (12-3)/3 | 0 | 0.8462 | 0.77266 | 0.71195 | 0.66439 | 0.62659 | 0.62508 | 0.58078 | 0.52956 | 0.5023 | 0.48215
2010 | US | SERC | Delta | - | W19 | Anticipated Capacity Resources Reserve Margin = (13-3)/3 | 0 | 0.8462 | 0.77482 | 0.74152 | 0.69426 | 0.65796 | 0.65643 | 0.61134 | 0.55975 | 0.53205 | 0.51197
2010 | US | SERC | Delta | - | W20 | Prospective Capacity Resources Reserve Margin = (14-3)/3 | 0 | 1.0236 | 0.97146 | 0.98122 | 0.93618 | 0.90513 | 0.90924 | 0.86138 | 0.83909 | 0.81219 | 0.81024
2010 | US | SERC | Delta | - | W21 | Total Potential Resources Reserve Margin = (15-3)/3 | 0 | 1.0236 | 0.97146 | 0.98122 | 0.95667 | 0.96957 | 1.0066 | 0.98358 | 0.97281 | 0.96515 | 0.96354
2010 | US | SERC | Delta | - | W22 | Adjusted Potential Resources Reserve Margin = (15a-3)/3 | 0 | 1.0236 | 0.97146 | 0.98122 | 0.93618 | 0.90513 | 0.90924 | 0.86138 | 0.83909 | 0.81219 | 0.81024
2010 | US | SERC | Delta | - | W23 | Total Baseline Installed Capacity | 44271.9 | 0 | 0 | 0 | 0 | 0 | 0 | 0 | 0 | 0 | 0
2010 | US | SERC | Gateway | - | W01 | Unrestricted Non-coincident Peak Demand = 2+1a+1b-1c-1d | 15301 | 15577 | 15808 | 15970 | 16045 | 16125 | 16219 | 16324 | 16457 | 16585 | 16714
2010 | US | SERC | Gateway | - | W01a | New Conservation (Energy Efficiency) | 0 | 97 | 97 | 98 | 100 | 100 | 101 | 102 | 103 | 103 | 104
2010 | US | SERC | Gateway | - | W01b | Estimated Diversity | 0 | 0 | 0 | 0 | 0 | 0 | 0 | 0 | 0 | 0 | 0
2010 | US | SERC | Gateway | - | W01c | Additions for non-member load (load served by non-registered LSE's in a region) | 0 | 30 | 31 | 31 | 31 | 32 | 32 | 33 | 33 | 34 | 34
2010 | US | SERC | Gateway | - | W01d | Stand-by Load Under Contract (Normally served by behind the meter generation) | 0 | 35 | 35 | 36 | 36 | 36 | 37 | 37 | 37 | 38 | 39
2010 | US | SERC | Gateway | - | W02 | Total Internal Demand | 15301 | 15545 | 15777 | 15939 | 16012 | 16093 | 16187 | 16292 | 16424 | 16554 | 16683
2010 | US | SERC | Gateway | - | W02a | Direct Control Load Management | 0 | 0 | 0 | 0 | 0 | 0 | 0 | 0 | 0 | 0 | 0
2010 | US | SERC | Gateway | - | W02b | Contractually Interruptible (Curtailable) | 0 | 0 | 0 | 0 | 0 | 0 | 0 | 0 | 0 | 0 | 0
2010 | US | SERC | Gateway | - | W02c | Critical Peak-Pricing (CPP) with Control | 0 | 0 | 0 | 0 | 0 | 0 | 0 | 0 | 0 | 0 | 0
2010 | US | SERC | Gateway | - | W02d | Load as a Capacity Resource | 75 | 75 | 75 | 75 | 75 | 75 | 75 | 75 | 75 | 75 | 75
2010 | US | SERC | Gateway | - | W03 | Net Internal Demand = 2-2a-2b-2c-2d | 15226 | 15470 | 15702 | 15864 | 15937 | 16018 | 16112 | 16217 | 16349 | 16479 | 16608
2010 | US | SERC | Gateway | - | W04a | Demand Response used for Reserves - Spinning | 0 | 0 | 0 | 0 | 0 | 0 | 0 | 0 | 0 | 0 | 0
2010 | US | SERC | Gateway | - | W04b | Demand Response used for Reserves - Non-Spinning | 0 | 0 | 0 | 0 | 0 | 0 | 0 | 0 | 0 | 0 | 0
2010 | US | SERC | Gateway | - | W04c | Demand Response used for Regulation | 0 | 0 | 0 | 0 | 0 | 0 | 0 | 0 | 0 | 0 | 0
2010 | US | SERC | Gateway | - | W04d | Demand Response used for Energy, Voluntary - Emergency | 0 | 0 | 0 | 0 | 0 | 0 | 0 | 0 | 0 | 0 | 0
2010 | US | SERC | Gateway | - | W05 | TOTAL INTERNAL CAPACITY = 6+7 | 23908.1 | 24257.3 | 25120.7 | 25961.7 | 25977.7 | 25977.7 | 25388.7 | 25977.7 | 25977.7 | 25977.7 | 25977.7
2010 | US | SERC | Gateway | - | W06 | EXISTING CAPACITY = 6a+6b+6c | 23908.1 | 24245.3 | 24259.7 | 24259.7 | 24259.7 | 24259.7 | 23670.7 | 24259.7 | 24259.7 | 24259.7 | 24259.7
2010 | US | SERC | Gateway | - | W06a | Existing, Certain | 23694.1 | 24031.3 | 24045.7 | 24045.7 | 24045.7 | 24045.7 | 23456.7 | 24045.7 | 24045.7 | 24045.7 | 24045.7
2010 | US | SERC | Gateway | - | W06a1 | Wind Expected On-Peak | 8 | 8 | 8 | 8 | 8 | 8 | 8 | 8 | 8 | 8 | 8
2010 | US | SERC | Gateway | - | W06a2 | Solar Expected On-Peak | 0 | 0 | 0 | 0 | 0 | 0 | 0 | 0 | 0 | 0 | 0
2010 | US | SERC | Gateway | - | W06a3 | Hydro Expected On-Peak | 373.7 | 376.9 | 376.9 | 376.9 | 376.9 | 376.9 | 376.9 | 376.9 | 376.9 | 376.9 | 376.9
2010 | US | SERC | Gateway | - | W06a4 | Biomass Expected On-Peak | 0 | 0 | 0 | 0 | 0 | 0 | 0 | 0 | 0 | 0 | 0
2010 | US | SERC | Gateway | - | W06a5 | Load as a Capacity Resource Expected On-Peak (Load Management Programs) | 0 | 0 | 0 | 0 | 0 | 0 | 0 | 0 | 0 | 0 | 0
2010 | US | SERC | Gateway | - | W06b | Existing, Other | 92 | 92 | 92 | 92 | 92 | 92 | 92 | 92 | 92 | 92 | 92
2010 | US | SERC | Gateway | - | W06b1 | Wind Derate On-Peak | 92 | 92 | 92 | 92 | 92 | 92 | 92 | 92 | 92 | 92 | 92
2010 | US | SERC | Gateway | - | W06b2 | Solar Derate On-Peak | 0 | 0 | 0 | 0 | 0 | 0 | 0 | 0 | 0 | 0 | 0
2010 | US | SERC | Gateway | - | W06b3 | Hydro Derate On-Peak | 0 | 0 | 0 | 0 | 0 | 0 | 0 | 0 | 0 | 0 | 0
2010 | US | SERC | Gateway | - | W06b4 | Biomass Derate On-Peak | 0 | 0 | 0 | 0 | 0 | 0 | 0 | 0 | 0 | 0 | 0
2010 | US | SERC | Gateway | - | W06b5 | Load as a Capacity Resource Derate On-Peak (Load Management Programs) | 0 | 0 | 0 | 0 | 0 | 0 | 0 | 0 | 0 | 0 | 0
2010 | US | SERC | Gateway | - | W06b7 | Transmission-Limited Resources | 0 | 0 | 0 | 0 | 0 | 0 | 0 | 0 | 0 | 0 | 0
2010 | US | SERC | Gateway | - | W06b8 | All Other Derates | 0 | 0 | 0 | 0 | 0 | 0 | 0 | 0 | 0 | 0 | 0
2010 | US | SERC | Gateway | - | W06b9 | Energy Only | 0 | 0 | 0 | 0 | 0 | 0 | 0 | 0 | 0 | 0 | 0
2010 | US | SERC | Gateway | - | W06c | Existing, Inoperable (Note: Not used in margin calculations) | 30 | 30 | 30 | 30 | 30 | 30 | 30 | 30 | 30 | 30 | 30
2010 | US | SERC | Gateway | - | W07 | FUTURE CAPACITY ADDITIONS = 7a+7b | 0 | 12 | 861 | 1702 | 1718 | 1718 | 1718 | 1718 | 1718 | 1718 | 1718
2010 | US | SERC | Gateway | - | W07a | Future, Planned | 0 | 12 | 861 | 1702 | 1718 | 1718 | 1718 | 1718 | 1718 | 1718 | 1718
2010 | US | SERC | Gateway | - | W07a1 | Wind Expected On-Peak | 0 | 12 | 36 | 52 | 68 | 68 | 68 | 68 | 68 | 68 | 68
2010 | US | SERC | Gateway | - | W07a2 | Wind Derate On-Peak | 0 | 0 | 0 | 0 | 0 | 0 | 0 | 0 | 0 | 0 | 0
2010 | US | SERC | Gateway | - | W07a3 | Solar Expected On-Peak | 0 | 0 | 0 | 0 | 0 | 0 | 0 | 0 | 0 | 0 | 0
2010 | US | SERC | Gateway | - | W07a4 | Solar Derate On-Peak | 0 | 0 | 0 | 0 | 0 | 0 | 0 | 0 | 0 | 0 | 0
2010 | US | SERC | Gateway | - | W07a5 | Hydro Expected On-Peak | 0 | 0 | 0 | 0 | 0 | 0 | 0 | 0 | 0 | 0 | 0
2010 | US | SERC | Gateway | - | W07a6 | Hydro Derate On-Peak | 0 | 0 | 0 | 0 | 0 | 0 | 0 | 0 | 0 | 0 | 0
2010 | US | SERC | Gateway | - | W07a7 | Biomass Expected On-Peak | 0 | 0 | 0 | 0 | 0 | 0 | 0 | 0 | 0 | 0 | 0
2010 | US | SERC | Gateway | - | W07a8 | Biomass Derate On-Peak | 0 | 0 | 0 | 0 | 0 | 0 | 0 | 0 | 0 | 0 | 0
2010 | US | SERC | Gateway | - | W07a9 | Demand Response Expected On-Peak (Load Management Programs) | 0 | 0 | 0 | 0 | 0 | 0 | 0 | 0 | 0 | 0 | 0
2010 | US | SERC | Gateway | - | W07a10 | Demand Response Derate On-Peak (Load Management Programs) | 0 | 0 | 0 | 0 | 0 | 0 | 0 | 0 | 0 | 0 | 0
2010 | US | SERC | Gateway | - | W07a11 | Transmission-Limited Resources | 0 | 0 | 0 | 0 | 0 | 0 | 0 | 0 | 0 | 0 | 0
2010 | US | SERC | Gateway | - | W07a12 | Scheduled Outage - Maintenance | 0 | 0 | 0 | 0 | 0 | 0 | 0 | 0 | 0 | 0 | 0
2010 | US | SERC | Gateway | - | W07a13 | All Other Derates | 0 | 0 | 0 | 0 | 0 | 0 | 0 | 0 | 0 | 0 | 0
2010 | US | SERC | Gateway | - | W07a14 | Energy Only | 0 | 0 | 0 | 0 | 0 | 0 | 0 | 0 | 0 | 0 | 0
2010 | US | SERC | Gateway | - | W07b | Future, Other | 0 | 0 | 0 | 0 | 0 | 0 | 0 | 0 | 0 | 0 | 0
2010 | US | SERC | Gateway | - | W07b1 | Wind Expected On-Peak | 0 | 0 | 0 | 0 | 0 | 0 | 0 | 0 | 0 | 0 | 0
2010 | US | SERC | Gateway | - | W07b2 | Wind Derate On-Peak | 0 | 0 | 0 | 0 | 0 | 0 | 0 | 0 | 0 | 0 | 0
2010 | US | SERC | Gateway | - | W07b3 | Solar Expected On-Peak | 0 | 0 | 0 | 0 | 0 | 0 | 0 | 0 | 0 | 0 | 0
2010 | US | SERC | Gateway | - | W07b4 | Solar Derate On-Peak | 0 | 0 | 0 | 0 | 0 | 0 | 0 | 0 | 0 | 0 | 0
2010 | US | SERC | Gateway | - | W07b5 | Hydro Expected On-Peak | 0 | 0 | 0 | 0 | 0 | 0 | 0 | 0 | 0 | 0 | 0
2010 | US | SERC | Gateway | - | W07b6 | Hydro Derate On-Peak | 0 | 0 | 0 | 0 | 0 | 0 | 0 | 0 | 0 | 0 | 0
2010 | US | SERC | Gateway | - | W07b7 | Biomass Expected On-Peak | 0 | 0 | 0 | 0 | 0 | 0 | 0 | 0 | 0 | 0 | 0
2010 | US | SERC | Gateway | - | W07b8 | Biomass Derate On-Peak | 0 | 0 | 0 | 0 | 0 | 0 | 0 | 0 | 0 | 0 | 0
2010 | US | SERC | Gateway | - | W07b9 | Transmission-Limited Resources | 0 | 0 | 0 | 0 | 0 | 0 | 0 | 0 | 0 | 0 | 0
2010 | US | SERC | Gateway | - | W07b10 | Scheduled Outage - Maintenance | 0 | 0 | 0 | 0 | 0 | 0 | 0 | 0 | 0 | 0 | 0
2010 | US | SERC | Gateway | - | W07b11 | All Other Derates | 0 | 0 | 0 | 0 | 0 | 0 | 0 | 0 | 0 | 0 | 0
2010 | US | SERC | Gateway | - | W07b12 | Energy Only | 0 | 0 | 0 | 0 | 0 | 0 | 0 | 0 | 0 | 0 | 0
2010 | US | SERC | Gateway | - | W08 | Conceptual | 0 | 0 | 0 | 161 | 243 | 279 | 559 | 599 | 599 | 599 | 599
2010 | US | SERC | Gateway | - | W08a1 | Wind Expected On-Peak | 0 | 0 | 0 | 161 | 243 | 279 | 559 | 599 | 599 | 599 | 599
2010 | US | SERC | Gateway | - | W08a2 | Wind Derate On-Peak | 0 | 0 | 0 | 0 | 0 | 0 | 0 | 0 | 0 | 0 | 0
2010 | US | SERC | Gateway | - | W08a3 | Solar Expected On-Peak | 0 | 0 | 0 | 0 | 0 | 0 | 0 | 0 | 0 | 0 | 0
2010 | US | SERC | Gateway | - | W08a4 | Solar Derate On-Peak | 0 | 0 | 0 | 0 | 0 | 0 | 0 | 0 | 0 | 0 | 0
2010 | US | SERC | Gateway | - | W08a5 | Hydro Expected On-Peak | 0 | 0 | 0 | 0 | 0 | 0 | 0 | 0 | 0 | 0 | 0
2010 | US | SERC | Gateway | - | W08a6 | Hydro Derate On-Peak | 0 | 0 | 0 | 0 | 0 | 0 | 0 | 0 | 0 | 0 | 0
2010 | US | SERC | Gateway | - | W08a7 | Biomass Expected On-Peak | 0 | 0 | 0 | 0 | 0 | 0 | 0 | 0 | 0 | 0 | 0
2010 | US | SERC | Gateway | - | W08a8 | Biomass Derate On-Peak | 0 | 0 | 0 | 0 | 0 | 0 | 0 | 0 | 0 | 0 | 0
2010 | US | SERC | Gateway | - | W08a9 | All Other Derates | 0 | 0 | 0 | 0 | 0 | 0 | 0 | 0 | 0 | 0 | 0
2010 | US | SERC | Gateway | - | W08a10 | Energy Only | 0 | 0 | 0 | 0 | 0 | 0 | 0 | 0 | 0 | 0 | 0
2010 | US | SERC | Gateway | - | W09 | ANTICIPATED INTERNAL CAPACITY = 6a+7a | 23694.1 | 24043.3 | 24906.7 | 25747.7 | 25763.7 | 25763.7 | 25174.7 | 25763.7 | 25763.7 | 25763.7 | 25763.7
2010 | US | SERC | Gateway | - | W10 | CAPACITY TRANSACTIONS - IMPORTS = 10a+10b+10c+10d | 3096 | 1483 | 1557 | 602 | 602 | 602 | 602 | 602 | 602 | 602 | 602
2010 | US | SERC | Gateway | - | W10a | Firm (Note: The sum of 10a1 and 10a2 must be <= 10a) | 3096 | 1483 | 1557 | 602 | 602 | 602 | 602 | 602 | 602 | 602 | 602
2010 | US | SERC | Gateway | - | W10a1 | Full-Responsibility Purchases | 32 | 51 | 0 | 0 | 0 | 0 | 0 | 0 | 0 | 0 | 0
2010 | US | SERC | Gateway | - | W10a2 | Owned Capacity/Entitlement Located Outside the Region/Subregion | 63 | 158 | 278 | 398 | 398 | 398 | 398 | 398 | 398 | 398 | 398
2010 | US | SERC | Gateway | - | W10b | Non-firm | 0 | 0 | 0 | 0 | 0 | 0 | 0 | 0 | 0 | 0 | 0
2010 | US | SERC | Gateway | - | W10c | Expected (Note: The sum of 10c1 and 10c2 must be <= 10c) | 0 | 0 | 0 | 0 | 0 | 0 | 0 | 0 | 0 | 0 | 0
2010 | US | SERC | Gateway | - | W10c1 | Full-Responsibility Purchases | 0 | 0 | 0 | 0 | 0 | 0 | 0 | 0 | 0 | 0 | 0
2010 | US | SERC | Gateway | - | W10c2 | Owned Capacity/Entitlement Located Outside the Region/Subregion | 0 | 0 | 0 | 0 | 0 | 0 | 0 | 0 | 0 | 0 | 0
2010 | US | SERC | Gateway | - | W10d | Provisional – transactions under study, but negotiations have not begun. | 0 | 0 | 0 | 0 | 0 | 0 | 0 | 0 | 0 | 0 | 0
2010 | US | SERC | Gateway | - | W11 | CAPACITY TRANSACTIONS - EXPORTS = 11a+11b+11c+11d | 4878 | 3402 | 1363 | 742 | 586 | 632 | 622 | 622 | 622 | 622 | 622
2010 | US | SERC | Gateway | - | W11a | Firm (Note: The sum of 11a1 and 11a2 must be <= 11a) | 4878 | 3402 | 1363 | 742 | 586 | 632 | 622 | 622 | 622 | 622 | 622
2010 | US | SERC | Gateway | - | W11a1 | Full-Responsibility Purchases | 141 | 236 | 356 | 476 | 476 | 522 | 522 | 522 | 522 | 522 | 522
2010 | US | SERC | Gateway | - | W11a2 | Owned Capacity/Entitlement Located Outside the Region/Subregion | 0 | 0 | 0 | 0 | 0 | 0 | 0 | 0 | 0 | 0 | 0
2010 | US | SERC | Gateway | - | W11b | Non-firm | 0 | 0 | 0 | 0 | 0 | 0 | 0 | 0 | 0 | 0 | 0
2010 | US | SERC | Gateway | - | W11c | Expected (Note: The sum of 11c1 and 11c2 must be <= 11c) | 0 | 0 | 0 | 0 | 0 | 0 | 0 | 0 | 0 | 0 | 0
2010 | US | SERC | Gateway | - | W11c1 | Full-Responsibility Purchases | 0 | 0 | 0 | 0 | 0 | 0 | 0 | 0 | 0 | 0 | 0
2010 | US | SERC | Gateway | - | W11c2 | Owned Capacity/Entitlement Located Outside the Region/Subregion | 0 | 0 | 0 | 0 | 0 | 0 | 0 | 0 | 0 | 0 | 0
2010 | US | SERC | Gateway | - | W11d | Provisional – transactions under study, but negotiations have not begun. | 0 | 0 | 0 | 0 | 0 | 0 | 0 | 0 | 0 | 0 | 0
2010 | US | SERC | Gateway | - | W12 | EXISTING, CERTAIN CAPACITY & NET FIRM TRANSACTIONS = 6a+Net Firm Transactions | 21912.1 | 22112.3 | 24239.7 | 23905.7 | 24061.7 | 24015.7 | 23436.7 | 24025.7 | 24025.7 | 24025.7 | 24025.7
2010 | US | SERC | Gateway | - | W13 | ANTICIPATED CAPACITY RESOURCES = 12+7a+Net Expected Transactions | 0 | 22124.3 | 25100.7 | 25607.7 | 25779.7 | 25733.7 | 25154.7 | 25743.7 | 25743.7 | 25743.7 | 25743.7
2010 | US | SERC | Gateway | - | W14 | PROSPECTIVE CAPACITY RESOURCES = 13+6b+16b | 0 | 22216.3 | 25192.7 | 25699.7 | 25871.7 | 25825.7 | 25246.7 | 25835.7 | 25835.7 | 25835.7 | 25835.7
2010 | US | SERC | Gateway | - | W15 | TOTAL POTENTIAL CAPACITY RESOURCES = 13+6b+7b+8+Net Provisional Transactions | 0 | 22216.3 | 25192.7 | 25860.7 | 26114.7 | 26104.7 | 25805.7 | 26434.7 | 26434.7 | 26434.7 | 26434.7
2010 | US | SERC | Gateway | - | W15a | ADJUSTED POTENTIAL CAPACITY RESOURCES = 13+6b+16b+16d+Net Provisional Transactions | 0 | 22216.3 | 25192.7 | 25699.7 | 25871.7 | 25825.7 | 25246.7 | 25835.7 | 25835.7 | 25835.7 | 25835.7
2010 | US | SERC | Gateway | - | W16a | Confidence of Future, Other (7b), using reasonable judgement | 0 | 0 | 0 | 0 | 0 | 0 | 0 | 0 | 0 | 0 | 0
2010 | US | SERC | Gateway | - | W16b | Net Future, Other Resources After Confidence Percentage Is Applied = 7b*16a | 0 | 0 | 0 | 0 | 0 | 0 | 0 | 0 | 0 | 0 | 0
2010 | US | SERC | Gateway | - | W16c | Confidence of Conceptual (8), using reasonable judgement | 0 | 0 | 0 | 0 | 0 | 0 | 0 | 0 | 0 | 0 | 0
2010 | US | SERC | Gateway | - | W16d | Net Conceptual Resources After Confidence Percentage Is Applied = 8*16c | 0 | 0 | 0 | 0 | 0 | 0 | 0 | 0 | 0 | 0 | 0
2010 | US | SERC | Gateway | - | W17 | Region/Subregion Target Reserve Margin | 0 | 0.119 | 0.119 | 0.119 | 0.119 | 0.119 | 0.119 | 0.119 | 0.119 | 0.119 | 0.119
2010 | US | SERC | Gateway | - | W18 | Existing Certain and Net Firm Transactions Reserve Margin = (12-3)/3 | 0 | 0.42937 | 0.54373 | 0.50692 | 0.5098 | 0.49929 | 0.45461 | 0.48151 | 0.46955 | 0.45796 | 0.44663
2010 | US | SERC | Gateway | - | W19 | Anticipated Capacity Resources Reserve Margin = (13-3)/3 | 0 | 0.43014 | 0.59857 | 0.6142 | 0.6176 | 0.60655 | 0.56124 | 0.58745 | 0.57463 | 0.56221 | 0.55008
2010 | US | SERC | Gateway | - | W20 | Prospective Capacity Resources Reserve Margin = (14-3)/3 | 0 | 0.43609 | 0.60443 | 0.62 | 0.62337 | 0.61229 | 0.56695 | 0.59312 | 0.58026 | 0.5678 | 0.55562
2010 | US | SERC | Gateway | - | W21 | Total Potential Resources Reserve Margin = (15-3)/3 | 0 | 0.43609 | 0.60443 | 0.63015 | 0.63862 | 0.62971 | 0.60164 | 0.63006 | 0.6169 | 0.60414 | 0.59168
2010 | US | SERC | Gateway | - | W22 | Adjusted Potential Resources Reserve Margin = (15a-3)/3 | 0 | 0.43609 | 0.60443 | 0.62 | 0.62337 | 0.61229 | 0.56695 | 0.59312 | 0.58026 | 0.5678 | 0.55562
2010 | US | SERC | Gateway | - | W23 | Total Baseline Installed Capacity | 23908.1 | 0 | 0 | 0 | 0 | 0 | 0 | 0 | 0 | 0 | 0
2010 | US | SERC | Southeastern | - | W01 | Unrestricted Non-coincident Peak Demand = 2+1a+1b-1c-1d | 50443 | 42591 | 43017 | 44184 | 45045 | 45939 | 46788 | 47418 | 48485 | 49183 | 50121
2010 | US | SERC | Southeastern | - | W01a | New Conservation (Energy Efficiency) | 0 | 109 | 111 | 113 | 114 | 116 | 118 | 120 | 121 | 123 | 125
2010 | US | SERC | Southeastern | - | W01b | Estimated Diversity | 0 | 0 | 0 | 0 | 0 | 0 | 0 | 0 | 0 | 0 | 0
2010 | US | SERC | Southeastern | - | W01c | Additions for non-member load (load served by non-registered LSE's in a region) | 0 | 0 | 0 | 0 | 0 | 0 | 0 | 0 | 0 | 0 | 0
2010 | US | SERC | Southeastern | - | W01d | Stand-by Load Under Contract (Normally served by behind the meter generation) | 0 | 0 | 0 | 0 | 0 | 0 | 0 | 0 | 0 | 0 | 0
2010 | US | SERC | Southeastern | - | W02 | Total Internal Demand | 50443 | 42482 | 42906 | 44071 | 44931 | 45823 | 46670 | 47298 | 48364 | 49060 | 49996
2010 | US | SERC | Southeastern | - | W02a | Direct Control Load Management | 336 | 346 | 366 | 389 | 414 | 437 | 531 | 618 | 710 | 721 | 732
2010 | US | SERC | Southeastern | - | W02b | Contractually Interruptible (Curtailable) | 1226 | 1227 | 1229 | 1231 | 1232 | 1232 | 1232 | 1232 | 1232 | 1232 | 1232
2010 | US | SERC | Southeastern | - | W02c | Critical Peak-Pricing (CPP) with Control | 0 | 0 | 0 | 0 | 0 | 0 | 0 | 0 | 0 | 0 | 0
2010 | US | SERC | Southeastern | - | W02d | Load as a Capacity Resource | 85 | 92 | 96 | 100 | 104 | 107 | 109 | 112 | 113 | 115 | 117
2010 | US | SERC | Southeastern | - | W03 | Net Internal Demand = 2-2a-2b-2c-2d | 48796 | 40817 | 41215 | 42351 | 43181 | 44047 | 44798 | 45336 | 46309 | 46992 | 47915
2010 | US | SERC | Southeastern | - | W04a | Demand Response used for Reserves - Spinning | 0 | 0 | 0 | 0 | 0 | 0 | 0 | 0 | 0 | 0 | 0
2010 | US | SERC | Southeastern | - | W04b | Demand Response used for Reserves - Non-Spinning | 0 | 0 | 0 | 0 | 0 | 0 | 0 | 0 | 0 | 0 | 0
2010 | US | SERC | Southeastern | - | W04c | Demand Response used for Regulation | 0 | 0 | 0 | 0 | 0 | 0 | 0 | 0 | 0 | 0 | 0
2010 | US | SERC | Southeastern | - | W04d | Demand Response used for Energy, Voluntary - Emergency | 0 | 0 | 0 | 0 | 0 | 0 | 0 | 0 | 0 | 0 | 0
2010 | US | SERC | Southeastern | - | W05 | TOTAL INTERNAL CAPACITY = 6+7 | 65370.84 | 66090.64 | 67474.64 | 68627.44 | 68641.64 | 69132.64 | 69264.64 | 71813.64 | 72947.64 | 72967.64 | 73552.64
2010 | US | SERC | Southeastern | - | W06 | EXISTING CAPACITY = 6a+6b+6c | 65370.84 | 64820.64 | 64522.64 | 64688.44 | 64702.64 | 64508.64 | 64640.64 | 64651.64 | 64685.64 | 64705.64 | 64690.64
2010 | US | SERC | Southeastern | - | W06a | Existing, Certain | 61962.84 | 61412.64 | 61080.64 | 60620.64 | 61529.84 | 61060.84 | 61060.84 | 61060.84 | 61060.84 | 61060.84 | 61045.84
2010 | US | SERC | Southeastern | - | W06a1 | Wind Expected On-Peak | 0 | 0 | 0 | 0 | 0 | 0 | 0 | 0 | 0 | 0 | 0
2010 | US | SERC | Southeastern | - | W06a2 | Solar Expected On-Peak | 0 | 0 | 0 | 0 | 0 | 0 | 0 | 0 | 0 | 0 | 0
2010 | US | SERC | Southeastern | - | W06a3 | Hydro Expected On-Peak | 3300.34 | 3300.34 | 3300.34 | 3300.34 | 3300.34 | 3300.34 | 3300.34 | 3300.34 | 3300.34 | 3300.34 | 3300.34
2010 | US | SERC | Southeastern | - | W06a4 | Biomass Expected On-Peak | 0 | 17 | 17 | 17 | 17 | 17 | 17 | 17 | 17 | 17 | 17
2010 | US | SERC | Southeastern | - | W06a5 | Load as a Capacity Resource Expected On-Peak (Load Management Programs) | 0 | 0 | 0 | 0 | 0 | 0 | 0 | 0 | 0 | 0 | 0
2010 | US | SERC | Southeastern | - | W06b | Existing, Other | 3408 | 3408 | 3425 | 4049.4 | 3154.4 | 3389.4 | 3455.4 | 3460.9 | 3477.9 | 3487.9 | 3487.9
2010 | US | SERC | Southeastern | - | W06b1 | Wind Derate On-Peak | 0 | 0 | 0 | 0 | 0 | 0 | 0 | 0 | 0 | 0 | 0
2010 | US | SERC | Southeastern | - | W06b2 | Solar Derate On-Peak | 0 | 0 | 0 | 0 | 0 | 0 | 0 | 0 | 0 | 0 | 0
2010 | US | SERC | Southeastern | - | W06b3 | Hydro Derate On-Peak | 0 | 0 | 0 | 0 | 0 | 0 | 0 | 0 | 0 | 0 | 0
2010 | US | SERC | Southeastern | - | W06b4 | Biomass Derate On-Peak | 0 | 0 | 0 | 0 | 0 | 0 | 0 | 0 | 0 | 0 | 0
2010 | US | SERC | Southeastern | - | W06b5 | Load as a Capacity Resource Derate On-Peak (Load Management Programs) | 0 | 0 | 0 | 0 | 0 | 0 | 0 | 0 | 0 | 0 | 0
2010 | US | SERC | Southeastern | - | W06b7 | Transmission-Limited Resources | 0 | 0 | 0 | 0 | 0 | 0 | 0 | 0 | 0 | 0 | 0
2010 | US | SERC | Southeastern | - | W06b8 | All Other Derates | 0 | 0 | 17 | 18.4 | 18.4 | 58.4 | 124.4 | 129.9 | 146.9 | 156.9 | 156.9
2010 | US | SERC | Southeastern | - | W06b9 | Energy Only | 0 | 0 | 0 | 0 | 0 | 0 | 0 | 0 | 0 | 0 | 0
2010 | US | SERC | Southeastern | - | W06c | Existing, Inoperable (Note: Not used in margin calculations) | 0 | 0 | 0 | 0 | 0 | 0 | 0 | 0 | 0 | 0 | 0
2010 | US | SERC | Southeastern | - | W07 | FUTURE CAPACITY ADDITIONS = 7a+7b | 0 | 1270 | 2952 | 3939 | 3939 | 4624 | 4624 | 7162 | 8262 | 8262 | 8862
2010 | US | SERC | Southeastern | - | W07a | Future, Planned | 0 | 1270 | 2952 | 3939 | 3939 | 4624 | 4624 | 7162 | 8262 | 8262 | 8862
2010 | US | SERC | Southeastern | - | W07a1 | Wind Expected On-Peak | 0 | 0 | 0 | 0 | 0 | 0 | 0 | 0 | 0 | 0 | 0
2010 | US | SERC | Southeastern | - | W07a2 | Wind Derate On-Peak | 0 | 0 | 0 | 0 | 0 | 0 | 0 | 0 | 0 | 0 | 0
2010 | US | SERC | Southeastern | - | W07a3 | Solar Expected On-Peak | 0 | 0 | 0 | 0 | 0 | 0 | 0 | 0 | 0 | 0 | 0
2010 | US | SERC | Southeastern | - | W07a4 | Solar Derate On-Peak | 0 | 0 | 0 | 0 | 0 | 0 | 0 | 0 | 0 | 0 | 0
2010 | US | SERC | Southeastern | - | W07a5 | Hydro Expected On-Peak | 0 | 0 | 0 | 0 | 0 | 0 | 0 | 0 | 0 | 0 | 0
2010 | US | SERC | Southeastern | - | W07a6 | Hydro Derate On-Peak | 0 | 0 | 0 | 0 | 0 | 0 | 0 | 0 | 0 | 0 | 0
2010 | US | SERC | Southeastern | - | W07a7 | Biomass Expected On-Peak | 0 | 0 | 0 | 50 | 50 | 150 | 150 | 150 | 150 | 150 | 150
2010 | US | SERC | Southeastern | - | W07a8 | Biomass Derate On-Peak | 0 | 0 | 0 | 0 | 0 | 0 | 0 | 0 | 0 | 0 | 0
2010 | US | SERC | Southeastern | - | W07a9 | Demand Response Expected On-Peak (Load Management Programs) | 0 | 0 | 0 | 0 | 0 | 0 | 0 | 0 | 0 | 0 | 0
2010 | US | SERC | Southeastern | - | W07a10 | Demand Response Derate On-Peak (Load Management Programs) | 0 | 0 | 0 | 0 | 0 | 0 | 0 | 0 | 0 | 0 | 0
2010 | US | SERC | Southeastern | - | W07a11 | Transmission-Limited Resources | 0 | 0 | 0 | 0 | 0 | 0 | 0 | 0 | 0 | 0 | 0
2010 | US | SERC | Southeastern | - | W07a12 | Scheduled Outage - Maintenance | 0 | 0 | 0 | 0 | 0 | 0 | 0 | 0 | 0 | 0 | 0
2010 | US | SERC | Southeastern | - | W07a13 | All Other Derates | 0 | 0 | 0 | 0 | 0 | 0 | 0 | 0 | 0 | 0 | 0
2010 | US | SERC | Southeastern | - | W07a14 | Energy Only | 0 | 0 | 0 | 0 | 0 | 0 | 0 | 0 | 0 | 0 | 0
2010 | US | SERC | Southeastern | - | W07b | Future, Other | 0 | 0 | 0 | 0 | 0 | 0 | 0 | 0 | 0 | 0 | 0
2010 | US | SERC | Southeastern | - | W07b1 | Wind Expected On-Peak | 0 | 0 | 0 | 0 | 0 | 0 | 0 | 0 | 0 | 0 | 0
2010 | US | SERC | Southeastern | - | W07b2 | Wind Derate On-Peak | 0 | 0 | 0 | 0 | 0 | 0 | 0 | 0 | 0 | 0 | 0
2010 | US | SERC | Southeastern | - | W07b3 | Solar Expected On-Peak | 0 | 0 | 0 | 0 | 0 | 0 | 0 | 0 | 0 | 0 | 0
2010 | US | SERC | Southeastern | - | W07b4 | Solar Derate On-Peak | 0 | 0 | 0 | 0 | 0 | 0 | 0 | 0 | 0 | 0 | 0
2010 | US | SERC | Southeastern | - | W07b5 | Hydro Expected On-Peak | 0 | 0 | 0 | 0 | 0 | 0 | 0 | 0 | 0 | 0 | 0
2010 | US | SERC | Southeastern | - | W07b6 | Hydro Derate On-Peak | 0 | 0 | 0 | 0 | 0 | 0 | 0 | 0 | 0 | 0 | 0
2010 | US | SERC | Southeastern | - | W07b7 | Biomass Expected On-Peak | 0 | 0 | 0 | 0 | 0 | 0 | 0 | 0 | 0 | 0 | 0
2010 | US | SERC | Southeastern | - | W07b8 | Biomass Derate On-Peak | 0 | 0 | 0 | 0 | 0 | 0 | 0 | 0 | 0 | 0 | 0
2010 | US | SERC | Southeastern | - | W07b9 | Transmission-Limited Resources | 0 | 0 | 0 | 0 | 0 | 0 | 0 | 0 | 0 | 0 | 0
2010 | US | SERC | Southeastern | - | W07b10 | Scheduled Outage - Maintenance | 0 | 0 | 0 | 0 | 0 | 0 | 0 | 0 | 0 | 0 | 0
2010 | US | SERC | Southeastern | - | W07b11 | All Other Derates | 0 | 0 | 0 | 0 | 0 | 0 | 0 | 0 | 0 | 0 | 0
2010 | US | SERC | Southeastern | - | W07b12 | Energy Only | 0 | 0 | 0 | 0 | 0 | 0 | 0 | 0 | 0 | 0 | 0
2010 | US | SERC | Southeastern | - | W08 | Conceptual | 0 | 0 | 0 | 0 | 613 | 613 | 613 | 2013 | 2821 | 2821 | 3008
2010 | US | SERC | Southeastern | - | W08a1 | Wind Expected On-Peak | 0 | 0 | 0 | 0 | 0 | 0 | 0 | 0 | 0 | 0 | 0
2010 | US | SERC | Southeastern | - | W08a2 | Wind Derate On-Peak | 0 | 0 | 0 | 0 | 0 | 0 | 0 | 0 | 0 | 0 | 0
2010 | US | SERC | Southeastern | - | W08a3 | Solar Expected On-Peak | 0 | 0 | 0 | 0 | 0 | 0 | 0 | 0 | 0 | 0 | 0
2010 | US | SERC | Southeastern | - | W08a4 | Solar Derate On-Peak | 0 | 0 | 0 | 0 | 0 | 0 | 0 | 0 | 0 | 0 | 0
2010 | US | SERC | Southeastern | - | W08a5 | Hydro Expected On-Peak | 0 | 0 | 0 | 0 | 0 | 0 | 0 | 0 | 0 | 0 | 0
2010 | US | SERC | Southeastern | - | W08a6 | Hydro Derate On-Peak | 0 | 0 | 0 | 0 | 0 | 0 | 0 | 0 | 0 | 0 | 0
2010 | US | SERC | Southeastern | - | W08a7 | Biomass Expected On-Peak | 0 | 0 | 0 | 0 | 0 | 0 | 0 | 0 | 0 | 0 | 0
2010 | US | SERC | Southeastern | - | W08a8 | Biomass Derate On-Peak | 0 | 0 | 0 | 0 | 0 | 0 | 0 | 0 | 0 | 0 | 0
2010 | US | SERC | Southeastern | - | W08a9 | All Other Derates | 0 | 0 | 0 | 0 | 0 | 0 | 0 | 0 | 0 | 0 | 0
2010 | US | SERC | Southeastern | - | W08a10 | Energy Only | 0 | 0 | 0 | 0 | 0 | 0 | 0 | 0 | 0 | 0 | 0
2010 | US | SERC | Southeastern | - | W09 | ANTICIPATED INTERNAL CAPACITY = 6a+7a | 61962.84 | 62682.64 | 64032.64 | 64559.64 | 65468.84 | 65684.84 | 65684.84 | 68222.84 | 69322.84 | 69322.84 | 69907.84
2010 | US | SERC | Southeastern | - | W10 | CAPACITY TRANSACTIONS - IMPORTS = 10a+10b+10c+10d | 4111 | 4427 | 4754 | 4449 | 4606 | 5715 | 4299 | 3467 | 3466 | 3793 | 4137
2010 | US | SERC | Southeastern | - | W10a | Firm (Note: The sum of 10a1 and 10a2 must be <= 10a) | 4111 | 4427 | 4754 | 4449 | 4606 | 5715 | 4299 | 3467 | 3466 | 3793 | 4137
2010 | US | SERC | Southeastern | - | W10a1 | Full-Responsibility Purchases | 1642 | 963 | 894 | 1138 | 1295 | 2404 | 1268 | 436 | 435 | 762 | 1106
2010 | US | SERC | Southeastern | - | W10a2 | Owned Capacity/Entitlement Located Outside the Region/Subregion | 126 | 126 | 142 | 142 | 142 | 142 | 142 | 142 | 142 | 142 | 142
2010 | US | SERC | Southeastern | - | W10b | Non-firm | 0 | 0 | 0 | 0 | 0 | 0 | 0 | 0 | 0 | 0 | 0
2010 | US | SERC | Southeastern | - | W10c | Expected (Note: The sum of 10c1 and 10c2 must be <= 10c) | 0 | 0 | 0 | 0 | 0 | 0 | 0 | 0 | 0 | 0 | 0
2010 | US | SERC | Southeastern | - | W10c1 | Full-Responsibility Purchases | 0 | 0 | 0 | 0 | 0 | 0 | 0 | 0 | 0 | 0 | 0
2010 | US | SERC | Southeastern | - | W10c2 | Owned Capacity/Entitlement Located Outside the Region/Subregion | 0 | 0 | 0 | 0 | 0 | 0 | 0 | 0 | 0 | 0 | 0
2010 | US | SERC | Southeastern | - | W10d | Provisional – transactions under study, but negotiations have not begun. | 0 | 0 | 0 | 0 | 0 | 0 | 0 | 0 | 0 | 0 | 0
2010 | US | SERC | Southeastern | - | W11 | CAPACITY TRANSACTIONS - EXPORTS = 11a+11b+11c+11d | 3503 | 5965 | 6516 | 6491 | 6636 | 6353 | 4854 | 4204 | 4320 | 4429 | 4443
2010 | US | SERC | Southeastern | - | W11a | Firm (Note: The sum of 11a1 and 11a2 must be <= 11a) | 3503 | 5965 | 6516 | 6491 | 6636 | 6353 | 4854 | 4204 | 4320 | 4429 | 4443
2010 | US | SERC | Southeastern | - | W11a1 | Full-Responsibility Purchases | 0 | 0 | 0 | 0 | 0 | 0 | 0 | 0 | 0 | 0 | 0
2010 | US | SERC | Southeastern | - | W11a2 | Owned Capacity/Entitlement Located Outside the Region/Subregion | 844 | 844 | 844 | 844 | 844 | 844 | 844 | 844 | 844 | 844 | 844
2010 | US | SERC | Southeastern | - | W11b | Non-firm | 0 | 0 | 0 | 0 | 0 | 0 | 0 | 0 | 0 | 0 | 0
2010 | US | SERC | Southeastern | - | W11c | Expected (Note: The sum of 11c1 and 11c2 must be <= 11c) | 0 | 0 | 0 | 0 | 0 | 0 | 0 | 0 | 0 | 0 | 0
2010 | US | SERC | Southeastern | - | W11c1 | Full-Responsibility Purchases | 0 | 0 | 0 | 0 | 0 | 0 | 0 | 0 | 0 | 0 | 0
2010 | US | SERC | Southeastern | - | W11c2 | Owned Capacity/Entitlement Located Outside the Region/Subregion | 0 | 0 | 0 | 0 | 0 | 0 | 0 | 0 | 0 | 0 | 0
2010 | US | SERC | Southeastern | - | W11d | Provisional – transactions under study, but negotiations have not begun. | 0 | 0 | 0 | 0 | 0 | 0 | 0 | 0 | 0 | 0 | 0
2010 | US | SERC | Southeastern | - | W12 | EXISTING, CERTAIN CAPACITY & NET FIRM TRANSACTIONS = 6a+Net Firm Transactions | 62570.84 | 59874.64 | 59318.64 | 58578.64 | 59499.84 | 60422.84 | 60505.84 | 60323.84 | 60206.84 | 60424.84 | 60739.84
2010 | US | SERC | Southeastern | - | W13 | ANTICIPATED CAPACITY RESOURCES = 12+7a+Net Expected Transactions | 0 | 61144.64 | 62270.64 | 62517.64 | 63438.84 | 65046.84 | 65129.84 | 67485.84 | 68468.84 | 68686.84 | 69601.84
2010 | US | SERC | Southeastern | - | W14 | PROSPECTIVE CAPACITY RESOURCES = 13+6b+16b | 0 | 64552.64 | 65695.64 | 66567.04 | 66593.24 | 68436.24 | 68585.24 | 70946.74 | 71946.74 | 72174.74 | 73089.74
2010 | US | SERC | Southeastern | - | W15 | TOTAL POTENTIAL CAPACITY RESOURCES = 13+6b+7b+8+Net Provisional Transactions | 0 | 64552.64 | 65695.64 | 66567.04 | 67206.24 | 69049.24 | 69198.24 | 72959.74 | 74767.74 | 74995.74 | 76097.74
2010 | US | SERC | Southeastern | - | W15a | ADJUSTED POTENTIAL CAPACITY RESOURCES = 13+6b+16b+16d+Net Provisional Transactions | 0 | 64552.64 | 65695.64 | 66567.04 | 66593.24 | 68436.24 | 68585.24 | 70946.74 | 71946.74 | 72174.74 | 73089.74
2010 | US | SERC | Southeastern | - | W16a | Confidence of Future, Other (7b), using reasonable judgement | 0 | 0 | 0 | 0 | 0 | 0 | 0 | 0 | 0 | 0 | 0
2010 | US | SERC | Southeastern | - | W16b | Net Future, Other Resources After Confidence Percentage Is Applied = 7b*16a | 0 | 0 | 0 | 0 | 0 | 0 | 0 | 0 | 0 | 0 | 0
2010 | US | SERC | Southeastern | - | W16c | Confidence of Conceptual (8), using reasonable judgement | 0 | 0 | 0 | 0 | 0 | 0 | 0 | 0 | 0 | 0 | 0
2010 | US | SERC | Southeastern | - | W16d | Net Conceptual Resources After Confidence Percentage Is Applied = 8*16c | 0 | 0 | 0 | 0 | 0 | 0 | 0 | 0 | 0 | 0 | 0
2010 | US | SERC | Southeastern | - | W17 | Region/Subregion Target Reserve Margin | 0 | 0.15 | 0.15 | 0.15 | 0.15 | 0.15 | 0.15 | 0.15 | 0.15 | 0.15 | 0.15
2010 | US | SERC | Southeastern | - | W18 | Existing Certain and Net Firm Transactions Reserve Margin = (12-3)/3 | 0 | 0.4669 | 0.43925 | 0.38317 | 0.37792 | 0.37178 | 0.35064 | 0.33059 | 0.30011 | 0.28585 | 0.26766
2010 | US | SERC | Southeastern | - | W19 | Anticipated Capacity Resources Reserve Margin = (13-3)/3 | 0 | 0.49802 | 0.51087 | 0.47618 | 0.46914 | 0.47676 | 0.45386 | 0.48857 | 0.47852 | 0.46167 | 0.45261
2010 | US | SERC | Southeastern | - | W20 | Prospective Capacity Resources Reserve Margin = (14-3)/3 | 0 | 0.58151 | 0.59397 | 0.57179 | 0.54219 | 0.55371 | 0.53099 | 0.56491 | 0.55362 | 0.53589 | 0.5254
2010 | US | SERC | Southeastern | - | W21 | Total Potential Resources Reserve Margin = (15-3)/3 | 0 | 0.58151 | 0.59397 | 0.57179 | 0.55638 | 0.56763 | 0.54467 | 0.60931 | 0.61454 | 0.59593 | 0.58818
2010 | US | SERC | Southeastern | - | W22 | Adjusted Potential Resources Reserve Margin = (15a-3)/3 | 0 | 0.58151 | 0.59397 | 0.57179 | 0.54219 | 0.55371 | 0.53099 | 0.56491 | 0.55362 | 0.53589 | 0.5254
2010 | US | SERC | Southeastern | - | W23 | Total Baseline Installed Capacity | 65370.84 | 0 | 0 | 0 | 0 | 0 | 0 | 0 | 0 | 0 | 0
2010 | US | SERC | VACAR | - | W01 | Unrestricted Non-coincident Peak Demand = 2+1a+1b-1c-1d | 58644 | 59500 | 60549 | 61675 | 62729 | 63713 | 64745 | 65745 | 66749 | 67822 | 68897
2010 | US | SERC | VACAR | - | W01a | New Conservation (Energy Efficiency) | 0 | 191 | 305 | 405 | 516 | 636 | 766 | 839 | 923 | 1029 | 1140
2010 | US | SERC | VACAR | - | W01b | Estimated Diversity | 0 | 635 | 638 | 660 | 697 | 670 | 691 | 709 | 701 | 732 | 734
2010 | US | SERC | VACAR | - | W01c | Additions for non-member load (load served by non-registered LSE's in a region) | 0 | 210 | 211 | 208 | 207 | 206 | 206 | 208 | 209 | 211 | 212
2010 | US | SERC | VACAR | - | W01d | Stand-by Load Under Contract (Normally served by behind the meter generation) | 0 | 97 | 99 | 99 | 101 | 101 | 103 | 103 | 105 | 106 | 106
2010 | US | SERC | VACAR | - | W02 | Total Internal Demand | 58644 | 58981 | 59916 | 60917 | 61824 | 62714 | 63597 | 64508 | 65439 | 66378 | 67341
2010 | US | SERC | VACAR | - | W02a | Direct Control Load Management | 157 | 232 | 300 | 387 | 393 | 404 | 410 | 417 | 425 | 434 | 442
2010 | US | SERC | VACAR | - | W02b | Contractually Interruptible (Curtailable) | 1370 | 1347 | 1514 | 1805 | 1819 | 1849 | 1879 | 1884 | 1903 | 1920 | 1937
2010 | US | SERC | VACAR | - | W02c | Critical Peak-Pricing (CPP) with Control | 0 | 0 | 0 | 0 | 0 | 0 | 0 | 0 | 0 | 0 | 0
2010 | US | SERC | VACAR | - | W02d | Load as a Capacity Resource | 65 | 89 | 89 | 89 | 89 | 89 | 89 | 89 | 89 | 89 | 89
2010 | US | SERC | VACAR | - | W03 | Net Internal Demand = 2-2a-2b-2c-2d | 57052 | 57313 | 58013 | 58636 | 59523 | 60372 | 61219 | 62118 | 63022 | 63935 | 64873
2010 | US | SERC | VACAR | - | W04a | Demand Response used for Reserves - Spinning | 608 | 605 | 605 | 605 | 605 | 605 | 605 | 605 | 605 | 605 | 605
2010 | US | SERC | VACAR | - | W04b | Demand Response used for Reserves - Non-Spinning | 256 | 256 | 256 | 256 | 256 | 256 | 256 | 256 | 256 | 256 | 256
2010 | US | SERC | VACAR | - | W04c | Demand Response used for Regulation | 0 | 0 | 0 | 0 | 0 | 0 | 0 | 0 | 0 | 0 | 0
2010 | US | SERC | VACAR | - | W04d | Demand Response used for Energy, Voluntary - Emergency | 492 | 540 | 627 | 682 | 718 | 748 | 778 | 783 | 802 | 819 | 836
2010 | US | SERC | VACAR | - | W05 | TOTAL INTERNAL CAPACITY = 6+7 | 76814.575 | 76778.575 | 77636.575 | 79165.575 | 81926.575 | 82046.575 | 82949.575 | 86421.575 | 86420.865 | 86421.575 | 87328.075
2010 | US | SERC | VACAR | - | W06 | EXISTING CAPACITY = 6a+6b+6c | 76791.575 | 76731.575 | 76895.575 | 77069.575 | 78725.075 | 78845.075 | 78873.075 | 78783.075 | 78782.365 | 78783.075 | 78572.575
2010 | US | SERC | VACAR | - | W06a | Existing, Certain | 74923.975 | 74908.975 | 75072.975 | 75246.975 | 76902.475 | 77022.475 | 77050.475 | 76960.475 | 76959.765 | 76960.475 | 76749.975
2010 | US | SERC | VACAR | - | W06a1 | Wind Expected On-Peak | 0 | 0 | 0 | 0 | 0 | 0 | 0 | 0 | 0 | 0 | 0
2010 | US | SERC | VACAR | - | W06a2 | Solar Expected On-Peak | 0 | 0 | 0 | 0 | 0 | 0 | 0 | 0 | 0 | 0 | 0
2010 | US | SERC | VACAR | - | W06a3 | Hydro Expected On-Peak | 3623.35 | 3624.35 | 3624.35 | 3624.35 | 3624.35 | 3624.35 | 3624.35 | 3624.35 | 3623.64 | 3624.35 | 3624.35
2010 | US | SERC | VACAR | - | W06a4 | Biomass Expected On-Peak | 194.1 | 218.1 | 218.1 | 218.1 | 218.1 | 218.1 | 218.1 | 218.1 | 218.1 | 218.1 | 218.6
2010 | US | SERC | VACAR | - | W06a5 | Load as a Capacity Resource Expected On-Peak (Load Management Programs) | 0 | 0 | 0 | 0 | 0 | 0 | 0 | 0 | 0 | 0 | 0
2010 | US | SERC | VACAR | - | W06b | Existing, Other | 1824.6 | 1779.6 | 1779.6 | 1779.6 | 1779.6 | 1779.6 | 1779.6 | 1779.6 | 1779.6 | 1779.6 | 1779.6
2010 | US | SERC | VACAR | - | W06b1 | Wind Derate On-Peak | 0 | 0 | 0 | 0 | 0 | 0 | 0 | 0 | 0 | 0 | 0
2010 | US | SERC | VACAR | - | W06b2 | Solar Derate On-Peak | 0 | 0 | 0 | 0 | 0 | 0 | 0 | 0 | 0 | 0 | 0
2010 | US | SERC | VACAR | - | W06b3 | Hydro Derate On-Peak | 0 | 0 | 0 | 0 | 0 | 0 | 0 | 0 | 0 | 0 | 0
2010 | US | SERC | VACAR | - | W06b4 | Biomass Derate On-Peak | 0 | 0 | 0 | 0 | 0 | 0 | 0 | 0 | 0 | 0 | 0
2010 | US | SERC | VACAR | - | W06b5 | Load as a Capacity Resource Derate On-Peak (Load Management Programs) | 0 | 0 | 0 | 0 | 0 | 0 | 0 | 0 | 0 | 0 | 0
2010 | US | SERC | VACAR | - | W06b7 | Transmission-Limited Resources | 0 | 0 | 0 | 0 | 0 | 0 | 0 | 0 | 0 | 0 | 0
2010 | US | SERC | VACAR | - | W06b8 | All Other Derates | 0 | 0 | 0 | 0 | 0 | 0 | 0 | 0 | 0 | 0 | 0
2010 | US | SERC | VACAR | - | W06b9 | Energy Only | 0 | 0 | 0 | 0 | 0 | 0 | 0 | 0 | 0 | 0 | 0
2010 | US | SERC | VACAR | - | W06c | Existing, Inoperable (Note: Not used in margin calculations) | 43 | 43 | 43 | 43 | 43 | 43 | 43 | 43 | 43 | 43 | 43
2010 | US | SERC | VACAR | - | W07 | FUTURE CAPACITY ADDITIONS = 7a+7b | 23 | 47 | 741 | 2096 | 3201.5 | 3201.5 | 4076.5 | 7638.5 | 7638.5 | 7638.5 | 8755.5
2010 | US | SERC | VACAR | - | W07a | Future, Planned | 23 | 47 | 741 | 2096 | 3201.5 | 3201.5 | 4076.5 | 7638.5 | 7638.5 | 7638.5 | 8755.5
2010 | US | SERC | VACAR | - | W07a1 | Wind Expected On-Peak | 0 | 0 | 0 | 0 | 0 | 0 | 0 | 0 | 0 | 0 | 0
2010 | US | SERC | VACAR | - | W07a2 | Wind Derate On-Peak | 0 | 0 | 0 | 0 | 0 | 0 | 0 | 0 | 0 | 0 | 0
2010 | US | SERC | VACAR | - | W07a3 | Solar Expected On-Peak | 0 | 0 | 0 | 0 | 0 | 0 | 0 | 0 | 0 | 0 | 0
2010 | US | SERC | VACAR | - | W07a4 | Solar Derate On-Peak | 0 | 0 | 0 | 0 | 0 | 0 | 0 | 0 | 0 | 0 | 0
2010 | US | SERC | VACAR | - | W07a5 | Hydro Expected On-Peak | 0 | 0 | 0 | 0 | 0 | 0 | 0 | 0 | 0 | 0 | 0
2010 | US | SERC | VACAR | - | W07a6 | Hydro Derate On-Peak | 0 | 0 | 0 | 0 | 0 | 0 | 0 | 0 | 0 | 0 | 0
2010 | US | SERC | VACAR | - | W07a7 | Biomass Expected On-Peak | 0 | 0 | 0 | 80 | 80 | 80 | 80 | 80 | 80 | 80 | 80
2010 | US | SERC | VACAR | - | W07a8 | Biomass Derate On-Peak | 0 | 0 | 0 | 0 | 0 | 0 | 0 | 0 | 0 | 0 | 0
2010 | US | SERC | VACAR | - | W07a9 | Demand Response Expected On-Peak (Load Management Programs) | 0 | 0 | 0 | 0 | 0 | 0 | 0 | 0 | 0 | 0 | 0
2010 | US | SERC | VACAR | - | W07a10 | Demand Response Derate On-Peak (Load Management Programs) | 0 | 0 | 0 | 0 | 0 | 0 | 0 | 0 | 0 | 0 | 0
2010 | US | SERC | VACAR | - | W07a11 | Transmission-Limited Resources | 0 | 0 | 0 | 0 | 0 | 0 | 0 | 0 | 0 | 0 | 0
2010 | US | SERC | VACAR | - | W07a12 | Scheduled Outage - Maintenance | 0 | 0 | 0 | 0 | 0 | 0 | 0 | 0 | 0 | 0 | 0
2010 | US | SERC | VACAR | - | W07a13 | All Other Derates | 0 | 0 | 0 | 0 | 0 | 0 | 0 | 0 | 0 | 0 | 0
2010 | US | SERC | VACAR | - | W07a14 | Energy Only | 0 | 0 | 0 | 0 | 0 | 0 | 0 | 0 | 0 | 0 | 0
2010 | US | SERC | VACAR | - | W07b | Future, Other | 0 | 0 | 0 | 0 | 0 | 0 | 0 | 0 | 0 | 0 | 0
2010 | US | SERC | VACAR | - | W07b1 | Wind Expected On-Peak | 0 | 0 | 0 | 0 | 0 | 0 | 0 | 0 | 0 | 0 | 0
2010 | US | SERC | VACAR | - | W07b2 | Wind Derate On-Peak | 0 | 0 | 0 | 0 | 0 | 0 | 0 | 0 | 0 | 0 | 0
2010 | US | SERC | VACAR | - | W07b3 | Solar Expected On-Peak | 0 | 0 | 0 | 0 | 0 | 0 | 0 | 0 | 0 | 0 | 0
2010 | US | SERC | VACAR | - | W07b4 | Solar Derate On-Peak | 0 | 0 | 0 | 0 | 0 | 0 | 0 | 0 | 0 | 0 | 0
2010 | US | SERC | VACAR | - | W07b5 | Hydro Expected On-Peak | 0 | 0 | 0 | 0 | 0 | 0 | 0 | 0 | 0 | 0 | 0
2010 | US | SERC | VACAR | - | W07b6 | Hydro Derate On-Peak | 0 | 0 | 0 | 0 | 0 | 0 | 0 | 0 | 0 | 0 | 0
2010 | US | SERC | VACAR | - | W07b7 | Biomass Expected On-Peak | 0 | 0 | 0 | 0 | 0 | 0 | 0 | 0 | 0 | 0 | 0
2010 | US | SERC | VACAR | - | W07b8 | Biomass Derate On-Peak | 0 | 0 | 0 | 0 | 0 | 0 | 0 | 0 | 0 | 0 | 0
2010 | US | SERC | VACAR | - | W07b9 | Transmission-Limited Resources | 0 | 0 | 0 | 0 | 0 | 0 | 0 | 0 | 0 | 0 | 0
2010 | US | SERC | VACAR | - | W07b10 | Scheduled Outage - Maintenance | 0 | 0 | 0 | 0 | 0 | 0 | 0 | 0 | 0 | 0 | 0
2010 | US | SERC | VACAR | - | W07b11 | All Other Derates | 0 | 0 | 0 | 0 | 0 | 0 | 0 | 0 | 0 | 0 | 0
2010 | US | SERC | VACAR | - | W07b12 | Energy Only | 0 | 0 | 0 | 0 | 0 | 0 | 0 | 0 | 0 | 0 | 0
2010 | US | SERC | VACAR | - | W08 | Conceptual | 0 | 28.75 | 304.45 | 524.45 | 691.45 | 2046.45 | 2461.45 | 2461.45 | 2662.45 | 3564.45 | 4689.45
2010 | US | SERC | VACAR | - | W08a1 | Wind Expected On-Peak | 0 | 0 | 0 | 29.9 | 29.9 | 29.9 | 29.9 | 29.9 | 29.9 | 29.9 | 29.9
2010 | US | SERC | VACAR | - | W08a2 | Wind Derate On-Peak | 0 | 0 | 0 | 190.1 | 190.1 | 190.1 | 190.1 | 190.1 | 190.1 | 190.1 | 190.1
2010 | US | SERC | VACAR | - | W08a3 | Solar Expected On-Peak | 0 | 0 | 1.9 | 1.9 | 1.9 | 1.9 | 1.9 | 1.9 | 1.9 | 1.9 | 1.9
2010 | US | SERC | VACAR | - | W08a4 | Solar Derate On-Peak | 0 | 0 | 3.1 | 3.1 | 3.1 | 3.1 | 3.1 | 3.1 | 3.1 | 3.1 | 3.1
2010 | US | SERC | VACAR | - | W08a5 | Hydro Expected On-Peak | 0 | 0 | 0 | 0 | 0 | 0 | 0 | 0 | 0 | 0 | 0
2010 | US | SERC | VACAR | - | W08a6 | Hydro Derate On-Peak | 0 | 0 | 0 | 0 | 0 | 0 | 0 | 0 | 0 | 0 | 0
2010 | US | SERC | VACAR | - | W08a7 | Biomass Expected On-Peak | 0 | 28.75 | 65.15 | 65.15 | 65.15 | 65.15 | 65.15 | 65.15 | 65.15 | 65.15 | 65.15
2010 | US | SERC | VACAR | - | W08a8 | Biomass Derate On-Peak | 0 | 0 | 0 | 0 | 0 | 0 | 0 | 0 | 0 | 0 | 0
2010 | US | SERC | VACAR | - | W08a9 | All Other Derates | 0 | 0 | 0 | 0 | 0 | 616 | 616 | 616 | 616 | 1116 | 1116
2010 | US | SERC | VACAR | - | W08a10 | Energy Only | 0 | 0 | 0 | 0 | 0 | 0 | 0 | 0 | 0 | 0 | 0
2010 | US | SERC | VACAR | - | W09 | ANTICIPATED INTERNAL CAPACITY = 6a+7a | 74946.975 | 74955.975 | 75813.975 | 77342.975 | 80103.975 | 80223.975 | 81126.975 | 84598.975 | 84598.265 | 84598.975 | 85505.475
2010 | US | SERC | VACAR | - | W10 | CAPACITY TRANSACTIONS - IMPORTS = 10a+10b+10c+10d | 2279 | 1653 | 1606 | 1431 | 1576 | 1527 | 1354 | 1369 | 1382 | 1491 | 1505
2010 | US | SERC | VACAR | - | W10a | Firm (Note: The sum of 10a1 and 10a2 must be <= 10a) | 2279 | 1549 | 1552 | 1377 | 1522 | 1473 | 1353 | 1368 | 1381 | 1490 | 1504
2010 | US | SERC | VACAR | - | W10a1 | Full-Responsibility Purchases | 0 | 0 | 0 | 0 | 0 | 0 | 0 | 0 | 0 | 0 | 0
2010 | US | SERC | VACAR | - | W10a2 | Owned Capacity/Entitlement Located Outside the Region/Subregion | 0 | 0 | 0 | 0 | 0 | 0 | 0 | 0 | 0 | 0 | 0
2010 | US | SERC | VACAR | - | W10b | Non-firm | 0 | 104 | 54 | 54 | 54 | 54 | 1 | 1 | 1 | 1 | 1
2010 | US | SERC | VACAR | - | W10c | Expected (Note: The sum of 10c1 and 10c2 must be <= 10c) | 0 | 0 | 0 | 0 | 0 | 0 | 0 | 0 | 0 | 0 | 0
2010 | US | SERC | VACAR | - | W10c1 | Full-Responsibility Purchases | 0 | 0 | 0 | 0 | 0 | 0 | 0 | 0 | 0 | 0 | 0
2010 | US | SERC | VACAR | - | W10c2 | Owned Capacity/Entitlement Located Outside the Region/Subregion | 0 | 0 | 0 | 0 | 0 | 0 | 0 | 0 | 0 | 0 | 0
2010 | US | SERC | VACAR | - | W10d | Provisional – transactions under study, but negotiations have not begun. | 0 | 0 | 0 | 0 | 0 | 0 | 0 | 0 | 0 | 0 | 0
2010 | US | SERC | VACAR | - | W11 | CAPACITY TRANSACTIONS - EXPORTS = 11a+11b+11c+11d | 1652 | 1536 | 1382 | 1382 | 1382 | 1382 | 1382 | 1382 | 1382 | 1382 | 1382
2010 | US | SERC | VACAR | - | W11a | Firm (Note: The sum of 11a1 and 11a2 must be <= 11a) | 1602 | 1486 | 1382 | 1382 | 1382 | 1382 | 1382 | 1382 | 1382 | 1382 | 1382
2010 | US | SERC | VACAR | - | W11a1 | Full-Responsibility Purchases | 0 | 0 | 0 | 0 | 0 | 0 | 0 | 0 | 0 | 0 | 0
2010 | US | SERC | VACAR | - | W11a2 | Owned Capacity/Entitlement Located Outside the Region/Subregion | 116 | 0 | 0 | 0 | 0 | 0 | 0 | 0 | 0 | 0 | 0
2010 | US | SERC | VACAR | - | W11b | Non-firm | 50 | 50 | 0 | 0 | 0 | 0 | 0 | 0 | 0 | 0 | 0
2010 | US | SERC | VACAR | - | W11c | Expected (Note: The sum of 11c1 and 11c2 must be <= 11c) | 0 | 0 | 0 | 0 | 0 | 0 | 0 | 0 | 0 | 0 | 0
2010 | US | SERC | VACAR | - | W11c1 | Full-Responsibility Purchases | 0 | 0 | 0 | 0 | 0 | 0 | 0 | 0 | 0 | 0 | 0
2010 | US | SERC | VACAR | - | W11c2 | Owned Capacity/Entitlement Located Outside the Region/Subregion | 0 | 0 | 0 | 0 | 0 | 0 | 0 | 0 | 0 | 0 | 0
2010 | US | SERC | VACAR | - | W11d | Provisional – transactions under study, but negotiations have not begun. | 0 | 0 | 0 | 0 | 0 | 0 | 0 | 0 | 0 | 0 | 0
2010 | US | SERC | VACAR | - | W12 | EXISTING, CERTAIN CAPACITY & NET FIRM TRANSACTIONS = 6a+Net Firm Transactions | 75600.975 | 74971.975 | 75242.975 | 75241.975 | 77042.475 | 77113.475 | 77021.475 | 76946.475 | 76958.765 | 77068.475 | 76871.975
2010 | US | SERC | VACAR | - | W13 | ANTICIPATED CAPACITY RESOURCES = 12+7a+Net Expected Transactions | 0 | 75018.975 | 75983.975 | 77337.975 | 80243.975 | 80314.975 | 81097.975 | 84584.975 | 84597.265 | 84706.975 | 85627.475
2010 | US | SERC | VACAR | - | W14 | PROSPECTIVE CAPACITY RESOURCES = 13+6b+16b | 0 | 76798.575 | 77763.575 | 79117.575 | 82023.575 | 82094.575 | 82877.575 | 86364.575 | 86376.865 | 86486.575 | 87407.075
2010 | US | SERC | VACAR | - | W15 | TOTAL POTENTIAL CAPACITY RESOURCES = 13+6b+7b+8+Net Provisional Transactions | 0 | 76827.325 | 78068.025 | 79642.025 | 82715.025 | 84141.025 | 85339.025 | 88826.025 | 89039.315 | 90051.025 | 92096.525
2010 | US | SERC | VACAR | - | W15a | ADJUSTED POTENTIAL CAPACITY RESOURCES = 13+6b+16b+16d+Net Provisional Transactions | 0 | 76798.575 | 77763.575 | 79117.575 | 82023.575 | 82094.575 | 82877.575 | 86364.575 | 86376.865 | 86486.575 | 87407.075
2010 | US | SERC | VACAR | - | W16a | Confidence of Future, Other (7b), using reasonable judgement | 0 | 0 | 0 | 0 | 0 | 0 | 0 | 0 | 0 | 0 | 0
2010 | US | SERC | VACAR | - | W16b | Net Future, Other Resources After Confidence Percentage Is Applied = 7b*16a | 0 | 0 | 0 | 0 | 0 | 0 | 0 | 0 | 0 | 0 | 0
2010 | US | SERC | VACAR | - | W16c | Confidence of Conceptual (8), using reasonable judgement | 0 | 0 | 0 | 0 | 0 | 0 | 0 | 0 | 0 | 0 | 0
2010 | US | SERC | VACAR | - | W16d | Net Conceptual Resources After Confidence Percentage Is Applied = 8*16c | 0 | 0 | 0 | 0 | 0 | 0 | 0 | 0 | 0 | 0 | 0
2010 | US | SERC | VACAR | - | W17 | Region/Subregion Target Reserve Margin | 0 | 0.15 | 0.15 | 0.15 | 0.15 | 0.15 | 0.15 | 0.15 | 0.15 | 0.15 | 0.15
2010 | US | SERC | VACAR | - | W18 | Existing Certain and Net Firm Transactions Reserve Margin = (12-3)/3 | 0 | 0.30811 | 0.297 | 0.2832 | 0.29433 | 0.27731 | 0.25813 | 0.23871 | 0.22114 | 0.20542 | 0.18496
2010 | US | SERC | VACAR | - | W19 | Anticipated Capacity Resources Reserve Margin = (13-3)/3 | 0 | 0.30893 | 0.30977 | 0.31895 | 0.34812 | 0.33033 | 0.32472 | 0.36168 | 0.34234 | 0.32489 | 0.31992
2010 | US | SERC | VACAR | - | W20 | Prospective Capacity Resources Reserve Margin = (14-3)/3 | 0 | 0.33999 | 0.34045 | 0.3493 | 0.37801 | 0.35981 | 0.35379 | 0.39033 | 0.37058 | 0.35273 | 0.34736
2010 | US | SERC | VACAR | - | W21 | Total Potential Resources Reserve Margin = (15-3)/3 | 0 | 0.34049 | 0.3457 | 0.35824 | 0.38963 | 0.39371 | 0.394 | 0.42996 | 0.41283 | 0.40848 | 0.41964
2010 | US | SERC | VACAR | - | W22 | Adjusted Potential Resources Reserve Margin = (15a-3)/3 | 0 | 0.33999 | 0.34045 | 0.3493 | 0.37801 | 0.35981 | 0.35379 | 0.39033 | 0.37058 | 0.35273 | 0.34736
2010 | US | SERC | VACAR | - | W23 | Total Baseline Installed Capacity | 76791.575 | 0 | 0 | 0 | 0 | 0 | 0 | 0 | 0 | 0 | 0
2010 | US | SPP | - | - | W01 | Unrestricted Non-coincident Peak Demand = 2+1a+1b-1c-1d | 32863.3703 | 31453.027 | 33109.8714 | 33968.6251 | 34516.91 | 35055.2121 | 35527.6526 | 36086.0686 | 36637.0683 | 37179.9357 | 37653.8643
2010 | US | SPP | - | - | W01a | New Conservation (Energy Efficiency) | 0 | 38.3352 | 62.8714 | 84.8198 | 94.1154 | 103.8771 | 110.0401 | 110.0198 | 108.4891 | 109.6514 | 109.5179
2010 | US | SPP | - | - | W01b | Estimated Diversity | 0 | 0 | 0 | 0 | 0 | 0 | 0 | 0 | 0 | 0 | 0
2010 | US | SPP | - | - | W01c | Additions for non-member load (load served by non-registered LSE's in a region) | 0 | 0 | 0 | 0 | 0 | 0 | 0 | 0 | 0 | 0 | 0
2010 | US | SPP | - | - | W01d | Stand-by Load Under Contract (Normally served by behind the meter generation) | 0 | 0 | 0 | 0 | 0 | 0 | 0 | 0 | 0 | 0 | 0
2010 | US | SPP | - | - | W02 | Total Internal Demand | 32863.3703 | 31414.6918 | 33047 | 33883.8053 | 34422.7946 | 34951.335 | 35417.6125 | 35976.0488 | 36528.5793 | 37070.2843 | 37544.3465
2010 | US | SPP | - | - | W02a | Direct Control Load Management | 0 | 11.3811 | 18.0267 | 24.6313 | 26.5017 | 26.3399 | 26.1807 | 26.0228 | 25.8648 | 25.7094 | 25.5553
2010 | US | SPP | - | - | W02b | Contractually Interruptible (Curtailable) | 122 | 206.084 | 210.084 | 214.084 | 219.084 | 222.084 | 214.8223 | 216.8223 | 219.8223 | 221.8223 | 224.8223
2010 | US | SPP | - | - | W02c | Critical Peak-Pricing (CPP) with Control | 0 | 0 | 0 | 0 | 0 | 0 | 0 | 0 | 0 | 0 | 0
2010 | US | SPP | - | - | W02d | Load as a Capacity Resource | 0 | 0 | 0 | 0 | 0 | 0 | 0 | 0 | 0 | 0 | 0
2010 | US | SPP | - | - | W03 | Net Internal Demand = 2-2a-2b-2c-2d | 32741.3703 | 31197.2267 | 32818.8893 | 33645.09 | 34177.2089 | 34702.9111 | 35176.6095 | 35733.2037 | 36282.8922 | 36822.7526 | 37293.9688
2010 | US | SPP | - | - | W04a | Demand Response used for Reserves - Spinning | 0 | 0 | 0 | 0 | 0 | 0 | 0 | 0 | 0 | 0 | 0
2010 | US | SPP | - | - | W04b | Demand Response used for Reserves - Non-Spinning | 0 | 0 | 0 | 0 | 0 | 0 | 0 | 0 | 0 | 0 | 0
2010 | US | SPP | - | - | W04c | Demand Response used for Regulation | 0 | 0 | 0 | 0 | 0 | 0 | 0 | 0 | 0 | 0 | 0
2010 | US | SPP | - | - | W04d | Demand Response used for Energy, Voluntary - Emergency | 0 | 0 | 0 | 0 | 0 | 0 | 0 | 0 | 0 | 0 | 0
2010 | US | SPP | - | - | W05 | TOTAL INTERNAL CAPACITY = 6+7 | 57846.705 | 63106.22 | 63993.12 | 65340.42 | 65742.42 | 66290.32 | 66565.36 | 66756.215 | 67079.426 | 67726.982 | 67736.482
2010 | US | SPP | - | - | W06 | EXISTING CAPACITY = 6a+6b+6c | 57846.705 | 61112.22 | 61112.22 | 61112.22 | 61112.22 | 61112.22 | 61112.22 | 61112.22 | 61112.22 | 61112.22 | 61112.22
2010 | US | SPP | - | - | W06a | Existing, Certain | 49233.885 | 53339.29 | 53339.29 | 53339.29 | 53339.29 | 53339.29 | 53339.29 | 53339.29 | 53339.29 | 53339.29 | 53339.29
2010 | US | SPP | - | - | W06a1 | Wind Expected On-Peak | 69 | 237 | 237 | 237 | 237 | 237 | 237 | 237 | 237 | 237 | 237
2010 | US | SPP | - | - | W06a2 | Solar Expected On-Peak | 0 | 0 | 0 | 0 | 0 | 0 | 0 | 0 | 0 | 0 | 0
2010 | US | SPP | - | - | W06a3 | Hydro Expected On-Peak | 2075 | 2175.318 | 2175.318 | 2175.318 | 2175.318 | 2175.318 | 2175.318 | 2175.318 | 2175.318 | 2175.318 | 2175.318
2010 | US | SPP | - | - | W06a4 | Biomass Expected On-Peak | 0 | 5 | 5 | 5 | 5 | 5 | 5 | 5 | 5 | 5 | 5
2010 | US | SPP | - | - | W06a5 | Load as a Capacity Resource Expected On-Peak (Load Management Programs) | 0 | 0 | 0 | 0 | 0 | 0 | 0 | 0 | 0 | 0 | 0
2010 | US | SPP | - | - | W06b | Existing, Other | 7612.47 | 4779.93 | 4779.93 | 4779.93 | 4779.93 | 4779.93 | 4779.93 | 4779.93 | 4779.93 | 4779.93 | 4779.93
2010 | US | SPP | - | - | W06b1 | Wind Derate On-Peak | 411 | 2462 | 2462 | 2462 | 2462 | 2462 | 2462 | 2462 | 2462 | 2462 | 2462
2010 | US | SPP | - | - | W06b2 | Solar Derate On-Peak | 0 | 0 | 0 | 0 | 0 | 0 | 0 | 0 | 0 | 0 | 0
2010 | US | SPP | - | - | W06b3 | Hydro Derate On-Peak | 57 | 57 | 57 | 57 | 57 | 57 | 57 | 57 | 57 | 57 | 57
2010 | US | SPP | - | - | W06b4 | Biomass Derate On-Peak | 0 | 0 | 0 | 0 | 0 | 0 | 0 | 0 | 0 | 0 | 0
2010 | US | SPP | - | - | W06b5 | Load as a Capacity Resource Derate On-Peak (Load Management Programs) | 0 | 0 | 0 | 0 | 0 | 0 | 0 | 0 | 0 | 0 | 0
2010 | US | SPP | - | - | W06b7 | Transmission-Limited Resources | 0 | 10 | 10 | 10 | 10 | 10 | 10 | 10 | 10 | 10 | 10
2010 | US | SPP | - | - | W06b8 | All Other Derates | -35 | 200 | 200 | 200 | 200 | 200 | 200 | 200 | 200 | 200 | 200
2010 | US | SPP | - | - | W06b9 | Energy Only | 0 | 0 | 0 | 0 | 0 | 0 | 0 | 0 | 0 | 0 | 0
2010 | US | SPP | - | - | W06c | Existing, Inoperable (Note: Not used in margin calculations) | 567.35 | 264 | 264 | 264 | 264 | 264 | 264 | 264 | 264 | 264 | 264
2010 | US | SPP | - | - | W07 | FUTURE CAPACITY ADDITIONS = 7a+7b | 0 | 1876 | 2620.9 | 3483.2 | 3885.2 | 4433.1 | 4708.14 | 4898.995 | 5222.206 | 5869.762 | 5879.262
2010 | US | SPP | - | - | W07a | Future, Planned | 0 | 1876 | 2620.9 | 3483.2 | 3885.2 | 4433.1 | 4708.14 | 4898.995 | 5222.206 | 5869.762 | 5879.262
2010 | US | SPP | - | - | W07a1 | Wind Expected On-Peak | 0 | 12 | 0 | 0 | 0 | 0 | 0 | 0 | 0 | 0 | 0
2010 | US | SPP | - | - | W07a2 | Wind Derate On-Peak | 0 | 118 | 260 | 745 | 745 | 745 | 745 | 745 | 745 | 745 | 745
2010 | US | SPP | - | - | W07a3 | Solar Expected On-Peak | 0 | 0 | 5.4 | 27 | 27 | 27 | 41 | 41 | 41 | 41 | 41
2010 | US | SPP | - | - | W07a4 | Solar Derate On-Peak | 0 | 0 | 0 | 0 | 0 | 0 | 0 | 0 | 0 | 0 | 0
2010 | US | SPP | - | - | W07a5 | Hydro Expected On-Peak | 0 | 4 | 8 | 14 | 16 | 18 | 18 | 18 | 18 | 18 | 18
2010 | US | SPP | - | - | W07a6 | Hydro Derate On-Peak | 0 | 0 | 0 | 0 | 0 | 0 | 0 | 0 | 0 | 0 | 0
2010 | US | SPP | - | - | W07a7 | Biomass Expected On-Peak | 0 | 0 | 6 | 6 | 76 | 76 | 79 | 79 | 79 | 79 | 79
2010 | US | SPP | - | - | W07a8 | Biomass Derate On-Peak | 0 | 0 | 0 | 0 | 0 | 0 | 0 | 0 | 0 | 0 | 0
2010 | US | SPP | - | - | W07a9 | Demand Response Expected On-Peak (Load Management Programs) | 0 | 0 | 3 | 79 | 160 | 265 | 302 | 337 | 352 | 369 | 371
2010 | US | SPP | - | - | W07a10 | Demand Response Derate On-Peak (Load Management Programs) | 0 | 0 | 0 | 0 | 0 | 0 | 0 | 0 | 0 | 0 | 0
2010 | US | SPP | - | - | W07a11 | Transmission-Limited Resources | 0 | 0 | 0 | 0 | 0 | 0 | 0 | 0 | 0 | 0 | 0
2010 | US | SPP | - | - | W07a12 | Scheduled Outage - Maintenance | 0 | 0 | 0 | 0 | 0 | 0 | 0 | 0 | 0 | 0 | 0
2010 | US | SPP | - | - | W07a13 | All Other Derates | 0 | 0 | 0 | 0 | 0 | 0 | 0 | 0 | 0 | 0 | 0
2010 | US | SPP | - | - | W07a14 | Energy Only | 0 | 0 | 0 | 0 | 0 | 0 | 0 | 0 | 0 | 0 | 0
2010 | US | SPP | - | - | W07b | Future, Other | 0 | 0 | 0 | 0 | 0 | 0 | 0 | 0 | 0 | 0 | 0
2010 | US | SPP | - | - | W07b1 | Wind Expected On-Peak | 0 | 0 | 0 | 0 | 0 | 0 | 0 | 0 | 0 | 0 | 0
2010 | US | SPP | - | - | W07b2 | Wind Derate On-Peak | 0 | 0 | 0 | 0 | 0 | 0 | 0 | 0 | 0 | 0 | 0
2010 | US | SPP | - | - | W07b3 | Solar Expected On-Peak | 0 | 0 | 0 | 0 | 0 | 0 | 0 | 0 | 0 | 0 | 0
2010 | US | SPP | - | - | W07b4 | Solar Derate On-Peak | 0 | 0 | 0 | 0 | 0 | 0 | 0 | 0 | 0 | 0 | 0
2010 | US | SPP | - | - | W07b5 | Hydro Expected On-Peak | 0 | 0 | 0 | 0 | 0 | 0 | 0 | 0 | 0 | 0 | 0
2010 | US | SPP | - | - | W07b6 | Hydro Derate On-Peak | 0 | 0 | 0 | 0 | 0 | 0 | 0 | 0 | 0 | 0 | 0
2010 | US | SPP | - | - | W07b7 | Biomass Expected On-Peak | 0 | 0 | 0 | 0 | 0 | 0 | 0 | 0 | 0 | 0 | 0
2010 | US | SPP | - | - | W07b8 | Biomass Derate On-Peak | 0 | 0 | 0 | 0 | 0 | 0 | 0 | 0 | 0 | 0 | 0
2010 | US | SPP | - | - | W07b9 | Transmission-Limited Resources | 0 | 0 | 0 | 0 | 0 | 0 | 0 | 0 | 0 | 0 | 0
2010 | US | SPP | - | - | W07b10 | Scheduled Outage - Maintenance | 0 | 0 | 0 | 0 | 0 | 0 | 0 | 0 | 0 | 0 | 0
2010 | US | SPP | - | - | W07b11 | All Other Derates | 0 | 0 | 0 | 0 | 0 | 0 | 0 | 0 | 0 | 0 | 0
2010 | US | SPP | - | - | W07b12 | Energy Only | 0 | 0 | 0 | 0 | 0 | 0 | 0 | 0 | 0 | 0 | 0
2010 | US | SPP | - | - | W08 | Conceptual | 0 | 3545 | 10168 | 21654.6 | 23064.6 | 23820.6 | 25470.6 | 25470.6 | 25470.6 | 25716.6 | 33676.6
2010 | US | SPP | - | - | W08a1 | Wind Expected On-Peak | 0 | 3404 | 8978 | 14318 | 15728 | 16484 | 17484 | 17484 | 17484 | 17484 | 25130
2010 | US | SPP | - | - | W08a2 | Wind Derate On-Peak | 0 | 340 | 897 | 1431 | 1572 | 1648 | 1748 | 2048 | 2048 | 2048 | 2813
2010 | US | SPP | - | - | W08a3 | Solar Expected On-Peak | 0 | 0 | 0 | 0 | 0 | 0 | 0 | 0 | 0 | 0 | 0
2010 | US | SPP | - | - | W08a4 | Solar Derate On-Peak | 0 | 0 | 0 | 0 | 0 | 0 | 0 | 0 | 0 | 0 | 0
2010 | US | SPP | - | - | W08a5 | Hydro Expected On-Peak | 0 | 16 | 16 | 20.6 | 20.6 | 20.6 | 20.6 | 20.6 | 20.6 | 20.6 | 20.6
2010 | US | SPP | - | - | W08a6 | Hydro Derate On-Peak | 0 | 2 | 2 | 3 | 3 | 3 | 3 | 3 | 3 | 3 | 3
2010 | US | SPP | - | - | W08a7 | Biomass Expected On-Peak | 0 | 0 | 0 | 0 | 0 | 0 | 0 | 0 | 0 | 0 | 0
2010 | US | SPP | - | - | W08a8 | Biomass Derate On-Peak | 0 | 0 | 0 | 0 | 0 | 0 | 0 | 0 | 0 | 0 | 0
2010 | US | SPP | - | - | W08a9 | All Other Derates | 0 | 0 | 0 | 0 | 0 | 0 | 0 | 0 | 0 | 0 | 0
2010 | US | SPP | - | - | W08a10 | Energy Only | 0 | 0 | 0 | 0 | 0 | 0 | 0 | 0 | 0 | 0 | 0
2010 | US | SPP | - | - | W09 | ANTICIPATED INTERNAL CAPACITY = 6a+7a | 49233.885 | 55215.29 | 55960.19 | 56822.49 | 57224.49 | 57772.39 | 58047.43 | 58238.285 | 58561.496 | 59209.052 | 59218.552
2010 | US | SPP | - | - | W10 | CAPACITY TRANSACTIONS - IMPORTS = 10a+10b+10c+10d | 3973.2 | 3772.2 | 3452.2 | 3828.2 | 3738.2 | 4362.3 | 3289.5 | 3909 | 4617.1 | 4796.1 | 5445.4
2010 | US | SPP | - | - | W10a | Firm (Note: The sum of 10a1 and 10a2 must be <= 10a) | 3922.2 | 3399.2 | 3074.2 | 3463.2 | 3315.2 | 3888.3 | 2762.5 | 3321 | 3947.1 | 4537.1 | 5129.4
2010 | US | SPP | - | - | W10a1 | Full-Responsibility Purchases | 2348 | 2008 | 1545 | 1670 | 1756 | 2228 | 1289 | 1836 | 2381 | 2924 | 3469
2010 | US | SPP | - | - | W10a2 | Owned Capacity/Entitlement Located Outside the Region/Subregion | 320 | 320 | 359 | 398 | 437 | 476 | 218 | 257 | 296 | 335 | 374
2010 | US | SPP | - | - | W10b | Non-firm | 51 | 0 | 0 | 0 | 0 | 0 | 0 | 0 | 0 | 0 | 0
2010 | US | SPP | - | - | W10c | Expected (Note: The sum of 10c1 and 10c2 must be <= 10c) | 0 | 373 | 378 | 365 | 423 | 474 | 527 | 588 | 670 | 259 | 316
2010 | US | SPP | - | - | W10c1 | Full-Responsibility Purchases | 0 | 0 | 8 | 22 | 42 | 42 | 50 | 58 | 87 | 116 | 145
2010 | US | SPP | - | - | W10c2 | Owned Capacity/Entitlement Located Outside the Region/Subregion | 0 | 0 | 0 | 0 | 0 | 0 | 0 | 0 | 0 | 0 | 0
2010 | US | SPP | - | - | W10d | Provisional – transactions under study, but negotiations have not begun. | 0 | 0 | 0 | 0 | 0 | 0 | 0 | 0 | 0 | 0 | 0
2010 | US | SPP | - | - | W11 | CAPACITY TRANSACTIONS - EXPORTS = 11a+11b+11c+11d | 3059 | 2978 | 2977 | 2977 | 2959 | 2890 | 3085 | 3005 | 3000 | 2997 | 2992
2010 | US | SPP | - | - | W11a | Firm (Note: The sum of 11a1 and 11a2 must be <= 11a) | 3059 | 2978 | 2977 | 2977 | 2959 | 2890 | 3085 | 3005 | 3000 | 2997 | 2992
2010 | US | SPP | - | - | W11a1 | Full-Responsibility Purchases | 2061 | 2066 | 2134 | 2134 | 2164 | 2171 | 2163 | 2155 | 2147 | 2139 | 2131
2010 | US | SPP | - | - | W11a2 | Owned Capacity/Entitlement Located Outside the Region/Subregion | 66 | 66 | 86 | 68 | 88 | 108 | 268 | 288 | 308 | 270 | 270
2010 | US | SPP | - | - | W11b | Non-firm | 0 | 0 | 0 | 0 | 0 | 0 | 0 | 0 | 0 | 0 | 0
2010 | US | SPP | - | - | W11c | Expected (Note: The sum of 11c1 and 11c2 must be <= 11c) | 0 | 0 | 0 | 0 | 0 | 0 | 0 | 0 | 0 | 0 | 0
2010 | US | SPP | - | - | W11c1 | Full-Responsibility Purchases | 0 | 0 | 0 | 0 | 0 | 0 | 0 | 0 | 0 | 0 | 0
2010 | US | SPP | - | - | W11c2 | Owned Capacity/Entitlement Located Outside the Region/Subregion | 0 | 0 | 0 | 0 | 0 | 0 | 0 | 0 | 0 | 0 | 0
2010 | US | SPP | - | - | W11d | Provisional – transactions under study, but negotiations have not begun. | 0 | 0 | 0 | 0 | 0 | 0 | 0 | 0 | 0 | 0 | 0
2010 | US | SPP | - | - | W12 | EXISTING, CERTAIN CAPACITY & NET FIRM TRANSACTIONS = 6a+Net Firm Transactions | 50097.085 | 53760.49 | 53436.49 | 53825.49 | 53695.49 | 54337.59 | 53016.79 | 53655.29 | 54286.39 | 54879.39 | 55476.69
2010 | US | SPP | - | - | W13 | ANTICIPATED CAPACITY RESOURCES = 12+7a+Net Expected Transactions | 0 | 56009.49 | 56435.39 | 57673.69 | 58003.69 | 59244.69 | 58251.93 | 59142.285 | 60178.596 | 61008.152 | 61671.952
2010 | US | SPP | - | - | W14 | PROSPECTIVE CAPACITY RESOURCES = 13+6b+16b | 0 | 60789.42 | 61215.32 | 62453.62 | 62783.62 | 64024.62 | 63031.86 | 63922.215 | 64958.526 | 65788.082 | 66451.882
2010 | US | SPP | - | - | W15 | TOTAL POTENTIAL CAPACITY RESOURCES = 13+6b+7b+8+Net Provisional Transactions | 0 | 64334.42 | 71383.32 | 84108.22 | 85848.22 | 87845.22 | 88502.46 | 89392.815 | 90429.126 | 91504.682 | 100128.482
2010 | US | SPP | - | - | W15a | ADJUSTED POTENTIAL CAPACITY RESOURCES = 13+6b+16b+16d+Net Provisional Transactions | 0 | 61143.92 | 62232.12 | 64619.08 | 65090.08 | 66406.68 | 65578.92 | 66469.275 | 67505.586 | 68359.742 | 69819.542
2010 | US | SPP | - | - | W16a | Confidence of Future, Other (7b), using reasonable judgement | 0 | 0 | 0 | 0 | 0 | 0 | 0 | 0 | 0 | 0 | 0
2010 | US | SPP | - | - | W16b | Net Future, Other Resources After Confidence Percentage Is Applied = 7b*16a | 0 | 0 | 0 | 0 | 0 | 0 | 0 | 0 | 0 | 0 | 0
2010 | US | SPP | - | - | W16c | Confidence of Conceptual (8), using reasonable judgement | 0 | 0.1 | 0.1 | 0.1 | 0.1 | 0.1 | 0.1 | 0.1 | 0.1 | 0.1 | 0.1
2010 | US | SPP | - | - | W16d | Net Conceptual Resources After Confidence Percentage Is Applied = 8*16c | 0 | 354.5 | 1016.8 | 2165.46 | 2306.46 | 2382.06 | 2547.06 | 2547.06 | 2547.06 | 2571.66 | 3367.66
2010 | US | SPP | - | - | W17 | Region/Subregion Target Reserve Margin | 0 | 0.136 | 0.136 | 0.136 | 0.136 | 0.136 | 0.136 | 0.136 | 0.136 | 0.136 | 0.136
2010 | US | SPP | - | - | W18 | Existing Certain and Net Firm Transactions Reserve Margin = (12-3)/3 | 0 | 0.72325 | 0.62822 | 0.5998 | 0.57109 | 0.56579 | 0.50716 | 0.50155 | 0.4962 | 0.49037 | 0.48755
2010 | US | SPP | - | - | W19 | Anticipated Capacity Resources Reserve Margin = (13-3)/3 | 0 | 0.79534 | 0.7196 | 0.71418 | 0.69715 | 0.7072 | 0.65598 | 0.65511 | 0.65859 | 0.65681 | 0.65367
2010 | US | SPP | - | - | W20 | Prospective Capacity Resources Reserve Margin = (14-3)/3 | 0 | 0.94855 | 0.86525 | 0.85625 | 0.837 | 0.84494 | 0.79187 | 0.78887 | 0.79033 | 0.78661 | 0.78184
2010 | US | SPP | - | - | W21 | Total Potential Resources Reserve Margin = (15-3)/3 | 0 | 1.0622 | 1.1751 | 1.4999 | 1.5119 | 1.5314 | 1.5159 | 1.5017 | 1.4923 | 1.485 | 1.6848
2010 | US | SPP | - | - | W22 | Adjusted Potential Resources Reserve Margin = (15a-3)/3 | 0 | 0.95992 | 0.89623 | 0.92061 | 0.90449 | 0.91358 | 0.86428 | 0.86015 | 0.86053 | 0.85645 | 0.87214
2010 | US | SPP | - | - | W23 | Total Baseline Installed Capacity | 57846.705 | 0 | 0 | 0 | 0 | 0 | 0 | 0 | 0 | 0 | 0
2010 | US | WECC | - | - | W01 | Unrestricted Non-coincident Peak Demand = 2+1a+1b-1c-1d | 109564.885 | 104562.5781 | 105428 | 107150 | 109434 | 111292 | 112655 | 113453 | 114972 | 116393 | 118628
2010 | US | WECC | - | - | W01a | New Conservation (Energy Efficiency) | 0 | 519.9881 | 715 | 924 | 904 | 930 | 854 | 835 | 803 | 763 | 756
2010 | US | WECC | - | - | W01b | Estimated Diversity | 0 | 0 | 0 | 0 | 0 | 0 | 0 | 0 | 0 | 0 | 0
2010 | US | WECC | - | - | W01c | Additions for non-member load (load served by non-registered LSE's in a region) | 0 | 0 | 0 | 0 | 0 | 0 | 0 | 0 | 0 | 0 | 0
2010 | US | WECC | - | - | W01d | Stand-by Load Under Contract (Normally served by behind the meter generation) | 0 | 2096.51 | 2141 | 2190 | 2259 | 2311 | 2443 | 2496 | 2602 | 2658 | 2715
2010 | US | WECC | - | - | W02 | Total Internal Demand | 109564.885 | 106139.1 | 106854.3 | 108416.2 | 110789.01 | 112673.28 | 114243.78 | 115113.7 | 116771.28 | 118288.2 | 120586.71
2010 | US | WECC | - | - | W02a | Direct Control Load Management | 561 | 571 | 584 | 604 | 648 | 670 | 686 | 702 | 708 | 705 | 696
2010 | US | WECC | - | - | W02b | Contractually Interruptible (Curtailable) | 1277 | 1813.674 | 1917 | 1888 | 1964 | 2033 | 2033 | 1996 | 1998 | 2000 | 2002
2010 | US | WECC | - | - | W02c | Critical Peak-Pricing (CPP) with Control | 0 | 24.7227 | 42 | 64 | 101 | 119 | 134 | 138 | 142 | 146 | 150
2010 | US | WECC | - | - | W02d | Load as a Capacity Resource | 1471 | 3150.0913 | 648 | 649 | 638 | 643 | 646 | 652 | 656 | 662 | 667
2010 | US | WECC | - | - | W03 | Net Internal Demand = 2-2a-2b-2c-2d | 106255.885 | 100580 | 103663 | 105211 | 107438 | 109208 | 110745 | 111626 | 113267 | 114775 | 117072
2010 | US | WECC | - | - | W04a | Demand Response used for Reserves - Spinning | 0 | 0 | 0 | 0 | 0 | 0 | 0 | 0 | 0 | 0 | 0
2010 | US | WECC | - | - | W04b | Demand Response used for Reserves - Non-Spinning | 28 | 27.5 | 28 | 28 | 28 | 28 | 28 | 28 | 28 | 28 | 28
2010 | US | WECC | - | - | W04c | Demand Response used for Regulation | 0 | 0 | 0 | 0 | 0 | 0 | 0 | 0 | 0 | 0 | 0
2010 | US | WECC | - | - | W04d | Demand Response used for Energy, Voluntary - Emergency | 85 | 0 | 0 | 0 | 0 | 0 | 0 | 0 | 0 | 0 | 0
2010 | US | WECC | - | - | W05 | TOTAL INTERNAL CAPACITY = 6+7 | 239946 | 196721.3023 | 216311.3023 | 227152.3023 | 235759.3023 | 241416.3023 | 247618.3023 | 248249.3023 | 248312.3023 | 248312.3023 | 248312.3023
2010 | US | WECC | - | - | W06 | EXISTING CAPACITY = 6a+6b+6c | 239946 | 195770.3023 | 195770.3023 | 195770.3023 | 195770.3023 | 195770.3023 | 195770.3023 | 195770.3023 | 195770.3023 | 195770.3023 | 195770.3023
2010 | US | WECC | - | - | W06a | Existing, Certain | 151022 | 159625.7679 | 159625.7679 | 159625.7679 | 159625.7679 | 159625.7679 | 159625.7679 | 159625.7679 | 159625.7679 | 159625.7679 | 159625.7679
2010 | US | WECC | - | - | W06a1 | Wind Expected On-Peak | 925 | 5148 | 5148 | 5148 | 5148 | 5148 | 5148 | 5148 | 5148 | 5148 | 5148
2010 | US | WECC | - | - | W06a2 | Solar Expected On-Peak | 81 | 0 | 0 | 0 | 0 | 0 | 0 | 0 | 0 | 0 | 0
2010 | US | WECC | - | - | W06a3 | Hydro Expected On-Peak | 41206 | 30847 | 30847 | 30847 | 30847 | 30847 | 30847 | 30847 | 30847 | 30847 | 30847
2010 | US | WECC | - | - | W06a4 | Biomass Expected On-Peak | 1257 | 754 | 754 | 754 | 754 | 754 | 754 | 754 | 754 | 754 | 754
2010 | US | WECC | - | - | W06a5 | Load as a Capacity Resource Expected On-Peak (Load Management Programs) | 0 | 0 | 0 | 0 | 0 | 0 | 0 | 0 | 0 | 0 | 0
2010 | US | WECC | - | - | W06b | Existing, Other | 44630 | 0 | 0 | 0 | 0 | 0 | 0 | 0 | 0 | 0 | 0
2010 | US | WECC | - | - | W06b1 | Wind Derate On-Peak | 13264 | 9041 | 9041 | 9041 | 9041 | 9041 | 9041 | 9041 | 9041 | 9041 | 9041
2010 | US | WECC | - | - | W06b2 | Solar Derate On-Peak | 429 | 510 | 510 | 510 | 510 | 510 | 510 | 510 | 510 | 510 | 510
2010 | US | WECC | - | - | W06b3 | Hydro Derate On-Peak | 13875 | 11113.6977 | 11113.6977 | 11113.6977 | 11113.6977 | 11113.6977 | 11113.6977 | 11113.6977 | 11113.6977 | 11113.6977 | 11113.6977
2010 | US | WECC | - | - | W06b4 | Biomass Derate On-Peak | 400 | 903 | 903 | 903 | 903 | 903 | 903 | 903 | 903 | 903 | 903
2010 | US | WECC | - | - | W06b5 | Load as a Capacity Resource Derate On-Peak (Load Management Programs) | 0 | 0 | 0 | 0 | 0 | 0 | 0 | 0 | 0 | 0 | 0
2010 | US | WECC | - | - | W06b7 | Transmission-Limited Resources | 0 | 0 | 0 | 0 | 0 | 0 | 0 | 0 | 0 | 0 | 0
2010 | US | WECC | - | - | W06b8 | All Other Derates | 16326 | 14576.8366 | 14576.8366 | 14576.8366 | 14576.8366 | 14576.8366 | 14576.8366 | 14576.8366 | 14576.8366 | 14576.8366 | 14576.8366
2010 | US | WECC | - | - | W06b9 | Energy Only | 0 | 0 | 0 | 0 | 0 | 0 | 0 | 0 | 0 | 0 | 0
2010 | US | WECC | - | - | W06c | Existing, Inoperable (Note: Not used in margin calculations) | 0 | 0 | 0 | 0 | 0 | 0 | 0 | 0 | 0 | 0 | 0
2010 | US | WECC | - | - | W07 | FUTURE CAPACITY ADDITIONS = 7a+7b | 0 | 812 | 9972 | 15578 | 19541 | 20682 | 26964 | 21982 | 21997 | 21997 | 21986
2010 | US | WECC | - | - | W07a | Future, Planned | 0 | 812 | 9972 | 15578 | 19541 | 20682 | 26964 | 21982 | 21997 | 21997 | 21986
2010 | US | WECC | - | - | W07a1 | Wind Expected On-Peak | 0 | 158 | 118 | 180 | 202 | 257 | 6015 | 343 | 350 | 342 | 337
2010 | US | WECC | - | - | W07a2 | Wind Derate On-Peak | 0 | 139 | 7226 | 10388 | 11545 | 14010 | 12735 | 18407 | 18400 | 18408 | 18413
2010 | US | WECC | - | - | W07a3 | Solar Expected On-Peak | 0 | 5 | 57 | 77 | 77 | 77 | 77 | 77 | 77 | 77 | 77
2010 | US | WECC | - | - | W07a4 | Solar Derate On-Peak | 0 | 0 | 3299 | 5305 | 8786 | 10830 | 12026 | 12026 | 12026 | 12026 | 12026
2010 | US | WECC | - | - | W07a5 | Hydro Expected On-Peak | 0 | 40 | 10 | 322 | 316 | 362 | 425 | 484 | 429 | 437 | 431
2010 | US | WECC | - | - | W07a6 | Hydro Derate On-Peak | 0 | 0 | 44 | 111 | 117 | 124 | 123 | 64 | 119 | 111 | 117
2010 | US | WECC | - | - | W07a7 | Biomass Expected On-Peak | 0 | 0 | 96 | 112 | 112 | 112 | 112 | 112 | 112 | 112 | 112
2010 | US | WECC | - | - | W07a8 | Biomass Derate On-Peak | 0 | 0 | 0 | 0 | 0 | 0 | 0 | 0 | 0 | 0 | 0
2010 | US | WECC | - | - | W07a9 | Demand Response Expected On-Peak (Load Management Programs) | 0 | 0 | 0 | 0 | 0 | 0 | 0 | 0 | 0 | 0 | 0
2010 | US | WECC | - | - | W07a10 | Demand Response Derate On-Peak (Load Management Programs) | 0 | 0 | 0 | 0 | 0 | 0 | 0 | 0 | 0 | 0 | 0
2010 | US | WECC | - | - | W07a11 | Transmission-Limited Resources | 0 | 0 | 0 | 0 | 0 | 0 | 0 | 0 | 0 | 0 | 0
2010 | US | WECC | - | - | W07a12 | Scheduled Outage - Maintenance | 0 | 0 | 0 | 0 | 0 | 0 | 0 | 0 | 0 | 0 | 0
2010 | US | WECC | - | - | W07a13 | All Other Derates | 0 | 0 | 0 | 0 | 0 | 0 | 0 | 0 | 0 | 0 | 0
2010 | US | WECC | - | - | W07a14 | Energy Only | 0 | 0 | 0 | 0 | 0 | 0 | 0 | 0 | 0 | 0 | 0
2010 | US | WECC | - | - | W07b | Future, Other | 0 | 0 | 0 | 0 | 0 | 0 | 0 | 0 | 0 | 0 | 0
2010 | US | WECC | - | - | W07b1 | Wind Expected On-Peak | 0 | 0 | 0 | 0 | 0 | 0 | 0 | 0 | 0 | 0 | 0
2010 | US | WECC | - | - | W07b2 | Wind Derate On-Peak | 0 | 0 | 0 | 0 | 0 | 0 | 0 | 0 | 0 | 0 | 0
2010 | US | WECC | - | - | W07b3 | Solar Expected On-Peak | 0 | 0 | 0 | 0 | 0 | 0 | 0 | 0 | 0 | 0 | 0
2010 | US | WECC | - | - | W07b4 | Solar Derate On-Peak | 0 | 0 | 0 | 0 | 0 | 0 | 0 | 0 | 0 | 0 | 0
2010 | US | WECC | - | - | W07b5 | Hydro Expected On-Peak | 0 | 0 | 0 | 0 | 0 | 0 | 0 | 0 | 0 | 0 | 0
2010 | US | WECC | - | - | W07b6 | Hydro Derate On-Peak | 0 | 0 | 0 | 0 | 0 | 0 | 0 | 0 | 0 | 0 | 0
2010 | US | WECC | - | - | W07b7 | Biomass Expected On-Peak | 0 | 0 | 0 | 0 | 0 | 0 | 0 | 0 | 0 | 0 | 0
2010 | US | WECC | - | - | W07b8 | Biomass Derate On-Peak | 0 | 0 | 0 | 0 | 0 | 0 | 0 | 0 | 0 | 0 | 0
2010 | US | WECC | - | - | W07b9 | Transmission-Limited Resources | 0 | 0 | 0 | 0 | 0 | 0 | 0 | 0 | 0 | 0 | 0
2010 | US | WECC | - | - | W07b10 | Scheduled Outage - Maintenance | 0 | 0 | 0 | 0 | 0 | 0 | 0 | 0 | 0 | 0 | 0
2010 | US | WECC | - | - | W07b11 | All Other Derates | 0 | 0 | 0 | 0 | 0 | 0 | 0 | 0 | 0 | 0 | 0
2010 | US | WECC | - | - | W07b12 | Energy Only | 0 | 0 | 0 | 0 | 0 | 0 | 0 | 0 | 0 | 0 | 0
2010 | US | WECC | - | - | W08 | Conceptual | 0 | 0 | 0 | 333 | 1043 | 1360 | 1980 | 2719 | 3104 | 3793 | 3804
2010 | US | WECC | - | - | W08a1 | Wind Expected On-Peak | 0 | 0 | 0 | 57 | 321 | 396 | 191 | 413 | 432 | 413 | 399
2010 | US | WECC | - | - | W08a2 | Wind Derate On-Peak | 0 | 0 | 0 | 15 | 433 | 507 | 712 | 490 | 551 | 819 | 933
2010 | US | WECC | - | - | W08a3 | Solar Expected On-Peak | 0 | 0 | 0 | 0 | 0 | 0 | 0 | 0 | 0 | 0 | 0
2010 | US | WECC | - | - | W08a4 | Solar Derate On-Peak | 0 | 0 | 0 | 65 | 378 | 615 | 615 | 616 | 616 | 653 | 653
2010 | US | WECC | - | - | W08a5 | Hydro Expected On-Peak | 0 | 0 | 0 | 0 | 0 | 0 | 0 | 0 | 0 | 0 | 0
2010 | US | WECC | - | - | W08a6 | Hydro Derate On-Peak | 0 | 0 | 0 | 0 | 0 | 0 | 0 | 0 | 0 | 0 | 0
2010 | US | WECC | - | - | W08a7 | Biomass Expected On-Peak | 0 | 0 | 0 | 0 | 0 | 0 | 8 | 8 | 8 | 8 | 8
2010 | US | WECC | - | - | W08a8 | Biomass Derate On-Peak | 0 | 0 | 0 | 0 | 0 | 0 | 0 | 0 | 0 | 0 | 0
2010 | US | WECC | - | - | W08a9 | All Other Derates | 0 | 0 | 0 | 0 | 0 | 0 | 0 | 0 | 0 | 0 | 0
2010 | US | WECC | - | - | W08a10 | Energy Only | 0 | 0 | 0 | 0 | 0 | 0 | 0 | 0 | 0 | 0 | 0
2010 | US | WECC | - | - | W09 | ANTICIPATED INTERNAL CAPACITY = 6a+7a | 151022 | 160577 | 180167 | 191008 | 199615 | 205272 | 211474 | 212105 | 212168 | 212168 | 212168
2010 | US | WECC | - | - | W10 | CAPACITY TRANSACTIONS - IMPORTS = 10a+10b+10c+10d | 103 | 35 | 148 | 292 | 224 | 233 | 213 | 218 | 316 | 277 | 384
2010 | US | WECC | - | - | W10a | Firm (Note: The sum of 10a1 and 10a2 must be <= 10a) | 0 | 35 | 148 | 190 | 108 | 233 | 198 | 109 | 12 | 0 | 0
2010 | US | WECC | - | - | W10a1 | Full-Responsibility Purchases | 0 | 0 | 0 | 0 | 0 | 0 | 0 | 0 | 0 | 0 | 0
2010 | US | WECC | - | - | W10a2 | Owned Capacity/Entitlement Located Outside the Region/Subregion | 0 | 0 | 0 | 0 | 0 | 0 | 0 | 0 | 0 | 0 | 0
2010 | US | WECC | - | - | W10b | Non-firm | 0 | 0 | 0 | 0 | 0 | 0 | 0 | 0 | 0 | 0 | 0
2010 | US | WECC | - | - | W10c | Expected (Note: The sum of 10c1 and 10c2 must be <= 10c) | 0 | 0 | 0 | 102 | 90 | 0 | 0 | 30 | 304 | 210 | 384
2010 | US | WECC | - | - | W10c1 | Full-Responsibility Purchases | 0 | 0 | 0 | 0 | 0 | 0 | 0 | 0 | 0 | 0 | 0
2010 | US | WECC | - | - | W10c2 | Owned Capacity/Entitlement Located Outside the Region/Subregion | 0 | 0 | 0 | 0 | 0 | 0 | 0 | 0 | 0 | 0 | 0
2010 | US | WECC | - | - | W10d | Provisional – transactions under study, but negotiations have not begun. | 0 | 0 | 0 | 0 | 26 | 0 | 15 | 79 | 0 | 67 | 0
2010 | US | WECC | - | - | W11 | CAPACITY TRANSACTIONS - EXPORTS = 11a+11b+11c+11d | 1200 | 830 | 993 | 883 | 870 | 580 | 237 | 607 | 667 | 401 | 454
2010 | US | WECC | - | - | W11a | Firm (Note: The sum of 11a1 and 11a2 must be <= 11a) | 0 | 830 | 993 | 883 | 870 | 580 | 237 | 607 | 667 | 401 | 454
2010 | US | WECC | - | - | W11a1 | Full-Responsibility Purchases | 0 | 0 | 0 | 0 | 0 | 0 | 0 | 0 | 0 | 0 | 0
2010 | US | WECC | - | - | W11a2 | Owned Capacity/Entitlement Located Outside the Region/Subregion | 0 | 0 | 0 | 0 | 0 | 0 | 0 | 0 | 0 | 0 | 0
2010 | US | WECC | - | - | W11b | Non-firm | 0 | 0 | 0 | 0 | 0 | 0 | 0 | 0 | 0 | 0 | 0
2010 | US | WECC | - | - | W11c | Expected (Note: The sum of 11c1 and 11c2 must be <= 11c) | 0 | 0 | 0 | 0 | 0 | 0 | 0 | 0 | 0 | 0 | 0
2010 | US | WECC | - | - | W11c1 | Full-Responsibility Purchases | 0 | 0 | 0 | 0 | 0 | 0 | 0 | 0 | 0 | 0 | 0
2010 | US | WECC | - | - | W11c2 | Owned Capacity/Entitlement Located Outside the Region/Subregion | 0 | 0 | 0 | 0 | 0 | 0 | 0 | 0 | 0 | 0 | 0
2010 | US | WECC | - | - | W11d | Provisional – transactions under study, but negotiations have not begun. | 0 | 0 | 0 | 0 | 0 | 0 | 0 | 0 | 0 | 0 | 0
2010 | US | WECC | - | - | W12 | EXISTING, CERTAIN CAPACITY & NET FIRM TRANSACTIONS = 6a+Net Firm Transactions | 151022 | 158830.7679 | 158780.7679 | 158932.7679 | 158863.7679 | 159278.7679 | 159586.7679 | 159127.7679 | 158970.7679 | 159224.7679 | 159171.7679
2010 | US | WECC | - | - | W13 | ANTICIPATED CAPACITY RESOURCES = 12+7a+Net Expected Transactions | 0 | 159642.7679 | 168752.7679 | 174612.7679 | 178494.7679 | 179960.7679 | 186550.7679 | 181139.7679 | 181271.7679 | 181431.7679 | 181541.7679
2010 | US | WECC | - | - | W14 | PROSPECTIVE CAPACITY RESOURCES = 13+6b+16b | 0 | 159642.7679 | 168752.7679 | 174612.7679 | 178494.7679 | 179960.7679 | 186550.7679 | 181139.7679 | 181271.7679 | 181431.7679 | 181541.7679
2010 | US | WECC | - | - | W15 | TOTAL POTENTIAL CAPACITY RESOURCES = 13+6b+7b+8+Net Provisional Transactions | 0 | 159642.7679 | 168752.7679 | 174945.7679 | 179563.7679 | 181320.7679 | 188545.7679 | 183937.7679 | 184375.7679 | 185291.7679 | 185345.7679
2010 | US | WECC | - | - | W15a | ADJUSTED POTENTIAL CAPACITY RESOURCES = 13+6b+16b+16d+Net Provisional Transactions | 0 | 159642.7679 | 168752.7679 | 174945.7679 | 179563.7679 | 181320.7679 | 188545.7679 | 183937.7679 | 184375.7679 | 185291.7679 | 185345.7679
2010 | US | WECC | - | - | W16a | Confidence of Future, Other (7b), using reasonable judgement | 0 | 0 | 0 | 0 | 0 | 0 | 0 | 0 | 0 | 0 | 0
2010 | US | WECC | - | - | W16b | Net Future, Other Resources After Confidence Percentage Is Applied = 7b*16a | 0 | 0 | 0 | 0 | 0 | 0 | 0 | 0 | 0 | 0 | 0
2010 | US | WECC | - | - | W16c | Confidence of Conceptual (8), using reasonable judgement | 0 | 1 | 1 | 1 | 1 | 1 | 1 | 1 | 1 | 1 | 1
2010 | US | WECC | - | - | W16d | Net Conceptual Resources After Confidence Percentage Is Applied = 8*16c | 0 | 0 | 0 | 333 | 1043 | 1360 | 1980 | 2719 | 3104 | 3793 | 3804
2010 | US | WECC | - | - | W17 | Region/Subregion Target Reserve Margin | 0 | 0.141 | 0.141 | 0.141 | 0.141 | 0.141 | 0.141 | 0.141 | 0.141 | 0.141 | 0.141
2010 | US | WECC | - | - | W18 | Existing Certain and Net Firm Transactions Reserve Margin = (12-3)/3 | 0 | 0.57915 | 0.5317 | 0.51061 | 0.47866 | 0.45849 | 0.44103 | 0.42554 | 0.4035 | 0.38728 | 0.35961
2010 | US | WECC | - | - | W19 | Anticipated Capacity Resources Reserve Margin = (13-3)/3 | 0 | 0.58722 | 0.6279 | 0.65964 | 0.66137 | 0.64787 | 0.68451 | 0.62274 | 0.60039 | 0.58076 | 0.55068
2010 | US | WECC | - | - | W20 | Prospective Capacity Resources Reserve Margin = (14-3)/3 | 0 | 0.58722 | 0.6279 | 0.65964 | 0.66137 | 0.64787 | 0.68451 | 0.62274 | 0.60039 | 0.58076 | 0.55068
2010 | US | WECC | - | - | W21 | Total Potential Resources Reserve Margin = (15-3)/3 | 0 | 0.58722 | 0.6279 | 0.66281 | 0.67132 | 0.66032 | 0.70252 | 0.6478 | 0.6278 | 0.61439 | 0.58318
2010 | US | WECC | - | - | W22 | Adjusted Potential Resources Reserve Margin = (15a-3)/3 | 0 | 0.58722 | 0.6279 | 0.66281 | 0.67132 | 0.66032 | 0.70252 | 0.6478 | 0.6278 | 0.61439 | 0.58318
2010 | US | WECC | - | - | W23 | Total Baseline Installed Capacity | 239946 | 0 | 0 | 0 | 0 | 0 | 0 | 0 | 0 | 0 | 0
2010 | US | WECC | Basin | - | W01 | Unrestricted Non-coincident Peak Demand = 2+1a+1b-1c-1d | 11229.4482 | 10633.3 | 10971 | 11295 | 11579 | 11857 | 12065 | 12343 | 12499 | 12677 | 12880
2010 | US | WECC | Basin | - | W01a | New Conservation (Energy Efficiency) | 0 | 0 | 0 | 0 | 0 | 0 | 0 | 0 | 0 | 0 | 0
2010 | US | WECC | Basin | - | W01b | Estimated Diversity | 0 | 0 | 0 | 0 | 0 | 0 | 0 | 0 | 0 | 0 | 0
2010 | US | WECC | Basin | - | W01c | Additions for non-member load (load served by non-registered LSE's in a region) | 0 | 0 | 0 | 0 | 0 | 0 | 0 | 0 | 0 | 0 | 0
2010 | US | WECC | Basin | - | W01d | Stand-by Load Under Contract (Normally served by behind the meter generation) | 0 | 0 | 0 | 0 | 0 | 0 | 0 | 0 | 0 | 0 | 0
2010 | US | WECC | Basin | - | W02 | Total Internal Demand | 11229.4482 | 10633.3 | 10970.7 | 11294.5 | 11579.2 | 11856.9 | 12064.9 | 12343.4 | 12499.3 | 12677.1 | 12879.8
2010 | US | WECC | Basin | - | W02a | Direct Control Load Management | 19 | 36 | 47 | 63 | 105 | 124 | 137 | 149 | 152 | 145 | 133
2010 | US | WECC | Basin | - | W02b | Contractually Interruptible (Curtailable) | 0 | 252 | 252 | 252 | 252 | 252 | 252 | 252 | 252 | 252 | 252
2010 | US | WECC | Basin | - | W02c | Critical Peak-Pricing (CPP) with Control | 0 | 0 | 0 | 0 | 0 | 0 | 0 | 0 | 0 | 0 | 0
2010 | US | WECC | Basin | - | W02d | Load as a Capacity Resource | 0 | 0 | 0 | 0 | 0 | 0 | 0 | 0 | 0 | 0 | 0
2010 | US | WECC | Basin | - | W03 | Net Internal Demand = 2-2a-2b-2c-2d | 11210.4482 | 10345.3 | 10672 | 10980 | 11222 | 11481 | 11676 | 11942 | 12095 | 12280 | 12495
2010 | US | WECC | Basin | - | W04a | Demand Response used for Reserves - Spinning | 0 | 0 | 0 | 0 | 0 | 0 | 0 | 0 | 0 | 0 | 0
2010 | US | WECC | Basin | - | W04b | Demand Response used for Reserves - Non-Spinning | 0 | 0 | 0 | 0 | 0 | 0 | 0 | 0 | 0 | 0 | 0
2010 | US | WECC | Basin | - | W04c | Demand Response used for Regulation | 0 | 0 | 0 | 0 | 0 | 0 | 0 | 0 | 0 | 0 | 0
2010 | US | WECC | Basin | - | W04d | Demand Response used for Energy, Voluntary - Emergency | 0 | 0 | 0 | 0 | 0 | 0 | 0 | 0 | 0 | 0 | 0
2010 | US | WECC | Basin | - | W05 | TOTAL INTERNAL CAPACITY = 6+7 | 19405 | 17822 | 18593 | 18994 | 19078 | 19078 | 19140 | 19140 | 19140 | 19140 | 19140
2010 | US | WECC | Basin | - | W06 | EXISTING CAPACITY = 6a+6b+6c | 19405 | 17772 | 17772 | 17772 | 17772 | 17772 | 17772 | 17772 | 17772 | 17772 | 17772
2010 | US | WECC | Basin | - | W06a | Existing, Certain | 15971 | 16751 | 16751 | 16751 | 16751 | 16751 | 16751 | 16751 | 16751 | 16751 | 16751
2010 | US | WECC | Basin | - | W06a1 | Wind Expected On-Peak | 461 | 721 | 721 | 721 | 721 | 721 | 721 | 721 | 721 | 721 | 721
2010 | US | WECC | Basin | - | W06a2 | Solar Expected On-Peak | 0 | 0 | 0 | 0 | 0 | 0 | 0 | 0 | 0 | 0 | 0
2010 | US | WECC | Basin | - | W06a3 | Hydro Expected On-Peak | 1813 | 1511 | 1511 | 1511 | 1511 | 1511 | 1511 | 1511 | 1511 | 1511 | 1511
2010 | US | WECC | Basin | - | W06a4 | Biomass Expected On-Peak | 21 | 18 | 18 | 18 | 18 | 18 | 18 | 18 | 18 | 18 | 18
2010 | US | WECC | Basin | - | W06a5 | Load as a Capacity Resource Expected On-Peak (Load Management Programs) | 0 | 0 | 0 | 0 | 0 | 0 | 0 | 0 | 0 | 0 | 0
2010 | US | WECC | Basin | - | W06b | Existing, Other | 1717 | 0 | 0 | 0 | 0 | 0 | 0 | 0 | 0 | 0 | 0
2010 | US | WECC | Basin | - | W06b1 | Wind Derate On-Peak | 548 | 288 | 288 | 288 | 288 | 288 | 288 | 288 | 288 | 288 | 288
2010 | US | WECC | Basin | - | W06b2 | Solar Derate On-Peak | 0 | 0 | 0 | 0 | 0 | 0 | 0 | 0 | 0 | 0 | 0
2010 | US | WECC | Basin | - | W06b3 | Hydro Derate On-Peak | 268 | 570 | 570 | 570 | 570 | 570 | 570 | 570 | 570 | 570 | 570
2010 | US | WECC | Basin | - | W06b4 | Biomass Derate On-Peak | 0 | 5 | 5 | 5 | 5 | 5 | 5 | 5 | 5 | 5 | 5
2010 | US | WECC | Basin | - | W06b5 | Load as a Capacity Resource Derate On-Peak (Load Management Programs) | 0 | 0 | 0 | 0 | 0 | 0 | 0 | 0 | 0 | 0 | 0
2010 | US | WECC | Basin | - | W06b7 | Transmission-Limited Resources | 0 | 0 | 0 | 0 | 0 | 0 | 0 | 0 | 0 | 0 | 0
2010 | US | WECC | Basin | - | W06b8 | All Other Derates | 901 | 158 | 158 | 158 | 158 | 158 | 158 | 158 | 158 | 158 | 158
2010 | US | WECC | Basin | - | W06b9 | Energy Only | 0 | 0 | 0 | 0 | 0 | 0 | 0 | 0 | 0 | 0 | 0
2010 | US | WECC | Basin | - | W06c | Existing, Inoperable (Note: Not used in margin calculations) | 0 | 0 | 0 | 0 | 0 | 0 | 0 | 0 | 0 | 0 | 0
2010 | US | WECC | Basin | - | W07 | FUTURE CAPACITY ADDITIONS = 7a+7b | 0 | 50 | 175 | 576 | 659 | 658 | 1174 | 722 | 723 | 722 | 721
2010 | US | WECC | Basin | - | W07a | Future, Planned | 0 | 50 | 175 | 576 | 659 | 658 | 1174 | 722 | 723 | 722 | 721
2010 | US | WECC | Basin | - | W07a1 | Wind Expected On-Peak | 0 | 0 | 21 | 21 | 20 | 19 | 473 | 21 | 22 | 21 | 20
2010 | US | WECC | Basin | - | W07a2 | Wind Derate On-Peak | 0 | 0 | 646 | 646 | 647 | 648 | 194 | 646 | 645 | 646 | 647
2010 | US | WECC | Basin | - | W07a3 | Solar Expected On-Peak | 0 | 0 | 0 | 0 | 0 | 0 | 0 | 0 | 0 | 0 | 0
2010 | US | WECC | Basin | - | W07a4 | Solar Derate On-Peak | 0 | 0 | 0 | 0 | 0 | 0 | 0 | 0 | 0 | 0 | 0
2010 | US | WECC | Basin | - | W07a5 | Hydro Expected On-Peak | 0 | 0 | 0 | 0 | 0 | 0 | 62 | 62 | 62 | 62 | 62
2010 | US | WECC | Basin | - | W07a6 | Hydro Derate On-Peak | 0 | 0 | 0 | 0 | 0 | 0 | 0 | 0 | 0 | 0 | 0
2010 | US | WECC | Basin | - | W07a7 | Biomass Expected On-Peak | 0 | 0 | 0 | 0 | 0 | 0 | 0 | 0 | 0 | 0 | 0
2010 | US | WECC | Basin | - | W07a8 | Biomass Derate On-Peak | 0 | 0 | 0 | 0 | 0 | 0 | 0 | 0 | 0 | 0 | 0
2010 | US | WECC | Basin | - | W07a9 | Demand Response Expected On-Peak (Load Management Programs) | 0 | 0 | 0 | 0 | 0 | 0 | 0 | 0 | 0 | 0 | 0
2010 | US | WECC | Basin | - | W07a10 | Demand Response Derate On-Peak (Load Management Programs) | 0 | 0 | 0 | 0 | 0 | 0 | 0 | 0 | 0 | 0 | 0
2010 | US | WECC | Basin | - | W07a11 | Transmission-Limited Resources | 0 | 0 | 0 | 0 | 0 | 0 | 0 | 0 | 0 | 0 | 0
2010 | US | WECC | Basin | - | W07a12 | Scheduled Outage - Maintenance | 0 | 0 | 0 | 0 | 0 | 0 | 0 | 0 | 0 | 0 | 0
2010 | US | WECC | Basin | - | W07a13 | All Other Derates | 0 | 0 | 0 | 0 | 0 | 0 | 0 | 0 | 0 | 0 | 0
2010 | US | WECC | Basin | - | W07a14 | Energy Only | 0 | 0 | 0 | 0 | 0 | 0 | 0 | 0 | 0 | 0 | 0
2010 | US | WECC | Basin | - | W07b | Future, Other | 0 | 0 | 0 | 0 | 0 | 0 | 0 | 0 | 0 | 0 | 0
2010 | US | WECC | Basin | - | W07b1 | Wind Expected On-Peak | 0 | 0 | 0 | 0 | 0 | 0 | 0 | 0 | 0 | 0 | 0
2010 | US | WECC | Basin | - | W07b2 | Wind Derate On-Peak | 0 | 0 | 0 | 0 | 0 | 0 | 0 | 0 | 0 | 0 | 0
2010 | US | WECC | Basin | - | W07b3 | Solar Expected On-Peak | 0 | 0 | 0 | 0 | 0 | 0 | 0 | 0 | 0 | 0 | 0
2010 | US | WECC | Basin | - | W07b4 | Solar Derate On-Peak | 0 | 0 | 0 | 0 | 0 | 0 | 0 | 0 | 0 | 0 | 0
2010 | US | WECC | Basin | - | W07b5 | Hydro Expected On-Peak | 0 | 0 | 0 | 0 | 0 | 0 | 0 | 0 | 0 | 0 | 0
2010 | US | WECC | Basin | - | W07b6 | Hydro Derate On-Peak | 0 | 0 | 0 | 0 | 0 | 0 | 0 | 0 | 0 | 0 | 0
2010 | US | WECC | Basin | - | W07b7 | Biomass Expected On-Peak | 0 | 0 | 0 | 0 | 0 | 0 | 0 | 0 | 0 | 0 | 0
2010 | US | WECC | Basin | - | W07b8 | Biomass Derate On-Peak | 0 | 0 | 0 | 0 | 0 | 0 | 0 | 0 | 0 | 0 | 0
2010 | US | WECC | Basin | - | W07b9 | Transmission-Limited Resources | 0 | 0 | 0 | 0 | 0 | 0 | 0 | 0 | 0 | 0 | 0
2010 | US | WECC | Basin | - | W07b10 | Scheduled Outage - Maintenance | 0 | 0 | 0 | 0 | 0 | 0 | 0 | 0 | 0 | 0 | 0
2010 | US | WECC | Basin | - | W07b11 | All Other Derates | 0 | 0 | 0 | 0 | 0 | 0 | 0 | 0 | 0 | 0 | 0
2010 | US | WECC | Basin | - | W07b12 | Energy Only | 0 | 0 | 0 | 0 | 0 | 0 | 0 | 0 | 0 | 0 | 0
2010 | US | WECC | Basin | - | W08 | Conceptual | 0 | 0 | 0 | 0 | 0 | 0 | 304 | 304 | 307 | 577 | 581
2010 | US | WECC | Basin | - | W08a1 | Wind Expected On-Peak | 0 | 0 | 0 | 0 | 0 | 0 | 0 | 0 | 4 | 6 | 10
2010 | US | WECC | Basin | - | W08a2 | Wind Derate On-Peak | 0 | 0 | 0 | 0 | 0 | 0 | 0 | 0 | 76 | 124 | 220
2010 | US | WECC | Basin | - | W08a3 | Solar Expected On-Peak | 0 | 0 | 0 | 0 | 0 | 0 | 0 | 0 | 0 | 0 | 0
2010 | US | WECC | Basin | - | W08a4 | Solar Derate On-Peak | 0 | 0 | 0 | 0 | 0 | 0 | 0 | 0 | 0 | 0 | 0
2010 | US | WECC | Basin | - | W08a5 | Hydro Expected On-Peak | 0 | 0 | 0 | 0 | 0 | 0 | 0 | 0 | 0 | 0 | 0
2010 | US | WECC | Basin | - | W08a6 | Hydro Derate On-Peak | 0 | 0 | 0 | 0 | 0 | 0 | 0 | 0 | 0 | 0 | 0
2010 | US | WECC | Basin | - | W08a7 | Biomass Expected On-Peak | 0 | 0 | 0 | 0 | 0 | 0 | 0 | 0 | 0 | 0 | 0
2010 | US | WECC | Basin | - | W08a8 | Biomass Derate On-Peak | 0 | 0 | 0 | 0 | 0 | 0 | 0 | 0 | 0 | 0 | 0
2010 | US | WECC | Basin | - | W08a9 | All Other Derates | 0 | 0 | 0 | 0 | 0 | 0 | 0 | 0 | 0 | 0 | 0
2010 | US | WECC | Basin | - | W08a10 | Energy Only | 0 | 0 | 0 | 0 | 0 | 0 | 0 | 0 | 0 | 0 | 0
2010 | US | WECC | Basin | - | W09 | ANTICIPATED INTERNAL CAPACITY = 6a+7a | 15971 | 16801 | 17572 | 17973 | 18057 | 18057 | 18119 | 18119 | 18119 | 18119 | 18119
2010 | US | WECC | Basin | - | W10 | CAPACITY TRANSACTIONS - IMPORTS = 10a+10b+10c+10d | 3451 | 1559 | 1951 | 2146 | 2442 | 2626 | 1902 | 3308 | 2577 | 2910 | 3334
2010 | US | WECC | Basin | - | W10a | Firm (Note: The sum of 10a1 and 10a2 must be <= 10a) | 0 | 1559 | 1951 | 2146 | 2442 | 2626 | 1902 | 3308 | 2320 | 2779 | 2861
2010 | US | WECC | Basin | - | W10a1 | Full-Responsibility Purchases | 0 | 0 | 0 | 0 | 0 | 0 | 0 | 0 | 0 | 0 | 0
2010 | US | WECC | Basin | - | W10a2 | Owned Capacity/Entitlement Located Outside the Region/Subregion | 0 | 0 | 0 | 0 | 0 | 0 | 0 | 0 | 0 | 0 | 0
2010 | US | WECC | Basin | - | W10b | Non-firm | 0 | 0 | 0 | 0 | 0 | 0 | 0 | 0 | 0 | 0 | 0
2010 | US | WECC | Basin | - | W10c | Expected (Note: The sum of 10c1 and 10c2 must be <= 10c) | 0 | 0 | 0 | 0 | 0 | 0 | 0 | 0 | 257 | 131 | 473
2010 | US | WECC | Basin | - | W10c1 | Full-Responsibility Purchases | 0 | 0 | 0 | 0 | 0 | 0 | 0 | 0 | 0 | 0 | 0
2010 | US | WECC | Basin | - | W10c2 | Owned Capacity/Entitlement Located Outside the Region/Subregion | 0 | 0 | 0 | 0 | 0 | 0 | 0 | 0 | 0 | 0 | 0
2010 | US | WECC | Basin | - | W10d | Provisional – transactions under study, but negotiations have not begun. | 0 | 0 | 0 | 0 | 0 | 0 | 0 | 0 | 0 | 0 | 0
2010 | US | WECC | Basin | - | W11 | CAPACITY TRANSACTIONS - EXPORTS = 11a+11b+11c+11d | 686 | 3708 | 3608 | 3341 | 3158 | 3039 | 3080 | 3261 | 3009 | 3009 | 3184
2010 | US | WECC | Basin | - | W11a | Firm (Note: The sum of 11a1 and 11a2 must be <= 11a) | 0 | 3708 | 3608 | 3341 | 3158 | 3039 | 3080 | 3261 | 3009 | 3009 | 3184
2010 | US | WECC | Basin | - | W11a1 | Full-Responsibility Purchases | 0 | 0 | 0 | 0 | 0 | 0 | 0 | 0 | 0 | 0 | 0
2010 | US | WECC | Basin | - | W11a2 | Owned Capacity/Entitlement Located Outside the Region/Subregion | 0 | 3009 | 3009 | 3009 | 3009 | 3009 | 3009 | 3009 | 3009 | 3009 | 3009
2010 | US | WECC | Basin | - | W11b | Non-firm | 0 | 0 | 0 | 0 | 0 | 0 | 0 | 0 | 0 | 0 | 0
2010 | US | WECC | Basin | - | W11c | Expected (Note: The sum of 11c1 and 11c2 must be <= 11c) | 0 | 0 | 0 | 0 | 0 | 0 | 0 | 0 | 0 | 0 | 0
2010 | US | WECC | Basin | - | W11c1 | Full-Responsibility Purchases | 0 | 0 | 0 | 0 | 0 | 0 | 0 | 0 | 0 | 0 | 0
2010 | US | WECC | Basin | - | W11c2 | Owned Capacity/Entitlement Located Outside the Region/Subregion | 0 | 0 | 0 | 0 | 0 | 0 | 0 | 0 | 0 | 0 | 0
2010 | US | WECC | Basin | - | W11d | Provisional – transactions under study, but negotiations have not begun. | 0 | 0 | 0 | 0 | 0 | 0 | 0 | 0 | 0 | 0 | 0
2010 | US | WECC | Basin | - | W12 | EXISTING, CERTAIN CAPACITY & NET FIRM TRANSACTIONS = 6a+Net Firm Transactions | 15971 | 14602 | 15094 | 15556 | 16035 | 16338 | 15573 | 16798 | 16062 | 16521 | 16428
2010 | US | WECC | Basin | - | W13 | ANTICIPATED CAPACITY RESOURCES = 12+7a+Net Expected Transactions | 0 | 14652 | 15269 | 16132 | 16694 | 16996 | 16747 | 17520 | 17042 | 17374 | 17622
2010 | US | WECC | Basin | - | W14 | PROSPECTIVE CAPACITY RESOURCES = 13+6b+16b | 0 | 14652 | 15269 | 16132 | 16694 | 16996 | 16747 | 17520 | 17042 | 17374 | 17622
2010 | US | WECC | Basin | - | W15 | TOTAL POTENTIAL CAPACITY RESOURCES = 13+6b+7b+8+Net Provisional Transactions | 0 | 14652 | 15269 | 16132 | 16694 | 16996 | 17051 | 17824 | 17349 | 17951 | 18203
2010 | US | WECC | Basin | - | W15a | ADJUSTED POTENTIAL CAPACITY RESOURCES = 13+6b+16b+16d+Net Provisional Transactions | 0 | 14652 | 15269 | 16132 | 16694 | 16996 | 17051 | 17824 | 17349 | 17951 | 18203
2010 | US | WECC | Basin | - | W16a | Confidence of Future, Other (7b), using reasonable judgement | 0 | 0 | 0 | 0 | 0 | 0 | 0 | 0 | 0 | 0 | 0
2010 | US | WECC | Basin | - | W16b | Net Future, Other Resources After Confidence Percentage Is Applied = 7b*16a | 0 | 0 | 0 | 0 | 0 | 0 | 0 | 0 | 0 | 0 | 0
2010 | US | WECC | Basin | - | W16c | Confidence of Conceptual (8), using reasonable judgement | 0 | 1 | 1 | 1 | 1 | 1 | 1 | 1 | 1 | 1 | 1
2010 | US | WECC | Basin | - | W16d | Net Conceptual Resources After Confidence Percentage Is Applied = 8*16c | 0 | 0 | 0 | 0 | 0 | 0 | 304 | 304 | 307 | 577 | 581
2010 | US | WECC | Basin | - | W17 | Region/Subregion Target Reserve Margin | 0 | 0.115 | 0.115 | 0.115 | 0.115 | 0.115 | 0.115 | 0.115 | 0.115 | 0.115 | 0.115
2010 | US | WECC | Basin | - | W18 | Existing Certain and Net Firm Transactions Reserve Margin = (12-3)/3 | 0 | 0.41146 | 0.41436 | 0.41676 | 0.42889 | 0.42305 | 0.33376 | 0.40663 | 0.32799 | 0.34536 | 0.31477
2010 | US | WECC | Basin | - | W19 | Anticipated Capacity Resources Reserve Margin = (13-3)/3 | 0 | 0.4163 | 0.43075 | 0.46922 | 0.48761 | 0.48036 | 0.43431 | 0.46709 | 0.40901 | 0.41482 | 0.41032
2010 | US | WECC | Basin | - | W20 | Prospective Capacity Resources Reserve Margin = (14-3)/3 | 0 | 0.4163 | 0.43075 | 0.46922 | 0.48761 | 0.48036 | 0.43431 | 0.46709 | 0.40901 | 0.41482 | 0.41032
2010 | US | WECC | Basin | - | W21 | Total Potential Resources Reserve Margin = (15-3)/3 | 0 | 0.4163 | 0.43075 | 0.46922 | 0.48761 | 0.48036 | 0.46035 | 0.49255 | 0.43439 | 0.46181 | 0.45682
2010 | US | WECC | Basin | - | W22 | Adjusted Potential Resources Reserve Margin = (15a-3)/3 | 0 | 0.4163 | 0.43075 | 0.46922 | 0.48761 | 0.48036 | 0.46035 | 0.49255 | 0.43439 | 0.46181 | 0.45682
2010 | US | WECC | Basin | - | W23 | Total Baseline Installed Capacity | 19405 | 0 | 0 | 0 | 0 | 0 | 0 | 0 | 0 | 0 | 0
2010 | US | WECC | Desert SW | - | W01 | Unrestricted Non-coincident Peak Demand = 2+1a+1b-1c-1d | 16483 | 17295.1 | 17481 | 17698 | 18032 | 18520 | 18823 | 19255 | 19626 | 19959 | 20401
2010 | US | WECC | Desert SW | - | W01a | New Conservation (Energy Efficiency) | 0 | 42 | 34 | 48 | 59 | 119 | 75 | 87 | 92 | 98 | 148
2010 | US | WECC | Desert SW | - | W01b | Estimated Diversity | 0 | 0 | 0 | 0 | 0 | 0 | 0 | 0 | 0 | 0 | 0
2010 | US | WECC | Desert SW | - | W01c | Additions for non-member load (load served by non-registered LSE's in a region) | 0 | 0 | 0 | 0 | 0 | 0 | 0 | 0 | 0 | 0 | 0
2010 | US | WECC | Desert SW | - | W01d | Stand-by Load Under Contract (Normally served by behind the meter generation) | 0 | 0 | 0 | 0 | 0 | 0 | 0 | 0 | 0 | 0 | 0
2010 | US | WECC | Desert SW | - | W02 | Total Internal Demand | 16483 | 17253.1 | 17446.8 | 17650.1 | 17972.6 | 18401 | 18748 | 19167.5 | 19534.3 | 19861 | 20252.5
2010 | US | WECC | Desert SW | - | W02a | Direct Control Load Management | 18 | 11 | 13 | 17 | 19 | 22 | 25 | 29 | 32 | 36 | 39
2010 | US | WECC | Desert SW | - | W02b | Contractually Interruptible (Curtailable) | 336 | 478.4 | 518 | 473 | 533 | 594 | 594 | 595 | 596 | 596 | 597
2010 | US | WECC | Desert SW | - | W02c | Critical Peak-Pricing (CPP) with Control | 0 | 0 | 0 | 0 | 0 | 0 | 0 | 0 | 0 | 0 | 0
2010 | US | WECC | Desert SW | - | W02d | Load as a Capacity Resource | 0 | 0 | 0 | 0 | 0 | 0 | 0 | 0 | 0 | 0 | 0
2010 | US | WECC | Desert SW | - | W03 | Net Internal Demand = 2-2a-2b-2c-2d | 16129 | 16763.7 | 16916 | 17160 | 17421 | 17785 | 18129 | 18544 | 18906 | 19229 | 19617
2010 | US | WECC | Desert SW | - | W04a | Demand Response used for Reserves - Spinning | 0 | 0 | 0 | 0 | 0 | 0 | 0 | 0 | 0 | 0 | 0
2010 | US | WECC | Desert SW | - | W04b | Demand Response used for Reserves - Non-Spinning | 0 | 0 | 0 | 0 | 0 | 0 | 0 | 0 | 0 | 0 | 0
2010 | US | WECC | Desert SW | - | W04c | Demand Response used for Regulation | 0 | 0 | 0 | 0 | 0 | 0 | 0 | 0 | 0 | 0 | 0
2010 | US | WECC | Desert SW | - | W04d | Demand Response used for Energy, Voluntary - Emergency | 0 | 0 | 0 | 0 | 0 | 0 | 0 | 0 | 0 | 0 | 0
2010 | US | WECC | Desert SW | - | W05 | TOTAL INTERNAL CAPACITY = 6+7 | 43708 | 42462 | 44337 | 45425 | 45717 | 46005 | 46005 | 46005 | 46005 | 46005 | 46005
2010 | US | WECC | Desert SW | - | W06 | EXISTING CAPACITY = 6a+6b+6c | 43708 | 42448 | 42448 | 42448 | 42448 | 42448 | 42448 | 42448 | 42448 | 42448 | 42448
2010 | US | WECC | Desert SW | - | W06a | Existing, Certain | 31161 | 35378.9032 | 35378.9032 | 35378.9032 | 35378.9032 | 35378.9032 | 35378.9032 | 35378.9032 | 35378.9032 | 35378.9032 | 35378.9032
2010 | US | WECC | Desert SW | - | W06a1 | Wind Expected On-Peak | 5 | 20 | 20 | 20 | 20 | 20 | 20 | 20 | 20 | 20 | 20
2010 | US | WECC | Desert SW | - | W06a2 | Solar Expected On-Peak | 72 | 0 | 0 | 0 | 0 | 0 | 0 | 0 | 0 | 0 | 0
2010 | US | WECC | Desert SW | - | W06a3 | Hydro Expected On-Peak | 2518 | 1205 | 1205 | 1205 | 1205 | 1205 | 1205 | 1205 | 1205 | 1205 | 1205
2010 | US | WECC | Desert SW | - | W06a4 | Biomass Expected On-Peak | 21 | 24 | 24 | 24 | 24 | 24 | 24 | 24 | 24 | 24 | 24
2010 | US | WECC | Desert SW | - | W06a5 | Load as a Capacity Resource Expected On-Peak (Load Management Programs) | 0 | 0 | 0 | 0 | 0 | 0 | 0 | 0 | 0 | 0 | 0
2010 | US | WECC | Desert SW | - | W06b | Existing, Other | 5451 | 0 | 0 | 0 | 0 | 0 | 0 | 0 | 0 | 0 | 0
2010 | US | WECC | Desert SW | - | W06b1 | Wind Derate On-Peak | 2541 | 2526 | 2526 | 2526 | 2526 | 2526 | 2526 | 2526 | 2526 | 2526 | 2526
2010 | US | WECC | Desert SW | - | W06b2 | Solar Derate On-Peak | 0 | 72 | 72 | 72 | 72 | 72 | 72 | 72 | 72 | 72 | 72
2010 | US | WECC | Desert SW | - | W06b3 | Hydro Derate On-Peak | 2541 | 167 | 167 | 167 | 167 | 167 | 167 | 167 | 167 | 167 | 167
2010 | US | WECC | Desert SW | - | W06b4 | Biomass Derate On-Peak | 10 | 7 | 7 | 7 | 7 | 7 | 7 | 7 | 7 | 7 | 7
2010 | US | WECC | Desert SW | - | W06b5 | Load as a Capacity Resource Derate On-Peak (Load Management Programs) | 0 | 0 | 0 | 0 | 0 | 0 | 0 | 0 | 0 | 0 | 0
2010 | US | WECC | Desert SW | - | W06b7 | Transmission-Limited Resources | 0 | 0 | 0 | 0 | 0 | 0 | 0 | 0 | 0 | 0 | 0
2010 | US | WECC | Desert SW | - | W06b8 | All Other Derates | 2004 | 4297.0968 | 4297.0968 | 4297.0968 | 4297.0968 | 4297.0968 | 4297.0968 | 4297.0968 | 4297.0968 | 4297.0968 | 4297.0968
2010 | US | WECC | Desert SW | - | W06b9 | Energy Only | 0 | 0 | 0 | 0 | 0 | 0 | 0 | 0 | 0 | 0 | 0
2010 | US | WECC | Desert SW | - | W06c | Existing, Inoperable (Note: Not used in margin calculations) | 0 | 0 | 0 | 0 | 0 | 0 | 0 | 0 | 0 | 0 | 0
2010 | US | WECC | Desert SW | - | W07 | FUTURE CAPACITY ADDITIONS = 7a+7b | 0 | 14 | 1722 | 2542 | 2550 | 2852 | 2852 | 2837 | 2837 | 2837 | 2838
2010 | US | WECC | Desert SW | - | W07a | Future, Planned | 0 | 14 | 1722 | 2542 | 2550 | 2852 | 2852 | 2837 | 2837 | 2837 | 2838
2010 | US | WECC | Desert SW | - | W07a1 | Wind Expected On-Peak | 0 | 0 | 0 | 0 | 0 | 0 | 0 | 0 | 0 | 0 | 0
2010 | US | WECC | Desert SW | - | W07a2 | Wind Derate On-Peak | 0 | 0 | 0 | 0 | 0 | 0 | 0 | 0 | 0 | 0 | 0
2010 | US | WECC | Desert SW | - | W07a3 | Solar Expected On-Peak | 0 | 0 | 0 | 0 | 8 | 22 | 22 | 7 | 7 | 7 | 8
2010 | US | WECC | Desert SW | - | W07a4 | Solar Derate On-Peak | 0 | 0 | 167 | 435 | 719 | 705 | 705 | 720 | 720 | 720 | 719
2010 | US | WECC | Desert SW | - | W07a5 | Hydro Expected On-Peak | 0 | 0 | 0 | 0 | 0 | 0 | 0 | 0 | 0 | 0 | 0
2010 | US | WECC | Desert SW | - | W07a6 | Hydro Derate On-Peak | 0 | 0 | 0 | 0 | 0 | 0 | 0 | 0 | 0 | 0 | 0
2010 | US | WECC | Desert SW | - | W07a7 | Biomass Expected On-Peak | 0 | 0 | 0 | 0 | 0 | 0 | 0 | 0 | 0 | 0 | 0
2010 | US | WECC | Desert SW | - | W07a8 | Biomass Derate On-Peak | 0 | 0 | 0 | 0 | 0 | 0 | 0 | 0 | 0 | 0 | 0
2010 | US | WECC | Desert SW | - | W07a9 | Demand Response Expected On-Peak (Load Management Programs) | 0 | 0 | 0 | 0 | 0 | 0 | 0 | 0 | 0 | 0 | 0
2010 | US | WECC | Desert SW | - | W07a10 | Demand Response Derate On-Peak (Load Management Programs) | 0 | 0 | 0 | 0 | 0 | 0 | 0 | 0 | 0 | 0 | 0
2010 | US | WECC | Desert SW | - | W07a11 | Transmission-Limited Resources | 0 | 0 | 0 | 0 | 0 | 0 | 0 | 0 | 0 | 0 | 0
2010 | US | WECC | Desert SW | - | W07a12 | Scheduled Outage - Maintenance | 0 | 0 | 0 | 0 | 0 | 0 | 0 | 0 | 0 | 0 | 0
2010 | US | WECC | Desert SW | - | W07a13 | All Other Derates | 0 | 0 | 0 | 0 | 0 | 0 | 0 | 0 | 0 | 0 | 0
2010 | US | WECC | Desert SW | - | W07a14 | Energy Only | 0 | 0 | 0 | 0 | 0 | 0 | 0 | 0 | 0 | 0 | 0
2010 | US | WECC | Desert SW | - | W07b | Future, Other | 0 | 0 | 0 | 0 | 0 | 0 | 0 | 0 | 0 | 0 | 0
2010 | US | WECC | Desert SW | - | W07b1 | Wind Expected On-Peak | 0 | 0 | 0 | 0 | 0 | 0 | 0 | 0 | 0 | 0 | 0
2010 | US | WECC | Desert SW | - | W07b2 | Wind Derate On-Peak | 0 | 0 | 0 | 0 | 0 | 0 | 0 | 0 | 0 | 0 | 0
2010 | US | WECC | Desert SW | - | W07b3 | Solar Expected On-Peak | 0 | 0 | 0 | 0 | 0 | 0 | 0 | 0 | 0 | 0 | 0
2010 | US | WECC | Desert SW | - | W07b4 | Solar Derate On-Peak | 0 | 0 | 0 | 0 | 0 | 0 | 0 | 0 | 0 | 0 | 0
2010 | US | WECC | Desert SW | - | W07b5 | Hydro Expected On-Peak | 0 | 0 | 0 | 0 | 0 | 0 | 0 | 0 | 0 | 0 | 0
2010 | US | WECC | Desert SW | - | W07b6 | Hydro Derate On-Peak | 0 | 0 | 0 | 0 | 0 | 0 | 0 | 0 | 0 | 0 | 0
2010 | US | WECC | Desert SW | - | W07b7 | Biomass Expected On-Peak | 0 | 0 | 0 | 0 | 0 | 0 | 0 | 0 | 0 | 0 | 0
2010 | US | WECC | Desert SW | - | W07b8 | Biomass Derate On-Peak | 0 | 0 | 0 | 0 | 0 | 0 | 0 | 0 | 0 | 0 | 0
2010 | US | WECC | Desert SW | - | W07b9 | Transmission-Limited Resources | 0 | 0 | 0 | 0 | 0 | 0 | 0 | 0 | 0 | 0 | 0
2010 | US | WECC | Desert SW | - | W07b10 | Scheduled Outage - Maintenance | 0 | 0 | 0 | 0 | 0 | 0 | 0 | 0 | 0 | 0 | 0
2010 | US | WECC | Desert SW | - | W07b11 | All Other Derates | 0 | 0 | 0 | 0 | 0 | 0 | 0 | 0 | 0 | 0 | 0
2010 | US | WECC | Desert SW | - | W07b12 | Energy Only | 0 | 0 | 0 | 0 | 0 | 0 | 0 | 0 | 0 | 0 | 0
2010 | US | WECC | Desert SW | - | W08 | Conceptual | 0 | 0 | 0 | 129 | 602 | 872 | 1585 | 1725 | 2087 | 2425 | 2449
2010 | US | WECC | Desert SW | - | W08a1 | Wind Expected On-Peak | 0 | 0 | 0 | 0 | 23 | 24 | 236 | 25 | 27 | 25 | 23
2010 | US | WECC | Desert SW | - | W08a2 | Wind Derate On-Peak | 0 | 0 | 0 | 0 | 659 | 658 | 446 | 657 | 655 | 657 | 659
2010 | US | WECC | Desert SW | - | W08a3 | Solar Expected On-Peak | 0 | 0 | 0 | 2 | 6 | 35 | 35 | 11 | 11 | 11 | 12
2010 | US | WECC | Desert SW | - | W08a4 | Solar Derate On-Peak | 0 | 0 | 0 | 61 | 371 | 578 | 578 | 602 | 602 | 638 | 637
2010 | US | WECC | Desert SW | - | W08a5 | Hydro Expected On-Peak | 0 | 0 | 0 | 0 | 0 | 0 | 0 | 0 | 0 | 0 | 0
2010 | US | WECC | Desert SW | - | W08a6 | Hydro Derate On-Peak | 0 | 0 | 0 | 0 | 0 | 0 | 0 | 0 | 0 | 0 | 0
2010 | US | WECC | Desert SW | - | W08a7 | Biomass Expected On-Peak | 0 | 0 | 0 | 0 | 0 | 0 | 8 | 8 | 8 | 8 | 8
2010 | US | WECC | Desert SW | - | W08a8 | Biomass Derate On-Peak | 0 | 0 | 0 | 0 | 0 | 0 | 0 | 0 | 0 | 0 | 0
2010 | US | WECC | Desert SW | - | W08a9 | All Other Derates | 0 | 0 | 0 | 0 | 0 | 0 | 0 | 0 | 0 | 0 | 0
2010 | US | WECC | Desert SW | - | W08a10 | Energy Only | 0 | 0 | 0 | 0 | 0 | 0 | 0 | 0 | 0 | 0 | 0
2010 | US | WECC | Desert SW | - | W09 | ANTICIPATED INTERNAL CAPACITY = 6a+7a | 31161 | 35393 | 37268 | 38356 | 38648 | 38936 | 38936 | 38936 | 38936 | 38936 | 38936
2010 | US | WECC | Desert SW | - | W10 | CAPACITY TRANSACTIONS - IMPORTS = 10a+10b+10c+10d | 625 | 1773 | 2073 | 2054 | 1988 | 2008 | 1133 | 1687 | 1489 | 1294 | 1151
2010 | US | WECC | Desert SW | - | W10a | Firm (Note: The sum of 10a1 and 10a2 must be <= 10a) | 0 | 1285 | 2004 | 861 | 1538 | 1186 | 131 | 1687 | 1000 | 405 | 136
2010 | US | WECC | Desert SW | - | W10a1 | Full-Responsibility Purchases | 0 | 0 | 0 | 0 | 0 | 0 | 0 | 0 | 0 | 0 | 0
2010 | US | WECC | Desert SW | - | W10a2 | Owned Capacity/Entitlement Located Outside the Region/Subregion | 0 | 131 | 131 | 131 | 131 | 131 | 131 | 131 | 131 | 131 | 131
2010 | US | WECC | Desert SW | - | W10b | Non-firm | 0 | 0 | 0 | 0 | 0 | 0 | 0 | 0 | 0 | 0 | 0
2010 | US | WECC | Desert SW | - | W10c | Expected (Note: The sum of 10c1 and 10c2 must be <= 10c) | 0 | 488 | 69 | 1193 | 450 | 700 | 970 | 0 | 385 | 350 | 339
2010 | US | WECC | Desert SW | - | W10c1 | Full-Responsibility Purchases | 0 | 0 | 0 | 0 | 0 | 0 | 0 | 0 | 0 | 0 | 0
2010 | US | WECC | Desert SW | - | W10c2 | Owned Capacity/Entitlement Located Outside the Region/Subregion | 0 | 0 | 0 | 0 | 0 | 0 | 0 | 0 | 0 | 0 | 0
2010 | US | WECC | Desert SW | - | W10d | Provisional – transactions under study, but negotiations have not begun. | 0 | 0 | 0 | 0 | 0 | 122 | 32 | 0 | 104 | 539 | 676
2010 | US | WECC | Desert SW | - | W11 | CAPACITY TRANSACTIONS - EXPORTS = 11a+11b+11c+11d | 5604 | 7581 | 7310 | 7900 | 7157 | 7765 | 8675 | 8073 | 7700 | 8105 | 8467
2010 | US | WECC | Desert SW | - | W11a | Firm (Note: The sum of 11a1 and 11a2 must be <= 11a) | 0 | 7581 | 7310 | 7900 | 7157 | 7765 | 8675 | 8073 | 7700 | 8105 | 8467
2010 | US | WECC | Desert SW | - | W11a1 | Full-Responsibility Purchases | 0 | 0 | 0 | 0 | 0 | 0 | 0 | 0 | 0 | 0 | 0
2010 | US | WECC | Desert SW | - | W11a2 | Owned Capacity/Entitlement Located Outside the Region/Subregion | 0 | 3006 | 3013 | 3012 | 3005 | 3005 | 3006 | 3013 | 3015 | 3012 | 3005
2010 | US | WECC | Desert SW | - | W11b | Non-firm | 0 | 0 | 0 | 0 | 0 | 0 | 0 | 0 | 0 | 0 | 0
2010 | US | WECC | Desert SW | - | W11c | Expected (Note: The sum of 11c1 and 11c2 must be <= 11c) | 0 | 0 | 0 | 0 | 0 | 0 | 0 | 0 | 0 | 0 | 0
2010 | US | WECC | Desert SW | - | W11c1 | Full-Responsibility Purchases | 0 | 0 | 0 | 0 | 0 | 0 | 0 | 0 | 0 | 0 | 0
2010 | US | WECC | Desert SW | - | W11c2 | Owned Capacity/Entitlement Located Outside the Region/Subregion | 0 | 0 | 0 | 0 | 0 | 0 | 0 | 0 | 0 | 0 | 0
2010 | US | WECC | Desert SW | - | W11d | Provisional – transactions under study, but negotiations have not begun. | 0 | 0 | 0 | 0 | 0 | 0 | 0 | 0 | 0 | 0 | 0
2010 | US | WECC | Desert SW | - | W12 | EXISTING, CERTAIN CAPACITY & NET FIRM TRANSACTIONS = 6a+Net Firm Transactions | 31161 | 29082.9032 | 30072.9032 | 28339.9032 | 29759.9032 | 28799.9032 | 26834.9032 | 28992.9032 | 28678.9032 | 27678.9032 | 27047.9032
2010 | US | WECC | Desert SW | - | W13 | ANTICIPATED CAPACITY RESOURCES = 12+7a+Net Expected Transactions | 0 | 29584.9032 | 31863.9032 | 32074.9032 | 32759.9032 | 32351.9032 | 30656.9032 | 31829.9032 | 31900.9032 | 30865.9032 | 30224.9032
2010 | US | WECC | Desert SW | - | W14 | PROSPECTIVE CAPACITY RESOURCES = 13+6b+16b | 0 | 29584.9032 | 31863.9032 | 32074.9032 | 32759.9032 | 32351.9032 | 30656.9032 | 31829.9032 | 31900.9032 | 30865.9032 | 30224.9032
2010 | US | WECC | Desert SW | - | W15 | TOTAL POTENTIAL CAPACITY RESOURCES = 13+6b+7b+8+Net Provisional Transactions | 0 | 29584.9032 | 31863.9032 | 32203.9032 | 33361.9032 | 33345.9032 | 32273.9032 | 33554.9032 | 34091.9032 | 33829.9032 | 33349.9032
2010 | US | WECC | Desert SW | - | W15a | ADJUSTED POTENTIAL CAPACITY RESOURCES = 13+6b+16b+16d+Net Provisional Transactions | 0 | 29584.9032 | 31863.9032 | 32203.9032 | 33361.9032 | 33345.9032 | 32273.9032 | 33554.9032 | 34091.9032 | 33829.9032 | 33349.9032
2010 | US | WECC | Desert SW | - | W16a | Confidence of Future, Other (7b), using reasonable judgement | 0 | 0 | 0 | 0 | 0 | 0 | 0 | 0 | 0 | 0 | 0
2010 | US | WECC | Desert SW | - | W16b | Net Future, Other Resources After Confidence Percentage Is Applied = 7b*16a | 0 | 0 | 0 | 0 | 0 | 0 | 0 | 0 | 0 | 0 | 0
2010 | US | WECC | Desert SW | - | W16c | Confidence of Conceptual (8), using reasonable judgement | 0 | 1 | 1 | 1 | 1 | 1 | 1 | 1 | 1 | 1 | 1
2010 | US | WECC | Desert SW | - | W16d | Net Conceptual Resources After Confidence Percentage Is Applied = 8*16c | 0 | 0 | 0 | 129 | 602 | 872 | 1585 | 1725 | 2087 | 2425 | 2449
2010 | US | WECC | Desert SW | - | W17 | Region/Subregion Target Reserve Margin | 0 | 0.13 | 0.13 | 0.13 | 0.13 | 0.13 | 0.13 | 0.13 | 0.13 | 0.13 | 0.13
2010 | US | WECC | Desert SW | - | W18 | Existing Certain and Net Firm Transactions Reserve Margin = (12-3)/3 | 0 | 0.73487 | 0.77778 | 0.65151 | 0.70828 | 0.61934 | 0.48022 | 0.56347 | 0.51692 | 0.43944 | 0.3788
2010 | US | WECC | Desert SW | - | W19 | Anticipated Capacity Resources Reserve Margin = (13-3)/3 | 0 | 0.76482 | 0.88365 | 0.86917 | 0.88048 | 0.81906 | 0.69104 | 0.71645 | 0.68734 | 0.60517 | 0.54075
2010 | US | WECC | Desert SW | - | W20 | Prospective Capacity Resources Reserve Margin = (14-3)/3 | 0 | 0.76482 | 0.88365 | 0.86917 | 0.88048 | 0.81906 | 0.69104 | 0.71645 | 0.68734 | 0.60517 | 0.54075
2010 | US | WECC | Desert SW | - | W21 | Total Potential Resources Reserve Margin = (15-3)/3 | 0 | 0.76482 | 0.88365 | 0.87668 | 0.91504 | 0.87495 | 0.78024 | 0.80947 | 0.80323 | 0.75932 | 0.70005
2010 | US | WECC | Desert SW | - | W22 | Adjusted Potential Resources Reserve Margin = (15a-3)/3 | 0 | 0.76482 | 0.88365 | 0.87668 | 0.91504 | 0.87495 | 0.78024 | 0.80947 | 0.80323 | 0.75932 | 0.70005
2010 | US | WECC | Desert SW | - | W23 | Total Baseline Installed Capacity | 43708 | 0 | 0 | 0 | 0 | 0 | 0 | 0 | 0 | 0 | 0
2010 | US | WECC | CAL N | - | W01 | Unrestricted Non-coincident Peak Demand = 2+1a+1b-1c-1d | 18250.8261 | 17081.1 | 17388 | 17707 | 17876 | 18021 | 18181 | 18346 | 18513 | 18666 | 18803
2010 | US | WECC | CAL N | - | W01a | New Conservation (Energy Efficiency) | 0 | 236 | 340 | 439 | 412 | 383 | 355 | 330 | 305 | 279 | 248
2010 | US | WECC | CAL N | - | W01b | Estimated Diversity | 0 | 0 | 0 | 0 | 0 | 0 | 0 | 0 | 0 | 0 | 0
2010 | US | WECC | CAL N | - | W01c | Additions for non-member load (load served by non-registered LSE's in a region) | 0 | 0 | 0 | 0 | 0 | 0 | 0 | 0 | 0 | 0 | 0
2010 | US | WECC | CAL N | - | W01d | Stand-by Load Under Contract (Normally served by behind the meter generation) | 0 | 1243 | 1280 | 1319 | 1358 | 1399 | 1441 | 1484 | 1529 | 1575 | 1622
2010 | US | WECC | CAL N | - | W02 | Total Internal Demand | 18250.8261 | 18088.1 | 18328.1 | 18587 | 18821.5 | 19036.8 | 19267.3 | 19500.1 | 19737 | 19962.2 | 20177.1
2010 | US | WECC | CAL N | - | W02a | Direct Control Load Management | 14 | 14 | 14 | 14 | 14 | 14 | 14 | 14 | 14 | 14 | 14
2010 | US | WECC | CAL N | - | W02b | Contractually Interruptible (Curtailable) | 80 | 241 | 78 | 78 | 78 | 78 | 78 | 78 | 78 | 78 | 78
2010 | US | WECC | CAL N | - | W02c | Critical Peak-Pricing (CPP) with Control | 0 | 227 | 0 | 0 | 0 | 0 | 0 | 0 | 0 | 0 | 0
2010 | US | WECC | CAL N | - | W02d | Load as a Capacity Resource | 989 | 9 | 339 | 335 | 324 | 328 | 331 | 335 | 338 | 342 | 345
2010 | US | WECC | CAL N | - | W03 | Net Internal Demand = 2-2a-2b-2c-2d | 17167.8261 | 17597.1 | 17897 | 18160 | 18406 | 18617 | 18844 | 19073 | 19307 | 19528 | 19740
2010 | US | WECC | CAL N | - | W04a | Demand Response used for Reserves - Spinning | 0 | 0 | 0 | 0 | 0 | 0 | 0 | 0 | 0 | 0 | 0
2010 | US | WECC | CAL N | - | W04b | Demand Response used for Reserves - Non-Spinning | 3 | 3 | 3 | 3 | 3 | 3 | 3 | 3 | 3 | 3 | 3
2010 | US | WECC | CAL N | - | W04c | Demand Response used for Regulation | 0 | 0 | 0 | 0 | 0 | 0 | 0 | 0 | 0 | 0 | 0
2010 | US | WECC | CAL N | - | W04d | Demand Response used for Energy, Voluntary - Emergency | 0 | 0 | 0 | 0 | 0 | 0 | 0 | 0 | 0 | 0 | 0
2010 | US | WECC | CAL N | - | W05 | TOTAL INTERNAL CAPACITY = 6+7 | 48681 | 39651.9116 | 43669.9116 | 46806.9116 | 48634.9116 | 49165.9116 | 49565.9116 | 49565.9116 | 49565.9116 | 49565.9116 | 49565.9116
2010 | US | WECC | CAL N | - | W06 | EXISTING CAPACITY = 6a+6b+6c | 48681 | 39438.9116 | 39438.9116 | 39438.9116 | 39438.9116 | 39438.9116 | 39438.9116 | 39438.9116 | 39438.9116 | 39438.9116 | 39438.9116
2010 | US | WECC | CAL N | - | W06a | Existing, Certain | 28461 | 26268 | 26268 | 26268 | 26268 | 26268 | 26268 | 26268 | 26268 | 26268 | 26268
2010 | US | WECC | CAL N | - | W06a1 | Wind Expected On-Peak | 49 | 1086 | 1086 | 1086 | 1086 | 1086 | 1086 | 1086 | 1086 | 1086 | 1086
2010 | US | WECC | CAL N | - | W06a2 | Solar Expected On-Peak | 0 | 0 | 0 | 0 | 0 | 0 | 0 | 0 | 0 | 0 | 0
2010 | US | WECC | CAL N | - | W06a3 | Hydro Expected On-Peak | 7959 | 3736 | 3736 | 3736 | 3736 | 3736 | 3736 | 3736 | 3736 | 3736 | 3736
2010 | US | WECC | CAL N | - | W06a4 | Biomass Expected On-Peak | 515 | 438 | 438 | 438 | 438 | 438 | 438 | 438 | 438 | 438 | 438
2010 | US | WECC | CAL N | - | W06a5 | Load as a Capacity Resource Expected On-Peak (Load Management Programs) | 0 | 0 | 0 | 0 | 0 | 0 | 0 | 0 | 0 | 0 | 0
2010 | US | WECC | CAL N | - | W06b | Existing, Other | 10975 | 0 | 0 | 0 | 0 | 0 | 0 | 0 | 0 | 0 | 0
2010 | US | WECC | CAL N | - | W06b1 | Wind Derate On-Peak | 2024 | 987 | 987 | 987 | 987 | 987 | 987 | 987 | 987 | 987 | 987
2010 | US | WECC | CAL N | - | W06b2 | Solar Derate On-Peak | 0 | 0 | 0 | 0 | 0 | 0 | 0 | 0 | 0 | 0 | 0
2010 | US | WECC | CAL N | - | W06b3 | Hydro Derate On-Peak | 2075 | 2389.0884 | 2389.0884 | 2389.0884 | 2389.0884 | 2389.0884 | 2389.0884 | 2389.0884 | 2389.0884 | 2389.0884 | 2389.0884
2010 | US | WECC | CAL N | - | W06b4 | Biomass Derate On-Peak | 193 | 270 | 270 | 270 | 270 | 270 | 270 | 270 | 270 | 270 | 270
2010 | US | WECC | CAL N | - | W06b5 | Load as a Capacity Resource Derate On-Peak (Load Management Programs) | 0 | 0 | 0 | 0 | 0 | 0 | 0 | 0 | 0 | 0 | 0
2010 | US | WECC | CAL N | - | W06b7 | Transmission-Limited Resources | 0 | 0 | 0 | 0 | 0 | 0 | 0 | 0 | 0 | 0 | 0
2010 | US | WECC | CAL N | - | W06b8 | All Other Derates | 4953 | 9524.8233 | 9524.8233 | 9524.8233 | 9524.8233 | 9524.8233 | 9524.8233 | 9524.8233 | 9524.8233 | 9524.8233 | 9524.8233
2010 | US | WECC | CAL N | - | W06b9 | Energy Only | 0 | 0 | 0 | 0 | 0 | 0 | 0 | 0 | 0 | 0 | 0
2010 | US | WECC | CAL N | - | W06c | Existing, Inoperable (Note: Not used in margin calculations) | 0 | 0 | 0 | 0 | 0 | 0 | 0 | 0 | 0 | 0 | 0
2010 | US | WECC | CAL N | - | W07 | FUTURE CAPACITY ADDITIONS = 7a+7b | 0 | 132 | 3198 | 5742 | 6997 | 7031 | 7592 | 7605 | 7475 | 7465 | 7397
2010 | US | WECC | CAL N | - | W07a | Future, Planned | 0 | 132 | 3198 | 5742 | 6997 | 7031 | 7592 | 7605 | 7475 | 7465 | 7397
2010 | US | WECC | CAL N | - | W07a1 | Wind Expected On-Peak | 0 | 6 | 192 | 194 | 14 | 48 | 209 | 222 | 92 | 82 | 14
2010 | US | WECC | CAL N | - | W07a2 | Wind Derate On-Peak | 0 | 81 | 611 | 753 | 999 | 965 | 804 | 791 | 921 | 931 | 999
2010 | US | WECC | CAL N | - | W07a3 | Solar Expected On-Peak | 0 | 5 | 0 | 0 | 0 | 0 | 0 | 0 | 0 | 0 | 0
2010 | US | WECC | CAL N | - | W07a4 | Solar Derate On-Peak | 0 | 0 | 422 | 873 | 1200 | 1731 | 1731 | 1731 | 1731 | 1731 | 1731
2010 | US | WECC | CAL N | - | W07a5 | Hydro Expected On-Peak | 0 | 0 | 0 | 0 | 0 | 0 | 0 | 0 | 0 | 0 | 0
2010 | US | WECC | CAL N | - | W07a6 | Hydro Derate On-Peak | 0 | 0 | 0 | 0 | 0 | 0 | 0 | 0 | 0 | 0 | 0
2010 | US | WECC | CAL N | - | W07a7 | Biomass Expected On-Peak | 0 | 0 | 46 | 62 | 62 | 62 | 62 | 62 | 62 | 62 | 62
2010 | US | WECC | CAL N | - | W07a8 | Biomass Derate On-Peak | 0 | 0 | 0 | 0 | 0 | 0 | 0 | 0 | 0 | 0 | 0
2010 | US | WECC | CAL N | - | W07a9 | Demand Response Expected On-Peak (Load Management Programs) | 0 | 0 | 0 | 0 | 0 | 0 | 0 | 0 | 0 | 0 | 0
2010 | US | WECC | CAL N | - | W07a10 | Demand Response Derate On-Peak (Load Management Programs) | 0 | 0 | 0 | 0 | 0 | 0 | 0 | 0 | 0 | 0 | 0
2010 | US | WECC | CAL N | - | W07a11 | Transmission-Limited Resources | 0 | 0 | 0 | 0 | 0 | 0 | 0 | 0 | 0 | 0 | 0
2010 | US | WECC | CAL N | - | W07a12 | Scheduled Outage - Maintenance | 0 | 0 | 0 | 0 | 0 | 0 | 0 | 0 | 0 | 0 | 0
2010 | US | WECC | CAL N | - | W07a13 | All Other Derates | 0 | 0 | 0 | 0 | 0 | 0 | 0 | 0 | 0 | 0 | 0
2010 | US | WECC | CAL N | - | W07a14 | Energy Only | 0 | 0 | 0 | 0 | 0 | 0 | 0 | 0 | 0 | 0 | 0
2010 | US | WECC | CAL N | - | W07b | Future, Other | 0 | 0 | 0 | 0 | 0 | 0 | 0 | 0 | 0 | 0 | 0
2010 | US | WECC | CAL N | - | W07b1 | Wind Expected On-Peak | 0 | 0 | 0 | 0 | 0 | 0 | 0 | 0 | 0 | 0 | 0
2010 | US | WECC | CAL N | - | W07b2 | Wind Derate On-Peak | 0 | 0 | 0 | 0 | 0 | 0 | 0 | 0 | 0 | 0 | 0
2010 | US | WECC | CAL N | - | W07b3 | Solar Expected On-Peak | 0 | 0 | 0 | 0 | 0 | 0 | 0 | 0 | 0 | 0 | 0
2010 | US | WECC | CAL N | - | W07b4 | Solar Derate On-Peak | 0 | 0 | 0 | 0 | 0 | 0 | 0 | 0 | 0 | 0 | 0
2010 | US | WECC | CAL N | - | W07b5 | Hydro Expected On-Peak | 0 | 0 | 0 | 0 | 0 | 0 | 0 | 0 | 0 | 0 | 0
2010 | US | WECC | CAL N | - | W07b6 | Hydro Derate On-Peak | 0 | 0 | 0 | 0 | 0 | 0 | 0 | 0 | 0 | 0 | 0
2010 | US | WECC | CAL N | - | W07b7 | Biomass Expected On-Peak | 0 | 0 | 0 | 0 | 0 | 0 | 0 | 0 | 0 | 0 | 0
2010 | US | WECC | CAL N | - | W07b8 | Biomass Derate On-Peak | 0 | 0 | 0 | 0 | 0 | 0 | 0 | 0 | 0 | 0 | 0
2010 | US | WECC | CAL N | - | W07b9 | Transmission-Limited Resources | 0 | 0 | 0 | 0 | 0 | 0 | 0 | 0 | 0 | 0 | 0
2010 | US | WECC | CAL N | - | W07b10 | Scheduled Outage - Maintenance | 0 | 0 | 0 | 0 | 0 | 0 | 0 | 0 | 0 | 0 | 0
2010 | US | WECC | CAL N | - | W07b11 | All Other Derates | 0 | 0 | 0 | 0 | 0 | 0 | 0 | 0 | 0 | 0 | 0
2010 | US | WECC | CAL N | - | W07b12 | Energy Only | 0 | 0 | 0 | 0 | 0 | 0 | 0 | 0 | 0 | 0 | 0
2010 | US | WECC | CAL N | - | W08 | Conceptual | 0 | 0 | 0 | 0 | 0 | 0 | 0 | 0 | 0 | 23 | 1
2010 | US | WECC | CAL N | - | W08a1 | Wind Expected On-Peak | 0 | 0 | 0 | 0 | 0 | 0 | 0 | 0 | 0 | 23 | 1
2010 | US | WECC | CAL N | - | W08a2 | Wind Derate On-Peak | 0 | 0 | 0 | 0 | 0 | 0 | 0 | 0 | 0 | 176 | 198
2010 | US | WECC | CAL N | - | W08a3 | Solar Expected On-Peak | 0 | 0 | 0 | 0 | 0 | 0 | 0 | 0 | 0 | 0 | 0
2010 | US | WECC | CAL N | - | W08a4 | Solar Derate On-Peak | 0 | 0 | 0 | 0 | 0 | 0 | 0 | 0 | 0 | 0 | 0
2010 | US | WECC | CAL N | - | W08a5 | Hydro Expected On-Peak | 0 | 0 | 0 | 0 | 0 | 0 | 0 | 0 | 0 | 0 | 0
2010 | US | WECC | CAL N | - | W08a6 | Hydro Derate On-Peak | 0 | 0 | 0 | 0 | 0 | 0 | 0 | 0 | 0 | 0 | 0
2010 | US | WECC | CAL N | - | W08a7 | Biomass Expected On-Peak | 0 | 0 | 0 | 0 | 0 | 0 | 0 | 0 | 0 | 0 | 0
2010 | US | WECC | CAL N | - | W08a8 | Biomass Derate On-Peak | 0 | 0 | 0 | 0 | 0 | 0 | 0 | 0 | 0 | 0 | 0
2010 | US | WECC | CAL N | - | W08a9 | All Other Derates | 0 | 0 | 0 | 0 | 0 | 0 | 0 | 0 | 0 | 0 | 0
2010 | US | WECC | CAL N | - | W08a10 | Energy Only | 0 | 0 | 0 | 0 | 0 | 0 | 0 | 0 | 0 | 0 | 0
2010 | US | WECC | CAL N | - | W09 | ANTICIPATED INTERNAL CAPACITY = 6a+7a | 28461 | 26481 | 30499 | 33636 | 35464 | 35995 | 36395 | 36395 | 36395 | 36395 | 36395
2010 | US | WECC | CAL N | - | W10 | CAPACITY TRANSACTIONS - IMPORTS = 10a+10b+10c+10d | 1013 | 2790 | 4551 | 4546 | 3140 | 2832 | 4800 | 4800 | 4800 | 4800 | 2831
2010 | US | WECC | CAL N | - | W10a | Firm (Note: The sum of 10a1 and 10a2 must be <= 10a) | 0 | 2790 | 3292 | 3648 | 3140 | 2832 | 2831 | 3934 | 4026 | 3367 | 2831
2010 | US | WECC | CAL N | - | W10a1 | Full-Responsibility Purchases | 0 | 0 | 0 | 0 | 0 | 0 | 0 | 0 | 0 | 0 | 0
2010 | US | WECC | CAL N | - | W10a2 | Owned Capacity/Entitlement Located Outside the Region/Subregion | 0 | 0 | 0 | 0 | 0 | 0 | 0 | 0 | 0 | 0 | 0
2010 | US | WECC | CAL N | - | W10b | Non-firm | 0 | 0 | 0 | 0 | 0 | 0 | 0 | 0 | 0 | 0 | 0
2010 | US | WECC | CAL N | - | W10c | Expected (Note: The sum of 10c1 and 10c2 must be <= 10c) | 0 | 0 | 1259 | 898 | 0 | 0 | 1969 | 866 | 774 | 1433 | 0
2010 | US | WECC | CAL N | - | W10c1 | Full-Responsibility Purchases | 0 | 0 | 0 | 0 | 0 | 0 | 0 | 0 | 0 | 0 | 0
2010 | US | WECC | CAL N | - | W10c2 | Owned Capacity/Entitlement Located Outside the Region/Subregion | 0 | 0 | 0 | 0 | 0 | 0 | 0 | 0 | 0 | 0 | 0
2010 | US | WECC | CAL N | - | W10d | Provisional – transactions under study, but negotiations have not begun. | 0 | 0 | 0 | 0 | 0 | 0 | 0 | 0 | 0 | 0 | 0
2010 | US | WECC | CAL N | - | W11 | CAPACITY TRANSACTIONS - EXPORTS = 11a+11b+11c+11d | 445 | 1275 | 1375 | 1375 | 1275 | 1293 | 1375 | 1375 | 1375 | 1375 | 1375
2010 | US | WECC | CAL N | - | W11a | Firm (Note: The sum of 11a1 and 11a2 must be <= 11a) | 0 | 1275 | 1375 | 1275 | 1275 | 1293 | 1301 | 1375 | 1275 | 1375 | 1275
2010 | US | WECC | CAL N | - | W11a1 | Full-Responsibility Purchases | 0 | 0 | 0 | 0 | 0 | 0 | 0 | 0 | 0 | 0 | 0
2010 | US | WECC | CAL N | - | W11a2 | Owned Capacity/Entitlement Located Outside the Region/Subregion | 0 | 0 | 0 | 0 | 0 | 0 | 0 | 0 | 0 | 0 | 0
2010 | US | WECC | CAL N | - | W11b | Non-firm | 0 | 0 | 0 | 0 | 0 | 0 | 0 | 0 | 0 | 0 | 0
2010 | US | WECC | CAL N | - | W11c | Expected (Note: The sum of 11c1 and 11c2 must be <= 11c) | 0 | 0 | 0 | 100 | 0 | 0 | 74 | 0 | 100 | 0 | 100
2010 | US | WECC | CAL N | - | W11c1 | Full-Responsibility Purchases | 0 | 0 | 0 | 0 | 0 | 0 | 0 | 0 | 0 | 0 | 0
2010 | US | WECC | CAL N | - | W11c2 | Owned Capacity/Entitlement Located Outside the Region/Subregion | 0 | 0 | 0 | 0 | 0 | 0 | 0 | 0 | 0 | 0 | 0
2010 | US | WECC | CAL N | - | W11d | Provisional – transactions under study, but negotiations have not begun. | 0 | 0 | 0 | 0 | 0 | 0 | 0 | 0 | 0 | 0 | 0
2010 | US | WECC | CAL N | - | W12 | EXISTING, CERTAIN CAPACITY & NET FIRM TRANSACTIONS = 6a+Net Firm Transactions | 28461 | 27783 | 28185 | 28641 | 28133 | 27807 | 27798 | 28827 | 29019 | 28260 | 27824
2010 | US | WECC | CAL N | - | W13 | ANTICIPATED CAPACITY RESOURCES = 12+7a+Net Expected Transactions | 0 | 27915 | 32642 | 35181 | 35130 | 34838 | 37285 | 37298 | 37168 | 37158 | 35121
2010 | US | WECC | CAL N | - | W14 | PROSPECTIVE CAPACITY RESOURCES = 13+6b+16b | 0 | 27915 | 32642 | 35181 | 35130 | 34838 | 37285 | 37298 | 37168 | 37158 | 35121
2010 | US | WECC | CAL N | - | W15 | TOTAL POTENTIAL CAPACITY RESOURCES = 13+6b+7b+8+Net Provisional Transactions | 0 | 27915 | 32642 | 35181 | 35130 | 34838 | 37285 | 37298 | 37168 | 37181 | 35122
2010 | US | WECC | CAL N | - | W15a | ADJUSTED POTENTIAL CAPACITY RESOURCES = 13+6b+16b+16d+Net Provisional Transactions | 0 | 27915 | 32642 | 35181 | 35130 | 34838 | 37285 | 37298 | 37168 | 37181 | 35122
2010 | US | WECC | CAL N | - | W16a | Confidence of Future, Other (7b), using reasonable judgement | 0 | 0 | 0 | 0 | 0 | 0 | 0 | 0 | 0 | 0 | 0
2010 | US | WECC | CAL N | - | W16b | Net Future, Other Resources After Confidence Percentage Is Applied = 7b*16a | 0 | 0 | 0 | 0 | 0 | 0 | 0 | 0 | 0 | 0 | 0
2010 | US | WECC | CAL N | - | W16c | Confidence of Conceptual (8), using reasonable judgement | 0 | 1 | 1 | 1 | 1 | 1 | 1 | 1 | 1 | 1 | 1
2010 | US | WECC | CAL N | - | W16d | Net Conceptual Resources After Confidence Percentage Is Applied = 8*16c | 0 | 0 | 0 | 0 | 0 | 0 | 0 | 0 | 0 | 23 | 1
2010 | US | WECC | CAL N | - | W17 | Region/Subregion Target Reserve Margin | 0 | 0.105 | 0.105 | 0.105 | 0.105 | 0.105 | 0.105 | 0.105 | 0.105 | 0.105 | 0.105
2010 | US | WECC | CAL N | - | W18 | Existing Certain and Net Firm Transactions Reserve Margin = (12-3)/3 | 0 | 0.57884 | 0.57484 | 0.57715 | 0.52847 | 0.49363 | 0.47516 | 0.5114 | 0.50303 | 0.44715 | 0.40952
2010 | US | WECC | CAL N | - | W19 | Anticipated Capacity Resources Reserve Margin = (13-3)/3 | 0 | 0.58634 | 0.82388 | 0.93728 | 0.90862 | 0.8713 | 0.97861 | 0.95554 | 0.9251 | 0.90281 | 0.77918
2010 | US | WECC | CAL N | - | W20 | Prospective Capacity Resources Reserve Margin = (14-3)/3 | 0 | 0.58634 | 0.82388 | 0.93728 | 0.90862 | 0.8713 | 0.97861 | 0.95554 | 0.9251 | 0.90281 | 0.77918
2010 | US | WECC | CAL N | - | W21 | Total Potential Resources Reserve Margin = (15-3)/3 | 0 | 0.58634 | 0.82388 | 0.93728 | 0.90862 | 0.8713 | 0.97861 | 0.95554 | 0.9251 | 0.90398 | 0.77923
2010 | US | WECC | CAL N | - | W22 | Adjusted Potential Resources Reserve Margin = (15a-3)/3 | 0 | 0.58634 | 0.82388 | 0.93728 | 0.90862 | 0.8713 | 0.97861 | 0.95554 | 0.9251 | 0.90398 | 0.77923
2010 | US | WECC | CAL N | - | W23 | Total Baseline Installed Capacity | 48681 | 0 | 0 | 0 | 0 | 0 | 0 | 0 | 0 | 0 | 0
2010 | US | WECC | CAL S | - | W01 | Unrestricted Non-coincident Peak Demand = 2+1a+1b-1c-1d | 22912.1055 | 21987.7658 | 22235 | 22611 | 22879 | 23219 | 23377 | 23524 | 23786 | 24078 | 24370
2010 | US | WECC | CAL S | - | W01a | New Conservation (Energy Efficiency) | 0 | 239.2758 | 336 | 430 | 423 | 416 | 409 | 400 | 386 | 365 | 337
2010 | US | WECC | CAL S | - | W01b | Estimated Diversity | 0 | 0 | 0 | 0 | 0 | 0 | 0 | 0 | 0 | 0 | 0
2010 | US | WECC | CAL S | - | W01c | Additions for non-member load (load served by non-registered LSE's in a region) | 0 | 0 | 0 | 0 | 0 | 0 | 0 | 0 | 0 | 0 | 0
2010 | US | WECC | CAL S | - | W01d | Stand-by Load Under Contract (Normally served by behind the meter generation) | 0 | 853.51 | 861 | 871 | 901 | 912 | 1002 | 1012 | 1073 | 1083 | 1093
2010 | US | WECC | CAL S | - | W02 | Total Internal Demand | 22912.1055 | 22602 | 22759.5 | 23051.9 | 23357.2 | 23714.7 | 23969.6 | 24136.2 | 24472.8 | 24796.2 | 25126.2
2010 | US | WECC | CAL S | - | W02a | Direct Control Load Management | 510 | 510 | 510 | 510 | 510 | 510 | 510 | 510 | 510 | 510 | 510
2010 | US | WECC | CAL S | - | W02b | Contractually Interruptible (Curtailable) | 767 | 766.555 | 767 | 767 | 767 | 767 | 767 | 767 | 767 | 767 | 767
2010 | US | WECC | CAL S | - | W02c | Critical Peak-Pricing (CPP) with Control | 0 | 24.7227 | 42 | 64 | 101 | 119 | 134 | 138 | 142 | 146 | 150
2010 | US | WECC | CAL S | - | W02d | Load as a Capacity Resource | 482 | 1439.797 | 309 | 314 | 314 | 315 | 315 | 317 | 318 | 320 | 322
2010 | US | WECC | CAL S | - | W03 | Net Internal Demand = 2-2a-2b-2c-2d | 21153.1055 | 19861 | 21132 | 21397 | 21665 | 22004 | 22244 | 22404 | 22736 | 23053 | 23377
2010 | US | WECC | CAL S | - | W04a | Demand Response used for Reserves - Spinning | 0 | 0 | 0 | 0 | 0 | 0 | 0 | 0 | 0 | 0 | 0
2010 | US | WECC | CAL S | - | W04b | Demand Response used for Reserves - Non-Spinning | 25 | 25 | 25 | 25 | 25 | 25 | 25 | 25 | 25 | 25 | 25
2010 | US | WECC | CAL S | - | W04c | Demand Response used for Regulation | 0 | 0 | 0 | 0 | 0 | 0 | 0 | 0 | 0 | 0 | 0
2010 | US | WECC | CAL S | - | W04d | Demand Response used for Energy, Voluntary - Emergency | 0 | 0 | 0 | 0 | 0 | 0 | 0 | 0 | 0 | 0 | 0
2010 | US | WECC | CAL S | - | W05 | TOTAL INTERNAL CAPACITY = 6+7 | 46586 | 39161.7759 | 49608.7759 | 54110.7759 | 59705.7759 | 62921.7759 | 67863.7759 | 68493.7759 | 68493.7759 | 68493.7759 | 68493.7759
2010 | US | WECC | CAL S | - | W06 | EXISTING CAPACITY = 6a+6b+6c | 46586 | 38724.7759 | 38724.7759 | 38724.7759 | 38724.7759 | 38724.7759 | 38724.7759 | 38724.7759 | 38724.7759 | 38724.7759 | 38724.7759
2010 | US | WECC | CAL S | - | W06a | Existing, Certain | 28981 | 34272.1499 | 34272.1499 | 34272.1499 | 34272.1499 | 34272.1499 | 34272.1499 | 34272.1499 | 34272.1499 | 34272.1499 | 34272.1499
2010 | US | WECC | CAL S | - | W06a1 | Wind Expected On-Peak | 111 | 74 | 74 | 74 | 74 | 74 | 74 | 74 | 74 | 74 | 74
2010 | US | WECC | CAL S | - | W06a2 | Solar Expected On-Peak | 9 | 0 | 0 | 0 | 0 | 0 | 0 | 0 | 0 | 0 | 0
2010 | US | WECC | CAL S | - | W06a3 | Hydro Expected On-Peak | 2874 | 1167 | 1167 | 1167 | 1167 | 1167 | 1167 | 1167 | 1167 | 1167 | 1167
2010 | US | WECC | CAL S | - | W06a4 | Biomass Expected On-Peak | 241 | 210 | 210 | 210 | 210 | 210 | 210 | 210 | 210 | 210 | 210
2010 | US | WECC | CAL S | - | W06a5 | Load as a Capacity Resource Expected On-Peak (Load Management Programs) | 0 | 0 | 0 | 0 | 0 | 0 | 0 | 0 | 0 | 0 | 0
2010 | US | WECC | CAL S | - | W06b | Existing, Other | 9332 | 0 | 0 | 0 | 0 | 0 | 0 | 0 | 0 | 0 | 0
2010 | US | WECC | CAL S | - | W06b1 | Wind Derate On-Peak | 1414 | 1451 | 1451 | 1451 | 1451 | 1451 | 1451 | 1451 | 1451 | 1451 | 1451
2010 | US | WECC | CAL S | - | W06b2 | Solar Derate On-Peak | 421 | 431 | 431 | 431 | 431 | 431 | 431 | 431 | 431 | 431 | 431
2010 | US | WECC | CAL S | - | W06b3 | Hydro Derate On-Peak | 873 | 1902.6791 | 1902.6791 | 1902.6791 | 1902.6791 | 1902.6791 | 1902.6791 | 1902.6791 | 1902.6791 | 1902.6791 | 1902.6791
2010 | US | WECC | CAL S | - | W06b4 | Biomass Derate On-Peak | 111 | 142 | 142 | 142 | 142 | 142 | 142 | 142 | 142 | 142 | 142
2010 | US | WECC | CAL S | - | W06b5 | Load as a Capacity Resource Derate On-Peak (Load Management Programs) | 0 | 0 | 0 | 0 | 0 | 0 | 0 | 0 | 0 | 0 | 0
2010 | US | WECC | CAL S | - | W06b7 | Transmission-Limited Resources | 0 | 0 | 0 | 0 | 0 | 0 | 0 | 0 | 0 | 0 | 0
2010 | US | WECC | CAL S | - | W06b8 | All Other Derates | 5454 | 525.9469 | 525.9469 | 525.9469 | 525.9469 | 525.9469 | 525.9469 | 525.9469 | 525.9469 | 525.9469 | 525.9469
2010 | US | WECC | CAL S | - | W06b9 | Energy Only | 0 | 0 | 0 | 0 | 0 | 0 | 0 | 0 | 0 | 0 | 0
2010 | US | WECC | CAL S | - | W06c | Existing, Inoperable (Note: Not used in margin calculations) | 0 | 0 | 0 | 0 | 0 | 0 | 0 | 0 | 0 | 0 | 0
2010 | US | WECC | CAL S | - | W07 | FUTURE CAPACITY ADDITIONS = 7a+7b | 0 | 437 | 4895 | 6594 | 9110 | 8459 | 9081 | 10746 | 10784 | 10823 | 10874
2010 | US | WECC | CAL S | - | W07a | Future, Planned | 0 | 437 | 4895 | 6594 | 9110 | 8459 | 9081 | 10746 | 10784 | 10823 | 10874
2010 | US | WECC | CAL S | - | W07a1 | Wind Expected On-Peak | 0 | 15 | 956 | 1380 | 1523 | 54 | 614 | 1657 | 1744 | 1789 | 1844
2010 | US | WECC | CAL S | - | W07a2 | Wind Derate On-Peak | 0 | 0 | 3256 | 4650 | 4862 | 7282 | 10407 | 9364 | 9277 | 9232 | 9177
2010 | US | WECC | CAL S | - | W07a3 | Solar Expected On-Peak | 0 | 0 | 58 | 77 | 77 | 77 | 77 | 77 | 77 | 77 | 77
2010 | US | WECC | CAL S | - | W07a4 | Solar Derate On-Peak | 0 | 0 | 2693 | 3980 | 6843 | 8356 | 9552 | 9552 | 9552 | 9552 | 9552
2010 | US | WECC | CAL S | - | W07a5 | Hydro Expected On-Peak | 0 | 40 | 0 | 185 | 181 | 247 | 248 | 240 | 191 | 185 | 181
2010 | US | WECC | CAL S | - | W07a6 | Hydro Derate On-Peak | 0 | 0 | 40 | 162 | 166 | 100 | 99 | 107 | 156 | 162 | 166
2010 | US | WECC | CAL S | - | W07a7 | Biomass Expected On-Peak | 0 | 0 | 50 | 50 | 50 | 50 | 50 | 50 | 50 | 50 | 50
2010 | US | WECC | CAL S | - | W07a8 | Biomass Derate On-Peak | 0 | 0 | 0 | 0 | 0 | 0 | 0 | 0 | 0 | 0 | 0
2010 | US | WECC | CAL S | - | W07a9 | Demand Response Expected On-Peak (Load Management Programs) | 0 | 0 | 0 | 0 | 0 | 0 | 0 | 0 | 0 | 0 | 0
2010 | US | WECC | CAL S | - | W07a10 | Demand Response Derate On-Peak (Load Management Programs) | 0 | 0 | 0 | 0 | 0 | 0 | 0 | 0 | 0 | 0 | 0
2010 | US | WECC | CAL S | - | W07a11 | Transmission-Limited Resources | 0 | 0 | 0 | 0 | 0 | 0 | 0 | 0 | 0 | 0 | 0
2010 | US | WECC | CAL S | - | W07a12 | Scheduled Outage - Maintenance | 0 | 0 | 0 | 0 | 0 | 0 | 0 | 0 | 0 | 0 | 0
2010 | US | WECC | CAL S | - | W07a13 | All Other Derates | 0 | 0 | 0 | 0 | 0 | 0 | 0 | 0 | 0 | 0 | 0
2010 | US | WECC | CAL S | - | W07a14 | Energy Only | 0 | 0 | 0 | 0 | 0 | 0 | 0 | 0 | 0 | 0 | 0
2010 | US | WECC | CAL S | - | W07b | Future, Other | 0 | 0 | 0 | 0 | 0 | 0 | 0 | 0 | 0 | 0 | 0
2010 | US | WECC | CAL S | - | W07b1 | Wind Expected On-Peak | 0 | 0 | 0 | 0 | 0 | 0 | 0 | 0 | 0 | 0 | 0
2010 | US | WECC | CAL S | - | W07b2 | Wind Derate On-Peak | 0 | 0 | 0 | 0 | 0 | 0 | 0 | 0 | 0 | 0 | 0
2010 | US | WECC | CAL S | - | W07b3 | Solar Expected On-Peak | 0 | 0 | 0 | 0 | 0 | 0 | 0 | 0 | 0 | 0 | 0
2010 | US | WECC | CAL S | - | W07b4 | Solar Derate On-Peak | 0 | 0 | 0 | 0 | 0 | 0 | 0 | 0 | 0 | 0 | 0
2010 | US | WECC | CAL S | - | W07b5 | Hydro Expected On-Peak | 0 | 0 | 0 | 0 | 0 | 0 | 0 | 0 | 0 | 0 | 0
2010 | US | WECC | CAL S | - | W07b6 | Hydro Derate On-Peak | 0 | 0 | 0 | 0 | 0 | 0 | 0 | 0 | 0 | 0 | 0
2010 | US | WECC | CAL S | - | W07b7 | Biomass Expected On-Peak | 0 | 0 | 0 | 0 | 0 | 0 | 0 | 0 | 0 | 0 | 0
2010 | US | WECC | CAL S | - | W07b8 | Biomass Derate On-Peak | 0 | 0 | 0 | 0 | 0 | 0 | 0 | 0 | 0 | 0 | 0
2010 | US | WECC | CAL S | - | W07b9 | Transmission-Limited Resources | 0 | 0 | 0 | 0 | 0 | 0 | 0 | 0 | 0 | 0 | 0
2010 | US | WECC | CAL S | - | W07b10 | Scheduled Outage - Maintenance | 0 | 0 | 0 | 0 | 0 | 0 | 0 | 0 | 0 | 0 | 0
2010 | US | WECC | CAL S | - | W07b11 | All Other Derates | 0 | 0 | 0 | 0 | 0 | 0 | 0 | 0 | 0 | 0 | 0
2010 | US | WECC | CAL S | - | W07b12 | Energy Only | 0 | 0 | 0 | 0 | 0 | 0 | 0 | 0 | 0 | 0 | 0
2010 | US | WECC | CAL S | - | W08 | Conceptual | 0 | 0 | 0 | 87 | 87 | 89 | 109 | 221 | 228 | 329 | 329
2010 | US | WECC | CAL S | - | W08a1 | Wind Expected On-Peak | 0 | 0 | 0 | 0 | 0 | 0 | 0 | 0 | 0 | 0 | 0
2010 | US | WECC | CAL S | - | W08a2 | Wind Derate On-Peak | 0 | 0 | 0 | 0 | 0 | 0 | 0 | 0 | 0 | 0 | 0
2010 | US | WECC | CAL S | - | W08a3 | Solar Expected On-Peak | 0 | 0 | 0 | 0 | 0 | 0 | 0 | 0 | 0 | 0 | 0
2010 | US | WECC | CAL S | - | W08a4 | Solar Derate On-Peak | 0 | 0 | 0 | 0 | 0 | 0 | 0 | 0 | 0 | 0 | 0
2010 | US | WECC | CAL S | - | W08a5 | Hydro Expected On-Peak | 0 | 0 | 0 | 0 | 0 | 0 | 0 | 0 | 0 | 0 | 0
2010 | US | WECC | CAL S | - | W08a6 | Hydro Derate On-Peak | 0 | 0 | 0 | 0 | 0 | 0 | 0 | 0 | 0 | 0 | 0
2010 | US | WECC | CAL S | - | W08a7 | Biomass Expected On-Peak | 0 | 0 | 0 | 0 | 0 | 0 | 0 | 0 | 0 | 0 | 0
2010 | US | WECC | CAL S | - | W08a8 | Biomass Derate On-Peak | 0 | 0 | 0 | 0 | 0 | 0 | 0 | 0 | 0 | 0 | 0
2010 | US | WECC | CAL S | - | W08a9 | All Other Derates | 0 | 0 | 0 | 0 | 0 | 0 | 0 | 0 | 0 | 0 | 0
2010 | US | WECC | CAL S | - | W08a10 | Energy Only | 0 | 0 | 0 | 0 | 0 | 0 | 0 | 0 | 0 | 0 | 0
2010 | US | WECC | CAL S | - | W09 | ANTICIPATED INTERNAL CAPACITY = 6a+7a | 28981 | 34709 | 45156 | 49658 | 55253 | 58469 | 63411 | 64041 | 64041 | 64041 | 64041
2010 | US | WECC | CAL S | - | W10 | CAPACITY TRANSACTIONS - IMPORTS = 10a+10b+10c+10d | 4074 | 13290 | 12205 | 12760 | 12547 | 12698 | 13481 | 12799 | 12206 | 12904 | 13957
2010 | US | WECC | CAL S | - | W10a | Firm (Note: The sum of 10a1 and 10a2 must be <= 10a) | 0 | 13290 | 12205 | 12760 | 12547 | 12698 | 13481 | 12799 | 12206 | 12904 | 13957
2010 | US | WECC | CAL S | - | W10a1 | Full-Responsibility Purchases | 0 | 0 | 0 | 0 | 0 | 0 | 0 | 0 | 0 | 0 | 0
2010 | US | WECC | CAL S | - | W10a2 | Owned Capacity/Entitlement Located Outside the Region/Subregion | 0 | 4830 | 4864 | 4862 | 4853 | 4828 | 4830 | 4864 | 4867 | 4862 | 4853
2010 | US | WECC | CAL S | - | W10b | Non-firm | 0 | 0 | 0 | 0 | 0 | 0 | 0 | 0 | 0 | 0 | 0
2010 | US | WECC | CAL S | - | W10c | Expected (Note: The sum of 10c1 and 10c2 must be <= 10c) | 0 | 0 | 0 | 0 | 0 | 0 | 0 | 0 | 0 | 0 | 0
2010 | US | WECC | CAL S | - | W10c1 | Full-Responsibility Purchases | 0 | 0 | 0 | 0 | 0 | 0 | 0 | 0 | 0 | 0 | 0
2010 | US | WECC | CAL S | - | W10c2 | Owned Capacity/Entitlement Located Outside the Region/Subregion | 0 | 0 | 0 | 0 | 0 | 0 | 0 | 0 | 0 | 0 | 0
2010 | US | WECC | CAL S | - | W10d | Provisional – transactions under study, but negotiations have not begun. | 0 | 0 | 0 | 0 | 0 | 0 | 0 | 0 | 0 | 0 | 0
2010 | US | WECC | CAL S | - | W11 | CAPACITY TRANSACTIONS - EXPORTS = 11a+11b+11c+11d | 461 | 577 | 706 | 622 | 508 | 1388 | 1583 | 1026 | 2363 | 1061 | 1392
2010 | US | WECC | CAL S | - | W11a | Firm (Note: The sum of 11a1 and 11a2 must be <= 11a) | 0 | 0 | 0 | 0 | 0 | 0 | 0 | 918 | 1353 | 835 | 1027
2010 | US | WECC | CAL S | - | W11a1 | Full-Responsibility Purchases | 0 | 0 | 0 | 0 | 0 | 0 | 0 | 0 | 0 | 0 | 0
2010 | US | WECC | CAL S | - | W11a2 | Owned Capacity/Entitlement Located Outside the Region/Subregion | 0 | 0 | 0 | 0 | 0 | 0 | 0 | 0 | 0 | 0 | 0
2010 | US | WECC | CAL S | - | W11b | Non-firm | 0 | 0 | 0 | 0 | 0 | 0 | 0 | 0 | 0 | 0 | 0
2010 | US | WECC | CAL S | - | W11c | Expected (Note: The sum of 11c1 and 11c2 must be <= 11c) | 0 | 577 | 706 | 622 | 508 | 1366 | 1583 | 108 | 1010 | 226 | 68
2010 | US | WECC | CAL S | - | W11c1 | Full-Responsibility Purchases | 0 | 0 | 0 | 0 | 0 | 0 | 0 | 0 | 0 | 0 | 0
2010 | US | WECC | CAL S | - | W11c2 | Owned Capacity/Entitlement Located Outside the Region/Subregion | 0 | 0 | 0 | 0 | 0 | 0 | 0 | 0 | 0 | 0 | 0
2010 | US | WECC | CAL S | - | W11d | Provisional – transactions under study, but negotiations have not begun. | 0 | 0 | 0 | 0 | 0 | 22 | 0 | 0 | 0 | 0 | 297
2010 | US | WECC | CAL S | - | W12 | EXISTING, CERTAIN CAPACITY & NET FIRM TRANSACTIONS = 6a+Net Firm Transactions | 28981 | 47562.1499 | 46477.1499 | 47032.1499 | 46819.1499 | 46970.1499 | 47753.1499 | 46153.1499 | 45125.1499 | 46341.1499 | 47202.1499
2010 | US | WECC | CAL S | - | W13 | ANTICIPATED CAPACITY RESOURCES = 12+7a+Net Expected Transactions | 0 | 47422.1499 | 50666.1499 | 53004.1499 | 55421.1499 | 54063.1499 | 55251.1499 | 56791.1499 | 54899.1499 | 56938.1499 | 58008.1499
2010 | US | WECC | CAL S | - | W14 | PROSPECTIVE CAPACITY RESOURCES = 13+6b+16b | 0 | 47422.1499 | 50666.1499 | 53004.1499 | 55421.1499 | 54063.1499 | 55251.1499 | 56791.1499 | 54899.1499 | 56938.1499 | 58008.1499
2010 | US | WECC | CAL S | - | W15 | TOTAL POTENTIAL CAPACITY RESOURCES = 13+6b+7b+8+Net Provisional Transactions | 0 | 47422.1499 | 50666.1499 | 53091.1499 | 55508.1499 | 54130.1499 | 55360.1499 | 57012.1499 | 55127.1499 | 57267.1499 | 58040.1499
2010 | US | WECC | CAL S | - | W15a | ADJUSTED POTENTIAL CAPACITY RESOURCES = 13+6b+16b+16d+Net Provisional Transactions | 0 | 47422.1499 | 50666.1499 | 53091.1499 | 55508.1499 | 54130.1499 | 55360.1499 | 57012.1499 | 55127.1499 | 57267.1499 | 58040.1499
2010 | US | WECC | CAL S | - | W16a | Confidence of Future, Other (7b), using reasonable judgement | 0 | 0 | 0 | 0 | 0 | 0 | 0 | 0 | 0 | 0 | 0
2010 | US | WECC | CAL S | - | W16b | Net Future, Other Resources After Confidence Percentage Is Applied = 7b*16a | 0 | 0 | 0 | 0 | 0 | 0 | 0 | 0 | 0 | 0 | 0
2010 | US | WECC | CAL S | - | W16c | Confidence of Conceptual (8), using reasonable judgement | 0 | 1 | 1 | 1 | 1 | 1 | 1 | 1 | 1 | 1 | 1
2010 | US | WECC | CAL S | - | W16d | Net Conceptual Resources After Confidence Percentage Is Applied = 8*16c | 0 | 0 | 0 | 87 | 87 | 89 | 109 | 221 | 228 | 329 | 329
2010 | US | WECC | CAL S | - | W17 | Region/Subregion Target Reserve Margin | 0 | 0.114 | 0.114 | 0.114 | 0.114 | 0.114 | 0.114 | 0.114 | 0.114 | 0.114 | 0.114
2010 | US | WECC | CAL S | - | W18 | Existing Certain and Net Firm Transactions Reserve Margin = (12-3)/3 | 0 | 1.3948 | 1.1994 | 1.1981 | 1.1611 | 1.1346 | 1.1468 | 1.06 | 0.98474 | 1.0102 | 1.0192
2010 | US | WECC | CAL S | - | W19 | Anticipated Capacity Resources Reserve Margin = (13-3)/3 | 0 | 1.3877 | 1.3976 | 1.4772 | 1.5581 | 1.457 | 1.4839 | 1.5349 | 1.4146 | 1.4699 | 1.4814
2010 | US | WECC | CAL S | - | W20 | Prospective Capacity Resources Reserve Margin = (14-3)/3 | 0 | 1.3877 | 1.3976 | 1.4772 | 1.5581 | 1.457 | 1.4839 | 1.5349 | 1.4146 | 1.4699 | 1.4814
2010 | US | WECC | CAL S | - | W21 | Total Potential Resources Reserve Margin = (15-3)/3 | 0 | 1.3877 | 1.3976 | 1.4812 | 1.5621 | 1.46 | 1.4888 | 1.5447 | 1.4247 | 1.4842 | 1.4828
2010 | US | WECC | CAL S | - | W22 | Adjusted Potential Resources Reserve Margin = (15a-3)/3 | 0 | 1.3877 | 1.3976 | 1.4812 | 1.5621 | 1.46 | 1.4888 | 1.5447 | 1.4247 | 1.4842 | 1.4828
2010 | US | WECC | CAL S | - | W23 | Total Baseline Installed Capacity | 46586 | 0 | 0 | 0 | 0 | 0 | 0 | 0 | 0 | 0 | 0
2010 | US | WECC | NWPP | - | W01 | Unrestricted Non-coincident Peak Demand = 2+1a+1b-1c-1d | 32508 | 28651.6281 | 28852 | 29228 | 29609 | 29919 | 30221 | 30536 | 30912 | 31208 | 31537
2010 | US | WECC | NWPP | - | W01a | New Conservation (Energy Efficiency) | 0 | 2.3381 | 5 | 7 | 10 | 12 | 15 | 18 | 20 | 21 | 23
2010 | US | WECC | NWPP | - | W01b | Estimated Diversity | 0 | 0 | 0 | 0 | 0 | 0 | 0 | 0 | 0 | 0 | 0
2010 | US | WECC | NWPP | - | W01c | Additions for non-member load (load served by non-registered LSE's in a region) | 0 | 0 | 0 | 0 | 0 | 0 | 0 | 0 | 0 | 0 | 0
2010 | US | WECC | NWPP | - | W01d | Stand-by Load Under Contract (Normally served by behind the meter generation) | 0 | 0 | 0 | 0 | 0 | 0 | 0 | 0 | 0 | 0 | 0
2010 | US | WECC | NWPP | - | W02 | Total Internal Demand | 32508 | 28649.29 | 28846.96 | 29220.96 | 29598.58 | 29906.68 | 30206.08 | 30517.96 | 30892.43 | 31187.06 | 31513.68
2010 | US | WECC | NWPP | - | W02a | Direct Control Load Management | 0 | 0 | 0 | 0 | 0 | 0 | 0 | 0 | 0 | 0 | 0
2010 | US | WECC | NWPP | - | W02b | Contractually Interruptible (Curtailable) | 0 | 3 | 42 | 50 | 60 | 65 | 65 | 65 | 65 | 65 | 65
2010 | US | WECC | NWPP | - | W02c | Critical Peak-Pricing (CPP) with Control | 0 | 0 | 0 | 0 | 0 | 0 | 0 | 0 | 0 | 0 | 0
2010 | US | WECC | NWPP | - | W02d | Load as a Capacity Resource | 0 | 0 | 0 | 0 | 0 | 0 | 0 | 0 | 0 | 0 | 0
2010 | US | WECC | NWPP | - | W03 | Net Internal Demand = 2-2a-2b-2c-2d | 32508 | 28646 | 28805 | 29171 | 29539 | 29842 | 30141 | 30453 | 30827 | 31122 | 31449
2010 | US | WECC | NWPP | - | W04a | Demand Response used for Reserves - Spinning | 0 | 0 | 0 | 0 | 0 | 0 | 0 | 0 | 0 | 0 | 0
2010 | US | WECC | NWPP | - | W04b | Demand Response used for Reserves - Non-Spinning | 0 | 0 | 0 | 0 | 0 | 0 | 0 | 0 | 0 | 0 | 0
2010 | US | WECC | NWPP | - | W04c | Demand Response used for Regulation | 0 | 0 | 0 | 0 | 0 | 0 | 0 | 0 | 0 | 0 | 0
2010 | US | WECC | NWPP | - | W04d | Demand Response used for Energy, Voluntary - Emergency | 0 | 0 | 0 | 0 | 0 | 0 | 0 | 0 | 0 | 0 | 0
2010 | US | WECC | NWPP | - | W05 | TOTAL INTERNAL CAPACITY = 6+7 | 63216 | 51526.3999 | 53427.3999 | 54761.3999 | 55567.3999 | 57189.3999 | 57989.3999 | 57989.3999 | 57989.3999 | 57989.3999 | 57989.3999
2010 | US | WECC | NWPP | - | W06 | EXISTING CAPACITY = 6a+6b+6c | 63216 | 51263.3999 | 51263.3999 | 51263.3999 | 51263.3999 | 51263.3999 | 51263.3999 | 51263.3999 | 51263.3999 | 51263.3999 | 51263.3999
2010 | US | WECC | NWPP | - | W06a | Existing, Certain | 38122 | 41029.5 | 41029.5 | 41029.5 | 41029.5 | 41029.5 | 41029.5 | 41029.5 | 41029.5 | 41029.5 | 41029.5
2010 | US | WECC | NWPP | - | W06a1 | Wind Expected On-Peak | 166 | 3255 | 3255 | 3255 | 3255 | 3255 | 3255 | 3255 | 3255 | 3255 | 3255
2010 | US | WECC | NWPP | - | W06a2 | Solar Expected On-Peak | 0 | 0 | 0 | 0 | 0 | 0 | 0 | 0 | 0 | 0 | 0
2010 | US | WECC | NWPP | - | W06a3 | Hydro Expected On-Peak | 24912 | 22567 | 22567 | 22567 | 22567 | 22567 | 22567 | 22567 | 22567 | 22567 | 22567
2010 | US | WECC | NWPP | - | W06a4 | Biomass Expected On-Peak | 456 | 242 | 242 | 242 | 242 | 242 | 242 | 242 | 242 | 242 | 242
2010 | US | WECC | NWPP | - | W06a5 | Load as a Capacity Resource Expected On-Peak (Load Management Programs) | 0 | 0 | 0 | 0 | 0 | 0 | 0 | 0 | 0 | 0 | 0
2010 | US | WECC | NWPP | - | W06b | Existing, Other | 12949 | 0 | 0 | 0 | 0 | 0 | 0 | 0 | 0 | 0 | 0
2010 | US | WECC | NWPP | - | W06b1 | Wind Derate On-Peak | 3506 | 417 | 417 | 417 | 417 | 417 | 417 | 417 | 417 | 417 | 417
2010 | US | WECC | NWPP | - | W06b2 | Solar Derate On-Peak | 0 | 0 | 0 | 0 | 0 | 0 | 0 | 0 | 0 | 0 | 0
2010 | US | WECC | NWPP | - | W06b3 | Hydro Derate On-Peak | 7852 | 5068.6001 | 5068.6001 | 5068.6001 | 5068.6001 | 5068.6001 | 5068.6001 | 5068.6001 | 5068.6001 | 5068.6001 | 5068.6001
2010 | US | WECC | NWPP | - | W06b4 | Biomass Derate On-Peak | 86 | 300 | 300 | 300 | 300 | 300 | 300 | 300 | 300 | 300 | 300
2010 | US | WECC | NWPP | - | W06b5 | Load as a Capacity Resource Derate On-Peak (Load Management Programs) | 0 | 0 | 0 | 0 | 0 | 0 | 0 | 0 | 0 | 0 | 0
2010 | US | WECC | NWPP | - | W06b7 | Transmission-Limited Resources | 0 | 0 | 0 | 0 | 0 | 0 | 0 | 0 | 0 | 0 | 0
2010 | US | WECC | NWPP | - | W06b8 | All Other Derates | 701 | 4448.2998 | 4448.2998 | 4448.2998 | 4448.2998 | 4448.2998 | 4448.2998 | 4448.2998 | 4448.2998 | 4448.2998 | 4448.2998
2010 | US | WECC | NWPP | - | W06b9 | Energy Only | 0 | 0 | 0 | 0 | 0 | 0 | 0 | 0 | 0 | 0 | 0
2010 | US | WECC | NWPP | - | W06c | Existing, Inoperable (Note: Not used in margin calculations) | 0 | 0 | 0 | 0 | 0 | 0 | 0 | 0 | 0 | 0 | 0
2010 | US | WECC | NWPP | - | W07 | FUTURE CAPACITY ADDITIONS = 7a+7b | 0 | 200 | 448 | 563 | 632 | 720 | 5555 | 739 | 745 | 756 | 752
2010 | US | WECC | NWPP | - | W07a | Future, Planned | 0 | 200 | 448 | 563 | 632 | 720 | 5555 | 739 | 745 | 756 | 752
2010 | US | WECC | NWPP | - | W07a1 | Wind Expected On-Peak | 0 | 133 | 26 | 75 | 96 | 146 | 4981 | 165 | 171 | 167 | 163
2010 | US | WECC | NWPP | - | W07a2 | Wind Derate On-Peak | 0 | 63 | 1712 | 2926 | 3663 | 5182 | 1147 | 5963 | 5957 | 5961 | 5965
2010 | US | WECC | NWPP | - | W07a3 | Solar Expected On-Peak | 0 | 0 | 0 | 0 | 0 | 0 | 0 | 0 | 0 | 0 | 0
2010 | US | WECC | NWPP | - | W07a4 | Solar Derate On-Peak | 0 | 0 | 0 | 0 | 0 | 0 | 0 | 0 | 0 | 0 | 0
2010 | US | WECC | NWPP | - | W07a5 | Hydro Expected On-Peak | 0 | 0 | 10 | 77 | 77 | 115 | 115 | 115 | 115 | 130 | 130
2010 | US | WECC | NWPP | - | W07a6 | Hydro Derate On-Peak | 0 | 0 | 4 | 9 | 9 | 24 | 24 | 24 | 24 | 9 | 9
2010 | US | WECC | NWPP | - | W07a7 | Biomass Expected On-Peak | 0 | 0 | 0 | 0 | 0 | 0 | 0 | 0 | 0 | 0 | 0
2010 | US | WECC | NWPP | - | W07a8 | Biomass Derate On-Peak | 0 | 0 | 0 | 0 | 0 | 0 | 0 | 0 | 0 | 0 | 0
2010 | US | WECC | NWPP | - | W07a9 | Demand Response Expected On-Peak (Load Management Programs) | 0 | 0 | 0 | 0 | 0 | 0 | 0 | 0 | 0 | 0 | 0
2010 | US | WECC | NWPP | - | W07a10 | Demand Response Derate On-Peak (Load Management Programs) | 0 | 0 | 0 | 0 | 0 | 0 | 0 | 0 | 0 | 0 | 0
2010 | US | WECC | NWPP | - | W07a11 | Transmission-Limited Resources | 0 | 0 | 0 | 0 | 0 | 0 | 0 | 0 | 0 | 0 | 0
2010 | US | WECC | NWPP | - | W07a12 | Scheduled Outage - Maintenance | 0 | 0 | 0 | 0 | 0 | 0 | 0 | 0 | 0 | 0 | 0
2010 | US | WECC | NWPP | - | W07a13 | All Other Derates | 0 | 0 | 0 | 0 | 0 | 0 | 0 | 0 | 0 | 0 | 0
2010 | US | WECC | NWPP | - | W07a14 | Energy Only | 0 | 0 | 0 | 0 | 0 | 0 | 0 | 0 | 0 | 0 | 0
2010 | US | WECC | NWPP | - | W07b | Future, Other | 0 | 0 | 0 | 0 | 0 | 0 | 0 | 0 | 0 | 0 | 0
2010 | US | WECC | NWPP | - | W07b1 | Wind Expected On-Peak | 0 | 0 | 0 | 0 | 0 | 0 | 0 | 0 | 0 | 0 | 0
2010 | US | WECC | NWPP | - | W07b2 | Wind Derate On-Peak | 0 | 0 | 0 | 0 | 0 | 0 | 0 | 0 | 0 | 0 | 0
2010 | US | WECC | NWPP | - | W07b3 | Solar Expected On-Peak | 0 | 0 | 0 | 0 | 0 | 0 | 0 | 0 | 0 | 0 | 0
2010 | US | WECC | NWPP | - | W07b4 | Solar Derate On-Peak | 0 | 0 | 0 | 0 | 0 | 0 | 0 | 0 | 0 | 0 | 0
2010 | US | WECC | NWPP | - | W07b5 | Hydro Expected On-Peak | 0 | 0 | 0 | 0 | 0 | 0 | 0 | 0 | 0 | 0 | 0
2010 | US | WECC | NWPP | - | W07b6 | Hydro Derate On-Peak | 0 | 0 | 0 | 0 | 0 | 0 | 0 | 0 | 0 | 0 | 0
2010 | US | WECC | NWPP | - | W07b7 | Biomass Expected On-Peak | 0 | 0 | 0 | 0 | 0 | 0 | 0 | 0 | 0 | 0 | 0
2010 | US | WECC | NWPP | - | W07b8 | Biomass Derate On-Peak | 0 | 0 | 0 | 0 | 0 | 0 | 0 | 0 | 0 | 0 | 0
2010 | US | WECC | NWPP | - | W07b9 | Transmission-Limited Resources | 0 | 0 | 0 | 0 | 0 | 0 | 0 | 0 | 0 | 0 | 0
2010 | US | WECC | NWPP | - | W07b10 | Scheduled Outage - Maintenance | 0 | 0 | 0 | 0 | 0 | 0 | 0 | 0 | 0 | 0 | 0
2010 | US | WECC | NWPP | - | W07b11 | All Other Derates | 0 | 0 | 0 | 0 | 0 | 0 | 0 | 0 | 0 | 0 | 0
2010 | US | WECC | NWPP | - | W07b12 | Energy Only | 0 | 0 | 0 | 0 | 0 | 0 | 0 | 0 | 0 | 0 | 0
2010 | US | WECC | NWPP | - | W08 | Conceptual | 0 | 0 | 0 | 0 | 0 | 0 | 0 | 0 | 0 | 0 | 0
2010 | US | WECC | NWPP | - | W08a1 | Wind Expected On-Peak | 0 | 0 | 0 | 0 | 0 | 0 | 0 | 0 | 0 | 0 | 0
2010 | US | WECC | NWPP | - | W08a2 | Wind Derate On-Peak | 0 | 0 | 0 | 0 | 0 | 0 | 0 | 0 | 0 | 0 | 0
2010 | US | WECC | NWPP | - | W08a3 | Solar Expected On-Peak | 0 | 0 | 0 | 0 | 0 | 0 | 0 | 0 | 0 | 0 | 0
2010 | US | WECC | NWPP | - | W08a4 | Solar Derate On-Peak | 0 | 0 | 0 | 0 | 0 | 0 | 0 | 0 | 0 | 0 | 0
2010 | US | WECC | NWPP | - | W08a5 | Hydro Expected On-Peak | 0 | 0 | 0 | 0 | 0 | 0 | 0 | 0 | 0 | 0 | 0
2010 | US | WECC | NWPP | - | W08a6 | Hydro Derate On-Peak | 0 | 0 | 0 | 0 | 0 | 0 | 0 | 0 | 0 | 0 | 0
2010 | US | WECC | NWPP | - | W08a7 | Biomass Expected On-Peak | 0 | 0 | 0 | 0 | 0 | 0 | 0 | 0 | 0 | 0 | 0
2010 | US | WECC | NWPP | - | W08a8 | Biomass Derate On-Peak | 0 | 0 | 0 | 0 | 0 | 0 | 0 | 0 | 0 | 0 | 0
2010 | US | WECC | NWPP | - | W08a9 | All Other Derates | 0 | 0 | 0 | 0 | 0 | 0 | 0 | 0 | 0 | 0 | 0
2010 | US | WECC | NWPP | - | W08a10 | Energy Only | 0 | 0 | 0 | 0 | 0 | 0 | 0 | 0 | 0 | 0 | 0
2010 | US | WECC | NWPP | - | W09 | ANTICIPATED INTERNAL CAPACITY = 6a+7a | 38122 | 41293 | 43194 | 44528 | 45334 | 46956 | 47756 | 47756 | 47756 | 47756 | 47756
2010 | US | WECC | NWPP | - | W10 | CAPACITY TRANSACTIONS - IMPORTS = 10a+10b+10c+10d | 818 | 1300 | 1300 | 1300 | 1300 | 1300 | 1300 | 1300 | 1344 | 1300 | 1300
2010 | US | WECC | NWPP | - | W10a | Firm (Note: The sum of 10a1 and 10a2 must be <= 10a) | 0 | 1300 | 1300 | 1300 | 1300 | 1300 | 1300 | 1300 | 1344 | 1300 | 1300
2010 | US | WECC | NWPP | - | W10a1 | Full-Responsibility Purchases | 0 | 0 | 0 | 0 | 0 | 0 | 0 | 0 | 0 | 0 | 0
2010 | US | WECC | NWPP | - | W10a2 | Owned Capacity/Entitlement Located Outside the Region/Subregion | 0 | 1300 | 1300 | 1300 | 1300 | 1300 | 1300 | 1300 | 1300 | 1300 | 1300
2010 | US | WECC | NWPP | - | W10b | Non-firm | 0 | 0 | 0 | 0 | 0 | 0 | 0 | 0 | 0 | 0 | 0
2010 | US | WECC | NWPP | - | W10c | Expected (Note: The sum of 10c1 and 10c2 must be <= 10c) | 0 | 0 | 0 | 0 | 0 | 0 | 0 | 0 | 0 | 0 | 0
2010 | US | WECC | NWPP | - | W10c1 | Full-Responsibility Purchases | 0 | 0 | 0 | 0 | 0 | 0 | 0 | 0 | 0 | 0 | 0
2010 | US | WECC | NWPP | - | W10c2 | Owned Capacity/Entitlement Located Outside the Region/Subregion | 0 | 0 | 0 | 0 | 0 | 0 | 0 | 0 | 0 | 0 | 0
2010 | US | WECC | NWPP | - | W10d | Provisional – transactions under study, but negotiations have not begun. | 0 | 0 | 0 | 0 | 0 | 0 | 0 | 0 | 0 | 0 | 0
2010 | US | WECC | NWPP | - | W11 | CAPACITY TRANSACTIONS - EXPORTS = 11a+11b+11c+11d | 2656 | 7291 | 4242 | 3386 | 4501 | 4229 | 9134 | 3798 | 4441 | 4273 | 4499
2010 | US | WECC | NWPP | - | W11a | Firm (Note: The sum of 11a1 and 11a2 must be <= 11a) | 0 | 7291 | 4242 | 3301 | 4501 | 4140 | 6853 | 3178 | 3976 | 3542 | 3486
2010 | US | WECC | NWPP | - | W11a1 | Full-Responsibility Purchases | 0 | 0 | 0 | 0 | 0 | 0 | 0 | 0 | 0 | 0 | 0
2010 | US | WECC | NWPP | - | W11a2 | Owned Capacity/Entitlement Located Outside the Region/Subregion | 0 | 0 | 0 | 0 | 0 | 0 | 0 | 0 | 0 | 0 | 0
2010 | US | WECC | NWPP | - | W11b | Non-firm | 0 | 0 | 0 | 0 | 0 | 0 | 0 | 0 | 0 | 0 | 0
2010 | US | WECC | NWPP | - | W11c | Expected (Note: The sum of 11c1 and 11c2 must be <= 11c) | 0 | 0 | 0 | 85 | 0 | 89 | 2060 | 607 | 465 | 549 | 1003
2010 | US | WECC | NWPP | - | W11c1 | Full-Responsibility Purchases | 0 | 0 | 0 | 0 | 0 | 0 | 0 | 0 | 0 | 0 | 0
2010 | US | WECC | NWPP | - | W11c2 | Owned Capacity/Entitlement Located Outside the Region/Subregion | 0 | 0 | 0 | 0 | 0 | 0 | 0 | 0 | 0 | 0 | 0
2010 | US | WECC | NWPP | - | W11d | Provisional – transactions under study, but negotiations have not begun. | 0 | 0 | 0 | 0 | 0 | 0 | 221 | 13 | 0 | 182 | 10
2010 | US | WECC | NWPP | - | W12 | EXISTING, CERTAIN CAPACITY & NET FIRM TRANSACTIONS = 6a+Net Firm Transactions | 38122 | 35038.5 | 38087.5 | 39028.5 | 37828.5 | 38189.5 | 35476.5 | 39151.5 | 38397.5 | 38787.5 | 38843.5
2010 | US | WECC | NWPP | - | W13 | ANTICIPATED CAPACITY RESOURCES = 12+7a+Net Expected Transactions | 0 | 35238.5 | 38535.5 | 39506.5 | 38460.5 | 38820.5 | 38971.5 | 39283.5 | 38677.5 | 38994.5 | 38592.5
2010 | US | WECC | NWPP | - | W14 | PROSPECTIVE CAPACITY RESOURCES = 13+6b+16b | 0 | 35238.5 | 38535.5 | 39506.5 | 38460.5 | 38820.5 | 38971.5 | 39283.5 | 38677.5 | 38994.5 | 38592.5
2010 | US | WECC | NWPP | - | W15 | TOTAL POTENTIAL CAPACITY RESOURCES = 13+6b+7b+8+Net Provisional Transactions | 0 | 35238.5 | 38535.5 | 39506.5 | 38460.5 | 38820.5 | 38750.5 | 39270.5 | 38677.5 | 38812.5 | 38582.5
2010 | US | WECC | NWPP | - | W15a | ADJUSTED POTENTIAL CAPACITY RESOURCES = 13+6b+16b+16d+Net Provisional Transactions | 0 | 35238.5 | 38535.5 | 39506.5 | 38460.5 | 38820.5 | 38750.5 | 39270.5 | 38677.5 | 38812.5 | 38582.5
2010 | US | WECC | NWPP | - | W16a | Confidence of Future, Other (7b), using reasonable judgement | 0 | 0 | 0 | 0 | 0 | 0 | 0 | 0 | 0 | 0 | 0
2010 | US | WECC | NWPP | - | W16b | Net Future, Other Resources After Confidence Percentage Is Applied = 7b*16a | 0 | 0 | 0 | 0 | 0 | 0 | 0 | 0 | 0 | 0 | 0
2010 | US | WECC | NWPP | - | W16c | Confidence of Conceptual (8), using reasonable judgement | 0 | 1 | 1 | 1 | 1 | 1 | 1 | 1 | 1 | 1 | 1
2010 | US | WECC | NWPP | - | W16d | Net Conceptual Resources After Confidence Percentage Is Applied = 8*16c | 0 | 0 | 0 | 0 | 0 | 0 | 0 | 0 | 0 | 0 | 0
2010 | US | WECC | NWPP | - | W17 | Region/Subregion Target Reserve Margin | 0 | 0.2 | 0.2 | 0.2 | 0.2 | 0.2 | 0.2 | 0.2 | 0.2 | 0.2 | 0.2
2010 | US | WECC | NWPP | - | W18 | Existing Certain and Net Firm Transactions Reserve Margin = (12-3)/3 | 0 | 0.22316 | 0.32225 | 0.33792 | 0.28063 | 0.27972 | 0.17702 | 0.28564 | 0.24558 | 0.2463 | 0.23513
2010 | US | WECC | NWPP | - | W19 | Anticipated Capacity Resources Reserve Margin = (13-3)/3 | 0 | 0.23014 | 0.33781 | 0.35431 | 0.30202 | 0.30087 | 0.29297 | 0.28997 | 0.25466 | 0.25296 | 0.22715
2010 | US | WECC | NWPP | - | W20 | Prospective Capacity Resources Reserve Margin = (14-3)/3 | 0 | 0.23014 | 0.33781 | 0.35431 | 0.30202 | 0.30087 | 0.29297 | 0.28997 | 0.25466 | 0.25296 | 0.22715
2010 | US | WECC | NWPP | - | W21 | Total Potential Resources Reserve Margin = (15-3)/3 | 0 | 0.23014 | 0.33781 | 0.35431 | 0.30202 | 0.30087 | 0.28564 | 0.28954 | 0.25466 | 0.24711 | 0.22683
2010 | US | WECC | NWPP | - | W22 | Adjusted Potential Resources Reserve Margin = (15a-3)/3 | 0 | 0.23014 | 0.33781 | 0.35431 | 0.30202 | 0.30087 | 0.28564 | 0.28954 | 0.25466 | 0.24711 | 0.22683
2010 | US | WECC | NWPP | - | W23 | Total Baseline Installed Capacity | 63216 | 0 | 0 | 0 | 0 | 0 | 0 | 0 | 0 | 0 | 0
2010 | US | WECC | RMPA | - | W01 | Unrestricted Non-coincident Peak Demand = 2+1a+1b-1c-1d | 10177 | 9795 | 10106 | 10262 | 10454 | 10580 | 10798 | 11125 | 11355 | 11593 | 11805
2010 | US | WECC | RMPA | - | W01a | New Conservation (Energy Efficiency) | 0 | 0 | 0 | 0 | 0 | 0 | 0 | 0 | 0 | 0 | 0
2010 | US | WECC | RMPA | - | W01b | Estimated Diversity | 0 | 0 | 0 | 0 | 0 | 0 | 0 | 0 | 0 | 0 | 0
2010 | US | WECC | RMPA | - | W01c | Additions for non-member load (load served by non-registered LSE's in a region) | 0 | 0 | 0 | 0 | 0 | 0 | 0 | 0 | 0 | 0 | 0
2010 | US | WECC | RMPA | - | W01d | Stand-by Load Under Contract (Normally served by behind the meter generation) | 0 | 0 | 0 | 0 | 0 | 0 | 0 | 0 | 0 | 0 | 0
2010 | US | WECC | RMPA | - | W02 | Total Internal Demand | 10177 | 9795 | 10106 | 10262 | 10454 | 10580 | 10798 | 11125 | 11355 | 11593 | 11805
2010 | US | WECC | RMPA | - | W02a | Direct Control Load Management | 0 | 0 | 0 | 0 | 0 | 0 | 0 | 0 | 0 | 0 | 0
2010 | US | WECC | RMPA | - | W02b | Contractually Interruptible (Curtailable) | 94 | 233.528 | 260 | 268 | 274 | 277 | 277 | 239 | 240 | 242 | 243
2010 | US | WECC | RMPA | - | W02c | Critical Peak-Pricing (CPP) with Control | 0 | 0 | 0 | 0 | 0 | 0 | 0 | 0 | 0 | 0 | 0
2010 | US | WECC | RMPA | - | W02d | Load as a Capacity Resource | 0 | 0 | 0 | 0 | 0 | 0 | 0 | 0 | 0 | 0 | 0
2010 | US | WECC | RMPA | - | W03 | Net Internal Demand = 2-2a-2b-2c-2d | 10083 | 9470.472 | 9846 | 9994 | 10180 | 10303 | 10521 | 10886 | 11115 | 11351 | 11562
2010 | US | WECC | RMPA | - | W04a | Demand Response used for Reserves - Spinning | 0 | 0 | 0 | 0 | 0 | 0 | 0 | 0 | 0 | 0 | 0
2010 | US | WECC | RMPA | - | W04b | Demand Response used for Reserves - Non-Spinning | 0 | 0 | 0 | 0 | 0 | 0 | 0 | 0 | 0 | 0 | 0
2010 | US | WECC | RMPA | - | W04c | Demand Response used for Regulation | 0 | 0 | 0 | 0 | 0 | 0 | 0 | 0 | 0 | 0 | 0
2010 | US | WECC | RMPA | - | W04d | Demand Response used for Energy, Voluntary - Emergency | 0 | 0 | 0 | 0 | 0 | 0 | 0 | 0 | 0 | 0 | 0
2010 | US | WECC | RMPA | - | W05 | TOTAL INTERNAL CAPACITY = 6+7 | 19988 | 16408 | 16860 | 17240 | 17240 | 17240 | 17240 | 17240 | 17303 | 17303 | 17303
2010 | US | WECC | RMPA | - | W06 | EXISTING CAPACITY = 6a+6b+6c | 19988 | 16308 | 16308 | 16308 | 16308 | 16308 | 16308 | 16308 | 16308 | 16308 | 16308
2010 | US | WECC | RMPA | - | W06a | Existing, Certain | 12766 | 14745 | 14745 | 14745 | 14745 | 14745 | 14745 | 14745 | 14745 | 14745 | 14745
2010 | US | WECC | RMPA | - | W06a1 | Wind Expected On-Peak | 133 | 495 | 495 | 495 | 495 | 495 | 495 | 495 | 495 | 495 | 495
2010 | US | WECC | RMPA | - | W06a2 | Solar Expected On-Peak | 0 | 0 | 0 | 0 | 0 | 0 | 0 | 0 | 0 | 0 | 0
2010 | US | WECC | RMPA | - | W06a3 | Hydro Expected On-Peak | 1130 | 659 | 659 | 659 | 659 | 659 | 659 | 659 | 659 | 659 | 659
2010 | US | WECC | RMPA | - | W06a4 | Biomass Expected On-Peak | 3 | 0 | 0 | 0 | 0 | 0 | 0 | 0 | 0 | 0 | 0
2010 | US | WECC | RMPA | - | W06a5 | Load as a Capacity Resource Expected On-Peak (Load Management Programs) | 0 | 0 | 0 | 0 | 0 | 0 | 0 | 0 | 0 | 0 | 0
2010 | US | WECC | RMPA | - | W06b | Existing, Other | 3659 | 0 | 0 | 0 | 0 | 0 | 0 | 0 | 0 | 0 | 0
2010 | US | WECC | RMPA | - | W06b1 | Wind Derate On-Peak | 976 | 614 | 614 | 614 | 614 | 614 | 614 | 614 | 614 | 614 | 614
2010 | US | WECC | RMPA | - | W06b2 | Solar Derate On-Peak | 8 | 8 | 8 | 8 | 8 | 8 | 8 | 8 | 8 | 8 | 8
2010 | US | WECC | RMPA | - | W06b3 | Hydro Derate On-Peak | 266 | 213 | 213 | 213 | 213 | 213 | 213 | 213 | 213 | 213 | 213
2010 | US | WECC | RMPA | - | W06b4 | Biomass Derate On-Peak | 0 | 0 | 0 | 0 | 0 | 0 | 0 | 0 | 0 | 0 | 0
2010 | US | WECC | RMPA | - | W06b5 | Load as a Capacity Resource Derate On-Peak (Load Management Programs) | 0 | 0 | 0 | 0 | 0 | 0 | 0 | 0 | 0 | 0 | 0
2010 | US | WECC | RMPA | - | W06b7 | Transmission-Limited Resources | 0 | 0 | 0 | 0 | 0 | 0 | 0 | 0 | 0 | 0 | 0
2010 | US | WECC | RMPA | - | W06b8 | All Other Derates | 2313 | 728 | 728 | 728 | 728 | 728 | 728 | 728 | 728 | 728 | 728
2010 | US | WECC | RMPA | - | W06b9 | Energy Only | 0 | 0 | 0 | 0 | 0 | 0 | 0 | 0 | 0 | 0 | 0
2010 | US | WECC | RMPA | - | W06c | Existing, Inoperable (Note: Not used in margin calculations) | 0 | 0 | 0 | 0 | 0 | 0 | 0 | 0 | 0 | 0 | 0
2010 | US | WECC | RMPA | - | W07 | FUTURE CAPACITY ADDITIONS = 7a+7b | 0 | 100 | 533 | 912 | 911 | 909 | 907 | 913 | 976 | 975 | 974
2010 | US | WECC | RMPA | - | W07a | Future, Planned | 0 | 100 | 533 | 912 | 911 | 909 | 907 | 913 | 976 | 975 | 974
2010 | US | WECC | RMPA | - | W07a1 | Wind Expected On-Peak | 0 | 0 | 48 | 47 | 46 | 44 | 42 | 48 | 48 | 47 | 46
2010 | US | WECC | RMPA | - | W07a2 | Wind Derate On-Peak | 0 | 0 | 3 | 4 | 5 | 7 | 9 | 3 | 3 | 4 | 5
2010 | US | WECC | RMPA | - | W07a3 | Solar Expected On-Peak | 0 | 0 | 0 | 0 | 0 | 0 | 0 | 0 | 0 | 0 | 0
2010 | US | WECC | RMPA | - | W07a4 | Solar Derate On-Peak | 0 | 0 | 16 | 16 | 16 | 16 | 16 | 16 | 16 | 16 | 16
2010 | US | WECC | RMPA | - | W07a5 | Hydro Expected On-Peak | 0 | 0 | 0 | 0 | 0 | 0 | 0 | 0 | 0 | 0 | 0
2010 | US | WECC | RMPA | - | W07a6 | Hydro Derate On-Peak | 0 | 0 | 0 | 0 | 0 | 0 | 0 | 0 | 0 | 0 | 0
2010 | US | WECC | RMPA | - | W07a7 | Biomass Expected On-Peak | 0 | 0 | 0 | 0 | 0 | 0 | 0 | 0 | 0 | 0 | 0
2010 | US | WECC | RMPA | - | W07a8 | Biomass Derate On-Peak | 0 | 0 | 0 | 0 | 0 | 0 | 0 | 0 | 0 | 0 | 0
2010 | US | WECC | RMPA | - | W07a9 | Demand Response Expected On-Peak (Load Management Programs) | 0 | 0 | 0 | 0 | 0 | 0 | 0 | 0 | 0 | 0 | 0
2010 | US | WECC | RMPA | - | W07a10 | Demand Response Derate On-Peak (Load Management Programs) | 0 | 0 | 0 | 0 | 0 | 0 | 0 | 0 | 0 | 0 | 0
2010 | US | WECC | RMPA | - | W07a11 | Transmission-Limited Resources | 0 | 0 | 0 | 0 | 0 | 0 | 0 | 0 | 0 | 0 | 0
2010 | US | WECC | RMPA | - | W07a12 | Scheduled Outage - Maintenance | 0 | 0 | 0 | 0 | 0 | 0 | 0 | 0 | 0 | 0 | 0
2010 | US | WECC | RMPA | - | W07a13 | All Other Derates | 0 | 0 | 0 | 0 | 0 | 0 | 0 | 0 | 0 | 0 | 0
2010 | US | WECC | RMPA | - | W07a14 | Energy Only | 0 | 0 | 0 | 0 | 0 | 0 | 0 | 0 | 0 | 0 | 0
2010 | US | WECC | RMPA | - | W07b | Future, Other | 0 | 0 | 0 | 0 | 0 | 0 | 0 | 0 | 0 | 0 | 0
2010 | US | WECC | RMPA | - | W07b1 | Wind Expected On-Peak | 0 | 0 | 0 | 0 | 0 | 0 | 0 | 0 | 0 | 0 | 0
2010 | US | WECC | RMPA | - | W07b2 | Wind Derate On-Peak | 0 | 0 | 0 | 0 | 0 | 0 | 0 | 0 | 0 | 0 | 0
2010 | US | WECC | RMPA | - | W07b3 | Solar Expected On-Peak | 0 | 0 | 0 | 0 | 0 | 0 | 0 | 0 | 0 | 0 | 0
2010 | US | WECC | RMPA | - | W07b4 | Solar Derate On-Peak | 0 | 0 | 0 | 0 | 0 | 0 | 0 | 0 | 0 | 0 | 0
2010 | US | WECC | RMPA | - | W07b5 | Hydro Expected On-Peak | 0 | 0 | 0 | 0 | 0 | 0 | 0 | 0 | 0 | 0 | 0
2010 | US | WECC | RMPA | - | W07b6 | Hydro Derate On-Peak | 0 | 0 | 0 | 0 | 0 | 0 | 0 | 0 | 0 | 0 | 0
2010 | US | WECC | RMPA | - | W07b7 | Biomass Expected On-Peak | 0 | 0 | 0 | 0 | 0 | 0 | 0 | 0 | 0 | 0 | 0
2010 | US | WECC | RMPA | - | W07b8 | Biomass Derate On-Peak | 0 | 0 | 0 | 0 | 0 | 0 | 0 | 0 | 0 | 0 | 0
2010 | US | WECC | RMPA | - | W07b9 | Transmission-Limited Resources | 0 | 0 | 0 | 0 | 0 | 0 | 0 | 0 | 0 | 0 | 0
2010 | US | WECC | RMPA | - | W07b10 | Scheduled Outage - Maintenance | 0 | 0 | 0 | 0 | 0 | 0 | 0 | 0 | 0 | 0 | 0
2010 | US | WECC | RMPA | - | W07b11 | All Other Derates | 0 | 0 | 0 | 0 | 0 | 0 | 0 | 0 | 0 | 0 | 0
2010 | US | WECC | RMPA | - | W07b12 | Energy Only | 0 | 0 | 0 | 0 | 0 | 0 | 0 | 0 | 0 | 0 | 0
2010 | US | WECC | RMPA | - | W08 | Conceptual | 0 | 0 | 0 | 114 | 112 | 189 | 252 | 220 | 221 | 221 | 218
2010 | US | WECC | RMPA | - | W08a1 | Wind Expected On-Peak | 0 | 0 | 0 | 52 | 50 | 126 | 189 | 128 | 129 | 129 | 126
2010 | US | WECC | RMPA | - | W08a2 | Wind Derate On-Peak | 0 | 0 | 0 | 20 | 22 | 95 | 32 | 93 | 92 | 92 | 95
2010 | US | WECC | RMPA | - | W08a3 | Solar Expected On-Peak | 0 | 0 | 0 | 0 | 0 | 0 | 0 | 0 | 0 | 0 | 0
2010 | US | WECC | RMPA | - | W08a4 | Solar Derate On-Peak | 0 | 0 | 0 | 2 | 2 | 2 | 2 | 3 | 3 | 3 | 3
2010 | US | WECC | RMPA | - | W08a5 | Hydro Expected On-Peak | 0 | 0 | 0 | 0 | 0 | 0 | 0 | 0 | 0 | 0 | 0
2010 | US | WECC | RMPA | - | W08a6 | Hydro Derate On-Peak | 0 | 0 | 0 | 0 | 0 | 0 | 0 | 0 | 0 | 0 | 0
2010 | US | WECC | RMPA | - | W08a7 | Biomass Expected On-Peak | 0 | 0 | 0 | 0 | 0 | 0 | 0 | 0 | 0 | 0 | 0
2010 | US | WECC | RMPA | - | W08a8 | Biomass Derate On-Peak | 0 | 0 | 0 | 0 | 0 | 0 | 0 | 0 | 0 | 0 | 0
2010 | US | WECC | RMPA | - | W08a9 | All Other Derates | 0 | 0 | 0 | 0 | 0 | 0 | 0 | 0 | 0 | 0 | 0
2010 | US | WECC | RMPA | - | W08a10 | Energy Only | 0 | 0 | 0 | 0 | 0 | 0 | 0 | 0 | 0 | 0 | 0
2010 | US | WECC | RMPA | - | W09 | ANTICIPATED INTERNAL CAPACITY = 6a+7a | 12766 | 14845 | 15297 | 15677 | 15677 | 15677 | 15677 | 15677 | 15740 | 15740 | 15740
2010 | US | WECC | RMPA | - | W10 | CAPACITY TRANSACTIONS - IMPORTS = 10a+10b+10c+10d | 1263 | 677 | 574 | 975 | 785 | 1058 | 1408 | 1422 | 1396 | 1714 | 1714
2010 | US | WECC | RMPA | - | W10a | Firm (Note: The sum of 10a1 and 10a2 must be <= 10a) | 0 | 494 | 574 | 664 | 726 | 1058 | 1293 | 995 | 789 | 1315 | 1536
2010 | US | WECC | RMPA | - | W10a1 | Full-Responsibility Purchases | 0 | 0 | 0 | 0 | 0 | 0 | 0 | 0 | 0 | 0 | 0
2010 | US | WECC | RMPA | - | W10a2 | Owned Capacity/Entitlement Located Outside the Region/Subregion | 0 | 0 | 0 | 0 | 0 | 0 | 0 | 0 | 0 | 0 | 0
2010 | US | WECC | RMPA | - | W10b | Non-firm | 0 | 0 | 0 | 0 | 0 | 0 | 0 | 0 | 0 | 0 | 0
2010 | US | WECC | RMPA | - | W10c | Expected (Note: The sum of 10c1 and 10c2 must be <= 10c) | 0 | 183 | 0 | 311 | 59 | 0 | 115 | 386 | 42 | 388 | 178
2010 | US | WECC | RMPA | - | W10c1 | Full-Responsibility Purchases | 0 | 0 | 0 | 0 | 0 | 0 | 0 | 0 | 0 | 0 | 0
2010 | US | WECC | RMPA | - | W10c2 | Owned Capacity/Entitlement Located Outside the Region/Subregion | 0 | 0 | 0 | 0 | 0 | 0 | 0 | 0 | 0 | 0 | 0
2010 | US | WECC | RMPA | - | W10d | Provisional – transactions under study, but negotiations have not begun. | 0 | 0 | 0 | 0 | 0 | 0 | 0 | 41 | 565 | 11 | 0
2010 | US | WECC | RMPA | - | W11 | CAPACITY TRANSACTIONS - EXPORTS = 11a+11b+11c+11d | 1026 | 131 | 224 | 394 | 531 | 531 | 131 | 445 | 522 | 400 | 442
2010 | US | WECC | RMPA | - | W11a | Firm (Note: The sum of 11a1 and 11a2 must be <= 11a) | 0 | 131 | 213 | 394 | 531 | 531 | 131 | 445 | 522 | 362 | 442
2010 | US | WECC | RMPA | - | W11a1 | Full-Responsibility Purchases | 0 | 0 | 0 | 0 | 0 | 0 | 0 | 0 | 0 | 0 | 0
2010 | US | WECC | RMPA | - | W11a2 | Owned Capacity/Entitlement Located Outside the Region/Subregion | 0 | 131 | 131 | 131 | 131 | 131 | 131 | 131 | 131 | 131 | 131
2010 | US | WECC | RMPA | - | W11b | Non-firm | 0 | 0 | 0 | 0 | 0 | 0 | 0 | 0 | 0 | 0 | 0
2010 | US | WECC | RMPA | - | W11c | Expected (Note: The sum of 11c1 and 11c2 must be <= 11c) | 0 | 0 | 11 | 0 | 0 | 0 | 0 | 0 | 0 | 38 | 0
2010 | US | WECC | RMPA | - | W11c1 | Full-Responsibility Purchases | 0 | 0 | 0 | 0 | 0 | 0 | 0 | 0 | 0 | 0 | 0
2010 | US | WECC | RMPA | - | W11c2 | Owned Capacity/Entitlement Located Outside the Region/Subregion | 0 | 0 | 0 | 0 | 0 | 0 | 0 | 0 | 0 | 0 | 0
2010 | US | WECC | RMPA | - | W11d | Provisional – transactions under study, but negotiations have not begun. | 0 | 0 | 0 | 0 | 0 | 0 | 0 | 0 | 0 | 0 | 0
2010 | US | WECC | RMPA | - | W12 | EXISTING, CERTAIN CAPACITY & NET FIRM TRANSACTIONS = 6a+Net Firm Transactions | 12766 | 15108 | 15106 | 15015 | 14940 | 15272 | 15907 | 15295 | 15012 | 15698 | 15839
2010 | US | WECC | RMPA | - | W13 | ANTICIPATED CAPACITY RESOURCES = 12+7a+Net Expected Transactions | 0 | 15391 | 15628 | 16238 | 15910 | 16181 | 16929 | 16594 | 16030 | 17023 | 16991
2010 | US | WECC | RMPA | - | W14 | PROSPECTIVE CAPACITY RESOURCES = 13+6b+16b | 0 | 15391 | 15628 | 16238 | 15910 | 16181 | 16929 | 16594 | 16030 | 17023 | 16991
2010 | US | WECC | RMPA | - | W15 | TOTAL POTENTIAL CAPACITY RESOURCES = 13+6b+7b+8+Net Provisional Transactions | 0 | 15391 | 15628 | 16352 | 16022 | 16370 | 17181 | 16855 | 16816 | 17255 | 17209
2010 | US | WECC | RMPA | - | W15a | ADJUSTED POTENTIAL CAPACITY RESOURCES = 13+6b+16b+16d+Net Provisional Transactions | 0 | 15391 | 15628 | 16352 | 16022 | 16370 | 17181 | 16855 | 16816 | 17255 | 17209
2010 | US | WECC | RMPA | - | W16a | Confidence of Future, Other (7b), using reasonable judgement | 0 | 0 | 0 | 0 | 0 | 0 | 0 | 0 | 0 | 0 | 0
2010 | US | WECC | RMPA | - | W16b | Net Future, Other Resources After Confidence Percentage Is Applied = 7b*16a | 0 | 0 | 0 | 0 | 0 | 0 | 0 | 0 | 0 | 0 | 0
2010 | US | WECC | RMPA | - | W16c | Confidence of Conceptual (8), using reasonable judgement | 0 | 1 | 1 | 1 | 1 | 1 | 1 | 1 | 1 | 1 | 1
2010 | US | WECC | RMPA | - | W16d | Net Conceptual Resources After Confidence Percentage Is Applied = 8*16c | 0 | 0 | 0 | 114 | 112 | 189 | 252 | 220 | 221 | 221 | 218
2010 | US | WECC | RMPA | - | W17 | Region/Subregion Target Reserve Margin | 0 | 0.135 | 0.135 | 0.135 | 0.135 | 0.135 | 0.135 | 0.135 | 0.135 | 0.135 | 0.135
2010 | US | WECC | RMPA | - | W18 | Existing Certain and Net Firm Transactions Reserve Margin = (12-3)/3 | 0 | 0.59527 | 0.53423 | 0.5024 | 0.46758 | 0.48229 | 0.51193 | 0.40502 | 0.35061 | 0.38296 | 0.36992
2010 | US | WECC | RMPA | - | W19 | Anticipated Capacity Resources Reserve Margin = (13-3)/3 | 0 | 0.62516 | 0.58724 | 0.62477 | 0.56287 | 0.57051 | 0.60907 | 0.52434 | 0.4422 | 0.49969 | 0.46956
2010 | US | WECC | RMPA | - | W20 | Prospective Capacity Resources Reserve Margin = (14-3)/3 | 0 | 0.62516 | 0.58724 | 0.62477 | 0.56287 | 0.57051 | 0.60907 | 0.52434 | 0.4422 | 0.49969 | 0.46956
2010 | US | WECC | RMPA | - | W21 | Total Potential Resources Reserve Margin = (15-3)/3 | 0 | 0.62516 | 0.58724 | 0.63618 | 0.57387 | 0.58886 | 0.63302 | 0.54832 | 0.51291 | 0.52013 | 0.48841
2010 | US | WECC | RMPA | - | W22 | Adjusted Potential Resources Reserve Margin = (15a-3)/3 | 0 | 0.62516 | 0.58724 | 0.63618 | 0.57387 | 0.58886 | 0.63302 | 0.54832 | 0.51291 | 0.52013 | 0.48841
2010 | US | WECC | RMPA | - | W23 | Total Baseline Installed Capacity | 19988 | 0 | 0 | 0 | 0 | 0 | 0 | 0 | 0 | 0 | 0
2010 | CA | WECC | - | - | W01 | Unrestricted Non-coincident Peak Demand = 2+1a+1b-1c-1d | 20874 | 21243 | 21733 | 22268 | 22822 | 23420 | 23907 | 24528 | 25015 | 25457 | 25863
2010 | CA | WECC | - | - | W01a | New Conservation (Energy Efficiency) | 0 | 0 | 0 | 0 | 0 | 0 | 0 | 0 | 0 | 0 | 0
2010 | CA | WECC | - | - | W01b | Estimated Diversity | 0 | 0 | 0 | 0 | 0 | 0 | 0 | 0 | 0 | 0 | 0
2010 | CA | WECC | - | - | W01c | Additions for non-member load (load served by non-registered LSE's in a region) | 0 | 0 | 0 | 0 | 0 | 0 | 0 | 0 | 0 | 0 | 0
2010 | CA | WECC | - | - | W01d | Stand-by Load Under Contract (Normally served by behind the meter generation) | 0 | 0 | 0 | 0 | 0 | 0 | 0 | 0 | 0 | 0 | 0
2010 | CA | WECC | - | - | W02 | Total Internal Demand | 20874 | 21243 | 21733 | 22268 | 22822 | 23420 | 23907 | 24528 | 25015 | 25457 | 25863
2010 | CA | WECC | - | - | W02a | Direct Control Load Management | 0 | 0 | 0 | 0 | 0 | 0 | 0 | 0 | 0 | 0 | 0
2010 | CA | WECC | - | - | W02b | Contractually Interruptible (Curtailable) | 0 | 0 | 0 | 0 | 0 | 0 | 0 | 0 | 0 | 0 | 0
2010 | CA | WECC | - | - | W02c | Critical Peak-Pricing (CPP) with Control | 0 | 0 | 0 | 0 | 0 | 0 | 0 | 0 | 0 | 0 | 0
2010 | CA | WECC | - | - | W02d | Load as a Capacity Resource | 0 | 0 | 0 | 0 | 0 | 0 | 0 | 0 | 0 | 0 | 0
2010 | CA | WECC | - | - | W03 | Net Internal Demand = 2-2a-2b-2c-2d | 20874 | 21243 | 21733 | 22268 | 22822 | 23420 | 23907 | 24528 | 25015 | 25457 | 25863
2010 | CA | WECC | - | - | W04a | Demand Response used for Reserves - Spinning | 0 | 0 | 0 | 0 | 0 | 0 | 0 | 0 | 0 | 0 | 0
2010 | CA | WECC | - | - | W04b | Demand Response used for Reserves - Non-Spinning | 0 | 0 | 0 | 0 | 0 | 0 | 0 | 0 | 0 | 0 | 0
2010 | CA | WECC | - | - | W04c | Demand Response used for Regulation | 0 | 0 | 0 | 0 | 0 | 0 | 0 | 0 | 0 | 0 | 0
2010 | CA | WECC | - | - | W04d | Demand Response used for Energy, Voluntary - Emergency | 0 | 0 | 0 | 0 | 0 | 0 | 0 | 0 | 0 | 0 | 0
2010 | CA | WECC | - | - | W05 | TOTAL INTERNAL CAPACITY = 6+7 | 30268 | 27314 | 30579 | 31023 | 31553 | 32004 | 32338 | 32338 | 32338 | 32838 | 32838
2010 | CA | WECC | - | - | W06 | EXISTING CAPACITY = 6a+6b+6c | 30268 | 26753 | 26753 | 26753 | 26753 | 26753 | 26753 | 26753 | 26753 | 26753 | 26753
2010 | CA | WECC | - | - | W06a | Existing, Certain | 23528 | 22732 | 22732 | 22732 | 22732 | 22732 | 22732 | 22732 | 22732 | 22732 | 22732
2010 | CA | WECC | - | - | W06a1 | Wind Expected On-Peak | 20 | 271 | 271 | 271 | 271 | 271 | 271 | 271 | 271 | 271 | 271
2010 | CA | WECC | - | - | W06a2 | Solar Expected On-Peak | 0 | 0 | 0 | 0 | 0 | 0 | 0 | 0 | 0 | 0 | 0
2010 | CA | WECC | - | - | W06a3 | Hydro Expected On-Peak | 11136 | 10815 | 10815 | 10815 | 10815 | 10815 | 10815 | 10815 | 10815 | 10815 | 10815
2010 | CA | WECC | - | - | W06a4 | Biomass Expected On-Peak | 365 | 371 | 371 | 371 | 371 | 371 | 371 | 371 | 371 | 371 | 371
2010 | CA | WECC | - | - | W06a5 | Load as a Capacity Resource Expected On-Peak (Load Management Programs) | 0 | 0 | 0 | 0 | 0 | 0 | 0 | 0 | 0 | 0 | 0
2010 | CA | WECC | - | - | W06b | Existing, Other | 2742 | 0 | 0 | 0 | 0 | 0 | 0 | 0 | 0 | 0 | 0
2010 | CA | WECC | - | - | W06b1 | Wind Derate On-Peak | 1733 | 1482 | 1482 | 1482 | 1482 | 1482 | 1482 | 1482 | 1482 | 1482 | 1482
2010 | CA | WECC | - | - | W06b2 | Solar Derate On-Peak | 0 | 0 | 0 | 0 | 0 | 0 | 0 | 0 | 0 | 0 | 0
2010 | CA | WECC | - | - | W06b3 | Hydro Derate On-Peak | 1733 | 2316.9032 | 2316.9032 | 2316.9032 | 2316.9032 | 2316.9032 | 2316.9032 | 2316.9032 | 2316.9032 | 2316.9032 | 2316.9032
2010 | CA | WECC | - | - | W06b4 | Biomass Derate On-Peak | 0 | 0 | 0 | 0 | 0 | 0 | 0 | 0 | 0 | 0 | 0
2010 | CA | WECC | - | - | W06b5 | Load as a Capacity Resource Derate On-Peak (Load Management Programs) | 0 | 0 | 0 | 0 | 0 | 0 | 0 | 0 | 0 | 0 | 0
2010 | CA | WECC | - | - | W06b7 | Transmission-Limited Resources | 0 | 0 | 0 | 0 | 0 | 0 | 0 | 0 | 0 | 0 | 0
2010 | CA | WECC | - | - | W06b8 | All Other Derates | 532 | 222.0968 | 222.0968 | 222.0968 | 222.0968 | 222.0968 | 222.0968 | 222.0968 | 222.0968 | 222.0968 | 222.0968
2010 | CA | WECC | - | - | W06b9 | Energy Only | 0 | 0 | 0 | 0 | 0 | 0 | 0 | 0 | 0 | 0 | 0
2010 | CA | WECC | - | - | W06c | Existing, Inoperable (Note: Not used in margin calculations) | 0 | 0 | 0 | 0 | 0 | 0 | 0 | 0 | 0 | 0 | 0
2010 | CA | WECC | - | - | W07 | FUTURE CAPACITY ADDITIONS = 7a+7b | 0 | 513 | 2900 | 3249 | 3322 | 3574 | 3411 | 3853 | 3898 | 3852 | 3754
2010 | CA | WECC | - | - | W07a | Future, Planned | 0 | 513 | 2900 | 3249 | 3322 | 3574 | 3411 | 3853 | 3898 | 3852 | 3754
2010 | CA | WECC | - | - | W07a1 | Wind Expected On-Peak | 0 | 3 | 743 | 738 | 731 | 736 | 614 | 1056 | 1060 | 1151 | 1139
2010 | CA | WECC | - | - | W07a2 | Wind Derate On-Peak | 0 | 48 | 268 | 273 | 280 | 275 | 731 | 289 | 285 | 194 | 206
2010 | CA | WECC | - | - | W07a3 | Solar Expected On-Peak | 0 | 0 | 0 | 0 | 0 | 0 | 0 | 0 | 0 | 0 | 0
2010 | CA | WECC | - | - | W07a4 | Solar Derate On-Peak | 0 | 0 | 0 | 0 | 0 | 0 | 0 | 0 | 0 | 0 | 0
2010 | CA | WECC | - | - | W07a5 | Hydro Expected On-Peak | 0 | 137 | 896 | 1037 | 1037 | 1037 | 1037 | 1037 | 1037 | 1037 | 1037
2010 | CA | WECC | - | - | W07a6 | Hydro Derate On-Peak | 0 | 0 | 501 | 501 | 951 | 1402 | 1402 | 1402 | 1402 | 1902 | 1902
2010 | CA | WECC | - | - | W07a7 | Biomass Expected On-Peak | 0 | 44 | 7 | 7 | 7 | 254 | 213 | 213 | 254 | 117 | 31
2010 | CA | WECC | - | - | W07a8 | Biomass Derate On-Peak | 0 | 0 | 157 | 247 | 247 | 0 | 41 | 41 | 0 | 137 | 223
2010 | CA | WECC | - | - | W07a9 | Demand Response Expected On-Peak (Load Management Programs) | 0 | 0 | 0 | 0 | 0 | 0 | 0 | 0 | 0 | 0 | 0
2010 | CA | WECC | - | - | W07a10 | Demand Response Derate On-Peak (Load Management Programs) | 0 | 0 | 0 | 0 | 0 | 0 | 0 | 0 | 0 | 0 | 0
2010 | CA | WECC | - | - | W07a11 | Transmission-Limited Resources | 0 | 0 | 0 | 0 | 0 | 0 | 0 | 0 | 0 | 0 | 0
2010 | CA | WECC | - | - | W07a12 | Scheduled Outage - Maintenance | 0 | 0 | 0 | 0 | 0 | 0 | 0 | 0 | 0 | 0 | 0
2010 | CA | WECC | - | - | W07a13 | All Other Derates | 0 | 0 | 0 | 0 | 0 | 0 | 0 | 0 | 0 | 0 | 0
2010 | CA | WECC | - | - | W07a14 | Energy Only | 0 | 0 | 0 | 0 | 0 | 0 | 0 | 0 | 0 | 0 | 0
2010 | CA | WECC | - | - | W07b | Future, Other | 0 | 0 | 0 | 0 | 0 | 0 | 0 | 0 | 0 | 0 | 0
2010 | CA | WECC | - | - | W07b1 | Wind Expected On-Peak | 0 | 0 | 0 | 0 | 0 | 0 | 0 | 0 | 0 | 0 | 0
2010 | CA | WECC | - | - | W07b2 | Wind Derate On-Peak | 0 | 0 | 0 | 0 | 0 | 0 | 0 | 0 | 0 | 0 | 0
2010 | CA | WECC | - | - | W07b3 | Solar Expected On-Peak | 0 | 0 | 0 | 0 | 0 | 0 | 0 | 0 | 0 | 0 | 0
2010 | CA | WECC | - | - | W07b4 | Solar Derate On-Peak | 0 | 0 | 0 | 0 | 0 | 0 | 0 | 0 | 0 | 0 | 0
2010 | CA | WECC | - | - | W07b5 | Hydro Expected On-Peak | 0 | 0 | 0 | 0 | 0 | 0 | 0 | 0 | 0 | 0 | 0
2010 | CA | WECC | - | - | W07b6 | Hydro Derate On-Peak | 0 | 0 | 0 | 0 | 0 | 0 | 0 | 0 | 0 | 0 | 0
2010 | CA | WECC | - | - | W07b7 | Biomass Expected On-Peak | 0 | 0 | 0 | 0 | 0 | 0 | 0 | 0 | 0 | 0 | 0
2010 | CA | WECC | - | - | W07b8 | Biomass Derate On-Peak | 0 | 0 | 0 | 0 | 0 | 0 | 0 | 0 | 0 | 0 | 0
2010 | CA | WECC | - | - | W07b9 | Transmission-Limited Resources | 0 | 0 | 0 | 0 | 0 | 0 | 0 | 0 | 0 | 0 | 0
2010 | CA | WECC | - | - | W07b10 | Scheduled Outage - Maintenance | 0 | 0 | 0 | 0 | 0 | 0 | 0 | 0 | 0 | 0 | 0
2010 | CA | WECC | - | - | W07b11 | All Other Derates | 0 | 0 | 0 | 0 | 0 | 0 | 0 | 0 | 0 | 0 | 0
2010 | CA | WECC | - | - | W07b12 | Energy Only | 0 | 0 | 0 | 0 | 0 | 0 | 0 | 0 | 0 | 0 | 0
2010 | CA | WECC | - | - | W08 | Conceptual | 0 | 0 | 0 | 0 | 479 | 850 | 740 | 939 | 941 | 1154 | 1169
2010 | CA | WECC | - | - | W08a1 | Wind Expected On-Peak | 0 | 0 | 0 | 0 | 294 | 350 | 189 | 388 | 390 | 385 | 382
2010 | CA | WECC | - | - | W08a2 | Wind Derate On-Peak | 0 | 0 | 0 | 0 | 79 | 90 | 295 | 96 | 94 | 99 | 102
2010 | CA | WECC | - | - | W08a3 | Solar Expected On-Peak | 0 | 0 | 0 | 0 | 0 | 0 | 0 | 0 | 0 | 0 | 0
2010 | CA | WECC | - | - | W08a4 | Solar Derate On-Peak | 0 | 0 | 0 | 0 | 0 | 0 | 0 | 0 | 0 | 0 | 0
2010 | CA | WECC | - | - | W08a5 | Hydro Expected On-Peak | 0 | 0 | 0 | 0 | 0 | 0 | 0 | 0 | 0 | 358 | 358
2010 | CA | WECC | - | - | W08a6 | Hydro Derate On-Peak | 0 | 0 | 0 | 0 | 0 | 0 | 0 | 0 | 0 | 140 | 122
2010 | CA | WECC | - | - | W08a7 | Biomass Expected On-Peak | 0 | 0 | 0 | 0 | 0 | 0 | 0 | 0 | 0 | 0 | 0
2010 | CA | WECC | - | - | W08a8 | Biomass Derate On-Peak | 0 | 0 | 0 | 0 | 0 | 0 | 0 | 0 | 0 | 0 | 0
2010 | CA | WECC | - | - | W08a9 | All Other Derates | 0 | 0 | 0 | 0 | 0 | 0 | 0 | 0 | 0 | 0 | 0
2010 | CA | WECC | - | - | W08a10 | Energy Only | 0 | 0 | 0 | 0 | 0 | 0 | 0 | 0 | 0 | 0 | 0
2010 | CA | WECC | - | - | W09 | ANTICIPATED INTERNAL CAPACITY = 6a+7a | 23528 | 23293 | 26558 | 27002 | 27532 | 27983 | 28317 | 28317 | 28317 | 28817 | 28817
2010 | CA | WECC | - | - | W10 | CAPACITY TRANSACTIONS - IMPORTS = 10a+10b+10c+10d | 1200 | 1218 | 1310 | 1149 | 1086 | 681 | 586 | 812 | 503 | 544 | 625
2010 | CA | WECC | - | - | W10a | Firm (Note: The sum of 10a1 and 10a2 must be <= 10a) | 0 | 1218 | 1310 | 1149 | 1086 | 681 | 586 | 812 | 503 | 544 | 625
2010 | CA | WECC | - | - | W10a1 | Full-Responsibility Purchases | 0 | 0 | 0 | 0 | 0 | 0 | 0 | 0 | 0 | 0 | 0
2010 | CA | WECC | - | - | W10a2 | Owned Capacity/Entitlement Located Outside the Region/Subregion | 0 | 0 | 0 | 0 | 0 | 0 | 0 | 0 | 0 | 0 | 0
2010 | CA | WECC | - | - | W10b | Non-firm | 0 | 0 | 0 | 0 | 0 | 0 | 0 | 0 | 0 | 0 | 0
2010 | CA | WECC | - | - | W10c | Expected (Note: The sum of 10c1 and 10c2 must be <= 10c) | 0 | 0 | 0 | 0 | 0 | 0 | 0 | 0 | 0 | 0 | 0
2010 | CA | WECC | - | - | W10c1 | Full-Responsibility Purchases | 0 | 0 | 0 | 0 | 0 | 0 | 0 | 0 | 0 | 0 | 0
2010 | CA | WECC | - | - | W10c2 | Owned Capacity/Entitlement Located Outside the Region/Subregion | 0 | 0 | 0 | 0 | 0 | 0 | 0 | 0 | 0 | 0 | 0
2010 | CA | WECC | - | - | W10d | Provisional – transactions under study, but negotiations have not begun. | 0 | 0 | 0 | 0 | 0 | 0 | 0 | 0 | 0 | 0 | 0
2010 | CA | WECC | - | - | W11 | CAPACITY TRANSACTIONS - EXPORTS = 11a+11b+11c+11d | 166 | 0 | 0 | 0 | 0 | 0 | 0 | 0 | 0 | 0 | 0
2010 | CA | WECC | - | - | W11a | Firm (Note: The sum of 11a1 and 11a2 must be <= 11a) | 0 | 0 | 0 | 0 | 0 | 0 | 0 | 0 | 0 | 0 | 0
2010 | CA | WECC | - | - | W11a1 | Full-Responsibility Purchases | 0 | 0 | 0 | 0 | 0 | 0 | 0 | 0 | 0 | 0 | 0
2010 | CA | WECC | - | - | W11a2 | Owned Capacity/Entitlement Located Outside the Region/Subregion | 0 | 0 | 0 | 0 | 0 | 0 | 0 | 0 | 0 | 0 | 0
2010 | CA | WECC | - | - | W11b | Non-firm | 0 | 0 | 0 | 0 | 0 | 0 | 0 | 0 | 0 | 0 | 0
2010 | CA | WECC | - | - | W11c | Expected (Note: The sum of 11c1 and 11c2 must be <= 11c) | 0 | 0 | 0 | 0 | 0 | 0 | 0 | 0 | 0 | 0 | 0
2010 | CA | WECC | - | - | W11c1 | Full-Responsibility Purchases | 0 | 0 | 0 | 0 | 0 | 0 | 0 | 0 | 0 | 0 | 0
2010 | CA | WECC | - | - | W11c2 | Owned Capacity/Entitlement Located Outside the Region/Subregion | 0 | 0 | 0 | 0 | 0 | 0 | 0 | 0 | 0 | 0 | 0
2010 | CA | WECC | - | - | W11d | Provisional – transactions under study, but negotiations have not begun. | 0 | 0 | 0 | 0 | 0 | 0 | 0 | 0 | 0 | 0 | 0
2010 | CA | WECC | - | - | W12 | EXISTING, CERTAIN CAPACITY & NET FIRM TRANSACTIONS = 6a+Net Firm Transactions | 23528 | 23950 | 24042 | 23881 | 23818 | 23413 | 23318 | 23544 | 23235 | 23276 | 23357
2010 | CA | WECC | - | - | W13 | ANTICIPATED CAPACITY RESOURCES = 12+7a+Net Expected Transactions | 0 | 24463 | 26942 | 27130 | 27140 | 26987 | 26729 | 27397 | 27133 | 27128 | 27111
2010 | CA | WECC | - | - | W14 | PROSPECTIVE CAPACITY RESOURCES = 13+6b+16b | 0 | 24463 | 26942 | 27130 | 27140 | 26987 | 26729 | 27397 | 27133 | 27128 | 27111
2010 | CA | WECC | - | - | W15 | TOTAL POTENTIAL CAPACITY RESOURCES = 13+6b+7b+8+Net Provisional Transactions | 0 | 24463 | 26942 | 27130 | 27619 | 27837 | 27469 | 28336 | 28074 | 28282 | 28280
2010 | CA | WECC | - | - | W15a | ADJUSTED POTENTIAL CAPACITY RESOURCES = 13+6b+16b+16d+Net Provisional Transactions | 0 | 24463 | 26942 | 27130 | 27619 | 27837 | 27469 | 28336 | 28074 | 28282 | 28280
2010 | CA | WECC | - | - | W16a | Confidence of Future, Other (7b), using reasonable judgement | 0 | 0 | 0 | 0 | 0 | 0 | 0 | 0 | 0 | 0 | 0
2010 | CA | WECC | - | - | W16b | Net Future, Other Resources After Confidence Percentage Is Applied = 7b*16a | 0 | 0 | 0 | 0 | 0 | 0 | 0 | 0 | 0 | 0 | 0
2010 | CA | WECC | - | - | W16c | Confidence of Conceptual (8), using reasonable judgement | 0 | 1 | 1 | 1 | 1 | 1 | 1 | 1 | 1 | 1 | 1
2010 | CA | WECC | - | - | W16d | Net Conceptual Resources After Confidence Percentage Is Applied = 8*16c | 0 | 0 | 0 | 0 | 479 | 850 | 740 | 939 | 941 | 1154 | 1169
2010 | CA | WECC | - | - | W17 | Region/Subregion Target Reserve Margin | 0 | 0.132 | 0.132 | 0.132 | 0.132 | 0.132 | 0.132 | 0.132 | 0.132 | 0.132 | 0.132
2010 | CA | WECC | - | - | W18 | Existing Certain and Net Firm Transactions Reserve Margin = (12-3)/3 | 0 | 0.12743 | 0.10624 | 0.072436 | 0.043642 | -0.00029889 | -0.024637 | -0.040117 | -0.071157 | -0.085674 | -0.096895
2010 | CA | WECC | - | - | W19 | Anticipated Capacity Resources Reserve Margin = (13-3)/3 | 0 | 0.15158 | 0.23968 | 0.21834 | 0.1892 | 0.15231 | 0.11804 | 0.11697 | 0.084669 | 0.06564 | 0.048254
2010 | CA | WECC | - | - | W20 | Prospective Capacity Resources Reserve Margin = (14-3)/3 | 0 | 0.15158 | 0.23968 | 0.21834 | 0.1892 | 0.15231 | 0.11804 | 0.11697 | 0.084669 | 0.06564 | 0.048254
2010 | CA | WECC | - | - | W21 | Total Potential Resources Reserve Margin = (15-3)/3 | 0 | 0.15158 | 0.23968 | 0.21834 | 0.21019 | 0.1886 | 0.14899 | 0.15525 | 0.12229 | 0.11097 | 0.093454
2010 | CA | WECC | - | - | W22 | Adjusted Potential Resources Reserve Margin = (15a-3)/3 | 0 | 0.15158 | 0.23968 | 0.21834 | 0.21019 | 0.1886 | 0.14899 | 0.15525 | 0.12229 | 0.11097 | 0.093454
2010 | CA | WECC | - | - | W23 | Total Baseline Installed Capacity | 30268 | 0 | 0 | 0 | 0 | 0 | 0 | 0 | 0 | 0 | 0
2010 | MX | WECC | WECC Mex | - | W01 | Unrestricted Non-coincident Peak Demand = 2+1a+1b-1c-1d | 1397.213 | 1472.017 | 1507 | 1543 | 1580 | 1617 | 1655 | 1694 | 1734 | 1775 | 1817
2010 | MX | WECC | WECC Mex | - | W01a | New Conservation (Energy Efficiency) | 0 | 0 | 0 | 0 | 0 | 0 | 0 | 0 | 0 | 0 | 0
2010 | MX | WECC | WECC Mex | - | W01b | Estimated Diversity | 0 | 0 | 0 | 0 | 0 | 0 | 0 | 0 | 0 | 0 | 0
2010 | MX | WECC | WECC Mex | - | W01c | Additions for non-member load (load served by non-registered LSE's in a region) | 0 | 0 | 0 | 0 | 0 | 0 | 0 | 0 | 0 | 0 | 0
2010 | MX | WECC | WECC Mex | - | W01d | Stand-by Load Under Contract (Normally served by behind the meter generation) | 0 | 0 | 0 | 0 | 0 | 0 | 0 | 0 | 0 | 0 | 0
2010 | MX | WECC | WECC Mex | - | W02 | Total Internal Demand | 1397.213 | 1472.017 | 1507.017 | 1543.017 | 1579.6682 | 1617.017 | 1655.017 | 1694.017 | 1734.017 | 1775.017 | 1817.017
2010 | MX | WECC | WECC Mex | - | W02a | Direct Control Load Management | 0 | 0 | 0 | 0 | 0 | 0 | 0 | 0 | 0 | 0 | 0
2010 | MX | WECC | WECC Mex | - | W02b | Contractually Interruptible (Curtailable) | 0 | 0 | 0 | 0 | 0 | 0 | 0 | 0 | 0 | 0 | 0
2010 | MX | WECC | WECC Mex | - | W02c | Critical Peak-Pricing (CPP) with Control | 0 | 0 | 0 | 0 | 0 | 0 | 0 | 0 | 0 | 0 | 0
2010 | MX | WECC | WECC Mex | - | W02d | Load as a Capacity Resource | 0 | 0 | 0 | 0 | 0 | 0 | 0 | 0 | 0 | 0 | 0
2010 | MX | WECC | WECC Mex | - | W03 | Net Internal Demand = 2-2a-2b-2c-2d | 1397.213 | 1472.017 | 1507 | 1543 | 1580 | 1617 | 1655 | 1694 | 1734 | 1775 | 1817
2010 | MX | WECC | WECC Mex | - | W04a | Demand Response used for Reserves - Spinning | 0 | 0 | 0 | 0 | 0 | 0 | 0 | 0 | 0 | 0 | 0
2010 | MX | WECC | WECC Mex | - | W04b | Demand Response used for Reserves - Non-Spinning | 0 | 0 | 0 | 0 | 0 | 0 | 0 | 0 | 0 | 0 | 0
2010 | MX | WECC | WECC Mex | - | W04c | Demand Response used for Regulation | 0 | 0 | 0 | 0 | 0 | 0 | 0 | 0 | 0 | 0 | 0
2010 | MX | WECC | WECC Mex | - | W04d | Demand Response used for Energy, Voluntary - Emergency | 0 | 0 | 0 | 0 | 0 | 0 | 0 | 0 | 0 | 0 | 0
2010 | MX | WECC | WECC Mex | - | W05 | TOTAL INTERNAL CAPACITY = 6+7 | 3164 | 2857 | 3269 | 3355 | 3643 | 3643 | 3922 | 4078 | 4078 | 4078 | 4078
2010 | MX | WECC | WECC Mex | - | W06 | EXISTING CAPACITY = 6a+6b+6c | 3164 | 2857 | 2857 | 2857 | 2857 | 2857 | 2857 | 2857 | 2857 | 2857 | 2857
2010 | MX | WECC | WECC Mex | - | W06a | Existing, Certain | 2350 | 2707 | 2707 | 2707 | 2707 | 2707 | 2707 | 2707 | 2707 | 2707 | 2707
2010 | MX | WECC | WECC Mex | - | W06a1 | Wind Expected On-Peak | 0 | 9 | 9 | 9 | 9 | 9 | 9 | 9 | 9 | 9 | 9
2010 | MX | WECC | WECC Mex | - | W06a2 | Solar Expected On-Peak | 0 | 0 | 0 | 0 | 0 | 0 | 0 | 0 | 0 | 0 | 0
2010 | MX | WECC | WECC Mex | - | W06a3 | Hydro Expected On-Peak | 0 | 0 | 0 | 0 | 0 | 0 | 0 | 0 | 0 | 0 | 0
2010 | MX | WECC | WECC Mex | - | W06a4 | Biomass Expected On-Peak | 0 | 0 | 0 | 0 | 0 | 0 | 0 | 0 | 0 | 0 | 0
2010 | MX | WECC | WECC Mex | - | W06a5 | Load as a Capacity Resource Expected On-Peak (Load Management Programs) | 0 | 0 | 0 | 0 | 0 | 0 | 0 | 0 | 0 | 0 | 0
2010 | MX | WECC | WECC Mex | - | W06b | Existing, Other | 512 | 0 | 0 | 0 | 0 | 0 | 0 | 0 | 0 | 0 | 0
2010 | MX | WECC | WECC Mex | - | W06b1 | Wind Derate On-Peak | 0 | 0 | 0 | 0 | 0 | 0 | 0 | 0 | 0 | 0 | 0
2010 | MX | WECC | WECC Mex | - | W06b2 | Solar Derate On-Peak | 0 | 0 | 0 | 0 | 0 | 0 | 0 | 0 | 0 | 0 | 0
2010 | MX | WECC | WECC Mex | - | W06b3 | Hydro Derate On-Peak | 0 | 0 | 0 | 0 | 0 | 0 | 0 | 0 | 0 | 0 | 0
2010 | MX | WECC | WECC Mex | - | W06b4 | Biomass Derate On-Peak | 0 | 0 | 0 | 0 | 0 | 0 | 0 | 0 | 0 | 0 | 0
2010 | MX | WECC | WECC Mex | - | W06b5 | Load as a Capacity Resource Derate On-Peak (Load Management Programs) | 0 | 0 | 0 | 0 | 0 | 0 | 0 | 0 | 0 | 0 | 0
2010 | MX | WECC | WECC Mex | - | W06b7 | Transmission-Limited Resources | 0 | 0 | 0 | 0 | 0 | 0 | 0 | 0 | 0 | 0 | 0
2010 | MX | WECC | WECC Mex | - | W06b8 | All Other Derates | 302 | 150 | 150 | 150 | 150 | 150 | 150 | 150 | 150 | 150 | 150
2010 | MX | WECC | WECC Mex | - | W06b9 | Energy Only | 0 | 0 | 0 | 0 | 0 | 0 | 0 | 0 | 0 | 0 | 0
2010 | MX | WECC | WECC Mex | - | W06c | Existing, Inoperable (Note: Not used in margin calculations) | 0 | 0 | 0 | 0 | 0 | 0 | 0 | 0 | 0 | 0 | 0
2010 | MX | WECC | WECC Mex | - | W07 | FUTURE CAPACITY ADDITIONS = 7a+7b | 0 | 0 | 412 | 498 | 786 | 786 | 1065 | 1221 | 1221 | 1221 | 1221
2010 | MX | WECC | WECC Mex | - | W07a | Future, Planned | 0 | 0 | 412 | 498 | 786 | 786 | 1065 | 1221 | 1221 | 1221 | 1221
2010 | MX | WECC | WECC Mex | - | W07a1 | Wind Expected On-Peak | 0 | 0 | 0 | 0 | 0 | 0 | 0 | 0 | 0 | 0 | 0
2010 | MX | WECC | WECC Mex | - | W07a2 | Wind Derate On-Peak | 0 | 0 | 0 | 0 | 0 | 0 | 0 | 0 | 0 | 0 | 0
2010 | MX | WECC | WECC Mex | - | W07a3 | Solar Expected On-Peak | 0 | 0 | 0 | 0 | 0 | 0 | 0 | 0 | 0 | 0 | 0
2010 | MX | WECC | WECC Mex | - | W07a4 | Solar Derate On-Peak | 0 | 0 | 0 | 0 | 0 | 0 | 0 | 0 | 0 | 0 | 0
2010 | MX | WECC | WECC Mex | - | W07a5 | Hydro Expected On-Peak | 0 | 0 | 0 | 0 | 0 | 0 | 0 | 0 | 0 | 0 | 0
2010 | MX | WECC | WECC Mex | - | W07a6 | Hydro Derate On-Peak | 0 | 0 | 0 | 0 | 0 | 0 | 0 | 0 | 0 | 0 | 0
2010 | MX | WECC | WECC Mex | - | W07a7 | Biomass Expected On-Peak | 0 | 0 | 0 | 0 | 0 | 0 | 0 | 0 | 0 | 0 | 0
2010 | MX | WECC | WECC Mex | - | W07a8 | Biomass Derate On-Peak | 0 | 0 | 0 | 0 | 0 | 0 | 0 | 0 | 0 | 0 | 0
2010 | MX | WECC | WECC Mex | - | W07a9 | Demand Response Expected On-Peak (Load Management Programs) | 0 | 0 | 0 | 0 | 0 | 0 | 0 | 0 | 0 | 0 | 0
2010 | MX | WECC | WECC Mex | - | W07a10 | Demand Response Derate On-Peak (Load Management Programs) | 0 | 0 | 0 | 0 | 0 | 0 | 0 | 0 | 0 | 0 | 0
2010 | MX | WECC | WECC Mex | - | W07a11 | Transmission-Limited Resources | 0 | 0 | 0 | 0 | 0 | 0 | 0 | 0 | 0 | 0 | 0
2010 | MX | WECC | WECC Mex | - | W07a12 | Scheduled Outage - Maintenance | 0 | 0 | 0 | 0 | 0 | 0 | 0 | 0 | 0 | 0 | 0
2010 | MX | WECC | WECC Mex | - | W07a13 | All Other Derates | 0 | 0 | 0 | 0 | 0 | 0 | 0 | 0 | 0 | 0 | 0
2010 | MX | WECC | WECC Mex | - | W07a14 | Energy Only | 0 | 0 | 0 | 0 | 0 | 0 | 0 | 0 | 0 | 0 | 0
2010 | MX | WECC | WECC Mex | - | W07b | Future, Other | 0 | 0 | 0 | 0 | 0 | 0 | 0 | 0 | 0 | 0 | 0
2010 | MX | WECC | WECC Mex | - | W07b1 | Wind Expected On-Peak | 0 | 0 | 0 | 0 | 0 | 0 | 0 | 0 | 0 | 0 | 0
2010 | MX | WECC | WECC Mex | - | W07b2 | Wind Derate On-Peak | 0 | 0 | 0 | 0 | 0 | 0 | 0 | 0 | 0 | 0 | 0
2010 | MX | WECC | WECC Mex | - | W07b3 | Solar Expected On-Peak | 0 | 0 | 0 | 0 | 0 | 0 | 0 | 0 | 0 | 0 | 0
2010 | MX | WECC | WECC Mex | - | W07b4 | Solar Derate On-Peak | 0 | 0 | 0 | 0 | 0 | 0 | 0 | 0 | 0 | 0 | 0
2010 | MX | WECC | WECC Mex | - | W07b5 | Hydro Expected On-Peak | 0 | 0 | 0 | 0 | 0 | 0 | 0 | 0 | 0 | 0 | 0
2010 | MX | WECC | WECC Mex | - | W07b6 | Hydro Derate On-Peak | 0 | 0 | 0 | 0 | 0 | 0 | 0 | 0 | 0 | 0 | 0
2010 | MX | WECC | WECC Mex | - | W07b7 | Biomass Expected On-Peak | 0 | 0 | 0 | 0 | 0 | 0 | 0 | 0 | 0 | 0 | 0
2010 | MX | WECC | WECC Mex | - | W07b8 | Biomass Derate On-Peak | 0 | 0 | 0 | 0 | 0 | 0 | 0 | 0 | 0 | 0 | 0
2010 | MX | WECC | WECC Mex | - | W07b9 | Transmission-Limited Resources | 0 | 0 | 0 | 0 | 0 | 0 | 0 | 0 | 0 | 0 | 0
2010 | MX | WECC | WECC Mex | - | W07b10 | Scheduled Outage - Maintenance | 0 | 0 | 0 | 0 | 0 | 0 | 0 | 0 | 0 | 0 | 0
2010 | MX | WECC | WECC Mex | - | W07b11 | All Other Derates | 0 | 0 | 0 | 0 | 0 | 0 | 0 | 0 | 0 | 0 | 0
2010 | MX | WECC | WECC Mex | - | W07b12 | Energy Only | 0 | 0 | 0 | 0 | 0 | 0 | 0 | 0 | 0 | 0 | 0
2010 | MX | WECC | WECC Mex | - | W08 | Conceptual | 0 | 0 | 0 | 24 | 224 | 224 | 224 | 569 | 569 | 569 | 844
2010 | MX | WECC | WECC Mex | - | W08a1 | Wind Expected On-Peak | 0 | 0 | 0 | 0 | 0 | 0 | 0 | 0 | 0 | 0 | 0
2010 | MX | WECC | WECC Mex | - | W08a2 | Wind Derate On-Peak | 0 | 0 | 0 | 0 | 0 | 0 | 0 | 0 | 0 | 0 | 0
2010 | MX | WECC | WECC Mex | - | W08a3 | Solar Expected On-Peak | 0 | 0 | 0 | 0 | 0 | 0 | 0 | 0 | 0 | 0 | 0
2010 | MX | WECC | WECC Mex | - | W08a4 | Solar Derate On-Peak | 0 | 0 | 0 | 0 | 0 | 0 | 0 | 0 | 0 | 0 | 0
2010 | MX | WECC | WECC Mex | - | W08a5 | Hydro Expected On-Peak | 0 | 0 | 0 | 0 | 0 | 0 | 0 | 0 | 0 | 0 | 0
2010 | MX | WECC | WECC Mex | - | W08a6 | Hydro Derate On-Peak | 0 | 0 | 0 | 0 | 0 | 0 | 0 | 0 | 0 | 0 | 0
2010 | MX | WECC | WECC Mex | - | W08a7 | Biomass Expected On-Peak | 0 | 0 | 0 | 0 | 0 | 0 | 0 | 0 | 0 | 0 | 0
2010 | MX | WECC | WECC Mex | - | W08a8 | Biomass Derate On-Peak | 0 | 0 | 0 | 0 | 0 | 0 | 0 | 0 | 0 | 0 | 0
2010 | MX | WECC | WECC Mex | - | W08a9 | All Other Derates | 0 | 0 | 0 | 0 | 0 | 0 | 0 | 0 | 0 | 0 | 0
2010 | MX | WECC | WECC Mex | - | W08a10 | Energy Only | 0 | 0 | 0 | 0 | 0 | 0 | 0 | 0 | 0 | 0 | 0
2010 | MX | WECC | WECC Mex | - | W09 | ANTICIPATED INTERNAL CAPACITY = 6a+7a | 2350 | 2707 | 3119 | 3205 | 3493 | 3493 | 3772 | 3928 | 3928 | 3928 | 3928
2010 | MX | WECC | WECC Mex | - | W10 | CAPACITY TRANSACTIONS - IMPORTS = 10a+10b+10c+10d | 65 | 64 | 101 | 0 | 121 | 0 | 22 | 89 | 368 | 325 | 340
2010 | MX | WECC | WECC Mex | - | W10a | Firm (Note: The sum of 10a1 and 10a2 must be <= 10a) | 0 | 64 | 101 | 0 | 3 | 0 | 0 | 46 | 368 | 325 | 340
2010 | MX | WECC | WECC Mex | - | W10a1 | Full-Responsibility Purchases | 0 | 0 | 0 | 0 | 0 | 0 | 0 | 0 | 0 | 0 | 0
2010 | MX | WECC | WECC Mex | - | W10a2 | Owned Capacity/Entitlement Located Outside the Region/Subregion | 0 | 0 | 0 | 0 | 0 | 0 | 0 | 0 | 0 | 0 | 0
2010 | MX | WECC | WECC Mex | - | W10b | Non-firm | 0 | 0 | 0 | 0 | 0 | 0 | 0 | 0 | 0 | 0 | 0
2010 | MX | WECC | WECC Mex | - | W10c | Expected (Note: The sum of 10c1 and 10c2 must be <= 10c) | 0 | 0 | 0 | 0 | 92 | 0 | 0 | 43 | 0 | 0 | 0
2010 | MX | WECC | WECC Mex | - | W10c1 | Full-Responsibility Purchases | 0 | 0 | 0 | 0 | 0 | 0 | 0 | 0 | 0 | 0 | 0
2010 | MX | WECC | WECC Mex | - | W10c2 | Owned Capacity/Entitlement Located Outside the Region/Subregion | 0 | 0 | 0 | 0 | 0 | 0 | 0 | 0 | 0 | 0 | 0
2010 | MX | WECC | WECC Mex | - | W10d | Provisional – transactions under study, but negotiations have not begun. | 0 | 0 | 0 | 0 | 26 | 0 | 22 | 0 | 0 | 0 | 0
2010 | MX | WECC | WECC Mex | - | W11 | CAPACITY TRANSACTIONS - EXPORTS = 11a+11b+11c+11d | 85 | 0 | 107 | 153 | 0 | 159 | 70 | 205 | 132 | 93 | 94
2010 | MX | WECC | WECC Mex | - | W11a | Firm (Note: The sum of 11a1 and 11a2 must be <= 11a) | 0 | 0 | 0 | 82 | 0 | 159 | 70 | 0 | 0 | 0 | 0
2010 | MX | WECC | WECC Mex | - | W11a1 | Full-Responsibility Purchases | 0 | 0 | 0 | 0 | 0 | 0 | 0 | 0 | 0 | 0 | 0
2010 | MX | WECC | WECC Mex | - | W11a2 | Owned Capacity/Entitlement Located Outside the Region/Subregion | 0 | 0 | 0 | 0 | 0 | 0 | 0 | 0 | 0 | 0 | 0
2010 | MX | WECC | WECC Mex | - | W11b | Non-firm | 0 | 0 | 0 | 0 | 0 | 0 | 0 | 0 | 0 | 0 | 0
2010 | MX | WECC | WECC Mex | - | W11c | Expected (Note: The sum of 11c1 and 11c2 must be <= 11c) | 0 | 0 | 107 | 47 | 0 | 0 | 0 | 0 | 40 | 93 | 94
2010 | MX | WECC | WECC Mex | - | W11c1 | Full-Responsibility Purchases | 0 | 0 | 0 | 0 | 0 | 0 | 0 | 0 | 0 | 0 | 0
2010 | MX | WECC | WECC Mex | - | W11c2 | Owned Capacity/Entitlement Located Outside the Region/Subregion | 0 | 0 | 0 | 0 | 0 | 0 | 0 | 0 | 0 | 0 | 0
2010 | MX | WECC | WECC Mex | - | W11d | Provisional – transactions under study, but negotiations have not begun. | 0 | 0 | 0 | 24 | 0 | 0 | 0 | 205 | 92 | 0 | 0
2010 | MX | WECC | WECC Mex | - | W12 | EXISTING, CERTAIN CAPACITY & NET FIRM TRANSACTIONS = 6a+Net Firm Transactions | 2350 | 2771 | 2808 | 2625 | 2710 | 2548 | 2637 | 2753 | 3075 | 3032 | 3047
2010 | MX | WECC | WECC Mex | - | W13 | ANTICIPATED CAPACITY RESOURCES = 12+7a+Net Expected Transactions | 0 | 2771 | 3113 | 3076 | 3588 | 3334 | 3702 | 4017 | 4256 | 4160 | 4174
2010 | MX | WECC | WECC Mex | - | W14 | PROSPECTIVE CAPACITY RESOURCES = 13+6b+16b | 0 | 2771 | 3113 | 3076 | 3588 | 3334 | 3702 | 4017 | 4256 | 4160 | 4174
2010 | MX | WECC | WECC Mex | - | W15 | TOTAL POTENTIAL CAPACITY RESOURCES = 13+6b+7b+8+Net Provisional Transactions | 0 | 2771 | 3113 | 3076 | 3838 | 3558 | 3948 | 4381 | 4733 | 4729 | 5018
2010 | MX | WECC | WECC Mex | - | W15a | ADJUSTED POTENTIAL CAPACITY RESOURCES = 13+6b+16b+16d+Net Provisional Transactions | 0 | 2771 | 3113 | 3076 | 3838 | 3558 | 3948 | 4381 | 4733 | 4729 | 5018
2010 | MX | WECC | WECC Mex | - | W16a | Confidence of Future, Other (7b), using reasonable judgement | 0 | 0 | 0 | 0 | 0 | 0 | 0 | 0 | 0 | 0 | 0
2010 | MX | WECC | WECC Mex | - | W16b | Net Future, Other Resources After Confidence Percentage Is Applied = 7b*16a | 0 | 0 | 0 | 0 | 0 | 0 | 0 | 0 | 0 | 0 | 0
2010 | MX | WECC | WECC Mex | - | W16c | Confidence of Conceptual (8), using reasonable judgement | 0 | 1 | 1 | 1 | 1 | 1 | 1 | 1 | 1 | 1 | 1
2010 | MX | WECC | WECC Mex | - | W16d | Net Conceptual Resources After Confidence Percentage Is Applied = 8*16c | 0 | 0 | 0 | 24 | 224 | 224 | 224 | 569 | 569 | 569 | 844
2010 | MX | WECC | WECC Mex | - | W17 | Region/Subregion Target Reserve Margin | 0 | 0.114 | 0.114 | 0.114 | 0.114 | 0.114 | 0.114 | 0.114 | 0.114 | 0.114 | 0.114
2010 | MX | WECC | WECC Mex | - | W18 | Existing Certain and Net Firm Transactions Reserve Margin = (12-3)/3 | 0 | 0.88245 | 0.8633 | 0.70123 | 0.71519 | 0.57576 | 0.59335 | 0.62515 | 0.77336 | 0.70817 | 0.67694
2010 | MX | WECC | WECC Mex | - | W19 | Anticipated Capacity Resources Reserve Margin = (13-3)/3 | 0 | 0.88245 | 1.0657 | 0.99352 | 1.2709 | 1.0618 | 1.2369 | 1.3713 | 1.4544 | 1.3437 | 1.2972
2010 | MX | WECC | WECC Mex | - | W20 | Prospective Capacity Resources Reserve Margin = (14-3)/3 | 0 | 0.88245 | 1.0657 | 0.99352 | 1.2709 | 1.0618 | 1.2369 | 1.3713 | 1.4544 | 1.3437 | 1.2972
2010 | MX | WECC | WECC Mex | - | W21 | Total Potential Resources Reserve Margin = (15-3)/3 | 0 | 0.88245 | 1.0657 | 0.99352 | 1.4291 | 1.2004 | 1.3855 | 1.5862 | 1.7295 | 1.6642 | 1.7617
2010 | MX | WECC | WECC Mex | - | W22 | Adjusted Potential Resources Reserve Margin = (15a-3)/3 | 0 | 0.88245 | 1.0657 | 0.99352 | 1.4291 | 1.2004 | 1.3855 | 1.5862 | 1.7295 | 1.6642 | 1.7617
2010 | MX | WECC | WECC Mex | - | W23 | Total Baseline Installed Capacity | 3164 | 0 | 0 | 0 | 0 | 0 | 0 | 0 | 0 | 0 | 0
2010 | TL | WECC | - | - | W01 | Unrestricted Non-coincident Peak Demand = 2+1a+1b-1c-1d | 130924.706 | 126850.5781 | 128218 | 130540 | 133438 | 135971 | 137911 | 139402 | 141496 | 143440 | 146160
2010 | TL | WECC | - | - | W01a | New Conservation (Energy Efficiency) | 0 | 519.9881 | 715 | 924 | 904 | 930 | 854 | 835 | 803 | 763 | 756
2010 | TL | WECC | - | - | W01b | Estimated Diversity | 0 | 0 | 0 | 0 | 0 | 0 | 0 | 0 | 0 | 0 | 0
2010 | TL | WECC | - | - | W01c | Additions for non-member load (load served by non-registered LSE's in a region) | 0 | 0 | 0 | 0 | 0 | 0 | 0 | 0 | 0 | 0 | 0
2010 | TL | WECC | - | - | W01d | Stand-by Load Under Contract (Normally served by behind the meter generation) | 0 | 2096.51 | 2141 | 2190 | 2259 | 2311 | 2443 | 2496 | 2602 | 2658 | 2715
2010 | TL | WECC | - | - | W02 | Total Internal Demand | 130924.706 | 128427.1 | 129644.3 | 131806.2 | 134793.01 | 137352.28 | 139499.78 | 141062.7 | 143295.28 | 145335.2 | 148118.71
2010 | TL | WECC | - | - | W02a | Direct Control Load Management | 561 | 571 | 584 | 604 | 648 | 670 | 686 | 702 | 708 | 705 | 696
2010 | TL | WECC | - | - | W02b | Contractually Interruptible (Curtailable) | 1277 | 1813.674 | 1917 | 1888 | 1964 | 2033 | 2033 | 1996 | 1998 | 2000 | 2002
2010 | TL | WECC | - | - | W02c | Critical Peak-Pricing (CPP) with Control | 0 | 24.7227 | 42 | 64 | 101 | 119 | 134 | 138 | 142 | 146 | 150
2010 | TL | WECC | - | - | W02d | Load as a Capacity Resource | 1471 | 3150.0913 | 648 | 649 | 638 | 643 | 646 | 652 | 656 | 662 | 667
2010 | TL | WECC | - | - | W03 | Net Internal Demand = 2-2a-2b-2c-2d | 127615.706 | 123468.512 | 126453 | 128601 | 131442 | 133887 | 136001 | 137575 | 139791 | 141822 | 144604
2010 | TL | WECC | - | - | W04a | Demand Response used for Reserves - Spinning | 0 | 0 | 0 | 0 | 0 | 0 | 0 | 0 | 0 | 0 | 0
2010 | TL | WECC | - | - | W04b | Demand Response used for Reserves - Non-Spinning | 28 | 27.5 | 28 | 28 | 28 | 28 | 28 | 28 | 28 | 28 | 28
2010 | TL | WECC | - | - | W04c | Demand Response used for Regulation | 0 | 0 | 0 | 0 | 0 | 0 | 0 | 0 | 0 | 0 | 0
2010 | TL | WECC | - | - | W04d | Demand Response used for Energy, Voluntary - Emergency | 85 | 0 | 0 | 0 | 0 | 0 | 0 | 0 | 0 | 0 | 0
2010 | TL | WECC | - | - | W05 | TOTAL INTERNAL CAPACITY = 6+7 | 273314 | 226484.399 | 249732.399 | 261102.399 | 270527.399 | 276635.399 | 283450.399 | 284237.399 | 284300.399 | 284800.399 | 284800.399
2010 | TL | WECC | - | - | W06 | EXISTING CAPACITY = 6a+6b+6c | 273314 | 224952.399 | 224952.399 | 224952.399 | 224952.399 | 224952.399 | 224952.399 | 224952.399 | 224952.399 | 224952.399 | 224952.399
2010 | TL | WECC | - | - | W06a | Existing, Certain | 176899 | 185516.7679 | 185516.7679 | 185516.7679 | 185516.7679 | 185516.7679 | 185516.7679 | 185516.7679 | 185516.7679 | 185516.7679 | 185516.7679
2010 | TL | WECC | - | - | W06a1 | Wind Expected On-Peak | 945 | 5428 | 5428 | 5428 | 5428 | 5428 | 5428 | 5428 | 5428 | 5428 | 5428
2010 | TL | WECC | - | - | W06a2 | Solar Expected On-Peak | 81 | 455 | 455 | 455 | 455 | 455 | 455 | 455 | 455 | 455 | 455
2010 | TL | WECC | - | - | W06a3 | Hydro Expected On-Peak | 52342 | 41662 | 41662 | 41662 | 41662 | 41662 | 41662 | 41662 | 41662 | 41662 | 41662
2010 | TL | WECC | - | - | W06a4 | Biomass Expected On-Peak | 1622 | 1152 | 1152 | 1152 | 1152 | 1152 | 1152 | 1152 | 1152 | 1152 | 1152
2010 | TL | WECC | - | - | W06a5 | Load as a Capacity Resource Expected On-Peak (Load Management Programs) | 0 | 0 | 0 | 0 | 0 | 0 | 0 | 0 | 0 | 0 | 0
2010 | TL | WECC | - | - | W06b | Existing, Other | 47853 | 0 | 0 | 0 | 0 | 0 | 0 | 0 | 0 | 0 | 0
2010 | TL | WECC | - | - | W06b1 | Wind Derate On-Peak | 14997 | 10514 | 10514 | 10514 | 10514 | 10514 | 10514 | 10514 | 10514 | 10514 | 10514
2010 | TL | WECC | - | - | W06b2 | Solar Derate On-Peak | 429 | 55 | 55 | 55 | 55 | 55 | 55 | 55 | 55 | 55 | 55
2010 | TL | WECC | - | - | W06b3 | Hydro Derate On-Peak | 15608 | 13430.601 | 13430.601 | 13430.601 | 13430.601 | 13430.601 | 13430.601 | 13430.601 | 13430.601 | 13430.601 | 13430.601
2010 | TL | WECC | - | - | W06b4 | Biomass Derate On-Peak | 400 | 870 | 870 | 870 | 870 | 870 | 870 | 870 | 870 | 870 | 870
2010 | TL | WECC | - | - | W06b5 | Load as a Capacity Resource Derate On-Peak (Load Management Programs) | 0 | 0 | 0 | 0 | 0 | 0 | 0 | 0 | 0 | 0 | 0
2010 | TL | WECC | - | - | W06b7 | Transmission-Limited Resources | 0 | 0 | 0 | 0 | 0 | 0 | 0 | 0 | 0 | 0 | 0
2010 | TL | WECC | - | - | W06b8 | All Other Derates | 17128 | 14566.0301 | 14566.0301 | 14566.0301 | 14566.0301 | 14566.0301 | 14566.0301 | 14566.0301 | 14566.0301 | 14566.0301 | 14566.0301
2010 | TL | WECC | - | - | W06b9 | Energy Only | 0 | 0 | 0 | 0 | 0 | 0 | 0 | 0 | 0 | 0 | 0
2010 | TL | WECC | - | - | W06c | Existing, Inoperable (Note: Not used in margin calculations) | 0 | 0 | 0 | 0 | 0 | 0 | 0 | 0 | 0 | 0 | 0
2010 | TL | WECC | - | - | W07 | FUTURE CAPACITY ADDITIONS = 7a+7b | 0 | 1296 | 13436 | 19558 | 23892 | 25039 | 31434 | 27081 | 27101 | 27196 | 27179
2010 | TL | WECC | - | - | W07a | Future, Planned | 0 | 1296 | 13436 | 19558 | 23892 | 25039 | 31434 | 27081 | 27101 | 27196 | 27179
2010 | TL | WECC | - | - | W07a1 | Wind Expected On-Peak | 0 | 170 | 856 | 914 | 929 | 990 | 6623 | 1393 | 1405 | 1487 | 1470
2010 | TL | WECC | - | - | W07a2 | Wind Derate On-Peak | 0 | 236 | 7499 | 10665 | 11829 | 14288 | 13472 | 18702 | 18690 | 18608 | 18625
2010 | TL | WECC | - | - | W07a3 | Solar Expected On-Peak | 0 | 5 | 57 | 77 | 77 | 77 | 77 | 77 | 77 | 77 | 77
2010 | TL | WECC | - | - | W07a4 | Solar Derate On-Peak | 0 | 0 | 3299 | 5305 | 8786 | 10830 | 12026 | 12026 | 12026 | 12026 | 12026
2010 | TL | WECC | - | - | W07a5 | Hydro Expected On-Peak | 0 | 175 | 905 | 1349 | 1353 | 1400 | 1463 | 1512 | 1457 | 1470 | 1470
2010 | TL | WECC | - | - | W07a6 | Hydro Derate On-Peak | 0 | 0 | 546 | 622 | 1068 | 1526 | 1525 | 1476 | 1531 | 2018 | 2018
2010 | TL | WECC | - | - | W07a7 | Biomass Expected On-Peak | 0 | 44 | 260 | 366 | 366 | 366 | 325 | 366 | 366 | 366 | 366
2010 | TL | WECC | - | - | W07a8 | Biomass Derate On-Peak | 0 | 0 | 0 | 0 | 0 | 0 | 41 | 0 | 0 | 0 | 0
2010 | TL | WECC | - | - | W07a9 | Demand Response Expected On-Peak (Load Management Programs) | 0 | 0 | 0 | 0 | 0 | 0 | 0 | 0 | 0 | 0 | 0
2010 | TL | WECC | - | - | W07a10 | Demand Response Derate On-Peak (Load Management Programs) | 0 | 0 | 0 | 0 | 0 | 0 | 0 | 0 | 0 | 0 | 0
2010 | TL | WECC | - | - | W07a11 | Transmission-Limited Resources | 0 | 0 | 0 | 0 | 0 | 0 | 0 | 0 | 0 | 0 | 0
2010 | TL | WECC | - | - | W07a12 | Scheduled Outage - Maintenance | 0 | 0 | 0 | 0 | 0 | 0 | 0 | 0 | 0 | 0 | 0
2010 | TL | WECC | - | - | W07a13 | All Other Derates | 0 | 0 | 0 | 0 | 0 | 0 | 0 | 0 | 0 | 0 | 0
2010 | TL | WECC | - | - | W07a14 | Energy Only | 0 | 0 | 0 | 0 | 0 | 0 | 0 | 0 | 0 | 0 | 0
2010 | TL | WECC | - | - | W07b | Future, Other | 0 | 0 | 0 | 0 | 0 | 0 | 0 | 0 | 0 | 0 | 0
2010 | TL | WECC | - | - | W07b1 | Wind Expected On-Peak | 0 | 0 | 0 | 0 | 0 | 0 | 0 | 0 | 0 | 0 | 0
2010 | TL | WECC | - | - | W07b2 | Wind Derate On-Peak | 0 | 0 | 0 | 0 | 0 | 0 | 0 | 0 | 0 | 0 | 0
2010 | TL | WECC | - | - | W07b3 | Solar Expected On-Peak | 0 | 0 | 0 | 0 | 0 | 0 | 0 | 0 | 0 | 0 | 0
2010 | TL | WECC | - | - | W07b4 | Solar Derate On-Peak | 0 | 0 | 0 | 0 | 0 | 0 | 0 | 0 | 0 | 0 | 0
2010 | TL | WECC | - | - | W07b5 | Hydro Expected On-Peak | 0 | 0 | 0 | 0 | 0 | 0 | 0 | 0 | 0 | 0 | 0
2010 | TL | WECC | - | - | W07b6 | Hydro Derate On-Peak | 0 | 0 | 0 | 0 | 0 | 0 | 0 | 0 | 0 | 0 | 0
2010 | TL | WECC | - | - | W07b7 | Biomass Expected On-Peak | 0 | 0 | 0 | 0 | 0 | 0 | 0 | 0 | 0 | 0 | 0
2010 | TL | WECC | - | - | W07b8 | Biomass Derate On-Peak | 0 | 0 | 0 | 0 | 0 | 0 | 0 | 0 | 0 | 0 | 0
2010 | TL | WECC | - | - | W07b9 | Transmission-Limited Resources | 0 | 0 | 0 | 0 | 0 | 0 | 0 | 0 | 0 | 0 | 0
2010 | TL | WECC | - | - | W07b10 | Scheduled Outage - Maintenance | 0 | 0 | 0 | 0 | 0 | 0 | 0 | 0 | 0 | 0 | 0
2010 | TL | WECC | - | - | W07b11 | All Other Derates | 0 | 0 | 0 | 0 | 0 | 0 | 0 | 0 | 0 | 0 | 0
2010 | TL | WECC | - | - | W07b12 | Energy Only | 0 | 0 | 0 | 0 | 0 | 0 | 0 | 0 | 0 | 0 | 0
2010 | TL | WECC | - | - | W08 | Conceptual | 0 | 0 | 0 | 357 | 1744 | 2431 | 2943 | 4224 | 4611 | 5485 | 5802
2010 | TL | WECC | - | - | W08a1 | Wind Expected On-Peak | 0 | 0 | 0 | 57 | 612 | 743 | 379 | 799 | 819 | 796 | 778
2010 | TL | WECC | - | - | W08a2 | Wind Derate On-Peak | 0 | 0 | 0 | 15 | 514 | 600 | 1008 | 588 | 648 | 920 | 1038
2010 | TL | WECC | - | - | W08a3 | Solar Expected On-Peak | 0 | 0 | 0 | 0 | 0 | 0 | 0 | 0 | 0 | 0 | 0
2010 | TL | WECC | - | - | W08a4 | Solar Derate On-Peak | 0 | 0 | 0 | 65 | 378 | 615 | 615 | 616 | 616 | 653 | 653
2010 | TL | WECC | - | - | W08a5 | Hydro Expected On-Peak | 0 | 0 | 0 | 0 | 0 | 0 | 0 | 0 | 0 | 189 | 224
2010 | TL | WECC | - | - | W08a6 | Hydro Derate On-Peak | 0 | 0 | 0 | 0 | 0 | 0 | 0 | 0 | 0 | 169 | 134
2010 | TL | WECC | - | - | W08a7 | Biomass Expected On-Peak | 0 | 0 | 0 | 0 | 0 | 0 | 8 | 8 | 8 | 8 | 8
2010 | TL | WECC | - | - | W08a8 | Biomass Derate On-Peak | 0 | 0 | 0 | 0 | 0 | 0 | 0 | 0 | 0 | 0 | 0
2010 | TL | WECC | - | - | W08a9 | All Other Derates | 0 | 0 | 0 | 0 | 0 | 0 | 0 | 0 | 0 | 0 | 0
2010 | TL | WECC | - | - | W08a10 | Energy Only | 0 | 0 | 0 | 0 | 0 | 0 | 0 | 0 | 0 | 0 | 0
2010 | TL | WECC | - | - | W09 | ANTICIPATED INTERNAL CAPACITY = 6a+7a | 176899 | 187049 | 210297 | 221667 | 231092 | 237200 | 244015 | 244802 | 244865 | 245365 | 245365
2010 | TL | WECC | - | - | W10 | CAPACITY TRANSACTIONS - IMPORTS = 10a+10b+10c+10d | 0 | 0 | 0 | 0 | 0 | 0 | 0 | 0 | 0 | 0 | 0
2010 | TL | WECC | - | - | W10a | Firm (Note: The sum of 10a1 and 10a2 must be <= 10a) | 0 | 0 | 0 | 0 | 0 | 0 | 0 | 0 | 0 | 0 | 0
2010 | TL | WECC | - | - | W10a1 | Full-Responsibility Purchases | 0 | 0 | 0 | 0 | 0 | 0 | 0 | 0 | 0 | 0 | 0
2010 | TL | WECC | - | - | W10a2 | Owned Capacity/Entitlement Located Outside the Region/Subregion | 0 | 0 | 0 | 0 | 0 | 0 | 0 | 0 | 0 | 0 | 0
2010 | TL | WECC | - | - | W10b | Non-firm | 0 | 0 | 0 | 0 | 0 | 0 | 0 | 0 | 0 | 0 | 0
2010 | TL | WECC | - | - | W10c | Expected (Note: The sum of 10c1 and 10c2 must be <= 10c) | 0 | 0 | 0 | 0 | 0 | 0 | 0 | 0 | 0 | 0 | 0
2010 | TL | WECC | - | - | W10c1 | Full-Responsibility Purchases | 0 | 0 | 0 | 0 | 0 | 0 | 0 | 0 | 0 | 0 | 0
2010 | TL | WECC | - | - | W10c2 | Owned Capacity/Entitlement Located Outside the Region/Subregion | 0 | 0 | 0 | 0 | 0 | 0 | 0 | 0 | 0 | 0 | 0
2010 | TL | WECC | - | - | W10d | Provisional – transactions under study, but negotiations have not begun. | 0 | 0 | 0 | 0 | 0 | 0 | 0 | 0 | 0 | 0 | 0
2010 | TL | WECC | - | - | W11 | CAPACITY TRANSACTIONS - EXPORTS = 11a+11b+11c+11d | 0 | 0 | 0 | 0 | 0 | 0 | 0 | 0 | 0 | 0 | 0
2010 | TL | WECC | - | - | W11a | Firm (Note: The sum of 11a1 and 11a2 must be <= 11a) | 0 | 0 | 0 | 0 | 0 | 0 | 0 | 0 | 0 | 0 | 0
2010 | TL | WECC | - | - | W11a1 | Full-Responsibility Purchases | 0 | 0 | 0 | 0 | 0 | 0 | 0 | 0 | 0 | 0 | 0
2010 | TL | WECC | - | - | W11a2 | Owned Capacity/Entitlement Located Outside the Region/Subregion | 0 | 0 | 0 | 0 | 0 | 0 | 0 | 0 | 0 | 0 | 0
2010 | TL | WECC | - | - | W11b | Non-firm | 0 | 0 | 0 | 0 | 0 | 0 | 0 | 0 | 0 | 0 | 0
2010 | TL | WECC | - | - | W11c | Expected (Note: The sum of 11c1 and 11c2 must be <= 11c) | 0 | 0 | 0 | 0 | 0 | 0 | 0 | 0 | 0 | 0 | 0
2010 | TL | WECC | - | - | W11c1 | Full-Responsibility Purchases | 0 | 0 | 0 | 0 | 0 | 0 | 0 | 0 | 0 | 0 | 0
2010 | TL | WECC | - | - | W11c2 | Owned Capacity/Entitlement Located Outside the Region/Subregion | 0 | 0 | 0 | 0 | 0 | 0 | 0 | 0 | 0 | 0 | 0
2010 | TL | WECC | - | - | W11d | Provisional – transactions under study, but negotiations have not begun. | 0 | 0 | 0 | 0 | 0 | 0 | 0 | 0 | 0 | 0 | 0
2010 | TL | WECC | - | - | W12 | EXISTING, CERTAIN CAPACITY & NET FIRM TRANSACTIONS = 6a+Net Firm Transactions | 176899 | 185516.7679 | 185516.7679 | 185516.7679 | 185516.7679 | 185516.7679 | 185516.7679 | 185516.7679 | 185516.7679 | 185516.7679 | 185516.7679
2010 | TL | WECC | - | - | W13 | ANTICIPATED CAPACITY RESOURCES = 12+7a+Net Expected Transactions | 0 | 186812.7679 | 198952.7679 | 205074.7679 | 209408.7679 | 210555.7679 | 216950.7679 | 212597.7679 | 212617.7679 | 212712.7679 | 212695.7679
2010 | TL | WECC | - | - | W14 | PROSPECTIVE CAPACITY RESOURCES = 13+6b+16b | 0 | 186812.7679 | 198952.7679 | 205074.7679 | 209408.7679 | 210555.7679 | 216950.7679 | 212597.7679 | 212617.7679 | 212712.7679 | 212695.7679
2010 | TL | WECC | - | - | W15 | TOTAL POTENTIAL CAPACITY RESOURCES = 13+6b+7b+8+Net Provisional Transactions | 0 | 186812.7679 | 198952.7679 | 205431.7679 | 211152.7679 | 212986.7679 | 219893.7679 | 216821.7679 | 217228.7679 | 218197.7679 | 218497.7679
2010 | TL | WECC | - | - | W15a | ADJUSTED POTENTIAL CAPACITY RESOURCES = 13+6b+16b+16d+Net Provisional Transactions | 0 | 186812.7679 | 198952.7679 | 205431.7679 | 211152.7679 | 212986.7679 | 219893.7679 | 216821.7679 | 217228.7679 | 218197.7679 | 218497.7679
2010 | TL | WECC | - | - | W16a | Confidence of Future, Other (7b), using reasonable judgement | 0 | 0 | 0 | 0 | 0 | 0 | 0 | 0 | 0 | 0 | 0
2010 | TL | WECC | - | - | W16b | Net Future, Other Resources After Confidence Percentage Is Applied = 7b*16a | 0 | 0 | 0 | 0 | 0 | 0 | 0 | 0 | 0 | 0 | 0
2010 | TL | WECC | - | - | W16c | Confidence of Conceptual (8), using reasonable judgement | 0 | 1 | 1 | 1 | 1 | 1 | 1 | 1 | 1 | 1 | 1
2010 | TL | WECC | - | - | W16d | Net Conceptual Resources After Confidence Percentage Is Applied = 8*16c | 0 | 0 | 0 | 357 | 1744 | 2431 | 2943 | 4224 | 4611 | 5485 | 5802
2010 | TL | WECC | - | - | W17 | Region/Subregion Target Reserve Margin | 0 | 0.139 | 0.139 | 0.139 | 0.139 | 0.139 | 0.139 | 0.139 | 0.139 | 0.139 | 0.139
2010 | TL | WECC | - | - | W18 | Existing Certain and Net Firm Transactions Reserve Margin = (12-3)/3 | 0 | 0.50254 | 0.46708 | 0.44258 | 0.4114 | 0.38562 | 0.36408 | 0.34848 | 0.3271 | 0.3081 | 0.28293
2010 | TL | WECC | - | - | W19 | Anticipated Capacity Resources Reserve Margin = (13-3)/3 | 0 | 0.51304 | 0.57333 | 0.59466 | 0.59316 | 0.57264 | 0.59521 | 0.54532 | 0.52097 | 0.49986 | 0.47088
2010 | TL | WECC | - | - | W20 | Prospective Capacity Resources Reserve Margin = (14-3)/3 | 0 | 0.51304 | 0.57333 | 0.59466 | 0.59316 | 0.57264 | 0.59521 | 0.54532 | 0.52097 | 0.49986 | 0.47088
2010 | TL | WECC | - | - | W21 | Total Potential Resources Reserve Margin = (15-3)/3 | 0 | 0.51304 | 0.57333 | 0.59744 | 0.60643 | 0.59079 | 0.61685 | 0.57603 | 0.55395 | 0.53853 | 0.51101
2010 | TL | WECC | - | - | W22 | Adjusted Potential Resources Reserve Margin = (15a-3)/3 | 0 | 0.51304 | 0.57333 | 0.59744 | 0.60643 | 0.59079 | 0.61685 | 0.57603 | 0.55395 | 0.53853 | 0.51101
2010 | TL | WECC | - | - | W23 | Total Baseline Installed Capacity | 273314 | 0 | 0 | 0 | 0 | 0 | 0 | 0 | 0 | 0 | 0
2011 | US | FRCC | - | FRCC | 1 | Unrestricted Non-coincident Peak Demand | 46135 | 47613 | 48276 | 48889 | 49534 | 50148 | 50812 | 51408 | 52088 | 52784 | 53415 | 54037
2011 | US | FRCC | - | FRCC | 1a | New Conservation (Energy Efficiency) |  | 0 | 0 | 0 | 0 | 0 | 0 | 0 | 0 | 0 | 0 | 0
2011 | US | FRCC | - | FRCC | 1b | Estimated Diversity |  | 0 | 0 | 0 | 0 | 0 | 0 | 0 | 0 | 0 | 0 | 0
2011 | US | FRCC | - | FRCC | 1c | Additions for non-member load (load served by non-registered LSE's in a region) |  | 0 | 0 | 0 | 0 | 0 | 0 | 0 | 0 | 0 | 0 | 0
2011 | US | FRCC | - | FRCC | 1d | Stand-by Load Under Contract (Normally served by behind the meter generation) |  | 0 | 0 | 0 | 0 | 0 | 0 | 0 | 0 | 0 | 0 | 0
2011 | US | FRCC | - | FRCC | 1e | Non-Controllable Demand-Side Demand Response |  | 0 | 0 | 0 | 0 | 0 | 0 | 0 | 0 | 0 | 0 | 0
2011 | US | FRCC | - | FRCC | 2 | Total Internal Demand | 46135 | 47613 | 48276 | 48889 | 49534 | 50148 | 50812 | 51408 | 52088 | 52784 | 53415 | 54037
2011 | US | FRCC | - | FRCC | 2H1 | Load Forecast Uncertainty (Extreme Demand Factor) |  | 1.0578 | 1.0699 | 1.0795 | 1.0876 | 1.0944 | 1.1004 | 1.1056 | 1.1101 | 1.114 | 1.114 | 1.114
2011 | US | FRCC | - | FRCC | 2H | Total Internal Demand | 1.05 | 50366.6084 | 51651.8481 | 52774.381 | 53873.6581 | 54883.3782 | 55914.2244 | 56836.7138 | 57822.8916 | 58803.8074 | 59506.7704 | 60199.7071
2011 | US | FRCC | - | FRCC | 2a | Supply-Side Direct Control Load Management | 111 | 2783 | 2825 | 2851 | 2929 | 3000 | 3057 | 3116 | 3170 | 3205 | 3229 | 3229
2011 | US | FRCC | - | FRCC | 2b | Supply-Side Contractually Interruptible (Curtailable) | 70 | 634 | 701 | 688 | 682 | 645 | 646 | 648 | 649 | 650 | 651 | 651
2011 | US | FRCC | - | FRCC | 2c | Supply-Side Critical Peak-Pricing (CPP) with Control | 0 | 0 | 0 | 0 | 0 | 0 | 0 | 0 | 0 | 0 | 0 | 0
2011 | US | FRCC | - | FRCC | 2d | Supply-Side Load as a Capacity Resource | 0 | 0 | 0 | 0 | 0 | 0 | 0 | 0 | 0 | 0 | 0 | 0
2011 | US | FRCC | - | FRCC | 3 | Net Internal Demand | 45954 | 44196 | 44750 | 45350 | 45923 | 46503 | 47109 | 47644 | 48269 | 48929 | 49535 | 50157
2011 | US | FRCC | - | FRCC | 4a | Demand Response used for Ancillary Services - Spinning Reserves | 0 | 0 | 0 | 0 | 0 | 0 | 0 | 0 | 0 | 0 | 0 | 0
2011 | US | FRCC | - | FRCC | 4b | Demand Response used for Ancillary Services - Non-Spinning Reserves | 0 | 0 | 0 | 0 | 0 | 0 | 0 | 0 | 0 | 0 | 0 | 0
2011 | US | FRCC | - | FRCC | 4c | Demand Response used for Regulation | 0 | 0 | 0 | 0 | 0 | 0 | 0 | 0 | 0 | 0 | 0 | 0
2011 | US | FRCC | - | FRCC | 4d | Demand Response used for Energy, Voluntary Services - Emergency | 0 | 0 | 0 | 0 | 0 | 0 | 0 | 0 | 0 | 0 | 0 | 0
2011 | US | FRCC | - | FRCC | 5 | TOTAL INTERNAL CAPACITY | 59289.1 | 60136.5 | 61678.6 | 62576 | 66007.6 | 66190.6 | 67811.2 | 68158.4 | 68365.2 | 68696 | 71188.8 | 71217.6
2011 | US | FRCC | - | FRCC | 6 | EXISTING CAPACITY | 0: 58695.6; 109: 60311.9
2011 | US | FRCC | - | FRCC | 6a | Existing, Certain | 0: 55087.1; 109: 53771.2
2011 | US | FRCC | - | FRCC | 6a1 | Wind Expected On-Peak | 0: 0; 109: 0
2011 | US | FRCC | - | FRCC | 6a2 | Solar Expected On-Peak | 0: 0.8; 109: 1.2
2011 | US | FRCC | - | FRCC | 6a3 | Hydro Expected On-Peak | 0: 43.5; 109: 43.5
2011 | US | FRCC | - | FRCC | 6a4 | Biomass Expected On-Peak | 0: 472.8; 109: 366.5
2011 | US | FRCC | - | FRCC | 6b | Existing, Other (Note: Enter the net expected value only) | 0: 1371; 109: 176.9
2011 | US | FRCC | - | FRCC | 6b1 | Wind Derate On-Peak | 0: 0; 109: 0
2011 | US | FRCC | - | FRCC | 6b2 | Solar Derate On-Peak | 0: 32.2; 109: 46
2011 | US | FRCC | - | FRCC | 6b3 | Hydro Derate On-Peak | 0: 11; 109: 11
2011 | US | FRCC | - | FRCC | 6b4 | Biomass Derate On-Peak | 0: 0; 109: 14
2011 | US | FRCC | - | FRCC | 6b5 | Transmission-Limited Resources | 0: 0; 109: 0
2011 | US | FRCC | - | FRCC | 6b6 | All Other Derates | 0: 0; 109: 0
2011 | US | FRCC | - | FRCC | 6b7 | Energy Only (Existing-Other) | 0: 1328; 109: 176.9
2011 | US | FRCC | - | FRCC | 6c | Existing, Inoperable (Note: Capacity reported on this line is not included in margin calculations) | 0: 2237.5; 109: 2875.8
2011 | US | FRCC | - | FRCC | 6d | Total Supply-Side Demand Response | 181 | 3417 | 3526 | 3539 | 3611 | 3645 | 3703 | 3764 | 3819 | 3855 | 3880 | 3880
2011 | US | FRCC | - | FRCC | 7 | FUTURE CAPACITY ADDITIONS |  | -180.8 | 1314.3 | 2186.1 | 5529.5 | 5658.7 | 7197.9 | 7457.1 | 7578.3 | 7844.3 | 10283.3 | 10283.3
2011 | US | FRCC | - | FRCC | 7a | Future, Planned (Note: Enter the net expected value only) |  | -199.8 | 1295.3 | 2014.1 | 5178.5 | 5307.7 | 6823.9 | 7083.1 | 7189.1 | 7455.1 | 9894.1 | 9894.1
2011 | US | FRCC | - | FRCC | 7a1 | Wind Expected On-Peak |  | 0 | 0 | 0 | 0 | 0 | 0 | 0 | 0 | 0 | 0 | 0
2011 | US | FRCC | - | FRCC | 7a2 | Wind Derate On-Peak |  | 0 | 0 | 0 | 0 | 0 | 0 | 0 | 0 | 0 | 0 | 0
2011 | US | FRCC | - | FRCC | 7a3 | Solar Expected On-Peak |  | 0.2 | 0.4 | 0.6 | 0.8 | 1 | 1.2 | 1.4 | 1.6 | 1.6 | 1.6 | 1.6
2011 | US | FRCC | - | FRCC | 7a4 | Solar Derate On-Peak |  | 1.8 | 3.6 | 5.4 | 7.2 | 9 | 10.8 | 12.6 | 14.4 | 14.4 | 14.4 | 14.4
2011 | US | FRCC | - | FRCC | 7a5 | Hydro Expected On-Peak |  | 0 | 0 | 0 | 0 | 0 | 0 | 0 | 0 | 0 | 0 | 0
2011 | US | FRCC | - | FRCC | 7a6 | Hydro Derate On-Peak |  | 0 | 0 | 0 | 0 | 0 | 0 | 0 | 0 | 0 | 0 | 0
2011 | US | FRCC | - | FRCC | 7a7 | Biomass Expected On-Peak |  | 37 | 167 | 380 | 367.2 | 458.2 | 471.2 | 489.2 | 490 | 490 | 491 | 491
2011 | US | FRCC | - | FRCC | 7a8 | Biomass Derate On-Peak |  | 0 | 0 | 0 | 0 | 0 | 0 | 0 | 0 | 0 | 0 | 0
2011 | US | FRCC | - | FRCC | 7a9 | Transmission-Limited Resources |  | 0 | 0 | 0 | 0 | 0 | 0 | 0 | 0 | 0 | 0 | 0
2011 | US | FRCC | - | FRCC | 7a10 | Scheduled Outage - Maintenance |  | 0 | 0 | 0 | 0 | 0 | 0 | 0 | 0 | 0 | 0 | 0
2011 | US | FRCC | - | FRCC | 7a11 | All Other Derates |  | 3.6 | 10.8 | 21.6 | 36 | 54 | 75.6 | 100.8 | 129.6 | 158.4 | 187.2 | 216
2011 | US | FRCC | - | FRCC | 7a12 | Energy Only |  | 0 | 0 | 0 | 0 | 0 | 0 | 0 | 0 | 0 | 0 | 0
2011 | US | FRCC | - | FRCC | 7b | Future, Other (Note: Enter the net expected value only) |  | 19 | 19 | 172 | 351 | 351 | 374 | 374 | 389.2 | 389.2 | 389.2 | 389.2
2011 | US | FRCC | - | FRCC | 7b1 | Wind Expected On-Peak |  | 0 | 0 | 0 | 0 | 0 | 0 | 0 | 0 | 0 | 0 | 0
2011 | US | FRCC | - | FRCC | 7b2 | Wind Derate On-Peak |  | 0 | 0 | 0 | 0 | 0 | 0 | 0 | 0 | 0 | 0 | 0
2011 | US | FRCC | - | FRCC | 7b3 | Solar Expected On-Peak |  | 0 | 0 | 0 | 0 | 0 | 0 | 0 | 0 | 0 | 0 | 0
2011 | US | FRCC | - | FRCC | 7b4 | Solar Derate On-Peak |  | 0 | 0 | 0 | 0 | 0 | 0 | 0 | 0 | 0 | 0 | 0
2011 | US | FRCC | - | FRCC | 7b5 | Hydro Expected On-Peak |  | 0 | 0 | 0 | 0 | 0 | 0 | 0 | 0 | 0 | 0 | 0
2011 | US | FRCC | - | FRCC | 7b6 | Hydro Derate On-Peak |  | 0 | 0 | 0 | 0 | 0 | 0 | 0 | 0 | 0 | 0 | 0
2011 | US | FRCC | - | FRCC | 7b7 | Biomass Expected On-Peak |  | 19 | 19 | 62 | 74.8 | 74.8 | 74.8 | 74.8 | 90 | 90 | 90 | 90
2011 | US | FRCC | - | FRCC | 7b8 | Biomass Derate On-Peak |  | 0 | 0 | 0 | 0 | 0 | 0 | 0 | 0 | 0 | 0 | 0
2011 | US | FRCC | - | FRCC | 7b9 | Transmission-Limited Resources |  | 0 | 0 | 0 | 0 | 0 | 0 | 0 | 0 | 0 | 0 | 0
2011 | US | FRCC | - | FRCC | 7b10 | Scheduled Outage - Maintenance |  | 0 | 0 | 0 | 0 | 0 | 0 | 0 | 0 | 0 | 0 | 0
2011 | US | FRCC | - | FRCC | 7b11 | All Other Derates |  | 0 | 0 | 0 | 0 | 0 | 0 | 0 | 0 | 0 | 0 | 0
2011 | US | FRCC | - | FRCC | 7b12 | Energy Only |  | 19 | 19 | 172 | 351 | 351 | 374 | 374 | 389.2 | 389.2 | 389.2 | 389.2
2011 | US | FRCC | - | FRCC | 8 | Conceptual (Note: Enter the net expected value only) |  | 0 | 0 | 0 | 0 | 0 | 0 | 0 | 0 | 0 | 0 | 0
2011 | US | FRCC | - | FRCC | 8a1 | Wind Expected On-Peak |  | 0 | 0 | 0 | 0 | 0 | 0 | 0 | 0 | 0 | 0 | 0
2011 | US | FRCC | - | FRCC | 8a2 | Wind Derate On-Peak |  | 0 | 0 | 0 | 0 | 0 | 0 | 0 | 0 | 0 | 0 | 0
2011 | US | FRCC | - | FRCC | 8a3 | Solar Expected On-Peak |  | 0 | 0 | 0 | 0 | 0 | 0 | 0 | 0 | 0 | 0 | 0
2011 | US | FRCC | - | FRCC | 8a4 | Solar Derate On-Peak |  | 0 | 0 | 0 | 0 | 0 | 0 | 0 | 0 | 0 | 0 | 0
2011 | US | FRCC | - | FRCC | 8a5 | Hydro Expected On-Peak |  | 0 | 0 | 0 | 0 | 0 | 0 | 0 | 0 | 0 | 0 | 0
2011 | US | FRCC | - | FRCC | 8a6 | Hydro Derate On-Peak |  | 0 | 0 | 0 | 0 | 0 | 0 | 0 | 0 | 0 | 0 | 0
2011 | US | FRCC | - | FRCC | 8a7 | Biomass Expected On-Peak |  | 0 | 0 | 0 | 0 | 0 | 0 | 0 | 0 | 0 | 0 | 0
2011 | US | FRCC | - | FRCC | 8a8 | Biomass Derate On-Peak |  | 0 | 0 | 0 | 0 | 0 | 0 | 0 | 0 | 0 | 0 | 0
2011 | US | FRCC | - | FRCC | 8a9 | All Other Derates |  | 0 | 0 | 0 | 0 | 0 | 0 | 0 | 0 | 0 | 0 | 0
2011 | US | FRCC | - | FRCC | 8a10 | Energy Only |  | 0 | 0 | 0 | 0 | 0 | 0 | 0 | 0 | 0 | 0 | 0
2011 | US | FRCC | - | FRCC | 9 | ANTICIPATED INTERNAL CAPACITY | 55268.1 | 56988.4 | 58592.5 | 59324.3 | 62560.7 | 62723.9 | 64298.1 | 64618.3 | 64779.3 | 65081.3 | 67545.3 | 67545.3
2011 | US | FRCC | - | FRCC | 10 | CAPACITY TRANSACTIONS - IMPORTS | 2271 | 2215 | 2215 | 2245 | 2295 | 1464 | 1072 | 1072 | 1072 | 1072 | 1072 | 1072
2011 | US | FRCC | - | FRCC | 10a | Firm (Note: The sum of 10a1 and 10a2 must be ≤ 10a) | 2271 | 2215 | 2215 | 2245 | 2295 | 1464 | 1072 | 1072 | 1072 | 1072 | 1072 | 1072
2011 | US | FRCC | - | FRCC | 10a1 | Full-Responsibility Purchases | 1433 | 1343 | 1343 | 1373 | 1423 | 592 | 200 | 200 | 200 | 200 | 200 | 200
2011 | US | FRCC | - | FRCC | 10a2 | Owned Capacity/Entitlement Located Outside the Region/Subregion | 838 | 872 | 872 | 872 | 872 | 872 | 872 | 872 | 872 | 872 | 872 | 872
2011 | US | FRCC | - | FRCC | 10b | Non-firm | 0 |  | 0 | 0 | 0 | 0 | 0 | 0 | 0 | 0 | 0 | 0
2011 | US | FRCC | - | FRCC | 10c | Expected (Note: The sum of 10c1 and 10c2 must be ≤ 10c) |  | 0 | 0 | 0 | 0 | 0 | 0 | 0 | 0 | 0 | 0 | 0
2011 | US | FRCC | - | FRCC | 10c1 | Full-Responsibility Purchases |  | 0 | 0 | 0 | 0 | 0 | 0 | 0 | 0 | 0 | 0 | 0
2011 | US | FRCC | - | FRCC | 10c2 | Owned Capacity/Entitlement Located Outside the Region/Subregion |  | 0 | 0 | 0 | 0 | 0 | 0 | 0 | 0 | 0 | 0 | 0
2011 | US | FRCC | - | FRCC | 10d | Provisional – transactions under study, but negotiations have not begun. |  | 0 | 0 | 0 | 0 | 0 | 0 | 0 | 0 | 0 | 0 | 0
2011 | US | FRCC | - | FRCC | 11 | CAPACITY TRANSACTIONS - EXPORTS | 0 | 0 | 0 | 0 | 0 | 0 | 0 | 0 | 0 | 0 | 0 | 0
2011 | US | FRCC | - | FRCC | 11a | Firm (Note: The sum of 11a1 and 11a2 must be ≤ 11a) | 0 | 0 | 0 | 0 | 0 | 0 | 0 | 0 | 0 | 0 | 0 | 0
2011 | US | FRCC | - | FRCC | 11a1 | Full-Responsibility Purchases | 0 | 0 | 0 | 0 | 0 | 0 | 0 | 0 | 0 | 0 | 0 | 0
2011 | US | FRCC | - | FRCC | 11a2 | Owned Capacity/Entitlement Located Outside the Region/Subregion | 0 | 0 | 0 | 0 | 0 | 0 | 0 | 0 | 0 | 0 | 0 | 0
2011 | US | FRCC | - | FRCC | 11b | Non-firm | 0 |  | 0 | 0 | 0 | 0 | 0 | 0 | 0 | 0 | 0 | 0
2011 | US | FRCC | - | FRCC | 11c | Expected (Note: The sum of 11c1 and 11c2 must be ≤ 11c) |  | 0 | 0 | 0 | 0 | 0 | 0 | 0 | 0 | 0 | 0 | 0
2011 | US | FRCC | - | FRCC | 11c1 | Full-Responsibility Purchases |  | 0 | 0 | 0 | 0 | 0 | 0 | 0 | 0 | 0 | 0 | 0
2011 | US | FRCC | - | FRCC | 11c2 | Owned Capacity/Entitlement Located Outside the Region/Subregion |  | 0 | 0 | 0 | 0 | 0 | 0 | 0 | 0 | 0 | 0 | 0
2011 | US | FRCC | - | FRCC | 11d | Provisional – transactions under study, but negotiations have not begun. |  | 0 | 0 | 0 | 0 | 0 | 0 | 0 | 0 | 0 | 0 | 0
2011 | US | FRCC | - | FRCC | 12 | EXISTING, CERTAIN CAPACITY & NET FIRM TRANSACTIONS | 57539.1 | 59403.2 | 59512.2 | 59555.2 | 59677.2 | 58880.2 | 58546.2 | 58607.2 | 58662.2 | 58698.2 | 58723.2 | 58723.2
2011 | US | FRCC | - | FRCC | 13 | ANTICIPATED CAPACITY RESOURCES |  | 59203.4 | 60807.5 | 61569.3 | 64855.7 | 64187.9 | 65370.1 | 65690.3 | 65851.3 | 66153.3 | 68617.3 | 68617.3
2011 | US | FRCC | - | FRCC | 14 | PROSPECTIVE CAPACITY RESOURCES |  | 59399.3 | 61003.4 | 61918.2 | 65383.6 | 64715.8 | 65921 | 66241.2 | 66417.4 | 66719.4 | 69183.4 | 69183.4
2011 | US | FRCC | - | FRCC | 15 | TOTAL POTENTIAL CAPACITY RESOURCES |  | 59399.3 | 61003.4 | 61918.2 | 65383.6 | 64715.8 | 65921 | 66241.2 | 66417.4 | 66719.4 | 69183.4 | 69183.4
2011 | US | FRCC | - | FRCC | 15a | ADJUSTED POTENTIAL CAPACITY RESOURCES |  | 59399.3 | 61003.4 | 61918.2 | 65383.6 | 64715.8 | 65921 | 66241.2 | 66417.4 | 66719.4 | 69183.4 | 69183.4
2011 | US | FRCC | - | FRCC | 16a | Confidence of Future, Other (7b), using reasonable judgement |  | 0 | 0 | 0 | 0 | 0 | 0 | 0 | 0 | 0 | 0 | 0
2011 | US | FRCC | - | FRCC | 16b | Net Future, Other Resources After Confidence Percentage Is Applied |  | 19 | 19 | 172 | 351 | 351 | 374 | 374 | 389.2 | 389.2 | 389.2 | 389.2
2011 | US | FRCC | - | FRCC | 16c | Confidence of Conceptual (8), using reasonable judgement |  | 0 | 0 | 0 | 0 | 0 | 0 | 0 | 0 | 0 | 0 | 0
2011 | US | FRCC | - | FRCC | 16d | Net Conceptual Resources After Confidence Percentage Is Applied |  | 0 | 0 | 0 | 0 | 0 | 0 | 0 | 0 | 0 | 0 | 0
2011 | US | FRCC | - | FRCC | 17 | Region/Subregion Target Reserve Margin |  | 15% | 15% | 15% | 15% | 15% | 15% | 15% | 15% | 15% | 15% | 15%
2011 | US | FRCC | - | FRCC | 18 | Existing Certain and Net Firm Transactions Reserve Margin |  | 24.76% | 23.27% | 21.82% | 20.48% | 17.41% | 15.22% | 14% | 12.62% | 11.2% | 9.938% | 8.672%
2011 | US | FRCC | - | FRCC | 19 | Anticipated Capacity Resources Reserve Margin |  | 24.34% | 25.96% | 25.94% | 30.93% | 28% | 28.65% | 27.78% | 26.42% | 25.33% | 28.46% | 26.98%
2011 | US | FRCC | - | FRCC | 20 | Prospective Capacity Resources Reserve Margin |  | 24.75% | 26.36% | 26.65% | 32% | 29.05% | 29.74% | 28.85% | 27.51% | 26.4% | 29.52% | 28.03%
2011 | US | FRCC | - | FRCC | 21 | Total Potential Resources Reserve Margin |  | 24.75% | 26.36% | 26.65% | 32% | 29.05% | 29.74% | 28.85% | 27.51% | 26.4% | 29.52% | 28.03%
2011 | US | FRCC | - | FRCC | 22 | Adjusted Potential Resources Reserve Margin |  | 24.75% | 26.36% | 26.65% | 32% | 29.05% | 29.74% | 28.85% | 27.51% | 26.4% | 29.52% | 28.03%
2011 | US | FRCC | - | FRCC | 23 | Total Baseline Installed Capacity | 0: 58738.8
2011 | US | FRCC | - | FRCC | 24 | Distributed or Other Capacity (Behind the Meter) < 1 MW
2011 | US | FRCC | - | FRCC | 25 | Distributed or Other Capacity (Behind the Meter) ≥ 1 MW
2011 | US | FRCC | - | FRCC | 26 | Capacity Total from EIA-860
2011 | US | MRO | - | MISO | 1 | Unrestricted Non-coincident Peak Demand | 86728.41 | 82648.6417 | 78630.2979 | 80932.0849 | 81260.9766 | 82149.5438 | 82873.2084 | 83631.9746 | 84453.0053 | 85288.6192 | 86141.5054 | 87002.9204
2011 | US | MRO | - | MISO | 1a | New Conservation (Energy Efficiency) |  | 0 | 0 | 0 | 0 | 0 | 0 | 0 | 0 | 0 | 0 | 0
2011 | US | MRO | - | MISO | 1b | Estimated Diversity |  | 3596.8562 | 3421.9785 | 3522.1519 | 3536.4653 | 3575.1356 | 3606.6293 | 3639.6507 | 3675.3819 | 3711.7477 | 3748.8651 | 3786.3538
2011 | US | MRO | - | MISO | 1c | Additions for non-member load (load served by non-registered LSE's in a region) |  | 0 | 0 | 0 | 0 | 0 | 0 | 0 | 0 | 0 | 0 | 0
2011 | US | MRO | - | MISO | 1d | Stand-by Load Under Contract (Normally served by behind the meter generation) |  | 0 | 0 | 0 | 0 | 0 | 0 | 0 | 0 | 0 | 0 | 0
2011 | US | MRO | - | MISO | 1e | Non-Controllable Demand-Side Demand Response |  | 0 | 0 | 0 | 0 | 0 | 0 | 0 | 0 | 0 | 0 | 0
2011 | US | MRO | - | MISO | 2 | Total Internal Demand | 86728.41 | 79051.7854 | 75208.3193 | 77409.9329 | 77724.5113 | 78574.4083 | 79266.5791 | 79992.3239 | 80777.6235 | 81576.8715 | 82392.6402 | 83216.5666
2011 | US | MRO | - | MISO | 2H1 | Load Forecast Uncertainty (Extreme Demand Factor) |  | 1.06 | 1.06 | 1.06 | 1.06 | 1.06 | 1.06 | 1.06 | 1.06 | 1.06 | 1.06 | 1.06
2011 | US | MRO | - | MISO | 2H | Total Internal Demand | 1.05 | 83794.8926 | 79720.8185 | 82054.5289 | 82387.982 | 83288.8727 | 84022.5738 | 84791.8633 | 85624.2809 | 86471.4838 | 87336.1987 | 88209.5606
2011 | US | MRO | - | MISO | 2a | Supply-Side Direct Control Load Management | 221 | 1118 | 1118 | 1118 | 1118 | 1118 | 1118 | 1118 | 1118 | 1118 | 1118 | 1118
2011 | US | MRO | - | MISO | 2b | Supply-Side Contractually Interruptible (Curtailable) | 2405 | 3093 | 3093 | 3093 | 3093 | 3093 | 3093 | 3093 | 3093 | 3093 | 3093 | 3093
2011 | US | MRO | - | MISO | 2c | Supply-Side Critical Peak-Pricing (CPP) with Control | 0 | 0 | 0 | 0 | 0 | 0 | 0 | 0 | 0 | 0 | 0 | 0
2011 | US | MRO | - | MISO | 2d | Supply-Side Load as a Capacity Resource | 3791 | 3608 | 3608 | 3608 | 3608 | 3608 | 3608 | 3608 | 3608 | 3608 | 3608 | 3608
2011 | US | MRO | - | MISO | 3 | Net Internal Demand | 80311.41 | 71232.7854 | 67389.3193 | 69590.9329 | 69905.5113 | 70755.4083 | 71447.5791 | 72173.3239 | 72958.6235 | 73757.8715 | 74573.6402 | 75397.5666
2011 | US | MRO | - | MISO | 4a | Demand Response used for Ancillary Services - Spinning Reserves | 49 | 49 | 49 | 49 | 49 | 49 | 49 | 49 | 49 | 49 | 49 | 49
2011 | US | MRO | - | MISO | 4b | Demand Response used for Ancillary Services - Non-Spinning Reserves | 0 | 0 | 0 | 0 | 0 | 0 | 0 | 0 | 0 | 0 | 0 | 0
2011 | US | MRO | - | MISO | 4c | Demand Response used for Regulation | 0 | 0 | 0 | 0 | 0 | 0 | 0 | 0 | 0 | 0 | 0 | 0
2011 | US | MRO | - | MISO | 4d | Demand Response used for Energy, Voluntary Services - Emergency | 0 | 0 | 0 | 0 | 0 | 0 | 0 | 0 | 0 | 0 | 0 | 0
2011 | US | MRO | - | MISO | 5 | TOTAL INTERNAL CAPACITY | 160825.79 | 141511.4051 | 129979.337 | 130168.8062 | 130253.5527 | 130276.5527 | 130358.5527 | 130358.5527 | 130358.5527 | 131921.5527 | 131921.5527 | 131921.5527
2011 | US | MRO | - | MISO | 6 | EXISTING CAPACITY | 0: 160825.79; 109: 141511.4051
2011 | US | MRO | - | MISO | 6a | Existing, Certain | 0: 126142; 109: 107050.8
2011 | US | MRO | - | MISO | 6a1 | Wind Expected On-Peak | 0: 1398.96; 109: 388.9
2011 | US | MRO | - | MISO | 6a2 | Solar Expected On-Peak | 0: 0; 109: 0
2011 | US | MRO | - | MISO | 6a3 | Hydro Expected On-Peak | 0: 758; 109: 717.3
2011 | US | MRO | - | MISO | 6a4 | Biomass Expected On-Peak | 0: 171; 109: 496.2
2011 | US | MRO | - | MISO | 6b | Existing, Other (Note: Enter the net expected value only) | 0: 20629.7; 109: 17108.2261
2011 | US | MRO | - | MISO | 6b1 | Wind Derate On-Peak | 0: 6784.09; 109: 7683.3789
2011 | US | MRO | - | MISO | 6b2 | Solar Derate On-Peak | 0: 0; 109: 0
2011 | US | MRO | - | MISO | 6b3 | Hydro Derate On-Peak | 0: 0; 109: 0
2011 | US | MRO | - | MISO | 6b4 | Biomass Derate On-Peak | 0: 0; 109: 0
2011 | US | MRO | - | MISO | 6b5 | Transmission-Limited Resources | 0: 0; 109: 0
2011 | US | MRO | - | MISO | 6b6 | All Other Derates | 0: 0; 109: 0
2011 | US | MRO | - | MISO | 6b7 | Energy Only (Existing-Other) | 0: 2489; 109: 1417.12
2011 | US | MRO | - | MISO | 6c | Existing, Inoperable (Note: Capacity reported on this line is not included in margin calculations) | 0: 853; 109: 1850
2011 | US | MRO | - | MISO | 6d | Total Supply-Side Demand Response | 6417 | 7819 | 7819 | 7819 | 7819 | 7819 | 7819 | 7819 | 7819 | 7819 | 7819 | 7819
2011 | US | MRO | - | MISO | 7 | FUTURE CAPACITY ADDITIONS |  | 0 | -5280.1 | -5220.8185 | -5201.8167 | -5178.8167 | -5096.8167 | -5096.8167 | -5096.8167 | -3533.8167 | -3533.8167 | -3533.8167
2011 | US | MRO | - | MISO | 7a | Future, Planned (Note: Enter the net expected value only) |  | 0 | -5314.1 | -5254.8185 | -5235.8167 | -5212.8167 | -5130.8167 | -5130.8167 | -5130.8167 | -3567.8167 | -3567.8167 | -3567.8167
2011 | US | MRO | - | MISO | 7a1 | Wind Expected On-Peak |  | 0 | 212 | 231.2815 | 241.0187 | 241.0187 | 241.0187 | 241.0187 | 241.0187 | 241.0187 | 241.0187 | 241.0187
2011 | US | MRO | - | MISO | 7a2 | Wind Derate On-Peak |  | 0 | 1431.4109 | 1561.5985 | 1627.3433 | 1627.3433 | 1627.3433 | 1627.3433 | 1627.3433 | 1627.3433 | 1627.3433 | 1627.3433
2011 | US | MRO | - | MISO | 7a3 | Solar Expected On-Peak |  | 0 | 0 | 0 | 0 | 0 | 0 | 0 | 0 | 0 | 0 | 0
2011 | US | MRO | - | MISO | 7a4 | Solar Derate On-Peak |  | 0 | 0 | 0 | 0 | 0 | 0 | 0 | 0 | 0 | 0 | 0
2011 | US | MRO | - | MISO | 7a5 | Hydro Expected On-Peak |  | 0 | 0 | 0 | 0 | 0 | 0 | 0 | 0 | 0 | 0 | 0
2011 | US | MRO | - | MISO | 7a6 | Hydro Derate On-Peak |  | 0 | 0 | 0 | 0 | 0 | 0 | 0 | 0 | 0 | 0 | 0
2011 | US | MRO | - | MISO | 7a7 | Biomass Expected On-Peak |  | 0 | 0 | 40 | 40 | 40 | 40 | 40 | 40 | 40 | 40 | 40
2011 | US | MRO | - | MISO | 7a8 | Biomass Derate On-Peak |  | 0 | 0 | 0 | 0 | 0 | 0 | 0 | 0 | 0 | 0 | 0
2011 | US | MRO | - | MISO | 7a9 | Transmission-Limited Resources |  | 0 | 0 | 0 | 0 | 0 | 0 | 0 | 0 | 0 | 0 | 0
2011 | US | MRO | - | MISO | 7a10 | Scheduled Outage - Maintenance |  | 0 | 0 | 0 | 0 | 0 | 0 | 0 | 0 | 0 | 0 | 0
2011 | US | MRO | - | MISO | 7a11 | All Other Derates |  | 0 | 0 | 5.6843e-14 | -2.8422e-14 | -2.8422e-14 | -2.8422e-14 | -2.8422e-14 | -2.8422e-14 | -2.8422e-14 | -2.8422e-14 | -2.8422e-14
2011 | US | MRO | - | MISO | 7a12 | Energy Only |  | 0 | 0 | 0 | 9.2646 | 9.2646 | 9.2646 | 9.2646 | 9.2646 | 9.2646 | 9.2646 | 9.2646
2011 | US | MRO | - | MISO | 7b | Future, Other (Note: Enter the net expected value only) |  | 0 | 34 | 34 | 34 | 34 | 34 | 34 | 34 | 34 | 34 | 34
2011 | US | MRO | - | MISO | 7b1 | Wind Expected On-Peak |  | 0 | 34 | 34 | 34 | 34 | 34 | 34 | 34 | 34 | 34 | 34
2011 | US | MRO | - | MISO | 7b2 | Wind Derate On-Peak |  | 0 | 231 | 231 | 231 | 231 | 231 | 231 | 231 | 231 | 231 | 231
2011 | US | MRO | - | MISO | 7b3 | Solar Expected On-Peak |  | 0 | 0 | 0 | 0 | 0 | 0 | 0 | 0 | 0 | 0 | 0
2011 | US | MRO | - | MISO | 7b4 | Solar Derate On-Peak |  | 0 | 0 | 0 | 0 | 0 | 0 | 0 | 0 | 0 | 0 | 0
2011 | US | MRO | - | MISO | 7b5 | Hydro Expected On-Peak |  | 0 | 0 | 0 | 0 | 0 | 0 | 0 | 0 | 0 | 0 | 0
2011 | US | MRO | - | MISO | 7b6 | Hydro Derate On-Peak |  | 0 | 0 | 0 | 0 | 0 | 0 | 0 | 0 | 0 | 0 | 0
2011 | US | MRO | - | MISO | 7b7 | Biomass Expected On-Peak |  | 0 | 0 | 0 | 0 | 0 | 0 | 0 | 0 | 0 | 0 | 0
2011 | US | MRO | - | MISO | 7b8 | Biomass Derate On-Peak |  | 0 | 0 | 0 | 0 | 0 | 0 | 0 | 0 | 0 | 0 | 0
2011 | US | MRO | - | MISO | 7b9 | Transmission-Limited Resources |  | 0 | 0 | 0 | 0 | 0 | 0 | 0 | 0 | 0 | 0 | 0
2011 | US | MRO | - | MISO | 7b10 | Scheduled Outage - Maintenance |  | 0 | 0 | 0 | 0 | 0 | 0 | 0 | 0 | 0 | 0 | 0
2011 | US | MRO | - | MISO | 7b11 | All Other Derates |  | 0 | 0 | 0 | 0 | 0 | 0 | 0 | 0 | 0 | 0 | 0
2011 | US | MRO | - | MISO | 7b12 | Energy Only |  | 0 | 0 | 0 | 0 | 0 | 0 | 0 | 0 | 0 | 0 | 0
2011 | US | MRO | - | MISO | 8 | Conceptual (Note: Enter the net expected value only) |  | 0 | 474.305 | 609.2637 | 739.815 | 953.7988 | 985.7333 | 985.7333 | 985.7333 | 985.7333 | 985.7333 | 985.7333
2011 | US | MRO | - | MISO | 8a1 | Wind Expected On-Peak |  | 0 | 199.305 | 239.94 | 253.0191 | 253.0191 | 284.9536 | 284.9536 | 284.9536 | 284.9536 | 284.9536 | 284.9536
2011 | US | MRO | - | MISO | 8a2 | Wind Derate On-Peak |  | 0 | 1345.695 | 1620.06 | 1708.3689 | 1708.3689 | 1923.989 | 1923.989 | 1923.989 | 1923.989 | 1923.989 | 1923.989
2011 | US | MRO | - | MISO | 8a3 | Solar Expected On-Peak |  | 0 | 0 | 0 | 7 | 7 | 7 | 7 | 7 | 7 | 7 | 7
2011 | US | MRO | - | MISO | 8a4 | Solar Derate On-Peak |  | 0 | 0 | 0 | 0 | 0 | 0 | 0 | 0 | 0 | 0 | 0
2011 | US | MRO | - | MISO | 8a5 | Hydro Expected On-Peak |  | 0 | 0 | 0 | 0 | 0 | 0 | 0 | 0 | 0 | 0 | 0
2011 | US | MRO | - | MISO | 8a6 | Hydro Derate On-Peak |  | 0 | 0 | 0 | 0 | 0 | 0 | 0 | 0 | 0 | 0 | 0
2011 | US | MRO | - | MISO | 8a7 | Biomass Expected On-Peak |  | 0 | 5 | 5 | 5 | 11 | 11 | 11 | 11 | 11 | 11 | 11
2011 | US | MRO | - | MISO | 8a8 | Biomass Derate On-Peak |  | 0 | 0 | 0 | 0 | 0 | 0 | 0 | 0 | 0 | 0 | 0
2011 | US | MRO | - | MISO | 8a9 | All Other Derates |  | 0 | 0 | 0 | -2.8422e-14 | -2.8422e-14 | -2.8422e-14 | -2.8422e-14 | -2.8422e-14 | -2.8422e-14 | -2.8422e-14 | -2.8422e-14
2011 | US | MRO | - | MISO | 8a10 | Energy Only |  | 0 | 0 | 0 | 0 | 6 | 6 | 6 | 6 | 6 | 6 | 6
2011 | US | MRO | - | MISO | 9 | ANTICIPATED INTERNAL CAPACITY | 132559 | 114869.8 | 109555.7 | 109614.9815 | 109633.9833 | 109656.9833 | 109738.9833 | 109738.9833 | 109738.9833 | 111301.9833 | 111301.9833 | 111301.9833
2011 | US | MRO | - | MISO | 10 | CAPACITY TRANSACTIONS - IMPORTS | 3099 | 0 | 0 | 0 | 0 | 0 | 0 | 0 | 0 | 0 | 0 | 0
2011 | US | MRO | - | MISO | 10a | Firm (Note: The sum of 10a1 and 10a2 must be ≤ 10a) | 3099 | 0 | 0 | 0 | 0 | 0 | 0 | 0 | 0 | 0 | 0 | 0
2011 | US | MRO | - | MISO | 10a1 | Full-Responsibility Purchases | 0 | 0 | 0 | 0 | 0 | 0 | 0 | 0 | 0 | 0 | 0 | 0
2011 | US | MRO | - | MISO | 10a2 | Owned Capacity/Entitlement Located Outside the Region/Subregion | 0 | 0 | 0 | 0 | 0 | 0 | 0 | 0 | 0 | 0 | 0 | 0
2011 | US | MRO | - | MISO | 10b | Non-firm | 0 |  | 0 | 0 | 0 | 0 | 0 | 0 | 0 | 0 | 0 | 0
2011 | US | MRO | - | MISO | 10c | Expected (Note: The sum of 10c1 and 10c2 must be ≤ 10c) |  | 0 | 0 | 0 | 0 | 0 | 0 | 0 | 0 | 0 | 0 | 0
2011 | US | MRO | - | MISO | 10c1 | Full-Responsibility Purchases |  | 0 | 0 | 0 | 0 | 0 | 0 | 0 | 0 | 0 | 0 | 0
2011 | US | MRO | - | MISO | 10c2 | Owned Capacity/Entitlement Located Outside the Region/Subregion |  | 0 | 0 | 0 | 0 | 0 | 0 | 0 | 0 | 0 | 0 | 0
2011 | US | MRO | - | MISO | 10d | Provisional – transactions under study, but negotiations have not begun. |  | 0 | 0 | 0 | 0 | 0 | 0 | 0 | 0 | 0 | 0 | 0
2011 | US | MRO | - | MISO | 11 | CAPACITY TRANSACTIONS - EXPORTS | 0 | 0 | 0 | 0 | 0 | 0 | 0 | 0 | 0 | 0 | 0 | 0
2011 | US | MRO | - | MISO | 11a | Firm (Note: The sum of 11a1 and 11a2 must be ≤ 11a) | 0 | 0 | 0 | 0 | 0 | 0 | 0 | 0 | 0 | 0 | 0 | 0
2011 | US | MRO | - | MISO | 11a1 | Full-Responsibility Purchases | 0 | 0 | 0 | 0 | 0 | 0 | 0 | 0 | 0 | 0 | 0 | 0
2011 | US | MRO | - | MISO | 11a2 | Owned Capacity/Entitlement Located Outside the Region/Subregion | 0 | 0 | 0 | 0 | 0 | 0 | 0 | 0 | 0 | 0 | 0 | 0
2011 | US | MRO | - | MISO | 11b | Non-firm | 0 |  | 0 | 0 | 0 | 0 | 0 | 0 | 0 | 0 | 0 | 0
2011 | US | MRO | - | MISO | 11c | Expected (Note: The sum of 11c1 and 11c2 must be ≤ 11c) |  | 0 | 0 | 0 | 0 | 0 | 0 | 0 | 0 | 0 | 0 | 0
2011 | US | MRO | - | MISO | 11c1 | Full-Responsibility Purchases |  | 0 | 0 | 0 | 0 | 0 | 0 | 0 | 0 | 0 | 0 | 0
2011 | US | MRO | - | MISO | 11c2 | Owned Capacity/Entitlement Located Outside the Region/Subregion |  | 0 | 0 | 0 | 0 | 0 | 0 | 0 | 0 | 0 | 0 | 0
2011 | US | MRO | - | MISO | 11d | Provisional – transactions under study, but negotiations have not begun. |  | 0 | 0 | 0 | 0 | 0 | 0 | 0 | 0 | 0 | 0 | 0
2011 | US | MRO | - | MISO | 12 | EXISTING, CERTAIN CAPACITY & NET FIRM TRANSACTIONS | 135658 | 114869.8 | 114869.8 | 114869.8 | 114869.8 | 114869.8 | 114869.8 | 114869.8 | 114869.8 | 114869.8 | 114869.8 | 114869.8
2011 | US | MRO | - | MISO | 13 | ANTICIPATED CAPACITY RESOURCES |  | 114869.8 | 109555.7 | 109614.9815 | 109633.9833 | 109656.9833 | 109738.9833 | 109738.9833 | 109738.9833 | 111301.9833 | 111301.9833 | 111301.9833
2011 | US | MRO | - | MISO | 14 | PROSPECTIVE CAPACITY RESOURCES |  | 131978.0261 | 126697.9261 | 126757.2077 | 126776.2094 | 126799.2094 | 126881.2094 | 126881.2094 | 126881.2094 | 128444.2094 | 128444.2094 | 128444.2094
2011 | US | MRO | - | MISO | 15 | TOTAL POTENTIAL CAPACITY RESOURCES |  | 131978.0261 | 127172.2311 | 127366.4714 | 127516.0245 | 127753.0082 | 127866.9428 | 127866.9428 | 127866.9428 | 129429.9428 | 129429.9428 | 129429.9428
2011 | US | MRO | - | MISO | 15a | ADJUSTED POTENTIAL CAPACITY RESOURCES |  | 131978.0261 | 126697.9261 | 126757.2077 | 126776.2094 | 126799.2094 | 126881.2094 | 126881.2094 | 126881.2094 | 128444.2094 | 128444.2094 | 128444.2094
2011 | US | MRO | - | MISO | 16a | Confidence of Future, Other (7b), using reasonable judgement |  | 0 | 0 | 0 | 0 | 0 | 0 | 0 | 0 | 0 | 0 | 0
2011 | US | MRO | - | MISO | 16b | Net Future, Other Resources After Confidence Percentage Is Applied |  | 0 | 34 | 34 | 34 | 34 | 34 | 34 | 34 | 34 | 34 | 34
2011 | US | MRO | - | MISO | 16c | Confidence of Conceptual (8), using reasonable judgement |  | 0 | 0 | 0 | 0 | 0 | 0 | 0 | 0 | 0 | 0 | 0
2011 | US | MRO | - | MISO | 16d | Net Conceptual Resources After Confidence Percentage Is Applied |  | 0 | 0 | 0 | 0 | 0 | 0 | 0 | 0 | 0 | 0 | 0
2011 | US | MRO | - | MISO | 17 | Region/Subregion Target Reserve Margin |  | 15% | 15% | 15% | 15% | 15% | 15% | 15% | 15% | 15% | 15% | 15%
2011 | US | MRO | - | MISO | 18 | Existing Certain and Net Firm Transactions Reserve Margin |  | 45.31% | 52.74% | 48.39% | 47.79% | 46.19% | 44.92% | 43.6% | 42.2% | 40.81% | 39.42% | 38.04%
2011 | US | MRO | - | MISO | 19 | Anticipated Capacity Resources Reserve Margin |  | 45.31% | 45.67% | 41.6% | 41.05% | 39.56% | 38.44% | 37.19% | 35.85% | 36.44% | 35.09% | 33.75%
2011 | US | MRO | - | MISO | 20 | Prospective Capacity Resources Reserve Margin |  | 66.95% | 68.46% | 63.75% | 63.11% | 61.37% | 60.07% | 58.62% | 57.07% | 57.45% | 55.89% | 54.35%
2011 | US | MRO | - | MISO | 21 | Total Potential Resources Reserve Margin |  | 66.95% | 69.09% | 64.54% | 64.06% | 62.59% | 61.31% | 59.85% | 58.3% | 58.66% | 57.09% | 55.53%
2011 | US | MRO | - | MISO | 22 | Adjusted Potential Resources Reserve Margin |  | 66.95% | 68.46% | 63.75% | 63.11% | 61.37% | 60.07% | 58.62% | 57.07% | 57.45% | 55.89% | 54.35%
2011 | US | MRO | - | MISO | 23 | Total Baseline Installed Capacity | 0: 154408.79
2011 | US | MRO | - | MISO | 24 | Distributed or Other Capacity (Behind the Meter) < 1 MW
2011 | US | MRO | - | MISO | 25 | Distributed or Other Capacity (Behind the Meter) ≥ 1 MW
2011 | US | MRO | - | MISO | 26 | Capacity Total from EIA-860
2011 | CAN | MRO | - | Manitoba Hydro | 1 | Unrestricted Non-coincident Peak Demand | 4299.4 | 4564.0945 | 4632.537 | 4730.7615 | 4796.0262 | 4851.6923 | 4927.0834 | 4896.3779 | 4953.5053 | 5018.3017 | 5119.0895 | 5208.0803
2011 | CAN | MRO | - | Manitoba Hydro | 1a | New Conservation (Energy Efficiency) |  | 56.1257 | 81.9656 | 109.2955 | 134.7708 | 156.8949 | 174.9632 | 191.6543 | 201.6774 | 203.9222 | 209.2885 | 215.9651
2011 | CAN | MRO | - | Manitoba Hydro | 1b | Estimated Diversity |  | 0 | 0 | 0 | 0 | 0 | 0 | 0 | 0 | 0 | 0 | 0
2011 | CAN | MRO | - | Manitoba Hydro | 1c | Additions for non-member load (load served by non-registered LSE's in a region) |  | 0 | 0 | 0 | 0 | 0 | 0 | 0 | 0 | 0 | 0 | 0
2011 | CAN | MRO | - | Manitoba Hydro | 1d | Stand-by Load Under Contract (Normally served by behind the meter generation) |  | 8.6895 | 8.6895 | 8.6895 | 8.6895 | 8.6895 | 0 | 0 | 0 | 0 | 0 | 0
2011 | CAN | MRO | - | Manitoba Hydro | 1e | Non-Controllable Demand-Side Demand Response |  | 0 | 0 | 0 | 0 | 0 | 0 | 0 | 0 | 0 | 0 | 0
2011 | CAN | MRO | - | Manitoba Hydro | 2 | Total Internal Demand | 4299.4 | 4516.6583 | 4559.2609 | 4630.1555 | 4669.9449 | 4703.4868 | 4752.1202 | 4704.7236 | 4751.8279 | 4814.3795 | 4909.801 | 4992.1151
2011 | CAN | MRO | - | Manitoba Hydro | 2H1 | Load Forecast Uncertainty (Extreme Demand Factor) |  | 1.05 | 1.05 | 1.05 | 1.05 | 1.05 | 1.05 | 1.05 | 1.05 | 1.05 | 1.05 | 1.05
2011 | CAN | MRO | - | Manitoba Hydro | 2H | Total Internal Demand | 1.05 | 4742.4912 | 4787.224 | 4861.6633 | 4903.4421 | 4938.6612 | 4989.7262 | 4939.9598 | 4989.4193 | 5055.0985 | 5155.291 | 5241.7209
2011 | CAN | MRO | - | Manitoba Hydro | 2a | Supply-Side Direct Control Load Management | 0 | 0 | 0 | 0 | 0 | 0 | 0 | 0 | 0 | 0 | 0 | 0
2011 | CAN | MRO | - | Manitoba Hydro | 2b | Supply-Side Contractually Interruptible (Curtailable) | 228 | 226 | 226 | 226 | 226 | 226 | 226 | 226 | 226 | 226 | 226 | 226
2011 | CAN | MRO | - | Manitoba Hydro | 2c | Supply-Side Critical Peak-Pricing (CPP) with Control | 0 | 0 | 0 | 0 | 0 | 0 | 0 | 0 | 0 | 0 | 0 | 0
2011 | CAN | MRO | - | Manitoba Hydro | 2d | Supply-Side Load as a Capacity Resource | 0 | 0 | 0 | 0 | 0 | 0 | 0 | 0 | 0 | 0 | 0 | 0
2011 | CAN | MRO | - | Manitoba Hydro | 3 | Net Internal Demand | 4071.4 | 4290.6583 | 4333.2609 | 4404.1555 | 4443.9449 | 4477.4868 | 4526.1202 | 4478.7236 | 4525.8279 | 4588.3795 | 4683.801 | 4766.1151
2011 | CAN | MRO | - | Manitoba Hydro | 4a | Demand Response used for Ancillary Services - Spinning Reserves | 0 | 0 | 0 | 0 | 0 | 0 | 0 | 0 | 0 | 0 | 0 | 0
2011 | CAN | MRO | - | Manitoba Hydro | 4b | Demand Response used for Ancillary Services - Non-Spinning Reserves | 50 | 50 | 50 | 50 | 50 | 50 | 50 | 50 | 50 | 50 | 50 | 50
2011 | CAN | MRO | - | Manitoba Hydro | 4c | Demand Response used for Regulation | 0 | 0 | 0 | 0 | 0 | 0 | 0 | 0 | 0 | 0 | 0 | 0
2011 | CAN | MRO | - | Manitoba Hydro | 4d | Demand Response used for Energy, Voluntary Services - Emergency | 0 | 0 | 0 | 0 | 0 | 0 | 0 | 0 | 0 | 0 | 0 | 0
2011 | CAN | MRO | - | Manitoba Hydro | 5 | TOTAL INTERNAL CAPACITY | 5658 | 5930.36 | 5903.36 | 5914.36 | 5914.36 | 5914.36 | 5914.36 | 5914.36 | 5914.36 | 5817.95 | 5817.95 | 5817.95
2011 | CAN | MRO | - | Manitoba Hydro | 6 | EXISTING CAPACITY | 5658 | 5919.36 | 5677.36 | 5677.36 | 5677.36 | 5677.36 | 5677.36 | 5677.36 | 5677.36 | 5677.36 | 5677.36 | 5677.36
2011 | CAN | MRO | - | Manitoba Hydro | 6a | Existing, Certain | 5219 | 5451.36 | 5451.36 | 5451.36 | 5451.36 | 5451.36 | 5451.36 | 5451.36 | 5451.36 | 5451.36 | 5451.36 | 5451.36
2011 | CAN | MRO | - | Manitoba Hydro | 6a1 | Wind Expected On-Peak | 0: 1; 109: 0
2011 | CAN | MRO | - | Manitoba Hydro | 6a2 | Solar Expected On-Peak | 0: 0; 109: 0
2011 | CAN | MRO | - | Manitoba Hydro | 6a3 | Hydro Expected On-Peak | 0: 4701; 109: 4958.61
2011 | CAN | MRO | - | Manitoba Hydro | 6a4 | Biomass Expected On-Peak | 0: 0; 109: 0
2011 | CAN | MRO | - | Manitoba Hydro | 6b | Existing, Other (Note: Enter the net expected value only) |  | 0 | 0 | 0 | 0 | 0 | 0 | 0 | 0 | 0 | 0 | 0
2011 | CAN | MRO | - | Manitoba Hydro | 6b1 | Wind Derate On-Peak | 0: 103; 109: 242
2011 | CAN | MRO | - | Manitoba Hydro | 6b2 | Solar Derate On-Peak | 0: 0; 109: 0
2011 | CAN | MRO | - | Manitoba Hydro | 6b3 | Hydro Derate On-Peak | 0: 0; 109: 0
2011 | CAN | MRO | - | Manitoba Hydro | 6b4 | Biomass Derate On-Peak | 0: 0; 109: 0
2011 | CAN | MRO | - | Manitoba Hydro | 6b5 | Transmission-Limited Resources | 0: 0; 109: 0
2011 | CAN | MRO | - | Manitoba Hydro | 6b6 | All Other Derates | 0: 0; 109: 0
2011 | CAN | MRO | - | Manitoba Hydro | 6b7 | Energy Only (Existing-Other) | 0: 0; 109: 0
2011 | CAN | MRO | - | Manitoba Hydro | 6c | Existing, Inoperable (Note: Capacity reported on this line is not included in margin calculations) | 108 | 0 | 0 | 0 | 0 | 0 | 0 | 0 | 0 | 0 | 0 | 0
2011 | CAN | MRO | - | Manitoba Hydro | 6d | Total Supply-Side Demand Response | 228 | 226 | 226 | 226 | 226 | 226 | 226 | 226 | 226 | 226 | 226 | 226
2011 | CAN | MRO | - | Manitoba Hydro | 7 | FUTURE CAPACITY ADDITIONS |  | -17.87 | 212.09 | 237 | 223.09 | 237 | 237 | 237 | 237 | 140.59 | 140.59 | 140.59
2011 | CAN | MRO | - | Manitoba Hydro | 7a | Future, Planned (Note: Enter the net expected value only) |  | -17.87 | 212.09 | 237 | 223.09 | 237 | 237 | 237 | 237 | 140.59 | 140.59 | 140.59
2011 | CAN | MRO | - | Manitoba Hydro | 7a1 | Wind Expected On-Peak |  | 0 | 0 | 0 | 0 | 0 | 0 | 0 | 0 | 0 | 0 | 0
2011 | CAN | MRO | - | Manitoba Hydro | 7a2 | Wind Derate On-Peak |  | 0 | 0 | 0 | 0 | 0 | 0 | 0 | 0 | 0 | 0 | 0
2011 | CAN | MRO | - | Manitoba Hydro | 7a3 | Solar Expected On-Peak |  | 0 | 0 | 0 | 0 | 0 | 0 | 0 | 0 | 0 | 0 | 0
2011 | CAN | MRO | - | Manitoba Hydro | 7a4 | Solar Derate On-Peak |  | 0 | 0 | 0 | 0 | 0 | 0 | 0 | 0 | 0 | 0 | 0
2011 | CAN | MRO | - | Manitoba Hydro | 7a5 | Hydro Expected On-Peak |  | 11 | 226 | 237 | 237 | 237 | 237 | 237 | 237 | 237 | 237 | 237
2011 | CAN | MRO | - | Manitoba Hydro | 7a6 | Hydro Derate On-Peak |  | 0 | 0 | 0 | 0 | 0 | 0 | 0 | 0 | 0 | 0 | 0
2011 | CAN | MRO | - | Manitoba Hydro | 7a7 | Biomass Expected On-Peak |  | 0 | 0 | 0 | 0 | 0 | 0 | 0 | 0 | 0 | 0 | 0
2011 | CAN | MRO | - | Manitoba Hydro | 7a8 | Biomass Derate On-Peak |  | 0 | 0 | 0 | 0 | 0 | 0 | 0 | 0 | 0 | 0 | 0
2011 | CAN | MRO | - | Manitoba Hydro | 7a9 | Transmission-Limited Resources |  | 0 | 0 | 0 | 0 | 0 | 0 | 0 | 0 | 0 | 0 | 0
2011 | CAN | MRO | - | Manitoba Hydro | 7a10 | Scheduled Outage - Maintenance |  | -28.87 | -13.91 | 0 | -13.91 | 0 | 0 | 0 | 0 | 0 | 0 | 0
2011 | CAN | MRO | - | Manitoba Hydro | 7a11 | All Other Derates |  | 0 | 0 | 0 | 0 | 0 | 0 | 0 | 0 | 0 | 0 | 0
2011 | CAN | MRO | - | Manitoba Hydro | 7a12 | Energy Only |  | 0 | 0 | 0 | 0 | 0 | 0 | 0 | 0 | 0 | 0 | 0
2011 | CAN | MRO | - | Manitoba Hydro | 7b | Future, Other (Note: Enter the net expected value only) |  | 0 | 0 | 0 | 0 | 0 | 0 | 0 | 0 | 0 | 0 | 0
2011 | CAN | MRO | - | Manitoba Hydro | 7b1 | Wind Expected On-Peak |  | 0 | 0 | 0 | 0 | 0 | 0 | 0 | 0 | 0 | 0 | 0
2011 | CAN | MRO | - | Manitoba Hydro | 7b2 | Wind Derate On-Peak |  | 0 | 0 | 0 | 0 | 0 | 0 | 0 | 0 | 0 | 0 | 0
2011 | CAN | MRO | - | Manitoba Hydro | 7b3 | Solar Expected On-Peak |  | 0 | 0 | 0 | 0 | 0 | 0 | 0 | 0 | 0 | 0 | 0
2011 | CAN | MRO | - | Manitoba Hydro | 7b4 | Solar Derate On-Peak |  | 0 | 0 | 0 | 0 | 0 | 0 | 0 | 0 | 0 | 0 | 0
2011 | CAN | MRO | - | Manitoba Hydro | 7b5 | Hydro Expected On-Peak |  | 0 | 0 | 0 | 0 | 0 | 0 | 0 | 0 | 0 | 0 | 0
2011 | CAN | MRO | - | Manitoba Hydro | 7b6 | Hydro Derate On-Peak |  | 0 | 0 | 0 | 0 | 0 | 0 | 0 | 0 | 0 | 0 | 0
2011 | CAN | MRO | - | Manitoba Hydro | 7b7 | Biomass Expected On-Peak |  | 0 | 0 | 0 | 0 | 0 | 0 | 0 | 0 | 0 | 0 | 0
2011 | CAN | MRO | - | Manitoba Hydro | 7b8 | Biomass Derate On-Peak |  | 0 | 0 | 0 | 0 | 0 | 0 | 0 | 0 | 0 | 0 | 0
2011 | CAN | MRO | - | Manitoba Hydro | 7b9 | Transmission-Limited Resources |  | 0 | 0 | 0 | 0 | 0 | 0 | 0 | 0 | 0 | 0 | 0
2011 | CAN | MRO | - | Manitoba Hydro | 7b10 | Scheduled Outage - Maintenance |  | 0 | 0 | 0 | 0 | 0 | 0 | 0 | 0 | 0 | 0 | 0
2011 | CAN | MRO | - | Manitoba Hydro | 7b11 | All Other Derates |  | 0 | 0 | 0 | 0 | 0 | 0 | 0 | 0 | 0 | 0 | 0
2011 | CAN | MRO | - | Manitoba Hydro | 7b12 | Energy Only |  | 0 | 0 | 0 | 0 | 0 | 0 | 0 | 0 | 0 | 0 | 0
2011 | CAN | MRO | - | Manitoba Hydro | 8 | Conceptual (Note: Enter the net expected value only) |  | 0 | 0 | 0 | 0 | 0 | 0 | 0 | 0 | 180 | 630 | 630
2011 | CAN | MRO | - | Manitoba Hydro | 8a1 | Wind Expected On-Peak |  | 0 | 0 | 0 | 0 | 0 | 0 | 0 | 0 | 0 | 0 | 0
2011 | CAN | MRO | - | Manitoba Hydro | 8a2 | Wind Derate On-Peak |  | 0 | 0 | 0 | 0 | 0 | 0 | 0 | 0 | 0 | 0 | 0
2011 | CAN | MRO | - | Manitoba Hydro | 8a3 | Solar Expected On-Peak |  | 0 | 0 | 0 | 0 | 0 | 0 | 0 | 0 | 0 | 0 | 0
2011 | CAN | MRO | - | Manitoba Hydro | 8a4 | Solar Derate On-Peak |  | 0 | 0 | 0 | 0 | 0 | 0 | 0 | 0 | 0 | 0 | 0
2011 | CAN | MRO | - | Manitoba Hydro | 8a5 | Hydro Expected On-Peak |  | 0 | 0 | 0 | 0 | 0 | 0 | 0 | 0 | 180 | 630 | 630
2011 | CAN | MRO | - | Manitoba Hydro | 8a6 | Hydro Derate On-Peak |  | 0 | 0 | 0 | 0 | 0 | 0 | 0 | 0 | 0 | 0 | 0
2011 | CAN | MRO | - | Manitoba Hydro | 8a7 | Biomass Expected On-Peak |  | 0 | 0 | 0 | 0 | 0 | 0 | 0 | 0 | 0 | 0 | 0
2011 | CAN | MRO | - | Manitoba Hydro | 8a8 | Biomass Derate On-Peak |  | 0 | 0 | 0 | 0 | 0 | 0 | 0 | 0 | 0 | 0 | 0
2011 | CAN | MRO | - | Manitoba Hydro | 8a9 | All Other Derates |  | 0 | 0 | 0 | 0 | 0 | 0 | 0 | 0 | 0 | 0 | 0
2011 | CAN | MRO | - | Manitoba Hydro | 8a10 | Energy Only |  | 0 | 0 | 0 | 0 | 0 | 0 | 0 | 0 | 0 | 0 | 0
2011 | CAN | MRO | - | Manitoba Hydro | 9 | ANTICIPATED INTERNAL CAPACITY | 5447 | 5659.49 | 5889.45 | 5914.36 | 5900.45 | 5914.36 | 5914.36 | 5914.36 | 5914.36 | 5817.95 | 5817.95 | 5817.95
2011 | CAN | MRO | - | Manitoba Hydro | 10 | CAPACITY TRANSACTIONS - IMPORTS | 500 | 500 | 500 | 500 | 500 | 350 | 350 | 350 | 350 | 350 | 350 | 350
2011 | CAN | MRO | - | Manitoba Hydro | 10a | Firm (Note: The sum of 10a1 and 10a2 must be ≤ 10a) | 500 | 500 | 500 | 500 | 500 | 350 | 350 | 350 | 350 | 350 | 350 | 350
2011 | CAN | MRO | - | Manitoba Hydro | 10a1 | Full-Responsibility Purchases | 0 | 0 | 0 | 0 | 0 | 0 | 0 | 0 | 0 | 0 | 0 | 0
2011 | CAN | MRO | - | Manitoba Hydro | 10a2 | Owned Capacity/Entitlement Located Outside the Region/Subregion | 500 | 500 | 500 | 500 | 500 | 350 | 350 | 350 | 350 | 350 | 350 | 350
2011 | CAN | MRO | - | Manitoba Hydro | 10b | Non-firm | 0 |  | 0 | 0 | 0 | 0 | 0 | 0 | 0 | 0 | 0 | 0
2011 | CAN | MRO | - | Manitoba Hydro | 10c | Expected (Note: The sum of 10c1 and 10c2 must be ≤ 10c) |  | 0 | 0 | 0 | 0 | 0 | 0 | 0 | 0 | 0 | 0 | 0
2011 | CAN | MRO | - | Manitoba Hydro | 10c1 | Full-Responsibility Purchases |  | 0 | 0 | 0 | 0 | 0 | 0 | 0 | 0 | 0 | 0 | 0
2011 | CAN | MRO | - | Manitoba Hydro | 10c2 | Owned Capacity/Entitlement Located Outside the Region/Subregion |  | 0 | 0 | 0 | 0 | 0 | 0 | 0 | 0 | 0 | 0 | 0
2011 | CAN | MRO | - | Manitoba Hydro | 10d | Provisional – transactions under study, but negotiations have not begun. |  | 0 | 0 | 0 | 0 | 0 | 0 | 0 | 0 | 0 | 0 | 0
2011 | CAN | MRO | - | Manitoba Hydro | 11 | CAPACITY TRANSACTIONS - EXPORTS | 580 | 580 | 550 | 550 | 550 | 325 | 325 | 325 | 325 | 325 | 575 | 800
2011 | CAN | MRO | - | Manitoba Hydro | 11a | Firm (Note: The sum of 11a1 and 11a2 must be ≤ 11a) | 580 | 580 | 550 | 550 | 550 | 325 | 325 | 325 | 325 | 325 | 325 | 325
2011 | CAN | MRO | - | Manitoba Hydro | 11a1 | Full-Responsibility Purchases | 0 | 0 | 0 | 0 | 0 | 0 | 0 | 0 | 0 | 0 | 0 | 0
2011 | CAN | MRO | - | Manitoba Hydro | 11a2 | Owned Capacity/Entitlement Located Outside the Region/Subregion | 580 | 580 | 550 | 550 | 550 | 325 | 325 | 325 | 325 | 325 | 325 | 325
2011 | CAN | MRO | - | Manitoba Hydro | 11b | Non-firm | 0 |  | 0 | 0 | 0 | 0 | 0 | 0 | 0 | 0 | 0 | 0
2011 | CAN | MRO | - | Manitoba Hydro | 11c | Expected (Note: The sum of 11c1 and 11c2 must be ≤ 11c) |  | 0 | 0 | 0 | 0 | 0 | 0 | 0 | 0 | 0 | 250 | 475
2011 | CAN | MRO | - | Manitoba Hydro | 11c1 | Full-Responsibility Purchases |  | 0 | 0 | 0 | 0 | 0 | 0 | 0 | 0 | 0 | 0 | 0
2011 | CAN | MRO | - | Manitoba Hydro | 11c2 | Owned Capacity/Entitlement Located Outside the Region/Subregion |  | 0 | 0 | 0 | 0 | 0 | 0 | 0 | 0 | 0 | 250 | 475
2011 | CAN | MRO | - | Manitoba Hydro | 11d | Provisional – transactions under study, but negotiations have not begun. |  | 0 | 0 | 0 | 0 | 0 | 0 | 0 | 0 | 0 | 0 | 0
2011 | CAN | MRO | - | Manitoba Hydro | 12 | EXISTING, CERTAIN CAPACITY & NET FIRM TRANSACTIONS | 5367 | 5597.36 | 5627.36 | 5627.36 | 5627.36 | 5702.36 | 5702.36 | 5702.36 | 5702.36 | 5702.36 | 5702.36 | 5702.36
2011 | CAN | MRO | - | Manitoba Hydro | 13 | ANTICIPATED CAPACITY RESOURCES |  | 5579.49 | 5839.45 | 5864.36 | 5850.45 | 5939.36 | 5939.36 | 5939.36 | 5939.36 | 5842.95 | 5592.95 | 5367.95
2011 | CAN | MRO | - | Manitoba Hydro | 14 | PROSPECTIVE CAPACITY RESOURCES |  | 5579.49 | 5839.45 | 5864.36 | 5850.45 | 5939.36 | 5939.36 | 5939.36 | 5939.36 | 5842.95 | 5592.95 | 5367.95
2011 | CAN | MRO | - | Manitoba Hydro | 15 | TOTAL POTENTIAL CAPACITY RESOURCES |  | 5579.49 | 5839.45 | 5864.36 | 5850.45 | 5939.36 | 5939.36 | 5939.36 | 5939.36 | 6022.95 | 6222.95 | 5997.95
2011 | CAN | MRO | - | Manitoba Hydro | 15a | ADJUSTED POTENTIAL CAPACITY RESOURCES |  | 5579.49 | 5839.45 | 5864.36 | 5850.45 | 5939.36 | 5939.36 | 5939.36 | 5939.36 | 6022.95 | 6222.95 | 5997.95
2011 | CAN | MRO | - | Manitoba Hydro | 16a | Confidence of Future, Other (7b), using reasonable judgement |  | 0 | 0 | 0 | 0 | 0 | 0 | 0 | 0 | 0 | 0 | 0
2011 | CAN | MRO | - | Manitoba Hydro | 16b | Net Future, Other Resources After Confidence Percentage Is Applied |  | 0 | 0 | 0 | 0 | 0 | 0 | 0 | 0 | 0 | 0 | 0
2011 | CAN | MRO | - | Manitoba Hydro | 16c | Confidence of Conceptual (8), using reasonable judgement |  | 0 | 0 | 0 | 0 | 0 | 0 | 0 | 0 | 1 | 1 | 1
2011 | CAN | MRO | - | Manitoba Hydro | 16d | Net Conceptual Resources After Confidence Percentage Is Applied |  | 0 | 0 | 0 | 0 | 0 | 0 | 0 | 0 | 180 | 630 | 630
2011 | CAN | MRO | - | Manitoba Hydro | 17 | Region/Subregion Target Reserve Margin |  | 12% | 12% | 12% | 12% | 12% | 12% | 12% | 12% | 12% | 12% | 12%
2011 | CAN | MRO | - | Manitoba Hydro | 18 | Existing Certain and Net Firm Transactions Reserve Margin |  | 23.93% | 23.43% | 21.54% | 20.5% | 21.24% | 20% | 21.2% | 20% | 18.44% | 16.14% | 14.23%
2011 | CAN | MRO | - | Manitoba Hydro | 19 | Anticipated Capacity Resources Reserve Margin |  | 23.53% | 28.08% | 26.66% | 25.28% | 26.28% | 24.98% | 26.24% | 24.99% | 21.36% | 13.91% | 7.529%
2011 | CAN | MRO | - | Manitoba Hydro | 20 | Prospective Capacity Resources Reserve Margin |  | 23.53% | 28.08% | 26.66% | 25.28% | 26.28% | 24.98% | 26.24% | 24.99% | 21.36% | 13.91% | 7.529%
2011 | CAN | MRO | - | Manitoba Hydro | 21 | Total Potential Resources Reserve Margin |  | 23.53% | 28.08% | 26.66% | 25.28% | 26.28% | 24.98% | 26.24% | 24.99% | 25.1% | 26.75% | 20.15%
2011 | CAN | MRO | - | Manitoba Hydro | 22 | Adjusted Potential Resources Reserve Margin |  | 23.53% | 28.08% | 26.66% | 25.28% | 26.28% | 24.98% | 26.24% | 24.99% | 25.1% | 26.75% | 20.15%
2011 | CAN | MRO | - | Manitoba Hydro | 23 | Total Baseline Installed Capacity | 0: 5430
2011 | CAN | MRO | - | Manitoba Hydro | 24 | Distributed or Other Capacity (Behind the Meter) < 1 MW
2011 | CAN | MRO | - | Manitoba Hydro | 25 | Distributed or Other Capacity (Behind the Meter) ≥ 1 MW
2011 | CAN | MRO | - | Manitoba Hydro | 26 | Capacity Total from EIA-860
2011 | US | MRO | - | MAPP | 1 | Unrestricted Non-coincident Peak Demand | 5068.8373 | 5117.9717 | 5065.7923 | 5316.3366 | 5368.459 | 5458.7758 | 5552.0422 | 5635.8416 | 5731.7478 | 5819.1732 | 5911.4183 | 5996.5267
2011 | US | MRO | - | MAPP | 1a | New Conservation (Energy Efficiency) |  | 0 | 0 | 0 | 0 | 0 | 0 | 0 | 0 | 0 | 0 | 0
2011 | US | MRO | - | MAPP | 1b | Estimated Diversity |  | 0 | 0 | 0 | 0 | 0 | 0 | 0 | 0 | 0 | 0 | 0
2011 | US | MRO | - | MAPP | 1c | Additions for non-member load (load served by non-registered LSE's in a region) |  | 0 | 0 | 0 | 0 | 0 | 0 | 0 | 0 | 0 | 0 | 0
2011 | US | MRO | - | MAPP | 1d | Stand-by Load Under Contract (Normally served by behind the meter generation) |  | 0 | 0 | 0 | 0 | 0 | 0 | 0 | 0 | 0 | 0 | 0
2011 | US | MRO | - | MAPP | 1e | Non-Controllable Demand-Side Demand Response |  | 0 | 0 | 0 | 0 | 0 | 0 | 0 | 0 | 0 | 0 | 0
2011 | US | MRO | - | MAPP | 2 | Total Internal Demand | 5068.8373 | 5117.9717 | 5065.7923 | 5316.3366 | 5368.459 | 5458.7758 | 5552.0422 | 5635.8416 | 5731.7478 | 5819.1732 | 5911.4183 | 5996.5267
2011 | US | MRO | - | MAPP | 2H1 | Load Forecast Uncertainty (Extreme Demand Factor) |  | 1.05 | 1.05 | 1.05 | 1.05 | 1.05 | 1.05 | 1.05 | 1.05 | 1.05 | 1.05 | 1.05
2011 | US | MRO | - | MAPP | 2H | Total Internal Demand | 1.05 | 5373.8703 | 5319.0819 | 5582.1534 | 5636.882 | 5731.7146 | 5829.6443 | 5917.6337 | 6018.3352 | 6110.1319 | 6206.9893 | 6296.3531
2011 | US | MRO | - | MAPP | 2a | Supply-Side Direct Control Load Management | 180.6 | 355.2 | 360.2 | 365.2 | 370.2 | 375.2 | 380.2 | 385.2 | 390.2 | 395.2 | 400.2 | 405.2
2011 | US | MRO | - | MAPP | 2b | Supply-Side Contractually Interruptible (Curtailable) | 11.7 | 16.9564 | 19.4353 | 21.8528 | 21.7025 | 21.567 | 21.4379 | 21.3172 | 21.2029 | 21.1204 | 21.0399 | 21.0188
2011 | US | MRO | - | MAPP | 2c | Supply-Side Critical Peak-Pricing (CPP) with Control | 0 | 0 | 0 | 0 | 0 | 0 | 0 | 0 | 0 | 0 | 0 | 0
2011 | US | MRO | - | MAPP | 2d | Supply-Side Load as a Capacity Resource | 0 | 0 | 0 | 0 | 0 | 0 | 0 | 0 | 0 | 0 | 0 | 0
2011 | US | MRO | - | MAPP | 3 | Net Internal Demand | 4876.5373 | 4745.8154 | 4686.157 | 4929.2838 | 4976.5565 | 5062.0088 | 5150.4043 | 5229.3244 | 5320.3449 | 5402.8528 | 5490.1784 | 5570.308
2011 | US | MRO | - | MAPP | 4a | Demand Response used for Ancillary Services - Spinning Reserves | 50 | 50 | 50 | 50 | 50 | 50 | 50 | 50 | 50 | 50 | 50 | 50
2011 | US | MRO | - | MAPP | 4b | Demand Response used for Ancillary Services - Non-Spinning Reserves | 50 | 50 | 50 | 50 | 50 | 50 | 50 | 50 | 50 | 50 | 50 | 50
2011 | US | MRO | - | MAPP | 4c | Demand Response used for Regulation | 100 | 100 | 100 | 100 | 100 | 100 | 100 | 100 | 100 | 100 | 100 | 100
2011 | US | MRO | - | MAPP | 4d | Demand Response used for Energy, Voluntary Services - Emergency | 0 | 0 | 0 | 0 | 0 | 0 | 0 | 0 | 0 | 0 | 0 | 0
2011 | US | MRO | - | MAPP | 5 | TOTAL INTERNAL CAPACITY | 0 | 9014.3214 | 9021.8003 | 9089.2178 | 9094.0675 | 9098.932 | 9103.8029 | 9108.6822 | 9113.5679 | 9118.4854 | 9123.4049 | 9128.3838
2011 | US | MRO | - | MAPP | 6 | EXISTING CAPACITY | 0: 0; 109: 8924.3214
2011 | US | MRO | - | MAPP | 6a | Existing, Certain | 0: 6876.603; 109: 7547.315
2011 | US | MRO | - | MAPP | 6a1 | Wind Expected On-Peak | 0: 327.402; 109: 483.422
2011 | US | MRO | - | MAPP | 6a2 | Solar Expected On-Peak | 0: 0; 109: 0
2011 | US | MRO | - | MAPP | 6a3 | Hydro Expected On-Peak | 0: 1877.1; 109: 2345.56
2011 | US | MRO | - | MAPP | 6a4 | Biomass Expected On-Peak | 0: 3.1; 109: 3.1
2011 | US | MRO | - | MAPP | 6b | Existing, Other (Note: Enter the net expected value only) | 0: 567.7; 109: 0
2011 | US | MRO | - | MAPP | 6b1 | Wind Derate On-Peak | 0: 572.2; 109: 682.43
2011 | US | MRO | - | MAPP | 6b2 | Solar Derate On-Peak | 0: 0; 109: 0
2011 | US | MRO | - | MAPP | 6b3 | Hydro Derate On-Peak | 0: 0; 109: 275
2011 | US | MRO | - | MAPP | 6b4 | Biomass Derate On-Peak | 0: 0.3; 109: 0
2011 | US | MRO | - | MAPP | 6b5 | Transmission-Limited Resources | 0: 0; 109: 0
2011 | US | MRO | - | MAPP | 6b6 | All Other Derates | 0: 0; 109: 47.42
2011 | US | MRO | - | MAPP | 6b7 | Energy Only (Existing-Other) | 0: 0; 109: 0
2011 | US | MRO | - | MAPP | 6c | Existing, Inoperable (Note: Capacity reported on this line is not included in margin calculations) | 0: 0; 109: 0
2011 | US | MRO | - | MAPP | 6d | Total Supply-Side Demand Response | 192.3 | 372.1564 | 379.6353 | 387.0528 | 391.9025 | 396.767 | 401.6379 | 406.5172 | 411.4029 | 416.3204 | 421.2399 | 426.2188
2011 | US | MRO | - | MAPP | 7 | FUTURE CAPACITY ADDITIONS |  | 90 | 90 | 150 | 150 | 150 | 150 | 150 | 150 | 150 | 150 | 150
2011 | US | MRO | - | MAPP | 7a | Future, Planned (Note: Enter the net expected value only) |  | 90 | 90 | 150 | 150 | 150 | 150 | 150 | 150 | 150 | 150 | 150
2011 | US | MRO | - | MAPP | 7a1 | Wind Expected On-Peak |  | 0 | 0 | 0 | 0 | 0 | 0 | 0 | 0 | 0 | 0 | 0
2011 | US | MRO | - | MAPP | 7a2 | Wind Derate On-Peak |  | 0 | 0 | 0 | 0 | 0 | 0 | 0 | 0 | 0 | 0 | 0
2011 | US | MRO | - | MAPP | 7a3 | Solar Expected On-Peak |  | 0 | 0 | 0 | 0 | 0 | 0 | 0 | 0 | 0 | 0 | 0
2011 | US | MRO | - | MAPP | 7a4 | Solar Derate On-Peak |  | 0 | 0 | 0 | 0 | 0 | 0 | 0 | 0 | 0 | 0 | 0
2011 | US | MRO | - | MAPP | 7a5 | Hydro Expected On-Peak |  | 0 | 0 | 0 | 0 | 0 | 0 | 0 | 0 | 0 | 0 | 0
2011 | US | MRO | - | MAPP | 7a6 | Hydro Derate On-Peak |  | 0 | 0 | 0 | 0 | 0 | 0 | 0 | 0 | 0 | 0 | 0
2011 | US | MRO | - | MAPP | 7a7 | Biomass Expected On-Peak |  | 0 | 0 | 0 | 0 | 0 | 0 | 0 | 0 | 0 | 0 | 0
2011 | US | MRO | - | MAPP | 7a8 | Biomass Derate On-Peak |  | 0 | 0 | 0 | 0 | 0 | 0 | 0 | 0 | 0 | 0 | 0
2011 | US | MRO | - | MAPP | 7a9 | Transmission-Limited Resources |  | 0 | 0 | 0 | 0 | 0 | 0 | 0 | 0 | 0 | 0 | 0
2011 | US | MRO | - | MAPP | 7a10 | Scheduled Outage - Maintenance |  | 0 | 0 | 0 | 0 | 0 | 0 | 0 | 0 | 0 | 0 | 0
2011 | US | MRO | - | MAPP | 7a11 | All Other Derates |  | 0 | 0 | 0 | 0 | 0 | 0 | 0 | 0 | 0 | 0 | 0
2011 | US | MRO | - | MAPP | 7a12 | Energy Only |  | 0 | 0 | 60 | 60 | 60 | 60 | 60 | 60 | 60 | 60 | 60
2011 | US | MRO | - | MAPP | 7b | Future, Other (Note: Enter the net expected value only) |  | 0 | 0 | 0 | 0 | 0 | 0 | 0 | 0 | 0 | 0 | 0
2011 | US | MRO | - | MAPP | 7b1 | Wind Expected On-Peak |  | 0 | 0 | 0 | 0 | 0 | 0 | 0 | 0 | 0 | 0 | 0
2011 | US | MRO | - | MAPP | 7b2 | Wind Derate On-Peak |  | 0 | 0 | 0 | 0 | 0 | 0 | 0 | 0 | 0 | 0 | 0
2011 | US | MRO | - | MAPP | 7b3 | Solar Expected On-Peak |  | 0 | 0 | 0 | 0 | 0 | 0 | 0 | 0 | 0 | 0 | 0
2011 | US | MRO | - | MAPP | 7b4 | Solar Derate On-Peak |  | 0 | 0 | 0 | 0 | 0 | 0 | 0 | 0 | 0 | 0 | 0
2011 | US | MRO | - | MAPP | 7b5 | Hydro Expected On-Peak |  | 0 | 0 | 0 | 0 | 0 | 0 | 0 | 0 | 0 | 0 | 0
2011 | US | MRO | - | MAPP | 7b6 | Hydro Derate On-Peak |  | 0 | 0 | 0 | 0 | 0 | 0 | 0 | 0 | 0 | 0 | 0
2011 | US | MRO | - | MAPP | 7b7 | Biomass Expected On-Peak |  | 0 | 0 | 0 | 0 | 0 | 0 | 0 | 0 | 0 | 0 | 0
2011 | US | MRO | - | MAPP | 7b8 | Biomass Derate On-Peak |  | 0 | 0 | 0 | 0 | 0 | 0 | 0 | 0 | 0 | 0 | 0
2011 | US | MRO | - | MAPP | 7b9 | Transmission-Limited Resources |  | 0 | 0 | 0 | 0 | 0 | 0 | 0 | 0 | 0 | 0 | 0
2011 | US | MRO | - | MAPP | 7b10 | Scheduled Outage - Maintenance |  | 0 | 0 | 0 | 0 | 0 | 0 | 0 | 0 | 0 | 0 | 0
2011 | US | MRO | - | MAPP | 7b11 | All Other Derates |  | 0 | 0 | 0 | 0 | 0 | 0 | 0 | 0 | 0 | 0 | 0
2011 | US | MRO | - | MAPP | 7b12 | Energy Only |  | 0 | 0 | 0 | 0 | 0 | 0 | 0 | 0 | 0 | 0 | 0
2011 | US | MRO | - | MAPP | 8 | Conceptual (Note: Enter the net expected value only) |  | 0 | 0 | 0 | 0 | 0 | 0 | 0 | 0 | 0 | 0 | 0
2011 | US | MRO | - | MAPP | 8a1 | Wind Expected On-Peak |  | 0 | 0 | 0 | 0 | 0 | 0 | 0 | 0 | 0 | 0 | 0
2011 | US | MRO | - | MAPP | 8a2 | Wind Derate On-Peak |  | 0 | 0 | 0 | 0 | 0 | 0 | 0 | 0 | 0 | 0 | 0
2011 | US | MRO | - | MAPP | 8a3 | Solar Expected On-Peak |  | 0 | 0 | 0 | 0 | 0 | 0 | 0 | 0 | 0 | 0 | 0
2011 | US | MRO | - | MAPP | 8a4 | Solar Derate On-Peak |  | 0 | 0 | 0 | 0 | 0 | 0 | 0 | 0 | 0 | 0 | 0
2011 | US | MRO | - | MAPP | 8a5 | Hydro Expected On-Peak |  | 0 | 0 | 0 | 0 | 0 | 0 | 0 | 0 | 0 | 0 | 0
2011 | US | MRO | - | MAPP | 8a6 | Hydro Derate On-Peak |  | 0 | 0 | 0 | 0 | 0 | 0 | 0 | 0 | 0 | 0 | 0
2011 | US | MRO | - | MAPP | 8a7 | Biomass Expected On-Peak |  | 0 | 0 | 0 | 0 | 0 | 0 | 0 | 0 | 0 | 0 | 0
2011 | US | MRO | - | MAPP | 8a8 | Biomass Derate On-Peak |  | 0 | 0 | 0 | 0 | 0 | 0 | 0 | 0 | 0 | 0 | 0
2011 | US | MRO | - | MAPP | 8a9 | All Other Derates |  | 0 | 0 | 0 | 0 | 0 | 0 | 0 | 0 | 0 | 0 | 0
2011 | US | MRO | - | MAPP | 8a10 | Energy Only |  | 0 | 0 | 0 | 0 | 0 | 0 | 0 | 0 | 0 | 0 | 0
2011 | US | MRO | - | MAPP | 9 | ANTICIPATED INTERNAL CAPACITY | 7068.903 | 8009.4714 | 8016.9503 | 8084.3678 | 8089.2175 | 8094.082 | 8098.9529 | 8103.8322 | 8108.7179 | 8113.6354 | 8118.5549 | 8123.5338
2011 | US | MRO | - | MAPP | 10 | CAPACITY TRANSACTIONS - IMPORTS | 173.9 | 229.9 | 179.6 | 189.6 | 189.6 | 159.6 | 159.6 | 159.6 | 159.6 | 159.6 | 159.6 | 159.6
2011 | US | MRO | - | MAPP | 10a | Firm (Note: The sum of 10a1 and 10a2 must be ≤ 10a) | 173.9 | 223.9 | 173.6 | 183.6 | 183.6 | 153.6 | 153.6 | 153.6 | 153.6 | 153.6 | 153.6 | 153.6
2011 | US | MRO | - | MAPP | 10a1 | Full-Responsibility Purchases | 118.8 | 118.8 | 68.5 | 68.5 | 68.5 | 38.5 | 38.5 | 38.5 | 38.5 | 38.5 | 38.5 | 38.5
2011 | US | MRO | - | MAPP | 10a2 | Owned Capacity/Entitlement Located Outside the Region/Subregion | 33.1 | 83.1 | 83.1 | 83.1 | 83.1 | 83.1 | 83.1 | 83.1 | 83.1 | 83.1 | 83.1 | 83.1
2011 | US | MRO | - | MAPP | 10b | Non-firm | 0 |  | 0 | 0 | 0 | 0 | 0 | 0 | 0 | 0 | 0 | 0
2011 | US | MRO | - | MAPP | 10c | Expected (Note: The sum of 10c1 and 10c2 must be ≤ 10c) |  | 6 | 6 | 6 | 6 | 6 | 6 | 6 | 6 | 6 | 6 | 6
2011 | US | MRO | - | MAPP | 10c1 | Full-Responsibility Purchases |  | 0 | 0 | 0 | 0 | 0 | 0 | 0 | 0 | 0 | 0 | 0
2011 | US | MRO | - | MAPP | 10c2 | Owned Capacity/Entitlement Located Outside the Region/Subregion |  | 6 | 6 | 6 | 6 | 6 | 6 | 6 | 6 | 6 | 6 | 6
2011 | US | MRO | - | MAPP | 10d | Provisional – transactions under study, but negotiations have not begun. |  | 0 | 0 | 0 | 0 | 0 | 0 | 0 | 0 | 0 | 0 | 0
2011 | US | MRO | - | MAPP | 11 | CAPACITY TRANSACTIONS - EXPORTS | 338.6 | 620 | 610 | 540 | 540 | 540 | 475 | 475 | 475 | 475 | 475 | 475
2011 | US | MRO | - | MAPP | 11a | Firm (Note: The sum of 11a1 and 11a2 must be ≤ 11a) | 110 | 620 | 610 | 540 | 540 | 540 | 475 | 475 | 475 | 475 | 475 | 475
2011 | US | MRO | - | MAPP | 11a1 | Full-Responsibility Purchases | 50 | 550 | 550 | 500 | 500 | 500 | 475 | 475 | 475 | 475 | 475 | 475
2011 | US | MRO | - | MAPP | 11a2 | Owned Capacity/Entitlement Located Outside the Region/Subregion | 0 | 0 | 0 | 0 | 0 | 0 | 0 | 0 | 0 | 0 | 0 | 0
2011 | US | MRO | - | MAPP | 11b | Non-firm | 228.6 |  | 0 | 0 | 0 | 0 | 0 | 0 | 0 | 0 | 0 | 0
2011 | US | MRO | - | MAPP | 11c | Expected (Note: The sum of 11c1 and 11c2 must be ≤ 11c) |  | 0 | 0 | 0 | 0 | 0 | 0 | 0 | 0 | 0 | 0 | 0
2011 | US | MRO | - | MAPP | 11c1 | Full-Responsibility Purchases |  | 0 | 0 | 0 | 0 | 0 | 0 | 0 | 0 | 0 | 0 | 0
2011 | US | MRO | - | MAPP | 11c2 | Owned Capacity/Entitlement Located Outside the Region/Subregion |  | 0 | 0 | 0 | 0 | 0 | 0 | 0 | 0 | 0 | 0 | 0
2011 | US | MRO | - | MAPP | 11d | Provisional – transactions under study, but negotiations have not begun. |  | 0 | 0 | 0 | 0 | 0 | 0 | 0 | 0 | 0 | 0 | 0
2011 | US | MRO | - | MAPP | 12 | EXISTING, CERTAIN CAPACITY & NET FIRM TRANSACTIONS | 7132.803 | 7523.3714 | 7490.5503 | 7577.9678 | 7582.8175 | 7557.682 | 7627.5529 | 7632.4322 | 7637.3179 | 7642.2354 | 7647.1549 | 7652.1338
2011 | US | MRO | - | MAPP | 13 | ANTICIPATED CAPACITY RESOURCES |  | 7619.3714 | 7586.5503 | 7733.9678 | 7738.8175 | 7713.682 | 7783.5529 | 7788.4322 | 7793.3179 | 7798.2354 | 7803.1549 | 7808.1338
2011 | US | MRO | - | MAPP | 14 | PROSPECTIVE CAPACITY RESOURCES |  | 7619.3714 | 7586.5503 | 7733.9678 | 7738.8175 | 7713.682 | 7783.5529 | 7788.4322 | 7793.3179 | 7798.2354 | 7803.1549 | 7808.1338
2011 | US | MRO | - | MAPP | 15 | TOTAL POTENTIAL CAPACITY RESOURCES |  | 7619.3714 | 7586.5503 | 7733.9678 | 7738.8175 | 7713.682 | 7783.5529 | 7788.4322 | 7793.3179 | 7798.2354 | 7803.1549 | 7808.1338
2011 | US | MRO | - | MAPP | 15a | ADJUSTED POTENTIAL CAPACITY RESOURCES |  | 7619.3714 | 7586.5503 | 7733.9678 | 7738.8175 | 7713.682 | 7783.5529 | 7788.4322 | 7793.3179 | 7798.2354 | 7803.1549 | 7808.1338
2011 | US | MRO | - | MAPP | 16a | Confidence of Future, Other (7b), using reasonable judgement |  | 0 | 0 | 0 | 0 | 0 | 0 | 0 | 0 | 0 | 0 | 0
2011 | US | MRO | - | MAPP | 16b | Net Future, Other Resources After Confidence Percentage Is Applied |  | 0 | 0 | 0 | 0 | 0 | 0 | 0 | 0 | 0 | 0 | 0
2011 | US | MRO | - | MAPP | 16c | Confidence of Conceptual (8), using reasonable judgement |  | 0 | 0 | 0 | 0 | 0 | 0 | 0 | 0 | 0 | 0 | 0
2011 | US | MRO | - | MAPP | 16d | Net Conceptual Resources After Confidence Percentage Is Applied |  | 0 | 0 | 0 | 0 | 0 | 0 | 0 | 0 | 0 | 0 | 0
2011 | US | MRO | - | MAPP | 17 | Region/Subregion Target Reserve Margin |  | 15% | 15% | 15% | 15% | 15% | 15% | 15% | 15% | 15% | 15% | 15%
2011 | US | MRO | - | MAPP | 18 | Existing Certain and Net Firm Transactions Reserve Margin |  | 47% | 47.87% | 42.54% | 41.25% | 38.45% | 37.38% | 35.43% | 33.25% | 31.33% | 29.36% | 27.61%
2011 | US | MRO | - | MAPP | 19 | Anticipated Capacity Resources Reserve Margin |  | 48.87% | 49.76% | 45.48% | 44.15% | 41.31% | 40.19% | 38.19% | 35.97% | 34.01% | 32% | 30.21%
2011 | US | MRO | - | MAPP | 20 | Prospective Capacity Resources Reserve Margin |  | 48.87% | 49.76% | 45.48% | 44.15% | 41.31% | 40.19% | 38.19% | 35.97% | 34.01% | 32% | 30.21%
2011 | US | MRO | - | MAPP | 21 | Total Potential Resources Reserve Margin |  | 48.87% | 49.76% | 45.48% | 44.15% | 41.31% | 40.19% | 38.19% | 35.97% | 34.01% | 32% | 30.21%
2011 | US | MRO | - | MAPP | 22 | Adjusted Potential Resources Reserve Margin |  | 48.87% | 49.76% | 45.48% | 44.15% | 41.31% | 40.19% | 38.19% | 35.97% | 34.01% | 32% | 30.21%
2011 | US | MRO | - | MAPP | 23 | Total Baseline Installed Capacity | 0: 8016.803
2011 | US | MRO | - | MAPP | 24 | Distributed or Other Capacity (Behind the Meter) < 1 MW
2011 | US | MRO | - | MAPP | 25 | Distributed or Other Capacity (Behind the Meter) ≥ 1 MW
2011 | US | MRO | - | MAPP | 26 | Capacity Total from EIA-860
2011 | CAN | MRO | - | SaskPower | 1 | Unrestricted Non-coincident Peak Demand | 3133 | 3407.117 | 3537 | 3676 | 3805 | 3924 | 4023 | 4062 | 4102 | 4149 | 4204 | 4294
2011 | CAN | MRO | - | SaskPower | 1a | New Conservation (Energy Efficiency) |  | 0 | 0 | 0 | 0 | 0 | 0 | 0 | 0 | 0 | 0 | 0
2011 | CAN | MRO | - | SaskPower | 1b | Estimated Diversity |  | 0 | 0 | 0 | 0 | 0 | 0 | 0 | 0 | 0 | 0 | 0
2011 | CAN | MRO | - | SaskPower | 1c | Additions for non-member load (load served by non-registered LSE's in a region) |  | 0 | 0 | 0 | 0 | 0 | 0 | 0 | 0 | 0 | 0 | 0
2011 | CAN | MRO | - | SaskPower | 1d | Stand-by Load Under Contract (Normally served by behind the meter generation) |  | 0 | 0 | 0 | 0 | 0 | 0 | 0 | 0 | 0 | 0 | 0
2011 | CAN | MRO | - | SaskPower | 1e | Non-Controllable Demand-Side Demand Response |  | 0 | 0 | 0 | 0 | 0 | 0 | 0 | 0 | 0 | 0 | 0
2011 | CAN | MRO | - | SaskPower | 2 | Total Internal Demand | 3133 | 3407.117 | 3537 | 3676 | 3805 | 3924 | 4023 | 4062 | 4102 | 4149 | 4204 | 4294
2011 | CAN | MRO | - | SaskPower | 2H1 | Load Forecast Uncertainty (Extreme Demand Factor) |  | 1.05 | 1.05 | 1.05 | 1.05 | 1.05 | 1.05 | 1.05 | 1.05 | 1.05 | 1.05 | 1.05
2011 | CAN | MRO | - | SaskPower | 2H | Total Internal Demand | 1.05 | 3577.4729 | 3713.85 | 3859.8 | 3995.25 | 4120.2 | 4224.15 | 4265.1 | 4307.1 | 4356.45 | 4414.2 | 4508.7
2011 | CAN | MRO | - | SaskPower | 2a | Supply-Side Direct Control Load Management | 91 | 91 | 91 | 91 | 91 | 91 | 91 | 91 | 91 | 91 | 91 | 91
2011 | CAN | MRO | - | SaskPower | 2b | Supply-Side Contractually Interruptible (Curtailable) | 0 | 0 | 0 | 0 | 0 | 0 | 0 | 0 | 0 | 0 | 0 | 0
2011 | CAN | MRO | - | SaskPower | 2c | Supply-Side Critical Peak-Pricing (CPP) with Control | 0 | 0 | 0 | 0 | 0 | 0 | 0 | 0 | 0 | 0 | 0 | 0
2011 | CAN | MRO | - | SaskPower | 2d | Supply-Side Load as a Capacity Resource | 0 | 0 | 0 | 0 | 0 | 0 | 0 | 0 | 0 | 0 | 0 | 0
2011 | CAN | MRO | - | SaskPower | 3 | Net Internal Demand | 3042 | 3316.117 | 3446 | 3585 | 3714 | 3833 | 3932 | 3971 | 4011 | 4058 | 4113 | 4203
2011 | CAN | MRO | - | SaskPower | 4a | Demand Response used for Ancillary Services - Spinning Reserves | 0 | 0 | 0 | 0 | 0 | 0 | 0 | 0 | 0 | 0 | 0 | 0
2011 | CAN | MRO | - | SaskPower | 4b | Demand Response used for Ancillary Services - Non-Spinning Reserves | 0 | 0 | 0 | 0 | 0 | 0 | 0 | 0 | 0 | 0 | 0 | 0
2011 | CAN | MRO | - | SaskPower | 4c | Demand Response used for Regulation | 0 | 0 | 0 | 0 | 0 | 0 | 0 | 0 | 0 | 0 | 0 | 0
2011 | CAN | MRO | - | SaskPower | 4d | Demand Response used for Energy, Voluntary Services - Emergency | 0 | 0 | 0 | 0 | 0 | 0 | 0 | 0 | 0 | 0 | 0 | 0
2011 | CAN | MRO | - | SaskPower | 5 | TOTAL INTERNAL CAPACITY | 0 | 4091.2 | 3983.92 | 4182.92 | 4176.92 | 4598.92 | 4625.92 | 4609.92 | 4859.92 | 4859.92 | 5139.92 | 5139.92
2011 | CAN | MRO | - | SaskPower | 6 | EXISTING CAPACITY | 0 | 4091.2 | 4091.2 | 4091.2 | 4091.2 | 4091.2 | 4091.2 | 4091.2 | 4091.2 | 4091.2 | 4091.2 | 4091.2
2011 | CAN | MRO | - | SaskPower | 6a | Existing, Certain | 3829 | 3832.12 | 3832.12 | 3832.12 | 3832.12 | 3832.12 | 3832.12 | 3832.12 | 3832.12 | 3832.12 | 3832.12 | 3832.12
2011 | CAN | MRO | - | SaskPower | 6a1 | Wind Expected On-Peak | 37 | 39.52 | 39.52 | 39.52 | 39.52 | 39.52 | 39.52 | 39.52 | 39.52 | 39.52 | 39.52 | 39.52
2011 | CAN | MRO | - | SaskPower | 6a2 | Solar Expected On-Peak | 0 | 0 | 0 | 0 | 0 | 0 | 0 | 0 | 0 | 0 | 0 | 0
2011 | CAN | MRO | - | SaskPower | 6a3 | Hydro Expected On-Peak | 850.4 | 850.4 | 850.4 | 850.4 | 850.4 | 850.4 | 850.4 | 850.4 | 850.4 | 850.4 | 850.4 | 850.4
2011 | CAN | MRO | - | SaskPower | 6a4 | Biomass Expected On-Peak | 0 | 0 | 0 | 0 | 0 | 0 | 0 | 0 | 0 | 0 | 0 | 0
2011 | CAN | MRO | - | SaskPower | 6b | Existing, Other (Note: Enter the net expected value only) | 0 | 0 | 0 | 0 | 0 | 0 | 0 | 0 | 0 | 0 | 0 | 0
2011 | CAN | MRO | - | SaskPower | 6b1 | Wind Derate On-Peak | 134 | 158.08 | 158.08 | 158.08 | 158.08 | 158.08 | 158.08 | 158.08 | 158.08 | 158.08 | 158.08 | 158.08
2011 | CAN | MRO | - | SaskPower | 6b2 | Solar Derate On-Peak | 0 | 0 | 0 | 0 | 0 | 0 | 0 | 0 | 0 | 0 | 0 | 0
2011 | CAN | MRO | - | SaskPower | 6b3 | Hydro Derate On-Peak | 2 | 2.4 | 2.4 | 2.4 | 2.4 | 2.4 | 2.4 | 2.4 | 2.4 | 2.4 | 2.4 | 2.4
2011 | CAN | MRO | - | SaskPower | 6b4 | Biomass Derate On-Peak | 0 | 0 | 0 | 0 | 0 | 0 | 0 | 0 | 0 | 0 | 0 | 0
2011 | CAN | MRO | - | SaskPower | 6b5 | Transmission-Limited Resources | 0 | 0 | 0 | 0 | 0 | 0 | 0 | 0 | 0 | 0 | 0 | 0
2011 | CAN | MRO | - | SaskPower | 6b6 | All Other Derates | 8 | 7.6 | 7.6 | 7.6 | 7.6 | 7.6 | 7.6 | 7.6 | 7.6 | 7.6 | 7.6 | 7.6
2011 | CAN | MRO | - | SaskPower | 6b7 | Energy Only (Existing-Other) | 0 | 0 | 0 | 0 | 0 | 0 | 0 | 0 | 0 | 0 | 0 | 0
2011 | CAN | MRO | - | SaskPower | 6c | Existing, Inoperable (Note: Capacity reported on this line is not included in margin calculations) | 0 | 0 | 0 | 0 | 0 | 0 | 0 | 0 | 0 | 0 | 0 | 0
2011 | CAN | MRO | - | SaskPower | 6d | Total Supply-Side Demand Response | 91 | 91 | 91 | 91 | 91 | 91 | 91 | 91 | 91 | 91 | 91 | 91
2011 | CAN | MRO | - | SaskPower | 7 | FUTURE CAPACITY ADDITIONS |  | -31 | 55.8 | 248.8 | 250.8 | 519.8 | 545.8 | 545.8 | 795.8 | 795.8 | 1075.8 | 1075.8
2011 | CAN | MRO | - | SaskPower | 7a | Future, Planned (Note: Enter the net expected value only) |  | -31 | 55.8 | 248.8 | 250.8 | 519.8 | 545.8 | 545.8 | 795.8 | 795.8 | 1075.8 | 1075.8
2011 | CAN | MRO | - | SaskPower | 7a1 | Wind Expected On-Peak |  | 0 | 0 | 0 | 0 | 35 | 35 | 35 | 35 | 35 | 35 | 35
2011 | CAN | MRO | - | SaskPower | 7a2 | Wind Derate On-Peak |  | 0 | 0 | 0 | 0 | 140 | 140 | 140 | 140 | 140 | 140 | 140
2011 | CAN | MRO | - | SaskPower | 7a3 | Solar Expected On-Peak |  | 0 | 0 | 0 | 0 | 0 | 0 | 0 | 0 | 0 | 0 | 0
2011 | CAN | MRO | - | SaskPower | 7a4 | Solar Derate On-Peak |  | 0 | 0 | 0 | 0 | 0 | 0 | 0 | 0 | 0 | 0 | 0
2011 | CAN | MRO | - | SaskPower | 7a5 | Hydro Expected On-Peak |  | 0 | 0 | 0 | 0 | 0 | 42 | 42 | 292 | 292 | 292 | 292
2011 | CAN | MRO | - | SaskPower | 7a6 | Hydro Derate On-Peak |  | 0 | 0 | 0 | 0 | 0 | 0 | 0 | 0 | 0 | 0 | 0
2011 | CAN | MRO | - | SaskPower | 7a7 | Biomass Expected On-Peak |  | 0 | 0 | 0 | 0 | 0 | 0 | 0 | 0 | 0 | 0 | 0
2011 | CAN | MRO | - | SaskPower | 7a8 | Biomass Derate On-Peak |  | 0 | 0 | 0 | 0 | 0 | 0 | 0 | 0 | 0 | 0 | 0
2011 | CAN | MRO | - | SaskPower | 7a9 | Transmission-Limited Resources |  | 0 | 0 | 0 | 0 | 0 | 0 | 0 | 0 | 0 | 0 | 0
2011 | CAN | MRO | - | SaskPower | 7a10 | Scheduled Outage - Maintenance |  | -31 | -5 | 10 | 2 | 15 | -16 | 0 | 0 | 0 | 0 | 0
2011 | CAN | MRO | - | SaskPower | 7a11 | All Other Derates |  | 0 | 0 | 1 | 1 | 1 | 1 | 1 | 1 | 1 | 1 | 1
2011 | CAN | MRO | - | SaskPower | 7a12 | Energy Only |  | 0 | 0 | 0 | 0 | 0 | 0 | 0 | 0 | 0 | 0 | 0
2011 | CAN | MRO | - | SaskPower | 7b | Future, Other (Note: Enter the net expected value only) |  | 0 | 0 | 0 | 0 | 0 | 0 | 0 | 0 | 0 | 0 | 0
2011 | CAN | MRO | - | SaskPower | 7b1 | Wind Expected On-Peak |  | 0 | 0 | 0 | 0 | 0 | 0 | 0 | 0 | 0 | 0 | 0
2011 | CAN | MRO | - | SaskPower | 7b2 | Wind Derate On-Peak |  | 0 | 0 | 0 | 0 | 0 | 0 | 0 | 0 | 0 | 0 | 0
2011 | CAN | MRO | - | SaskPower | 7b3 | Solar Expected On-Peak |  | 0 | 0 | 0 | 0 | 0 | 0 | 0 | 0 | 0 | 0 | 0
2011 | CAN | MRO | - | SaskPower | 7b4 | Solar Derate On-Peak |  | 0 | 0 | 0 | 0 | 0 | 0 | 0 | 0 | 0 | 0 | 0
2011 | CAN | MRO | - | SaskPower | 7b5 | Hydro Expected On-Peak |  | 0 | 0 | 0 | 0 | 0 | 0 | 0 | 0 | 0 | 0 | 0
2011 | CAN | MRO | - | SaskPower | 7b6 | Hydro Derate On-Peak |  | 0 | 0 | 0 | 0 | 0 | 0 | 0 | 0 | 0 | 0 | 0
2011 | CAN | MRO | - | SaskPower | 7b7 | Biomass Expected On-Peak |  | 0 | 0 | 0 | 0 | 0 | 0 | 0 | 0 | 0 | 0 | 0
2011 | CAN | MRO | - | SaskPower | 7b8 | Biomass Derate On-Peak |  | 0 | 0 | 0 | 0 | 0 | 0 | 0 | 0 | 0 | 0 | 0
2011 | CAN | MRO | - | SaskPower | 7b9 | Transmission-Limited Resources |  | 0 | 0 | 0 | 0 | 0 | 0 | 0 | 0 | 0 | 0 | 0
2011 | CAN | MRO | - | SaskPower | 7b10 | Scheduled Outage - Maintenance |  | 0 | 0 | 0 | 0 | 0 | 0 | 0 | 0 | 0 | 0 | 0
2011 | CAN | MRO | - | SaskPower | 7b11 | All Other Derates |  | 0 | 0 | 0 | 0 | 0 | 0 | 0 | 0 | 0 | 0 | 0
2011 | CAN | MRO | - | SaskPower | 7b12 | Energy Only |  | 0 | 0 | 0 | 0 | 0 | 0 | 0 | 0 | 0 | 0 | 0
2011 | CAN | MRO | - | SaskPower | 8 | Conceptual (Note: Enter the net expected value only) |  | 0 | 0 | 0 | 0 | 0 | 0 | 0 | 0 | 0 | 0 | 0
2011 | CAN | MRO | - | SaskPower | 8a1 | Wind Expected On-Peak |  | 0 | 0 | 0 | 0 | 0 | 0 | 0 | 0 | 0 | 0 | 0
2011 | CAN | MRO | - | SaskPower | 8a2 | Wind Derate On-Peak |  | 0 | 0 | 0 | 0 | 0 | 0 | 0 | 0 | 0 | 0 | 0
2011 | CAN | MRO | - | SaskPower | 8a3 | Solar Expected On-Peak |  | 0 | 0 | 0 | 0 | 0 | 0 | 0 | 0 | 0 | 0 | 0
2011 | CAN | MRO | - | SaskPower | 8a4 | Solar Derate On-Peak |  | 0 | 0 | 0 | 0 | 0 | 0 | 0 | 0 | 0 | 0 | 0
2011 | CAN | MRO | - | SaskPower | 8a5 | Hydro Expected On-Peak |  | 0 | 0 | 0 | 0 | 0 | 0 | 0 | 0 | 0 | 0 | 0
2011 | CAN | MRO | - | SaskPower | 8a6 | Hydro Derate On-Peak |  | 0 | 0 | 0 | 0 | 0 | 0 | 0 | 0 | 0 | 0 | 0
2011 | CAN | MRO | - | SaskPower | 8a7 | Biomass Expected On-Peak |  | 0 | 0 | 0 | 0 | 0 | 0 | 0 | 0 | 0 | 0 | 0
2011 | CAN | MRO | - | SaskPower | 8a8 | Biomass Derate On-Peak |  | 0 | 0 | 0 | 0 | 0 | 0 | 0 | 0 | 0 | 0 | 0
2011 | CAN | MRO | - | SaskPower | 8a9 | All Other Derates |  | 0 | 0 | 0 | 0 | 0 | 0 | 0 | 0 | 0 | 0 | 0
2011 | CAN | MRO | - | SaskPower | 8a10 | Energy Only |  | 0 | 0 | 0 | 0 | 0 | 0 | 0 | 0 | 0 | 0 | 0
2011 | CAN | MRO | - | SaskPower | 9 | ANTICIPATED INTERNAL CAPACITY | 3920 | 3892.12 | 3978.92 | 4171.92 | 4173.92 | 4442.92 | 4468.92 | 4468.92 | 4718.92 | 4718.92 | 4998.92 | 4998.92
2011 | CAN | MRO | - | SaskPower | 10 | CAPACITY TRANSACTIONS - IMPORTS | 0 | 0 | 0 | 0 | 0 | 0 | 0 | 0 | 0 | 0 | 0 | 0
2011 | CAN | MRO | - | SaskPower | 10a | Firm (Note: The sum of 10a1 and 10a2 must be ≤ 10a) | 0 | 0 | 0 | 0 | 0 | 0 | 0 | 0 | 0 | 0 | 0 | 0
2011 | CAN | MRO | - | SaskPower | 10a1 | Full-Responsibility Purchases | 0 | 0 | 0 | 0 | 0 | 0 | 0 | 0 | 0 | 0 | 0 | 0
2011 | CAN | MRO | - | SaskPower | 10a2 | Owned Capacity/Entitlement Located Outside the Region/Subregion | 0 | 0 | 0 | 0 | 0 | 0 | 0 | 0 | 0 | 0 | 0 | 0
2011 | CAN | MRO | - | SaskPower | 10b | Non-firm | 0 |  | 0 | 0 | 0 | 0 | 0 | 0 | 0 | 0 | 0 | 0
2011 | CAN | MRO | - | SaskPower | 10c | Expected (Note: The sum of 10c1 and 10c2 must be ≤ 10c) |  | 0 | 0 | 0 | 0 | 0 | 0 | 0 | 0 | 0 | 0 | 0
2011 | CAN | MRO | - | SaskPower | 10c1 | Full-Responsibility Purchases |  | 0 | 0 | 0 | 0 | 0 | 0 | 0 | 0 | 0 | 0 | 0
2011 | CAN | MRO | - | SaskPower | 10c2 | Owned Capacity/Entitlement Located Outside the Region/Subregion |  | 0 | 0 | 0 | 0 | 0 | 0 | 0 | 0 | 0 | 0 | 0
2011 | CAN | MRO | - | SaskPower | 10d | Provisional – transactions under study, but negotiations have not begun. |  | 0 | 0 | 0 | 0 | 0 | 0 | 0 | 0 | 0 | 0 | 0
2011 | CAN | MRO | - | SaskPower | 11 | CAPACITY TRANSACTIONS - EXPORTS | 0 | 0 | 0 | 0 | 0 | 0 | 0 | 0 | 0 | 0 | 0 | 0
2011 | CAN | MRO | - | SaskPower | 11a | Firm (Note: The sum of 11a1 and 11a2 must be ≤ 11a) | 0 | 0 | 0 | 0 | 0 | 0 | 0 | 0 | 0 | 0 | 0 | 0
2011 | CAN | MRO | - | SaskPower | 11a1 | Full-Responsibility Purchases | 0 | 0 | 0 | 0 | 0 | 0 | 0 | 0 | 0 | 0 | 0 | 0
2011 | CAN | MRO | - | SaskPower | 11a2 | Owned Capacity/Entitlement Located Outside the Region/Subregion | 0 | 0 | 0 | 0 | 0 | 0 | 0 | 0 | 0 | 0 | 0 | 0
2011 | CAN | MRO | - | SaskPower | 11b | Non-firm | 0 |  | 0 | 0 | 0 | 0 | 0 | 0 | 0 | 0 | 0 | 0
2011 | CAN | MRO | - | SaskPower | 11c | Expected (Note: The sum of 11c1 and 11c2 must be ≤ 11c) |  | 0 | 0 | 0 | 0 | 0 | 0 | 0 | 0 | 0 | 0 | 0
2011 | CAN | MRO | - | SaskPower | 11c1 | Full-Responsibility Purchases |  | 0 | 0 | 0 | 0 | 0 | 0 | 0 | 0 | 0 | 0 | 0
2011 | CAN | MRO | - | SaskPower | 11c2 | Owned Capacity/Entitlement Located Outside the Region/Subregion |  | 0 | 0 | 0 | 0 | 0 | 0 | 0 | 0 | 0 | 0 | 0
2011 | CAN | MRO | - | SaskPower | 11d | Provisional – transactions under study, but negotiations have not begun. |  | 0 | 0 | 0 | 0 | 0 | 0 | 0 | 0 | 0 | 0 | 0
2011 | CAN | MRO | - | SaskPower | 12 | EXISTING, CERTAIN CAPACITY & NET FIRM TRANSACTIONS | 3920 | 3923.12 | 3923.12 | 3923.12 | 3923.12 | 3923.12 | 3923.12 | 3923.12 | 3923.12 | 3923.12 | 3923.12 | 3923.12
2011 | CAN | MRO | - | SaskPower | 13 | ANTICIPATED CAPACITY RESOURCES |  | 3892.12 | 3978.92 | 4171.92 | 4173.92 | 4442.92 | 4468.92 | 4468.92 | 4718.92 | 4718.92 | 4998.92 | 4998.92
2011 | CAN | MRO | - | SaskPower | 14 | PROSPECTIVE CAPACITY RESOURCES |  | 3892.12 | 3978.92 | 4171.92 | 4173.92 | 4442.92 | 4468.92 | 4468.92 | 4718.92 | 4718.92 | 4998.92 | 4998.92
2011 | CAN | MRO | - | SaskPower | 15 | TOTAL POTENTIAL CAPACITY RESOURCES |  | 3892.12 | 3978.92 | 4171.92 | 4173.92 | 4442.92 | 4468.92 | 4468.92 | 4718.92 | 4718.92 | 4998.92 | 4998.92
2011 | CAN | MRO | - | SaskPower | 15a | ADJUSTED POTENTIAL CAPACITY RESOURCES |  | 3892.12 | 3978.92 | 4171.92 | 4173.92 | 4442.92 | 4468.92 | 4468.92 | 4718.92 | 4718.92 | 4998.92 | 4998.92
2011 | CAN | MRO | - | SaskPower | 16a | Confidence of Future, Other (7b), using reasonable judgement |  | 0 | 0 | 0 | 0 | 0 | 0 | 0 | 0 | 0 | 0 | 0
2011 | CAN | MRO | - | SaskPower | 16b | Net Future, Other Resources After Confidence Percentage Is Applied |  | 0 | 0 | 0 | 0 | 0 | 0 | 0 | 0 | 0 | 0 | 0
2011 | CAN | MRO | - | SaskPower | 16c | Confidence of Conceptual (8), using reasonable judgement |  | 0 | 0 | 0 | 0 | 0 | 0 | 0 | 0 | 0 | 0 | 0
2011 | CAN | MRO | - | SaskPower | 16d | Net Conceptual Resources After Confidence Percentage Is Applied |  | 0 | 0 | 0 | 0 | 0 | 0 | 0 | 0 | 0 | 0 | 0
2011 | CAN | MRO | - | SaskPower | 17 | Region/Subregion Target Reserve Margin |  | 13% | 13% | 13% | 13% | 13% | 13% | 13% | 13% | 13% | 13% | 13%
2011 | CAN | MRO | - | SaskPower | 18 | Existing Certain and Net Firm Transactions Reserve Margin |  | 15.14% | 10.92% | 6.723% | 3.104% | -0.02243% | -2.483% | -3.419% | -4.361% | -5.444% | -6.681% | -8.637%
2011 | CAN | MRO | - | SaskPower | 19 | Anticipated Capacity Resources Reserve Margin |  | 14.23% | 12.49% | 13.49% | 9.696% | 13.22% | 11.08% | 10.02% | 15.04% | 13.74% | 18.91% | 16.42%
2011 | CAN | MRO | - | SaskPower | 20 | Prospective Capacity Resources Reserve Margin |  | 14.23% | 12.49% | 13.49% | 9.696% | 13.22% | 11.08% | 10.02% | 15.04% | 13.74% | 18.91% | 16.42%
2011 | CAN | MRO | - | SaskPower | 21 | Total Potential Resources Reserve Margin |  | 14.23% | 12.49% | 13.49% | 9.696% | 13.22% | 11.08% | 10.02% | 15.04% | 13.74% | 18.91% | 16.42%
2011 | CAN | MRO | - | SaskPower | 22 | Adjusted Potential Resources Reserve Margin |  | 14.23% | 12.49% | 13.49% | 9.696% | 13.22% | 11.08% | 10.02% | 15.04% | 13.74% | 18.91% | 16.42%
2011 | CAN | MRO | - | SaskPower | 23 | Total Baseline Installed Capacity | 0: 3973
2011 | CAN | MRO | - | SaskPower | 24 | Distributed or Other Capacity (Behind the Meter) < 1 MW
2011 | CAN | MRO | - | SaskPower | 25 | Distributed or Other Capacity (Behind the Meter) ≥ 1 MW
2011 | CAN | MRO | - | SaskPower | 26 | Capacity Total from EIA-860
2011 | CAN | NPCC | - | Maritimes | 1 | Unrestricted Non-coincident Peak Demand | 5516 | 5668 | 5650 | 5591 | 5602 | 5612 | 5589 | 5586 | 5587 | 5587 | 5578 | 5579
2011 | CAN | NPCC | - | Maritimes | 1a | New Conservation (Energy Efficiency) |  | 0 | 0 | 0 | 0 | 0 | 0 | 0 | 0 | 0 | 0 | 0
2011 | CAN | NPCC | - | Maritimes | 1b | Estimated Diversity |  | 0 | 0 | 0 | 0 | 0 | 0 | 0 | 0 | 0 | 0 | 0
2011 | CAN | NPCC | - | Maritimes | 1c | Additions for non-member load (load served by non-registered LSE's in a region) |  | 0 | 0 | 0 | 0 | 0 | 0 | 0 | 0 | 0 | 0 | 0
2011 | CAN | NPCC | - | Maritimes | 1d | Stand-by Load Under Contract (Normally served by behind the meter generation) |  | 0 | 0 | 0 | 0 | 0 | 0 | 0 | 0 | 0 | 0 | 0
2011 | CAN | NPCC | - | Maritimes | 1e | Non-Controllable Demand-Side Demand Response |  | 0 | 0 | 0 | 0 | 0 | 0 | 0 | 0 | 0 | 0 | 0
2011 | CAN | NPCC | - | Maritimes | 2 | Total Internal Demand | 5516 | 5668 | 5650 | 5591 | 5602 | 5612 | 5589 | 5586 | 5587 | 5587 | 5578 | 5579
2011 | CAN | NPCC | - | Maritimes | 2H1 | Load Forecast Uncertainty (Extreme Demand Factor)
2011 | CAN | NPCC | - | Maritimes | 2H | Total Internal Demand (High Case - 5%) |  | 5951.4 | 5932.5 | 5870.55 | 5882.1 | 5892.6 | 5868.45 | 5865.3 | 5866.35 | 5866.35 | 5856.9 | 5857.95
2011 | CAN | NPCC | - | Maritimes | 2a | Supply-Side Direct Control Load Management | 0 | 0 | 0 | 0 | 0 | 0 | 0 | 0 | 0 | 0 | 0 | 0
2011 | CAN | NPCC | - | Maritimes | 2b | Supply-Side Contractually Interruptible (Curtailable) | 316.6 | 370.5 | 369.6 | 365.7 | 360.1 | 354.4 | 348.5 | 343 | 337.8 | 333.1 | 328.5 | 324.4
2011 | CAN | NPCC | - | Maritimes | 2c | Supply-Side Critical Peak-Pricing (CPP) with Control | 0 | 0 | 0 | 0 | 0 | 0 | 0 | 0 | 0 | 0 | 0 | 0
2011 | CAN | NPCC | - | Maritimes | 2d | Supply-Side Load as a Capacity Resource | 0 | 0 | 0 | 0 | 0 | 0 | 0 | 0 | 0 | 0 | 0 | 0
2011 | CAN | NPCC | - | Maritimes | 3 | Net Internal Demand | 5199.4 | 5297.5 | 5280.4 | 5225.3 | 5241.9 | 5257.6 | 5240.5 | 5243 | 5249.2 | 5253.9 | 5249.5 | 5254.6
2011 | CAN | NPCC | - | Maritimes | 4a | Demand Response used for Ancillary Services - Spinning Reserves | 0 | 0 | 0 | 0 | 0 | 0 | 0 | 0 | 0 | 0 | 0 | 0
2011 | CAN | NPCC | - | Maritimes | 4b | Demand Response used for Ancillary Services - Non-Spinning Reserves | 0 | 0 | 0 | 0 | 0 | 0 | 0 | 0 | 0 | 0 | 0 | 0
2011 | CAN | NPCC | - | Maritimes | 4c | Demand Response used for Regulation | 0 | 0 | 0 | 0 | 0 | 0 | 0 | 0 | 0 | 0 | 0 | 0
2011 | CAN | NPCC | - | Maritimes | 4d | Demand Response used for Energy, Voluntary Services - Emergency | 0 | 0 | 0 | 0 | 0 | 0 | 0 | 0 | 0 | 0 | 0 | 0
2011 | CAN | NPCC | - | Maritimes | 5 | TOTAL INTERNAL CAPACITY | 7890.9266 | 7985.1266 | 7714.2766 | 7710.3766 | 7718.9766 | 7801.2766 | 7825.3766 | 7849.8766 | 7864.6766 | 7859.9766 | 7855.3766 | 7851.2766
2011 | CAN | NPCC | - | Maritimes | 6 | EXISTING CAPACITY | 7890.9266 | 7936.1266 | 7935.2266 | 7931.3266 | 7925.7266 | 7920.0266 | 7914.1266 | 7908.6266 | 7903.4266 | 7898.7266 | 7894.1266 | 7890.0266
2011 | CAN | NPCC | - | Maritimes | 6a | Existing, Certain | 6433.3362 | 6401.7862 | 6401.7862 | 6401.7862 | 6401.7862 | 6401.7862 | 6401.7862 | 6401.7862 | 6401.7862 | 6401.7862 | 6401.7862 | 6401.7862
2011 | CAN | NPCC | - | Maritimes | 6a1 | Wind Expected On-Peak | 295.5262 | 313.5262 | 313.5262 | 313.5262 | 313.5262 | 313.5262 | 313.5262 | 313.5262 | 313.5262 | 313.5262 | 313.5262 | 313.5262
2011 | CAN | NPCC | - | Maritimes | 6a2 | Solar Expected On-Peak | 0 | 0 | 0 | 0 | 0 | 0 | 0 | 0 | 0 | 0 | 0 | 0
2011 | CAN | NPCC | - | Maritimes | 6a3 | Hydro Expected On-Peak | 1328.67 | 1328.67 | 1328.67 | 1328.67 | 1328.67 | 1328.67 | 1328.67 | 1328.67 | 1328.67 | 1328.67 | 1328.67 | 1328.67
2011 | CAN | NPCC | - | Maritimes | 6a4 | Biomass Expected On-Peak | 150.17 | 96.4 | 96.4 | 96.4 | 96.4 | 96.4 | 96.4 | 96.4 | 96.4 | 96.4 | 96.4 | 96.4
2011 | CAN | NPCC | - | Maritimes | 6b | Existing, Other (Note: Enter the net expected value only) | 0 | 0 | 0 | 0 | 0 | 0 | 0 | 0 | 0 | 0 | 0 | 0
2011 | CAN | NPCC | - | Maritimes | 6b1 | Wind Derate On-Peak | 439.5804 | 466.5804 | 466.5804 | 466.5804 | 466.5804 | 466.5804 | 466.5804 | 466.5804 | 466.5804 | 466.5804 | 466.5804 | 466.5804
2011 | CAN | NPCC | - | Maritimes | 6b2 | Solar Derate On-Peak | 0 | 0 | 0 | 0 | 0 | 0 | 0 | 0 | 0 | 0 | 0 | 0
2011 | CAN | NPCC | - | Maritimes | 6b3 | Hydro Derate On-Peak | 1.9 | 1.9 | 1.9 | 1.9 | 1.9 | 1.9 | 1.9 | 1.9 | 1.9 | 1.9 | 1.9 | 1.9
2011 | CAN | NPCC | - | Maritimes | 6b4 | Biomass Derate On-Peak | 4.48 | 1.65 | 1.65 | 1.65 | 1.65 | 1.65 | 1.65 | 1.65 | 1.65 | 1.65 | 1.65 | 1.65
2011 | CAN | NPCC | - | Maritimes | 6b5 | Transmission-Limited Resources | 0 | 0 | 0 | 0 | 0 | 0 | 0 | 0 | 0 | 0 | 0 | 0
2011 | CAN | NPCC | - | Maritimes | 6b6 | All Other Derates | 695.03 | 693.71 | 693.71 | 693.71 | 693.71 | 693.71 | 693.71 | 693.71 | 693.71 | 693.71 | 693.71 | 693.71
2011 | CAN | NPCC | - | Maritimes | 6b7 | Energy Only (Existing-Other) | 0 | 0 | 0 | 0 | 0 | 0 | 0 | 0 | 0 | 0 | 0 | 0
2011 | CAN | NPCC | - | Maritimes | 6c | Existing, Inoperable (Note: Capacity reported on this line is not included in margin calculations) | 0 | 0 | 0 | 0 | 0 | 0 | 0 | 0 | 0 | 0 | 0 | 0
2011 | CAN | NPCC | - | Maritimes | 6d | Total Supply-Side Demand Response | 316.6 | 370.5 | 369.6 | 365.7 | 360.1 | 354.4 | 348.5 | 343 | 337.8 | 333.1 | 328.5 | 324.4
2011 | CAN | NPCC | - | Maritimes | 7 | FUTURE CAPACITY ADDITIONS |  | 49 | 425.706 | 458.706 | 464.906 | 507.506 | 513.506 | 519.506 | 523.506 | 523.506 | 523.506 | 523.506
2011 | CAN | NPCC | - | Maritimes | 7a | Future, Planned (Note: Enter the net expected value only) |  | 49 | 425.706 | 458.706 | 464.906 | 507.506 | 513.506 | 519.506 | 523.506 | 523.506 | 523.506 | 523.506
2011 | CAN | NPCC | - | Maritimes | 7a1 | Wind Expected On-Peak |  | 0 | 5.706 | 5.706 | 7.706 | 25.806 | 31.806 | 37.806 | 41.806 | 41.806 | 41.806 | 41.806
2011 | CAN | NPCC | - | Maritimes | 7a2 | Wind Derate On-Peak |  | 0 | 13.344 | 13.344 | 21.344 | 66.744 | 90.744 | 114.744 | 130.744 | 130.744 | 130.744 | 130.744
2011 | CAN | NPCC | - | Maritimes | 7a3 | Solar Expected On-Peak |  | 0 | 0 | 0 | 0 | 0 | 0 | 0 | 0 | 0 | 0 | 0
2011 | CAN | NPCC | - | Maritimes | 7a4 | Solar Derate On-Peak |  | 0 | 0 | 0 | 0 | 0 | 0 | 0 | 0 | 0 | 0 | 0
2011 | CAN | NPCC | - | Maritimes | 7a5 | Hydro Expected On-Peak |  | 0 | 0 | 0 | 4.2 | 4.2 | 4.2 | 4.2 | 4.2 | 4.2 | 4.2 | 4.2
2011 | CAN | NPCC | - | Maritimes | 7a6 | Hydro Derate On-Peak |  | 0 | 0 | 0 | 0 | 0 | 0 | 0 | 0 | 0 | 0 | 0
2011 | CAN | NPCC | - | Maritimes | 7a7 | Biomass Expected On-Peak |  | 0 | 10 | 10 | 10 | 34.5 | 34.5 | 34.5 | 34.5 | 34.5 | 34.5 | 34.5
2011 | CAN | NPCC | - | Maritimes | 7a8 | Biomass Derate On-Peak |  | 0 | 0 | 0 | 0 | 0 | 0 | 0 | 0 | 0 | 0 | 0
2011 | CAN | NPCC | - | Maritimes | 7a9 | Transmission-Limited Resources |  | 0 | 0 | 0 | 0 | 0 | 0 | 0 | 0 | 0 | 0 | 0
2011 | CAN | NPCC | - | Maritimes | 7a10 | Scheduled Outage - Maintenance |  | 0 | 0 | 0 | 0 | 0 | 0 | 0 | 0 | 0 | 0 | 0
2011 | CAN | NPCC | - | Maritimes | 7a11 | All Other Derates |  | 0 | 0 | 0 | 0 | 0 | 0 | 0 | 0 | 0 | 0 | 0
2011 | CAN | NPCC | - | Maritimes | 7a12 | Energy Only |  | 0 | 0 | 0 | 0 | 0 | 0 | 0 | 0 | 0 | 0 | 0
2011 | CAN | NPCC | - | Maritimes | 7b | Future, Other (Note: Enter the net expected value only) |  | 0 | 0 | 0 | 0 | 0 | 0 | 0 | 0 | 0 | 0 | 0
2011 | CAN | NPCC | - | Maritimes | 7b1 | Wind Expected On-Peak |  | 0 | 0 | 0 | 0 | 0 | 0 | 0 | 0 | 0 | 0 | 0
2011 | CAN | NPCC | - | Maritimes | 7b2 | Wind Derate On-Peak |  | 0 | 0 | 0 | 0 | 0 | 0 | 0 | 0 | 0 | 0 | 0
2011 | CAN | NPCC | - | Maritimes | 7b3 | Solar Expected On-Peak |  | 0 | 0 | 0 | 0 | 0 | 0 | 0 | 0 | 0 | 0 | 0
2011 | CAN | NPCC | - | Maritimes | 7b4 | Solar Derate On-Peak |  | 0 | 0 | 0 | 0 | 0 | 0 | 0 | 0 | 0 | 0 | 0
2011 | CAN | NPCC | - | Maritimes | 7b5 | Hydro Expected On-Peak |  | 0 | 0 | 0 | 0 | 0 | 0 | 0 | 0 | 0 | 0 | 0
2011 | CAN | NPCC | - | Maritimes | 7b6 | Hydro Derate On-Peak |  | 0 | 0 | 0 | 0 | 0 | 0 | 0 | 0 | 0 | 0 | 0
2011 | CAN | NPCC | - | Maritimes | 7b7 | Biomass Expected On-Peak |  | 0 | 0 | 0 | 0 | 0 | 0 | 0 | 0 | 0 | 0 | 0
2011 | CAN | NPCC | - | Maritimes | 7b8 | Biomass Derate On-Peak |  | 0 | 0 | 0 | 0 | 0 | 0 | 0 | 0 | 0 | 0 | 0
2011 | CAN | NPCC | - | Maritimes | 7b9 | Transmission-Limited Resources |  | 0 | 0 | 0 | 0 | 0 | 0 | 0 | 0 | 0 | 0 | 0
2011 | CAN | NPCC | - | Maritimes | 7b10 | Scheduled Outage - Maintenance |  | 0 | 0 | 0 | 0 | 0 | 0 | 0 | 0 | 0 | 0 | 0
2011 | CAN | NPCC | - | Maritimes | 7b11 | All Other Derates |  | 0 | -660 | -693 | -693 | -693 | -693 | -693 | -693 | -693 | -693 | -693
2011 | CAN | NPCC | - | Maritimes | 7b12 | Energy Only |  | 0 | 0 | 0 | 0 | 0 | 0 | 0 | 0 | 0 | 0 | 0
2011 | CAN | NPCC | - | Maritimes | 8 | Conceptual (Note: Enter the net expected value only) |  | 0 | 19.4 | 19.4 | 19.4 | 19.4 | 19.4 | 19.4 | 19.4 | 19.4 | 19.4 | 19.4
2011 | CAN | NPCC | - | Maritimes | 8a1 | Wind Expected On-Peak |  | 0 | 4.85 | 19.4 | 19.4 | 19.4 | 19.4 | 19.4 | 19.4 | 19.4 | 19.4 | 19.4
2011 | CAN | NPCC | - | Maritimes | 8a2 | Wind Derate On-Peak |  | 0 | 5.15 | 20.6 | 20.6 | 20.6 | 20.6 | 20.6 | 20.6 | 20.6 | 20.6 | 20.6
2011 | CAN | NPCC | - | Maritimes | 8a3 | Solar Expected On-Peak |  | 0 | 0 | 0 | 0 | 0 | 0 | 0 | 0 | 0 | 0 | 0
2011 | CAN | NPCC | - | Maritimes | 8a4 | Solar Derate On-Peak |  | 0 | 0 | 0 | 0 | 0 | 0 | 0 | 0 | 0 | 0 | 0
2011 | CAN | NPCC | - | Maritimes | 8a5 | Hydro Expected On-Peak |  | 0 | 0 | 0 | 0 | 0 | 0 | 0 | 0 | 0 | 0 | 0
2011 | CAN | NPCC | - | Maritimes | 8a6 | Hydro Derate On-Peak |  | 0 | 0 | 0 | 0 | 0 | 0 | 0 | 0 | 0 | 0 | 0
2011 | CAN | NPCC | - | Maritimes | 8a7 | Biomass Expected On-Peak |  | 0 | 0 | 0 | 0 | 0 | 0 | 0 | 0 | 0 | 0 | 0
2011 | CAN | NPCC | - | Maritimes | 8a8 | Biomass Derate On-Peak |  | 0 | 0 | 0 | 0 | 0 | 0 | 0 | 0 | 0 | 0 | 0
2011 | CAN | NPCC | - | Maritimes | 8a9 | All Other Derates |  | 0 | 0 | -1.7764e-15 | -1.7764e-15 | -1.7764e-15 | -1.7764e-15 | -1.7764e-15 | -1.7764e-15 | -1.7764e-15 | -1.7764e-15 | -1.7764e-15
2011 | CAN | NPCC | - | Maritimes | 8a10 | Energy Only |  | 0 | 0 | 0 | 0 | 0 | 0 | 0 | 0 | 0 | 0 | 0
2011 | CAN | NPCC | - | Maritimes | 9 | ANTICIPATED INTERNAL CAPACITY | 6749.9362 | 6821.2862 | 7197.0922 | 7226.1922 | 7226.7922 | 7263.6922 | 7263.7922 | 7264.2922 | 7263.0922 | 7258.3922 | 7253.7922 | 7249.6922
2011 | CAN | NPCC | - | Maritimes | 10 | CAPACITY TRANSACTIONS - IMPORTS | 0 | 0 | 0 | 0 | 0 | 0 | 0 | 0 | 0 | 0 | 0 | 0
2011 | CAN | NPCC | - | Maritimes | 10a | Firm (Note: The sum of 10a1 and 10a2 must be ≤ 10a) | 0 | 0 | 0 | 0 | 0 | 0 | 0 | 0 | 0 | 0 | 0 | 0
2011 | CAN | NPCC | - | Maritimes | 10a1 | Full-Responsibility Purchases | 67 | 366 | 0 | 0 | 0 | 0 | 0 | 0 | 0 | 0 | 0 | 0
2011 | CAN | NPCC | - | Maritimes | 10a2 | Owned Capacity/Entitlement Located Outside the Region/Subregion | 0 | 0 | 0 | 0 | 0 | 0 | 0 | 0 | 0 | 0 | 0 | 0
2011 | CAN | NPCC | - | Maritimes | 10b | Non-firm | 0 |  | 0 | 0 | 0 | 0 | 0 | 0 | 0 | 0 | 0 | 0
2011 | CAN | NPCC | - | Maritimes | 10c | Expected (Note: The sum of 10c1 and 10c2 must be ≤ 10c) |  | 0 | 0 | 0 | 0 | 0 | 0 | 0 | 0 | 0 | 0 | 0
2011 | CAN | NPCC | - | Maritimes | 10c1 | Full-Responsibility Purchases |  | 0 | 0 | 0 | 0 | 0 | 0 | 0 | 0 | 0 | 0 | 0
2011 | CAN | NPCC | - | Maritimes | 10c2 | Owned Capacity/Entitlement Located Outside the Region/Subregion |  | 0 | 0 | 0 | 0 | 0 | 0 | 0 | 0 | 0 | 0 | 0
2011 | CAN | NPCC | - | Maritimes | 10d | Provisional – transactions under study, but negotiations have not begun. |  | 0 | 0 | 0 | 0 | 0 | 0 | 0 | 0 | 0 | 0 | 0
2011 | CAN | NPCC | - | Maritimes | 11 | CAPACITY TRANSACTIONS - EXPORTS | 0 | 0 | 0 | 0 | 0 | 0 | 0 | 0 | 0 | 0 | 0 | 0
2011 | CAN | NPCC | - | Maritimes | 11a | Firm (Note: The sum of 11a1 and 11a2 must be ≤ 11a) | 0 | 0 | 0 | 0 | 0 | 0 | 0 | 0 | 0 | 0 | 0 | 0
2011 | CAN | NPCC | - | Maritimes | 11a1 | Full-Responsibility Purchases | 0 | 0 | 0 | 0 | 0 | 0 | 0 | 0 | 0 | 0 | 0 | 0
2011 | CAN | NPCC | - | Maritimes | 11a2 | Owned Capacity/Entitlement Located Outside the Region/Subregion | 0 | 0 | 0 | 0 | 0 | 0 | 0 | 0 | 0 | 0 | 0 | 0
2011 | CAN | NPCC | - | Maritimes | 11b | Non-firm | 0 |  | 0 | 0 | 0 | 0 | 0 | 0 | 0 | 0 | 0 | 0
2011 | CAN | NPCC | - | Maritimes | 11c | Expected (Note: The sum of 11c1 and 11c2 must be ≤ 11c) |  | 0 | 0 | 0 | 0 | 0 | 0 | 0 | 0 | 0 | 0 | 0
2011 | CAN | NPCC | - | Maritimes | 11c1 | Full-Responsibility Purchases |  | 0 | 0 | 0 | 0 | 0 | 0 | 0 | 0 | 0 | 0 | 0
2011 | CAN | NPCC | - | Maritimes | 11c2 | Owned Capacity/Entitlement Located Outside the Region/Subregion |  | 0 | 0 | 0 | 0 | 0 | 0 | 0 | 0 | 0 | 0 | 0
2011 | CAN | NPCC | - | Maritimes | 11d | Provisional – transactions under study, but negotiations have not begun. |  | 0 | 0 | 0 | 0 | 0 | 0 | 0 | 0 | 0 | 0 | 0
2011 | CAN | NPCC | - | Maritimes | 12 | EXISTING, CERTAIN CAPACITY & NET FIRM TRANSACTIONS | 6803.8362 | 6772.2862 | 6771.3862 | 6767.4862 | 6761.8862 | 6756.1862 | 6750.2862 | 6744.7862 | 6739.5862 | 6734.8862 | 6730.2862 | 6726.1862
2011 | CAN | NPCC | - | Maritimes | 13 | ANTICIPATED CAPACITY RESOURCES |  | 6821.2862 | 7197.0922 | 7226.1922 | 7226.7922 | 7263.6922 | 7263.7922 | 7264.2922 | 7263.0922 | 7258.3922 | 7253.7922 | 7249.6922
2011 | CAN | NPCC | - | Maritimes | 14 | PROSPECTIVE CAPACITY RESOURCES |  | 6821.2862 | 7197.0922 | 7226.1922 | 7226.7922 | 7263.6922 | 7263.7922 | 7264.2922 | 7263.0922 | 7258.3922 | 7253.7922 | 7249.6922
2011 | CAN | NPCC | - | Maritimes | 15 | TOTAL POTENTIAL CAPACITY RESOURCES |  | 6821.2862 | 7216.4922 | 7245.5922 | 7246.1922 | 7283.0922 | 7283.1922 | 7283.6922 | 7282.4922 | 7277.7922 | 7273.1922 | 7269.0922
2011 | CAN | NPCC | - | Maritimes | 15a | ADJUSTED POTENTIAL CAPACITY RESOURCES |  | 6821.2862 | 7197.0922 | 7226.1922 | 7226.7922 | 7263.6922 | 7263.7922 | 7264.2922 | 7263.0922 | 7258.3922 | 7253.7922 | 7249.6922
2011 | CAN | NPCC | - | Maritimes | 16a | Confidence of Future, Other (7b), using reasonable judgement |  | 0 | 0 | 0 | 0 | 0 | 0 | 0 | 0 | 0 | 0 | 0
2011 | CAN | NPCC | - | Maritimes | 16b | Net Future, Other Resources After Confidence Percentage Is Applied |  | 0 | 0 | 0 | 0 | 0 | 0 | 0 | 0 | 0 | 0 | 0
2011 | CAN | NPCC | - | Maritimes | 16c | Confidence of Conceptual (8), using reasonable judgement |  | 0 | 0 | 0 | 0 | 0 | 0 | 0 | 0 | 0 | 0 | 0
2011 | CAN | NPCC | - | Maritimes | 16d | Net Conceptual Resources After Confidence Percentage Is Applied |  | 0 | 0 | 0 | 0 | 0 | 0 | 0 | 0 | 0 | 0 | 0
2011 | CAN | NPCC | - | Maritimes | 17 | Region/Subregion Target Reserve Margin |  | 20% | 20% | 20% | 20% | 20% | 20% | 20% | 20% | 20% | 20% | 20%
2011 | CAN | NPCC | - | Maritimes | 18 | Existing Certain and Net Firm Transactions Reserve Margin |  | 19.48% | 19.85% | 21.04% | 20.7% | 20.39% | 20.78% | 20.74% | 20.63% | 20.55% | 20.66% | 20.56%
2011 | CAN | NPCC | - | Maritimes | 19 | Anticipated Capacity Resources Reserve Margin |  | 20.35% | 27.38% | 29.25% | 29% | 29.43% | 29.97% | 30.04% | 30% | 29.92% | 30.04% | 29.95%
2011 | CAN | NPCC | - | Maritimes | 20 | Prospective Capacity Resources Reserve Margin |  | 20.35% | 27.38% | 29.25% | 29% | 29.43% | 29.97% | 30.04% | 30% | 29.92% | 30.04% | 29.95%
2011 | CAN | NPCC | - | Maritimes | 21 | Total Potential Resources Reserve Margin |  | 20.35% | 27.73% | 29.59% | 29.35% | 29.78% | 30.31% | 30.39% | 30.35% | 30.26% | 30.39% | 30.29%
2011 | CAN | NPCC | - | Maritimes | 22 | Adjusted Potential Resources Reserve Margin |  | 20.35% | 27.38% | 29.25% | 29% | 29.43% | 29.97% | 30.04% | 30% | 29.92% | 30.04% | 29.95%
2011 | CAN | NPCC | - | Maritimes | 23 | Total Baseline Installed Capacity | 0: 7574.3266
2011 | CAN | NPCC | - | Maritimes | 24 | Distributed or Other Capacity (Behind the Meter) < 1 MW
2011 | CAN | NPCC | - | Maritimes | 25 | Distributed or Other Capacity (Behind the Meter) ≥ 1 MW
2011 | CAN | NPCC | - | Maritimes | 26 | Capacity Total from EIA-860
2011 | US | NPCC | - | New England | 1 | Unrestricted Non-coincident Peak Demand | 21060 | 22255 | 22365 | 22510 | 22630 | 22750 | 22875 | 23000 | 23120 | 23240 | 23365 | 23490.6723
2011 | US | NPCC | - | New England | 1a | New Conservation (Energy Efficiency) |  | 0 | 0 | 0 | 0 | 0 | 0 | 0 | 0 | 0 | 0 | 0
2011 | US | NPCC | - | New England | 1b | Estimated Diversity |  | 0 | 0 | 0 | 0 | 0 | 0 | 0 | 0 | 0 | 0 | 0
2011 | US | NPCC | - | New England | 1c | Additions for non-member load (load served by non-registered LSE's in a region) |  | 0 | 0 | 0 | 0 | 0 | 0 | 0 | 0 | 0 | 0 | 0
2011 | US | NPCC | - | New England | 1d | Stand-by Load Under Contract (Normally served by behind the meter generation) |  | 0 | 0 | 0 | 0 | 0 | 0 | 0 | 0 | 0 | 0 | 0
2011 | US | NPCC | - | New England | 1e | Non-Controllable Demand-Side Demand Response |  | 0 | 0 | 0 | 0 | 0 | 0 | 0 | 0 | 0 | 0 | 0
2011 | US | NPCC | - | New England | 2 | Total Internal Demand | 21060 | 22255 | 22365 | 22510 | 22630 | 22750 | 22875 | 23000 | 23120 | 23240 | 23365 | 23490.6723
2011 | US | NPCC | - | New England | 2H1 | Load Forecast Uncertainty (Extreme Demand Factor)
2011 | US | NPCC | - | New England | 2H | Total Internal Demand | 1.05 | 0 | 0 | 0 | 0 | 0 | 0 | 0 | 0 | 0 | 0 | 0
2011 | US | NPCC | - | New England | 2a | Supply-Side Direct Control Load Management | 0 | 0 | 0 | 0 | 0 | 0 | 0 | 0 | 0 | 0 | 0 | 0
2011 | US | NPCC | - | New England | 2b | Supply-Side Contractually Interruptible (Curtailable) | 0 | 0 | 0 | 0 | 0 | 0 | 0 | 0 | 0 | 0 | 0 | 0
2011 | US | NPCC | - | New England | 2c | Supply-Side Critical Peak-Pricing (CPP) with Control | 0 | 0 | 0 | 0 | 0 | 0 | 0 | 0 | 0 | 0 | 0 | 0
2011 | US | NPCC | - | New England | 2d | Supply-Side Load as a Capacity Resource | 1540 | 1864 | 2421 | 2849 | 3224.443 | 3224.443 | 3224.443 | 3224.443 | 3224.443 | 3224.443 | 3224.443 | 3224.443
2011 | US | NPCC | - | New England | 3 | Net Internal Demand | 19520 | 20391 | 19944 | 19661 | 19405.557 | 19525.557 | 19650.557 | 19775.557 | 19895.557 | 20015.557 | 20140.557 | 20266.2293
2011 | US | NPCC | - | New England | 4a | Demand Response used for Ancillary Services - Spinning Reserves | 0 | 0 | 0 | 0 | 0 | 0 | 0 | 0 | 0 | 0 | 0 | 0
2011 | US | NPCC | - | New England | 4b | Demand Response used for Ancillary Services - Non-Spinning Reserves | 0 | 0 | 0 | 0 | 0 | 0 | 0 | 0 | 0 | 0 | 0 | 0
2011 | US | NPCC | - | New England | 4c | Demand Response used for Regulation | 0 | 0 | 0 | 0 | 0 | 0 | 0 | 0 | 0 | 0 | 0 | 0
2011 | US | NPCC | - | New England | 4d | Demand Response used for Energy, Voluntary Services - Emergency | 0 | 0 | 0 | 0 | 0 | 0 | 0 | 0 | 0 | 0 | 0 | 0
2011 | US | NPCC | - | New England | 5 | TOTAL INTERNAL CAPACITY | 0 | 37123.509 | 37841.027 | 38441.902 | 38442.97 | 38449.866 | 38456.762 | 38463.658 | 38470.554 | 38477.45 | 38484.346 | 38491.242
2011 | US | NPCC | - | New England | 6 | EXISTING CAPACITY | 0: 0; 109: 37123.509
2011 | US | NPCC | - | New England | 6a | Existing, Certain | 0: 30830; 109: 30927.304
2011 | US | NPCC | - | New England | 6a1 | Wind Expected On-Peak | 0: 54.007; 109: 55.428
2011 | US | NPCC | - | New England | 6a2 | Solar Expected On-Peak | 0: 0; 109: 0
2011 | US | NPCC | - | New England | 6a3 | Hydro Expected On-Peak | 0: 1648.907; 109: 1489.969
2011 | US | NPCC | - | New England | 6a4 | Biomass Expected On-Peak | 0: 911.883; 109: 911.233
2011 | US | NPCC | - | New England | 6b | Existing, Other (Note: Enter the net expected value only) | 0: 0; 109: 3983.704
2011 | US | NPCC | - | New England | 6b1 | Wind Derate On-Peak | 0: 48.053; 109: 53.366
2011 | US | NPCC | - | New England | 6b2 | Solar Derate On-Peak | 0: 0; 109: 0.428
2011 | US | NPCC | - | New England | 6b3 | Hydro Derate On-Peak | 0: 237.891; 109: 226.907
2011 | US | NPCC | - | New England | 6b4 | Biomass Derate On-Peak | 0: 54.97; 109: 0
2011 | US | NPCC | - | New England | 6b5 | Transmission-Limited Resources | 0: 0; 109: 0
2011 | US | NPCC | - | New England | 6b6 | All Other Derates | 0: 0; 109: 67.8
2011 | US | NPCC | - | New England | 6b7 | Energy Only (Existing-Other) | 0: 305.095; 109: 37.052
2011 | US | NPCC | - | New England | 6c | Existing, Inoperable (Note: Capacity reported on this line is not included in margin calculations) | 0: 0; 109: 0
2011 | US | NPCC | - | New England | 6d | Total Supply-Side Demand Response | 1540 | 1864 | 2421 | 2849 | 3224.443 | 3224.443 | 3224.443 | 3224.443 | 3224.443 | 3224.443 | 3224.443 | 3224.443
2011 | US | NPCC | - | New England | 7 | FUTURE CAPACITY ADDITIONS |  | 0 | 302.619 | 393.219 | -29.93 | -29.93 | -29.93 | -29.93 | -29.93 | -29.93 | -29.93 | -29.93
2011 | US | NPCC | - | New England | 7a | Future, Planned (Note: Enter the net expected value only) |  | 0 | -1633.538 | -1869.276 | -813.404 | -813.404 | -813.404 | -813.404 | -813.404 | -813.404 | -813.404 | -813.404
2011 | US | NPCC | - | New England | 7a1 | Wind Expected On-Peak |  | 0 | 100.956 | 144.551 | 177.565 | 177.565 | 177.565 | 177.565 | 177.565 | 177.565 | 177.565 | 177.565
2011 | US | NPCC | - | New England | 7a2 | Wind Derate On-Peak |  | 0 | 206.4 | 276.626 | 317.586 | 317.586 | 317.586 | 317.586 | 317.586 | 317.586 | 317.586 | 317.586
2011 | US | NPCC | - | New England | 7a3 | Solar Expected On-Peak |  | 0 | 0.003 | 0.003 | 0 | 0 | 0 | 0 | 0 | 0 | 0 | 0
2011 | US | NPCC | - | New England | 7a4 | Solar Derate On-Peak |  | 0 | 0 | 3.424 | 3.424 | 3.424 | 3.424 | 3.424 | 3.424 | 3.424 | 3.424 | 3.424
2011 | US | NPCC | - | New England | 7a5 | Hydro Expected On-Peak |  | 0 | -9.721 | -89.146 | 36.541 | 36.541 | 36.541 | 36.541 | 36.541 | 36.541 | 36.541 | 36.541
2011 | US | NPCC | - | New England | 7a6 | Hydro Derate On-Peak |  | 0 | 0 | 0.024 | 0.024 | 0.024 | 0.024 | 0.024 | 0.024 | 0.024 | 0.024 | 0.024
2011 | US | NPCC | - | New England | 7a7 | Biomass Expected On-Peak |  | 0 | 46.181 | 108.142 | 121.136 | 121.136 | 121.136 | 121.136 | 121.136 | 121.136 | 121.136 | 121.136
2011 | US | NPCC | - | New England | 7a8 | Biomass Derate On-Peak |  | 0 | 0 | 0 | 0 | 0 | 0 | 0 | 0 | 0 | 0 | 0
2011 | US | NPCC | - | New England | 7a9 | Transmission-Limited Resources |  | 0 | 0 | 0 | 0 | 0 | 0 | 0 | 0 | 0 | 0 | 0
2011 | US | NPCC | - | New England | 7a10 | Scheduled Outage - Maintenance |  | 0 | 0 | 0 | 0 | 0 | 0 | 0 | 0 | 0 | 0 | 0
2011 | US | NPCC | - | New England | 7a11 | All Other Derates |  | 0 | 0 | 8.601 | 16.415 | 23.311 | 30.207 | 37.103 | 43.999 | 50.895 | 57.791 | 64.687
2011 | US | NPCC | - | New England | 7a12 | Energy Only |  | 0 | 0 | 0 | 0 | 0 | 0 | 0 | 0 | 0 | 0 | 0
2011 | US | NPCC | - | New England | 7b | Future, Other (Note: Enter the net expected value only) |  | 0 | 1936.157 | 2262.495 | 783.474 | 783.474 | 783.474 | 783.474 | 783.474 | 783.474 | 783.474 | 783.474
2011 | US | NPCC | - | New England | 7b1 | Wind Expected On-Peak |  | 0 | 3.077 | 41.945 | 51.884 | 51.884 | 51.884 | 51.884 | 51.884 | 51.884 | 51.884 | 51.884
2011 | US | NPCC | - | New England | 7b2 | Wind Derate On-Peak |  | 0 | 56.64 | 56.64 | 56.64 | 56.64 | 56.64 | 56.64 | 56.64 | 56.64 | 56.64 | 56.64
2011 | US | NPCC | - | New England | 7b3 | Solar Expected On-Peak |  | 0 | 0 | 2.767 | 5.534 | 5.534 | 5.534 | 5.534 | 5.534 | 5.534 | 5.534 | 5.534
2011 | US | NPCC | - | New England | 7b4 | Solar Derate On-Peak |  | 0 | 0 | 0 | 0 | 0 | 0 | 0 | 0 | 0 | 0 | 0
2011 | US | NPCC | - | New England | 7b5 | Hydro Expected On-Peak |  | 0 | 447.546 | 207.683 | 142.8 | 142.8 | 142.8 | 142.8 | 142.8 | 142.8 | 142.8 | 142.8
2011 | US | NPCC | - | New England | 7b6 | Hydro Derate On-Peak |  | 0 | 0 | 0 | 0 | 0 | 0 | 0 | 0 | 0 | 0 | 0
2011 | US | NPCC | - | New England | 7b7 | Biomass Expected On-Peak |  | 0 | 106.912 | 96.809 | 87.25 | 87.25 | 87.25 | 87.25 | 87.25 | 87.25 | 87.25 | 87.25
2011 | US | NPCC | - | New England | 7b8 | Biomass Derate On-Peak |  | 0 | 0 | 0 | 0 | 0 | 0 | 0 | 0 | 0 | 0 | 0
2011 | US | NPCC | - | New England | 7b9 | Transmission-Limited Resources |  | 0 | 0 | 0 | 0 | 0 | 0 | 0 | 0 | 0 | 0 | 0
2011 | US | NPCC | - | New England | 7b10 | Scheduled Outage - Maintenance |  | 0 | 0 | 0 | 0 | 0 | 0 | 0 | 0 | 0 | 0 | 0
2011 | US | NPCC | - | New England | 7b11 | All Other Derates |  | 0 | 0 | 0 | 0 | 0 | 0 | 0 | 0 | 0 | 0 | 0
2011 | US | NPCC | - | New England | 7b12 | Energy Only |  | 0 | 33.36 | 33.36 | 33.36 | 33.36 | 33.36 | 33.36 | 33.36 | 33.36 | 33.36 | 33.36
2011 | US | NPCC | - | New England | 8 | Conceptual (Note: Enter the net expected value only) |  | 147 | 506 | 1818 | 4467 | 5207 | 6428 | 6428 | 6428 | 6428 | 6428 | 6428
2011 | US | NPCC | - | New England | 8a1 | Wind Expected On-Peak |  | 0 | 54 | 1181 | 1759 | 1989 | 2525 | 2525 | 2525 | 2525 | 2525 | 2525
2011 | US | NPCC | - | New England | 8a2 | Wind Derate On-Peak |  | 0 | 0 | 0 | 0 | 0 | 0 | 0 | 0 | 0 | 0 | 0
2011 | US | NPCC | - | New England | 8a3 | Solar Expected On-Peak |  | 0 | 0 | 0 | 0 | 0 | 0 | 0 | 0 | 0 | 0 | 0
2011 | US | NPCC | - | New England | 8a4 | Solar Derate On-Peak |  | 0 | 0 | 0 | 0 | 0 | 0 | 0 | 0 | 0 | 0 | 0
2011 | US | NPCC | - | New England | 8a5 | Hydro Expected On-Peak |  | 7 | 33 | 33 | 33 | 33 | 33 | 33 | 33 | 33 | 33 | 33
2011 | US | NPCC | - | New England | 8a6 | Hydro Derate On-Peak |  | 0 | 0 | 0 | 0 | 0 | 0 | 0 | 0 | 0 | 0 | 0
2011 | US | NPCC | - | New England | 8a7 | Biomass Expected On-Peak |  | 0 | 53 | 202 | 302 | 302 | 357 | 357 | 357 | 357 | 357 | 357
2011 | US | NPCC | - | New England | 8a8 | Biomass Derate On-Peak |  | 0 | 0 | 0 | 0 | 0 | 0 | 0 | 0 | 0 | 0 | 0
2011 | US | NPCC | - | New England | 8a9 | All Other Derates |  | 0 | 0 | 0 | 0 | 0 | 0 | 0 | 0 | 0 | 0 | 0
2011 | US | NPCC | - | New England | 8a10 | Energy Only |  | 0 | 0 | 0 | 0 | 0 | 0 | 0 | 0 | 0 | 0 | 0
2011 | US | NPCC | - | New England | 9 | ANTICIPATED INTERNAL CAPACITY | 32370 | 32791.304 | 31714.766 | 31907.028 | 33338.343 | 33338.343 | 33338.343 | 33338.343 | 33338.343 | 33338.343 | 33338.343 | 33338.343
2011 | US | NPCC | - | New England | 10 | CAPACITY TRANSACTIONS - IMPORTS | 382 | 505 | 1431 | 1746 | 1380.946 | 122 | 97 | 97 | 97 | 97 | 97 | 97
2011 | US | NPCC | - | New England | 10a | Firm (Note: The sum of 10a1 and 10a2 must be ≤ 10a) | 382 | 505 | 1431 | 1746 | 1380.946 | 122 | 97 | 97 | 97 | 97 | 97 | 97
2011 | US | NPCC | - | New England | 10a1 | Full-Responsibility Purchases | 0 | 0 | 0 | 0 | 0 | 0 | 0 | 0 | 0 | 0 | 0 | 0
2011 | US | NPCC | - | New England | 10a2 | Owned Capacity/Entitlement Located Outside the Region/Subregion | 0 | 0 | 0 | 0 | 0 | 0 | 0 | 0 | 0 | 0 | 0 | 0
2011 | US | NPCC | - | New England | 10b | Non-firm | 0 |  | 0 | 0 | 0 | 0 | 0 | 0 | 0 | 0 | 0 | 0
2011 | US | NPCC | - | New England | 10c | Expected (Note: The sum of 10c1 and 10c2 must be ≤ 10c) |  | 0 | 0 | 0 | 0 | 0 | 0 | 0 | 0 | 0 | 0 | 0
2011 | US | NPCC | - | New England | 10c1 | Full-Responsibility Purchases |  | 0 | 0 | 0 | 0 | 0 | 0 | 0 | 0 | 0 | 0 | 0
2011 | US | NPCC | - | New England | 10c2 | Owned Capacity/Entitlement Located Outside the Region/Subregion |  | 0 | 0 | 0 | 0 | 0 | 0 | 0 | 0 | 0 | 0 | 0
2011 | US | NPCC | - | New England | 10d | Provisional – transactions under study, but negotiations have not begun. |  | 0 | 0 | 0 | 0 | 0 | 0 | 0 | 0 | 0 | 0 | 0
2011 | US | NPCC | - | New England | 11 | CAPACITY TRANSACTIONS - EXPORTS | 100 | 100 | 100 | 100 | 100 | 100 | 100 | 100 | 100 | 100 | 100 | 100
2011 | US | NPCC | - | New England | 11a | Firm (Note: The sum of 11a1 and 11a2 must be ≤ 11a) | 100 | 100 | 100 | 100 | 100 | 100 | 100 | 100 | 100 | 100 | 100 | 100
2011 | US | NPCC | - | New England | 11a1 | Full-Responsibility Purchases | 0 | 0 | 0 | 0 | 0 | 0 | 0 | 0 | 0 | 0 | 0 | 0
2011 | US | NPCC | - | New England | 11a2 | Owned Capacity/Entitlement Located Outside the Region/Subregion | 0 | 0 | 0 | 0 | 0 | 0 | 0 | 0 | 0 | 0 | 0 | 0
2011 | US | NPCC | - | New England | 11b | Non-firm | 0 |  | 0 | 0 | 0 | 0 | 0 | 0 | 0 | 0 | 0 | 0
2011 | US | NPCC | - | New England | 11c | Expected (Note: The sum of 11c1 and 11c2 must be ≤ 11c) |  | 0 | 0 | 0 | 0 | 0 | 0 | 0 | 0 | 0 | 0 | 0
2011 | US | NPCC | - | New England | 11c1 | Full-Responsibility Purchases |  | 0 | 0 | 0 | 0 | 0 | 0 | 0 | 0 | 0 | 0 | 0
2011 | US | NPCC | - | New England | 11c2 | Owned Capacity/Entitlement Located Outside the Region/Subregion |  | 0 | 0 | 0 | 0 | 0 | 0 | 0 | 0 | 0 | 0 | 0
2011 | US | NPCC | - | New England | 11d | Provisional – transactions under study, but negotiations have not begun. |  | 0 | 0 | 0 | 0 | 0 | 0 | 0 | 0 | 0 | 0 | 0
2011 | US | NPCC | - | New England | 12 | EXISTING, CERTAIN CAPACITY & NET FIRM TRANSACTIONS | 32652 | 33196.304 | 34679.304 | 35422.304 | 35432.693 | 34173.747 | 34148.747 | 34148.747 | 34148.747 | 34148.747 | 34148.747 | 34148.747
2011 | US | NPCC | - | New England | 13 | ANTICIPATED CAPACITY RESOURCES |  | 33196.304 | 33045.766 | 33553.028 | 34619.289 | 33360.343 | 33335.343 | 33335.343 | 33335.343 | 33335.343 | 33335.343 | 33335.343
2011 | US | NPCC | - | New England | 14 | PROSPECTIVE CAPACITY RESOURCES |  | 37180.008 | 38965.627 | 39799.227 | 39386.467 | 38127.521 | 38102.521 | 38102.521 | 38102.521 | 38102.521 | 38102.521 | 38102.521
2011 | US | NPCC | - | New England | 15 | TOTAL POTENTIAL CAPACITY RESOURCES |  | 37327.008 | 39471.627 | 41617.227 | 43853.467 | 43334.521 | 44530.521 | 44530.521 | 44530.521 | 44530.521 | 44530.521 | 44530.521
2011 | US | NPCC | - | New England | 15a | ADJUSTED POTENTIAL CAPACITY RESOURCES |  | 37209.408 | 39066.827 | 40162.827 | 40279.867 | 39168.921 | 39388.121 | 39388.121 | 39388.121 | 39388.121 | 39388.121 | 39388.121
2011 | US | NPCC | - | New England | 16a | Confidence of Future, Other (7b), using reasonable judgement |  | 0 | 0 | 0 | 0 | 0 | 0 | 0 | 0 | 0 | 0 | 0
2011 | US | NPCC | - | New England | 16b | Net Future, Other Resources After Confidence Percentage Is Applied |  | 0 | 1936.157 | 2262.495 | 783.474 | 783.474 | 783.474 | 783.474 | 783.474 | 783.474 | 783.474 | 783.474
2011 | US | NPCC | - | New England | 16c | Confidence of Conceptual (8), using reasonable judgement |  | 0.2 | 0.2 | 0.2 | 0.2 | 0.2 | 0.2 | 0.2 | 0.2 | 0.2 | 0.2 | 0.2
2011 | US | NPCC | - | New England | 16d | Net Conceptual Resources After Confidence Percentage Is Applied |  | 29.4 | 101.2 | 363.6 | 893.4 | 1041.4 | 1285.6 | 1285.6 | 1285.6 | 1285.6 | 1285.6 | 1285.6
2011 | US | NPCC | - | New England | 17 | Region/Subregion Target Reserve Margin |  | 15% | 15% | 15% | 15% | 15% | 15% | 15% | 15% | 15% | 15% | 15%
2011 | US | NPCC | - | New England | 18 | Existing Certain and Net Firm Transactions Reserve Margin |  | 49.16% | 55.06% | 57.36% | 56.57% | 50.21% | 49.28% | 48.47% | 47.7% | 46.94% | 46.15% | 45.37%
2011 | US | NPCC | - | New England | 19 | Anticipated Capacity Resources Reserve Margin |  | 49.16% | 47.76% | 49.06% | 52.98% | 46.64% | 45.73% | 44.94% | 44.18% | 43.44% | 42.67% | 41.91%
2011 | US | NPCC | - | New England | 20 | Prospective Capacity Resources Reserve Margin |  | 67.06% | 74.23% | 76.81% | 74.05% | 67.59% | 66.57% | 65.66% | 64.8% | 63.95% | 63.08% | 62.2%
2011 | US | NPCC | - | New England | 21 | Total Potential Resources Reserve Margin |  | 67.72% | 76.49% | 84.88% | 93.78% | 90.48% | 94.67% | 93.61% | 92.61% | 91.61% | 90.59% | 89.57%
2011 | US | NPCC | - | New England | 22 | Adjusted Potential Resources Reserve Margin |  | 67.2% | 74.68% | 78.42% | 77.99% | 72.17% | 72.19% | 71.25% | 70.36% | 69.48% | 68.58% | 67.68%
2011 | US | NPCC | - | New England | 23 | Total Baseline Installed Capacity | 0: 31170.914
2011 | US | NPCC | - | New England | 24 | Distributed or Other Capacity (Behind the Meter) < 1 MW
2011 | US | NPCC | - | New England | 25 | Distributed or Other Capacity (Behind the Meter) ≥ 1 MW
2011 | US | NPCC | - | New England | 26 | Capacity Total from EIA-860
2011 | US | NPCC | - | New York | 1 | Unrestricted Non-coincident Peak Demand | 24652 | 24945 | 25390 | 25727 | 25995 | 26223 | 26461 | 26646 | 26857 | 27073 | 27330 | 27525
2011 | US | NPCC | - | New York | 1a | New Conservation (Energy Efficiency) |  | 412 | 709 | 997 | 1268 | 1506 | 1732 | 1920 | 2057 | 2151 | 2247 | 2329
2011 | US | NPCC | - | New York | 1b | Estimated Diversity |  | 0 | 0 | 0 | 0 | 0 | 0 | 0 | 0 | 0 | 0 | 0
2011 | US | NPCC | - | New York | 1c | Additions for non-member load (load served by non-registered LSE's in a region) |  | 0 | 12 | 31 | 83 | 111 | 179 | 288 | 432 | 578 | 826 | 1014
2011 | US | NPCC | - | New York | 1d | Stand-by Load Under Contract (Normally served by behind the meter generation) |  | 0 | 0 | 0 | 0 | 0 | 0 | 0 | 0 | 0 | 0 | 0
2011 | US | NPCC | - | New York | 1e | Non-Controllable Demand-Side Demand Response |  | 0 | 0 | 0 | 0 | 0 | 0 | 0 | 0 | 0 | 0 | 0
2011 | US | NPCC | - | New York | 2 | Total Internal Demand | 24652 | 24533 | 24693 | 24761 | 24810 | 24828 | 24908 | 25014 | 25232 | 25500 | 25909 | 26210
2011 | US | NPCC | - | New York | 2H1 | Load Forecast Uncertainty (Extreme Demand Factor) |  | 1.05 | 1.05 | 1.05 | 1.05 | 1.05 | 1.05 | 1.05 | 1.05 | 1.05 | 1.05 | 1.05
2011 | US | NPCC | - | New York | 2H | Total Internal Demand |  | 25759.65 | 25927.65 | 25999.05 | 26050.5 | 26069.4 | 26153.4 | 26264.7 | 26493.6 | 26775 | 27204.45 | 27520.5
2011 | US | NPCC | - | New York | 2a | Supply-Side Direct Control Load Management | 0 | 0 | 0 | 0 | 0 | 0 | 0 | 0 | 0 | 0 | 0 | 0
2011 | US | NPCC | - | New York | 2b | Supply-Side Contractually Interruptible (Curtailable) | 0 | 0 | 0 | 0 | 0 | 0 | 0 | 0 | 0 | 0 | 0 | 0
2011 | US | NPCC | - | New York | 2c | Supply-Side Critical Peak-Pricing (CPP) with Control | 0 | 0 | 0 | 0 | 0 | 0 | 0 | 0 | 0 | 0 | 0 | 0
2011 | US | NPCC | - | New York | 2d | Supply-Side Load as a Capacity Resource | 0 | 0 | 0 | 0 | 0 | 0 | 0 | 0 | 0 | 0 | 0 | 0
2011 | US | NPCC | - | New York | 3 | Net Internal Demand | 24652 | 24533 | 24693 | 24761 | 24810 | 24828 | 24908 | 25014 | 25232 | 25500 | 25909 | 26210
2011 | US | NPCC | - | New York | 4a | Demand Response used for Ancillary Services - Spinning Reserves | 0 | 0 | 0 | 0 | 0 | 0 | 0 | 0 | 0 | 0 | 0 | 0
2011 | US | NPCC | - | New York | 4b | Demand Response used for Ancillary Services - Non-Spinning Reserves | 0 | 0 | 0 | 0 | 0 | 0 | 0 | 0 | 0 | 0 | 0 | 0
2011 | US | NPCC | - | New York | 4c | Demand Response used for Regulation | 0 | 0 | 0 | 0 | 0 | 0 | 0 | 0 | 0 | 0 | 0 | 0
2011 | US | NPCC | - | New York | 4d | Demand Response used for Energy, Voluntary Services - Emergency | 0 | 0 | 0 | 0 | 0 | 0 | 0 | 0 | 0 | 0 | 0 | 0
2011 | US | NPCC | - | New York | 5 | TOTAL INTERNAL CAPACITY | 41082 | 42015.7922 | 43755.3922 | 45005.4922 | 45064.4922 | 46179.4922 | 46179.4922 | 46179.4922 | 46179.4922 | 46179.4922 | 46179.4922 | 46179.4922
2011 | US | NPCC | - | New York | 6 | EXISTING CAPACITY | 41082 | 41324.9822 | 41324.9822 | 41324.9822 | 41324.9822 | 41324.9822 | 41324.9822 | 41324.9822 | 41324.9822 | 41324.9822 | 41324.9822 | 41324.9822
2011 | US | NPCC | - | New York | 6a | Existing, Certain | 39445 | 39958.9785 | 39958.9785 | 39958.9785 | 39958.9785 | 39958.9785 | 39958.9785 | 39958.9785 | 39958.9785 | 39958.9785 | 39958.9785 | 39958.9785
2011 | US | NPCC | - | New York | 6a1 | Wind Expected On-Peak | 133 | 393.405 | 393.405 | 393.405 | 393.405 | 393.405 | 393.405 | 393.405 | 393.405 | 393.405 | 393.405 | 393.405
2011 | US | NPCC | - | New York | 6a2 | Solar Expected On-Peak | 0 | 0 | 0 | 0 | 0 | 0 | 0 | 0 | 0 | 0 | 0 | 0
2011 | US | NPCC | - | New York | 6a3 | Hydro Expected On-Peak | 3199 | 3834.2677 | 3834.2677 | 3834.2677 | 3834.2677 | 3834.2677 | 3834.2677 | 3834.2677 | 3834.2677 | 3834.2677 | 3834.2677 | 3834.2677
2011 | US | NPCC | - | New York | 6a4 | Biomass Expected On-Peak | 416 | 366.4058 | 366.4058 | 366.4058 | 366.4058 | 366.4058 | 366.4058 | 366.4058 | 366.4058 | 366.4058 | 366.4058 | 366.4058
2011 | US | NPCC | - | New York | 6b | Existing, Other (Note: Enter the net expected value only) | 0 | 0 | 0 | 0 | 0 | 0 | 0 | 0 | 0 | 0 | 0 | 0
2011 | US | NPCC | - | New York | 6b1 | Wind Derate On-Peak | 1199 | 917.945 | 917.945 | 917.945 | 917.945 | 917.945 | 917.945 | 917.945 | 917.945 | 917.945 | 917.945 | 917.945
2011 | US | NPCC | - | New York | 6b2 | Solar Derate On-Peak | 0 | 0 | 0 | 0 | 0 | 0 | 0 | 0 | 0 | 0 | 0 | 0
2011 | US | NPCC | - | New York | 6b3 | Hydro Derate On-Peak | 430 | 439.6645 | 439.6645 | 439.6645 | 439.6645 | 439.6645 | 439.6645 | 439.6645 | 439.6645 | 439.6645 | 439.6645 | 439.6645
2011 | US | NPCC | - | New York | 6b4 | Biomass Derate On-Peak | 8 | 8.3942 | 8.3942 | 8.3942 | 8.3942 | 8.3942 | 8.3942 | 8.3942 | 8.3942 | 8.3942 | 8.3942 | 8.3942
2011 | US | NPCC | - | New York | 6b5 | Transmission-Limited Resources | 0 | 0 | 0 | 0 | 0 | 0 | 0 | 0 | 0 | 0 | 0 | 0
2011 | US | NPCC | - | New York | 6b6 | All Other Derates | 0 | 0 | 0 | 0 | 0 | 0 | 0 | 0 | 0 | 0 | 0 | 0
2011 | US | NPCC | - | New York | 6b7 | Energy Only (Existing-Other) | 0 | 0 | 0 | 0 | 0 | 0 | 0 | 0 | 0 | 0 | 0 | 0
2011 | US | NPCC | - | New York | 6c | Existing, Inoperable (Note: Capacity reported on this line is not included in margin calculations) | 0 | 0 | 0 | 0 | 0 | 0 | 0 | 0 | 0 | 0 | 0 | 0
2011 | US | NPCC | - | New York | 6d | Total Supply-Side Demand Response | 0 | 0 | 0 | 0 | 0 | 0 | 0 | 0 | 0 | 0 | 0 | 0
2011 | US | NPCC | - | New York | 7 | FUTURE CAPACITY ADDITIONS |  | 648.399 | 2208.359 | 3354.509 | 3409.309 | 4524.309 | 4524.309 | 4524.309 | 4524.309 | 4524.309 | 4524.309 | 4524.309
2011 | US | NPCC | - | New York | 7a | Future, Planned (Note: Enter the net expected value only) |  | 648.399 | 2208.359 | 3354.509 | 3409.309 | 4524.309 | 4524.309 | 4524.309 | 4524.309 | 4524.309 | 4524.309 | 4524.309
2011 | US | NPCC | - | New York | 7a1 | Wind Expected On-Peak |  | 16.947 | 93.627 | 138.177 | 139.977 | 139.977 | 139.977 | 139.977 | 139.977 | 139.977 | 139.977 | 139.977
2011 | US | NPCC | - | New York | 7a2 | Wind Derate On-Peak |  | 39.543 | 218.463 | 322.413 | 326.613 | 326.613 | 326.613 | 326.613 | 326.613 | 326.613 | 326.613 | 326.613
2011 | US | NPCC | - | New York | 7a3 | Solar Expected On-Peak |  | 3.328 | 3.328 | 3.328 | 3.328 | 3.328 | 3.328 | 3.328 | 3.328 | 3.328 | 3.328 | 3.328
2011 | US | NPCC | - | New York | 7a4 | Solar Derate On-Peak |  | 1.792 | 1.792 | 1.792 | 1.792 | 1.792 | 1.792 | 1.792 | 1.792 | 1.792 | 1.792 | 1.792
2011 | US | NPCC | - | New York | 7a5 | Hydro Expected On-Peak |  | 0 | 0 | 0 | 0 | 0 | 0 | 0 | 0 | 0 | 0 | 0
2011 | US | NPCC | - | New York | 7a6 | Hydro Derate On-Peak |  | 0 | 0 | 0 | 0 | 0 | 0 | 0 | 0 | 0 | 0 | 0
2011 | US | NPCC | - | New York | 7a7 | Biomass Expected On-Peak |  | 10.924 | 18.204 | 40.804 | 40.804 | 40.804 | 40.804 | 40.804 | 40.804 | 40.804 | 40.804 | 40.804
2011 | US | NPCC | - | New York | 7a8 | Biomass Derate On-Peak |  | 1.076 | 1.796 | 1.796 | 1.796 | 1.796 | 1.796 | 1.796 | 1.796 | 1.796 | 1.796 | 1.796
2011 | US | NPCC | - | New York | 7a9 | Transmission-Limited Resources |  | 0 | 0 | 0 | 0 | 0 | 0 | 0 | 0 | 0 | 0 | 0
2011 | US | NPCC | - | New York | 7a10 | Scheduled Outage - Maintenance |  | 0 | 0 | 0 | 0 | 0 | 0 | 0 | 0 | 0 | 0 | 0
2011 | US | NPCC | - | New York | 7a11 | All Other Derates |  | 0 | 2.8422e-14 | 5.6843e-14 | 6.839e-14 | 6.839e-14 | 6.839e-14 | 6.839e-14 | 6.839e-14 | 6.839e-14 | 6.839e-14 | 6.839e-14
2011 | US | NPCC | - | New York | 7a12 | Energy Only |  | 0 | 0 | 0 | 0 | 0 | 0 | 0 | 0 | 0 | 0 | 0
2011 | US | NPCC | - | New York | 7b | Future, Other (Note: Enter the net expected value only) |  | 0 | 0 | 0 | 0 | 0 | 0 | 0 | 0 | 0 | 0 | 0
2011 | US | NPCC | - | New York | 7b1 | Wind Expected On-Peak |  | 0 | 0 | 0 | 0 | 0 | 0 | 0 | 0 | 0 | 0 | 0
2011 | US | NPCC | - | New York | 7b2 | Wind Derate On-Peak |  | 0 | 0 | 0 | 0 | 0 | 0 | 0 | 0 | 0 | 0 | 0
2011 | US | NPCC | - | New York | 7b3 | Solar Expected On-Peak |  | 0 | 0 | 0 | 0 | 0 | 0 | 0 | 0 | 0 | 0 | 0
2011 | US | NPCC | - | New York | 7b4 | Solar Derate On-Peak |  | 0 | 0 | 0 | 0 | 0 | 0 | 0 | 0 | 0 | 0 | 0
2011 | US | NPCC | - | New York | 7b5 | Hydro Expected On-Peak |  | 0 | 0 | 0 | 0 | 0 | 0 | 0 | 0 | 0 | 0 | 0
2011 | US | NPCC | - | New York | 7b6 | Hydro Derate On-Peak |  | 0 | 0 | 0 | 0 | 0 | 0 | 0 | 0 | 0 | 0 | 0
2011 | US | NPCC | - | New York | 7b7 | Biomass Expected On-Peak |  | 0 | 0 | 0 | 0 | 0 | 0 | 0 | 0 | 0 | 0 | 0
2011 | US | NPCC | - | New York | 7b8 | Biomass Derate On-Peak |  | 0 | 0 | 0 | 0 | 0 | 0 | 0 | 0 | 0 | 0 | 0
2011 | US | NPCC | - | New York | 7b9 | Transmission-Limited Resources |  | 0 | 0 | 0 | 0 | 0 | 0 | 0 | 0 | 0 | 0 | 0
2011 | US | NPCC | - | New York | 7b10 | Scheduled Outage - Maintenance |  | 0 | 0 | 0 | 0 | 0 | 0 | 0 | 0 | 0 | 0 | 0
2011 | US | NPCC | - | New York | 7b11 | All Other Derates |  | 0 | 0 | 0 | 0 | 0 | 0 | 0 | 0 | 0 | 0 | 0
2011 | US | NPCC | - | New York | 7b12 | Energy Only |  | 0 | 0 | 0 | 0 | 0 | 0 | 0 | 0 | 0 | 0 | 0
2011 | US | NPCC | - | New York | 8 | Conceptual (Note: Enter the net expected value only) |  | 73.65 | 1203.41 | 2146.48 | 2692.03 | 2949.85 | 3390.85 | 3571.15 | 3571.15 | 3571.15 | 3571.15 | 3571.15
2011 | US | NPCC | - | New York | 8a1 | Wind Expected On-Peak |  | 73.65 | 103.41 | 471.48 | 573.03 | 830.85 | 1271.85 | 1452.15 | 1452.15 | 1452.15 | 1452.15 | 1452.15
2011 | US | NPCC | - | New York | 8a2 | Wind Derate On-Peak |  | 171.85 | 241.29 | 1100.12 | 1337.07 | 1938.65 | 2967.65 | 3388.35 | 3388.35 | 3388.35 | 3388.35 | 3388.35
2011 | US | NPCC | - | New York | 8a3 | Solar Expected On-Peak |  | 0 | 0 | 0 | 0 | 0 | 0 | 0 | 0 | 0 | 0 | 0
2011 | US | NPCC | - | New York | 8a4 | Solar Derate On-Peak |  | 0 | 0 | 0 | 0 | 0 | 0 | 0 | 0 | 0 | 0 | 0
2011 | US | NPCC | - | New York | 8a5 | Hydro Expected On-Peak |  | 0 | 0 | 0 | 0 | 0 | 0 | 0 | 0 | 0 | 0 | 0
2011 | US | NPCC | - | New York | 8a6 | Hydro Derate On-Peak |  | 0 | 0 | 0 | 0 | 0 | 0 | 0 | 0 | 0 | 0 | 0
2011 | US | NPCC | - | New York | 8a7 | Biomass Expected On-Peak |  | 0 | 0 | 0 | 0 | 0 | 0 | 0 | 0 | 0 | 0 | 0
2011 | US | NPCC | - | New York | 8a8 | Biomass Derate On-Peak |  | 0 | 0 | 0 | 0 | 0 | 0 | 0 | 0 | 0 | 0 | 0
2011 | US | NPCC | - | New York | 8a9 | All Other Derates |  | 0 | 0 | 0 | -5.6843e-14 | -5.6843e-14 | 1.7053e-13 | 3.4106e-13 | 3.4106e-13 | 3.4106e-13 | 3.4106e-13 | 3.4106e-13
2011 | US | NPCC | - | New York | 8a10 | Energy Only |  | 0 | 0 | 0 | 0 | 0 | 0 | 0 | 0 | 0 | 0 | 0
2011 | US | NPCC | - | New York | 9 | ANTICIPATED INTERNAL CAPACITY | 39445 | 40607.3775 | 42167.3375 | 43313.4875 | 43368.2875 | 44483.2875 | 44483.2875 | 44483.2875 | 44483.2875 | 44483.2875 | 44483.2875 | 44483.2875
2011 | US | NPCC | - | New York | 10 | CAPACITY TRANSACTIONS - IMPORTS | 0 | 3006.2 | 3144.8 | 3137.7 | 3087.7 | 3087.7 | 3087.7 | 3087.7 | 3087.7 | 3087.7 | 3087.7 | 3087.7
2011 | US | NPCC | - | New York | 10a | Firm (Note: The sum of 10a1 and 10a2 must be ≤ 10a) | 0 | 965.2 | 1103.8 | 1096.7 | 1046.7 | 1046.7 | 1046.7 | 1046.7 | 1046.7 | 1046.7 | 1046.7 | 1046.7
2011 | US | NPCC | - | New York | 10a1 | Full-Responsibility Purchases | 0 | 965.2 | 1103.8 | 1096.7 | 1046.7 | 1046.7 | 1046.7 | 1046.7 | 1046.7 | 1046.7 | 1046.7 | 1046.7
2011 | US | NPCC | - | New York | 10a2 | Owned Capacity/Entitlement Located Outside the Region/Subregion | 0 | 0 | 0 | 0 | 0 | 0 | 0 | 0 | 0 | 0 | 0 | 0
2011 | US | NPCC | - | New York | 10b | Non-firm | 0 |  | 0 | 0 | 0 | 0 | 0 | 0 | 0 | 0 | 0 | 0
2011 | US | NPCC | - | New York | 10c | Expected (Note: The sum of 10c1 and 10c2 must be ≤ 10c) |  | 2041 | 2041 | 2041 | 2041 | 2041 | 2041 | 2041 | 2041 | 2041 | 2041 | 2041
2011 | US | NPCC | - | New York | 10c1 | Full-Responsibility Purchases |  | 2041 | 2041 | 2041 | 2041 | 2041 | 2041 | 2041 | 2041 | 2041 | 2041 | 2041
2011 | US | NPCC | - | New York | 10c2 | Owned Capacity/Entitlement Located Outside the Region/Subregion |  | 0 | 0 | 0 | 0 | 0 | 0 | 0 | 0 | 0 | 0 | 0
2011 | US | NPCC | - | New York | 10d | Provisional – transactions under study, but negotiations have not begun. |  | 0 | 0 | 0 | 0 | 0 | 0 | 0 | 0 | 0 | 0 | 0
2011 | US | NPCC | - | New York | 11 | CAPACITY TRANSACTIONS - EXPORTS | 0 | 0 | 0 | 0 | 0 | 0 | 0 | 0 | 0 | 0 | 0 | 0
2011 | US | NPCC | - | New York | 11a | Firm (Note: The sum of 11a1 and 11a2 must be ≤ 11a) | 0 | 0 | 0 | 0 | 0 | 0 | 0 | 0 | 0 | 0 | 0 | 0
2011 | US | NPCC | - | New York | 11a1 | Full-Responsibility Purchases | 0 | 0 | 0 | 0 | 0 | 0 | 0 | 0 | 0 | 0 | 0 | 0
2011 | US | NPCC | - | New York | 11a2 | Owned Capacity/Entitlement Located Outside the Region/Subregion | 0 | 0 | 0 | 0 | 0 | 0 | 0 | 0 | 0 | 0 | 0 | 0
2011 | US | NPCC | - | New York | 11b | Non-firm | 0 |  | 0 | 0 | 0 | 0 | 0 | 0 | 0 | 0 | 0 | 0
2011 | US | NPCC | - | New York | 11c | Expected (Note: The sum of 11c1 and 11c2 must be ≤ 11c) |  | 0 | 0 | 0 | 0 | 0 | 0 | 0 | 0 | 0 | 0 | 0
2011 | US | NPCC | - | New York | 11c1 | Full-Responsibility Purchases |  | 0 | 0 | 0 | 0 | 0 | 0 | 0 | 0 | 0 | 0 | 0
2011 | US | NPCC | - | New York | 11c2 | Owned Capacity/Entitlement Located Outside the Region/Subregion |  | 0 | 0 | 0 | 0 | 0 | 0 | 0 | 0 | 0 | 0 | 0
2011 | US | NPCC | - | New York | 11d | Provisional – transactions under study, but negotiations have not begun. |  | 0 | 0 | 0 | 0 | 0 | 0 | 0 | 0 | 0 | 0 | 0
2011 | US | NPCC | - | New York | 12 | EXISTING, CERTAIN CAPACITY & NET FIRM TRANSACTIONS | 39445 | 40924.1785 | 41062.7785 | 41055.6785 | 41005.6785 | 41005.6785 | 41005.6785 | 41005.6785 | 41005.6785 | 41005.6785 | 41005.6785 | 41005.6785
2011 | US | NPCC | - | New York | 13 | ANTICIPATED CAPACITY RESOURCES |  | 43613.5775 | 45312.1375 | 46451.1875 | 46455.9875 | 47570.9875 | 47570.9875 | 47570.9875 | 47570.9875 | 47570.9875 | 47570.9875 | 47570.9875
2011 | US | NPCC | - | New York | 14 | PROSPECTIVE CAPACITY RESOURCES |  | 43613.5775 | 45312.1375 | 46451.1875 | 46455.9875 | 47570.9875 | 47570.9875 | 47570.9875 | 47570.9875 | 47570.9875 | 47570.9875 | 47570.9875
2011 | US | NPCC | - | New York | 15 | TOTAL POTENTIAL CAPACITY RESOURCES |  | 43687.2275 | 46515.5475 | 48597.6675 | 49148.0175 | 50520.8375 | 50961.8375 | 51142.1375 | 51142.1375 | 51142.1375 | 51142.1375 | 51142.1375
2011 | US | NPCC | - | New York | 15a | ADJUSTED POTENTIAL CAPACITY RESOURCES |  | 43620.9425 | 45432.4785 | 46665.8355 | 46725.1905 | 47865.9725 | 47910.0725 | 47928.1025 | 47928.1025 | 47928.1025 | 47928.1025 | 47928.1025
2011 | US | NPCC | - | New York | 16a | Confidence of Future, Other (7b), using reasonable judgement |  | 0.1 | 0.1 | 0.1 | 0.1 | 0.1 | 0.1 | 0.1 | 0.1 | 0.1 | 0.1 | 0.1
2011 | US | NPCC | - | New York | 16b | Net Future, Other Resources After Confidence Percentage Is Applied |  | 0 | 0 | 0 | 0 | 0 | 0 | 0 | 0 | 0 | 0 | 0
2011 | US | NPCC | - | New York | 16c | Confidence of Conceptual (8), using reasonable judgement |  | 0.1 | 0.1 | 0.1 | 0.1 | 0.1 | 0.1 | 0.1 | 0.1 | 0.1 | 0.1 | 0.1
2011 | US | NPCC | - | New York | 16d | Net Conceptual Resources After Confidence Percentage Is Applied |  | 7.365 | 120.341 | 214.648 | 269.203 | 294.985 | 339.085 | 357.115 | 357.115 | 357.115 | 357.115 | 357.115
2011 | US | NPCC | - | New York | 17 | Region/Subregion Target Reserve Margin |  | 15.5% | 15.5% | 15.5% | 15.5% | 15.5% | 15.5% | 15.5% | 15.5% | 15.5% | 15.5% | 15.5%
2011 | US | NPCC | - | New York | 18 | Existing Certain and Net Firm Transactions Reserve Margin |  | 66.81% | 66.29% | 65.81% | 65.28% | 65.16% | 64.63% | 63.93% | 62.51% | 60.81% | 58.27% | 56.45%
2011 | US | NPCC | - | New York | 19 | Anticipated Capacity Resources Reserve Margin |  | 77.78% | 83.5% | 87.6% | 87.25% | 91.6% | 90.99% | 90.18% | 88.53% | 86.55% | 83.61% | 81.5%
2011 | US | NPCC | - | New York | 20 | Prospective Capacity Resources Reserve Margin |  | 77.78% | 83.5% | 87.6% | 87.25% | 91.6% | 90.99% | 90.18% | 88.53% | 86.55% | 83.61% | 81.5%
2011 | US | NPCC | - | New York | 21 | Total Potential Resources Reserve Margin |  | 78.08% | 88.38% | 96.27% | 98.1% | 103.5% | 104.6% | 104.5% | 102.7% | 100.6% | 97.39% | 95.12%
2011 | US | NPCC | - | New York | 22 | Adjusted Potential Resources Reserve Margin |  | 77.81% | 83.99% | 88.47% | 88.33% | 92.79% | 92.35% | 91.61% | 89.95% | 87.95% | 84.99% | 82.86%
2011 | US | NPCC | - | New York | 23 | Total Baseline Installed Capacity | 0: 41082
2011 | US | NPCC | - | New York | 24 | Distributed or Other Capacity (Behind the Meter) < 1 MW
2011 | US | NPCC | - | New York | 25 | Distributed or Other Capacity (Behind the Meter) ≥ 1 MW
2011 | US | NPCC | - | New York | 26 | Capacity Total from EIA-860
2011 | CAN | NPCC | - | Ontario | 1 | Unrestricted Non-coincident Peak Demand | 22733 | 22494.6715 | 22241.8891 | 22085.137 | 21928.3848 | 21771.6326 | 21658.1435 | 21658.8039 | 21807.0685 | 22005.4972 | 22280.1673 | 22616.4745
2011 | CAN | NPCC | - | Ontario | 1a | New Conservation (Energy Efficiency) |  | 0 | 0 | 0 | 0 | 0 | 0 | 0 | 0 | 0 | 0 | 0
2011 | CAN | NPCC | - | Ontario | 1b | Estimated Diversity |  | 0 | 0 | 0 | 0 | 0 | 0 | 0 | 0 | 0 | 0 | 0
2011 | CAN | NPCC | - | Ontario | 1c | Additions for non-member load (load served by non-registered LSE's in a region) |  | 0 | 0 | 0 | 0 | 0 | 0 | 0 | 0 | 0 | 0 | 0
2011 | CAN | NPCC | - | Ontario | 1d | Stand-by Load Under Contract (Normally served by behind the meter generation) |  | 0 | 0 | 0 | 0 | 0 | 0 | 0 | 0 | 0 | 0 | 0
2011 | CAN | NPCC | - | Ontario | 1e | Non-Controllable Demand-Side Demand Response |  | 0 | 0 | 0 | 0 | 0 | 0 | 0 | 0 | 0 | 0 | 0
2011 | CAN | NPCC | - | Ontario | 2 | Total Internal Demand | 22733 | 22494.6715 | 22241.8891 | 22085.137 | 21928.3848 | 21771.6326 | 21658.1435 | 21658.8039 | 21807.0685 | 22005.4972 | 22280.1673 | 22616.4745
2011 | CAN | NPCC | - | Ontario | 2H1 | Load Forecast Uncertainty (Extreme Demand Factor)
2011 | CAN | NPCC | - | Ontario | 2H | Total Internal Demand | 1.05 | 0 | 0 | 0 | 0 | 0 | 0 | 0 | 0 | 0 | 0 | 0
2011 | CAN | NPCC | - | Ontario | 2a | Supply-Side Direct Control Load Management | 0 | 0 | 0 | 0 | 0 | 0 | 0 | 0 | 0 | 0 | 0 | 0
2011 | CAN | NPCC | - | Ontario | 2b | Supply-Side Contractually Interruptible (Curtailable) | 0 | 0 | 0 | 0 | 0 | 0 | 0 | 0 | 0 | 0 | 0 | 0
2011 | CAN | NPCC | - | Ontario | 2c | Supply-Side Critical Peak-Pricing (CPP) with Control | 0 | 0 | 0 | 0 | 0 | 0 | 0 | 0 | 0 | 0 | 0 | 0
2011 | CAN | NPCC | - | Ontario | 2d | Supply-Side Load as a Capacity Resource | 0 | 1195 | 1348.7225 | 1509.4112 | 1613.6006 | 1615.6495 | 1618.2744 | 1620.8993 | 1623.5243 | 1626.1587 | 1628.6162 | 1631.2542
2011 | CAN | NPCC | - | Ontario | 3 | Net Internal Demand | 22733 | 21299.6715 | 20893.1666 | 20575.7258 | 20314.7842 | 20155.9831 | 20039.8691 | 20037.9045 | 20183.5443 | 20379.3385 | 20651.5511 | 20985.2203
2011 | CAN | NPCC | - | Ontario | 4a | Demand Response used for Ancillary Services - Spinning Reserves | 0 | 0 | 0 | 0 | 0 | 0 | 0 | 0 | 0 | 0 | 0 | 0
2011 | CAN | NPCC | - | Ontario | 4b | Demand Response used for Ancillary Services - Non-Spinning Reserves | 0 | 0 | 0 | 0 | 0 | 0 | 0 | 0 | 0 | 0 | 0 | 0
2011 | CAN | NPCC | - | Ontario | 4c | Demand Response used for Regulation | 0 | 0 | 0 | 0 | 0 | 0 | 0 | 0 | 0 | 0 | 0 | 0
2011 | CAN | NPCC | - | Ontario | 4d | Demand Response used for Energy, Voluntary Services - Emergency | 0 | 0 | 0 | 0 | 0 | 0 | 0 | 0 | 0 | 0 | 0 | 0
2011 | CAN | NPCC | - | Ontario | 5 | TOTAL INTERNAL CAPACITY | 35320 | 38113.9748 | 41351.6719 | 42273.7982 | 41210.7282 | 42217.3139 | 42589.112 | 42908.5101 | 42520.9416 | 44207.8926 | 42138.9695 | 44672.4275
2011 | CAN | NPCC | - | Ontario | 6 | EXISTING CAPACITY | 35320 | 36736.6664 | 36736.6664 | 36736.6664 | 36736.6664 | 36736.6664 | 36736.6664 | 36736.6664 | 36736.6664 | 36736.6664 | 36736.6664 | 36736.6664
2011 | CAN | NPCC | - | Ontario | 6a | Existing, Certain | 30373 | 32318.6521 | 32318.6521 | 32318.6521 | 32318.6521 | 32318.6521 | 32318.6521 | 32318.6521 | 32318.6521 | 32318.6521 | 32318.6521 | 32318.6521
2011 | CAN | NPCC | - | Ontario | 6a1 | Wind Expected On-Peak | 0 | 426.976 | 426.976 | 426.976 | 426.976 | 426.976 | 426.976 | 426.976 | 426.976 | 426.976 | 426.976 | 426.976
2011 | CAN | NPCC | - | Ontario | 6a2 | Solar Expected On-Peak | 0 | 0 | 0 | 0 | 0 | 0 | 0 | 0 | 0 | 0 | 0 | 0
2011 | CAN | NPCC | - | Ontario | 6a3 | Hydro Expected On-Peak | 0 | 6067.5895 | 6067.5895 | 6067.5895 | 6067.5895 | 6067.5895 | 6067.5895 | 6067.5895 | 6067.5895 | 6067.5895 | 6067.5895 | 6067.5895
2011 | CAN | NPCC | - | Ontario | 6a4 | Biomass Expected On-Peak | 0 | 46.6 | 46.6 | 46.6 | 46.6 | 46.6 | 46.6 | 46.6 | 46.6 | 46.6 | 46.6 | 46.6
2011 | CAN | NPCC | - | Ontario | 6b | Existing, Other (Note: Enter the net expected value only) | 0 | 0 | 0 | 0 | 0 | 0 | 0 | 0 | 0 | 0 | 0 | 0
2011 | CAN | NPCC | - | Ontario | 6b1 | Wind Derate On-Peak | 0 | 907.324 | 907.324 | 907.324 | 907.324 | 907.324 | 907.324 | 907.324 | 907.324 | 907.324 | 907.324 | 907.324
2011 | CAN | NPCC | - | Ontario | 6b2 | Solar Derate On-Peak | 0 | 0 | 0 | 0 | 0 | 0 | 0 | 0 | 0 | 0 | 0 | 0
2011 | CAN | NPCC | - | Ontario | 6b3 | Hydro Derate On-Peak | 0 | 1756.5104 | 1756.5104 | 1756.5104 | 1756.5104 | 1756.5104 | 1756.5104 | 1756.5104 | 1756.5104 | 1756.5104 | 1756.5104 | 1756.5104
2011 | CAN | NPCC | - | Ontario | 6b4 | Biomass Derate On-Peak | 0 | 0.5 | 0.5 | 0.5 | 0.5 | 0.5 | 0.5 | 0.5 | 0.5 | 0.5 | 0.5 | 0.5
2011 | CAN | NPCC | - | Ontario | 6b5 | Transmission-Limited Resources | 0 | 0 | 0 | 0 | 0 | 0 | 0 | 0 | 0 | 0 | 0 | 0
2011 | CAN | NPCC | - | Ontario | 6b6 | All Other Derates | 0 | 1726.1799 | 1726.1799 | 1726.1799 | 1726.1799 | 1726.1799 | 1726.1799 | 1726.1799 | 1726.1799 | 1726.1799 | 1726.1799 | 1726.1799
2011 | CAN | NPCC | - | Ontario | 6b7 | Energy Only (Existing-Other) | 0 | 0 | 0 | 0 | 0 | 0 | 0 | 0 | 0 | 0 | 0 | 0
2011 | CAN | NPCC | - | Ontario | 6c | Existing, Inoperable (Note: Capacity reported on this line is not included in margin calculations) | 0 | 27.5 | 27.5 | 27.5 | 27.5 | 27.5 | 27.5 | 27.5 | 27.5 | 27.5 | 27.5 | 27.5
2011 | CAN | NPCC | - | Ontario | 6d | Total Supply-Side Demand Response | 0 | 0 | 0 | 0 | 0 | 0 | 0 | 0 | 0 | 0 | 0 | 0
2011 | CAN | NPCC | - | Ontario | 7 | FUTURE CAPACITY ADDITIONS |  | -2429.7684 | 1189.7409 | -464.8735 | -2350.1994 | -1640.3643 | -4235.4532 | -5104.8421 | -6313.2172 | -6348.0828 | -9300.6253 | -8293.9873
2011 | CAN | NPCC | - | Ontario | 7a | Future, Planned (Note: Enter the net expected value only) |  | -2429.7684 | 1189.7409 | -464.8735 | -2350.1994 | -1640.3643 | -4235.4532 | -5104.8421 | -6313.2172 | -6348.0828 | -9300.6253 | -8293.9873
2011 | CAN | NPCC | - | Ontario | 7a1 | Wind Expected On-Peak |  | 315.7316 | 523.5184 | 705.2153 | 810.1015 | 914.9877 | 1019.8739 | 1124.7601 | 1124.7601 | 1124.7601 | 1124.7601 | 1124.7601
2011 | CAN | NPCC | - | Ontario | 7a2 | Wind Derate On-Peak |  | 702.027 | 1155.1962 | 1559.1557 | 1803.8902 | 2048.6246 | 2293.3591 | 2538.0935 | 2538.0935 | 2538.0935 | 2538.0935 | 2538.0935
2011 | CAN | NPCC | - | Ontario | 7a3 | Solar Expected On-Peak |  | 0 | 0 | 0 | 0 | 0 | 0 | 0 | 0 | 0 | 0 | 0
2011 | CAN | NPCC | - | Ontario | 7a4 | Solar Derate On-Peak |  | 7.8498 | 64.4991 | 79.3199 | 85.6708 | 92.0216 | 98.3725 | 104.7234 | 104.7234 | 104.7234 | 104.7234 | 104.7234
2011 | CAN | NPCC | - | Ontario | 7a5 | Hydro Expected On-Peak |  | 14.8 | 14.8 | 14.8 | -26.3015 | 336.2985 | 336.2985 | 336.2985 | 336.2985 | 336.2985 | 336.2985 | 336.2985
2011 | CAN | NPCC | - | Ontario | 7a6 | Hydro Derate On-Peak |  | 5.2 | 5.2 | 5.2 | -6.6985 | 120.7015 | 120.7015 | 120.7015 | 120.7015 | 120.7015 | 120.7015 | 120.7015
2011 | CAN | NPCC | - | Ontario | 7a7 | Biomass Expected On-Peak |  | 15 | 15 | 55 | 85 | 296 | 296 | 296 | 296 | 258.5 | 243.5 | 243.5
2011 | CAN | NPCC | - | Ontario | 7a8 | Biomass Derate On-Peak |  | 0 | 0 | 0 | 0 | 0 | 0 | 0 | 0 | -0.5 | -0.5 | -0.5
2011 | CAN | NPCC | - | Ontario | 7a9 | Transmission-Limited Resources |  | -638 | 0 | -300 | -300 | -300 | -300 | -300 | -300 | -300 | -300 | -300
2011 | CAN | NPCC | - | Ontario | 7a10 | Scheduled Outage - Maintenance |  | -1259 | -516 | -2060 | -2424 | -2424 | -4938 | -5816 | -6634 | -8330 | -9208 | -10718
2011 | CAN | NPCC | - | Ontario | 7a11 | All Other Derates |  | -203.831 | 335.6468 | 488.9185 | 590.4011 | 520.0144 | 719.1912 | 776.2681 | 776.4497 | 799.1319 | 802.2938 | 816.4758
2011 | CAN | NPCC | - | Ontario | 7a12 | Energy Only |  | 0 | 0 | 0 | 0 | 0 | 0 | 0 | 0 | 0 | 0 | 0
2011 | CAN | NPCC | - | Ontario | 7b | Future, Other (Note: Enter the net expected value only) |  | 0 | 0 | 0 | 0 | 0 | 0 | 0 | 0 | 0 | 0 | 0
2011 | CAN | NPCC | - | Ontario | 7b1 | Wind Expected On-Peak |  | 0 | 0 | 0 | 0 | 0 | 0 | 0 | 0 | 0 | 0 | 0
2011 | CAN | NPCC | - | Ontario | 7b2 | Wind Derate On-Peak |  | 0 | 0 | 0 | 0 | 0 | 0 | 0 | 0 | 0 | 0 | 0
2011 | CAN | NPCC | - | Ontario | 7b3 | Solar Expected On-Peak |  | 0 | 0 | 0 | 0 | 0 | 0 | 0 | 0 | 0 | 0 | 0
2011 | CAN | NPCC | - | Ontario | 7b4 | Solar Derate On-Peak |  | 0 | 0 | 0 | 0 | 0 | 0 | 0 | 0 | 0 | 0 | 0
2011 | CAN | NPCC | - | Ontario | 7b5 | Hydro Expected On-Peak |  | 0 | 0 | 0 | 0 | 0 | 0 | 0 | 0 | 0 | 0 | 0
2011 | CAN | NPCC | - | Ontario | 7b6 | Hydro Derate On-Peak |  | 0 | 0 | 0 | 0 | 0 | 0 | 0 | 0 | 0 | 0 | 0
2011 | CAN | NPCC | - | Ontario | 7b7 | Biomass Expected On-Peak |  | 0 | 0 | 0 | 0 | 0 | 0 | 0 | 0 | 0 | 0 | 0
2011 | CAN | NPCC | - | Ontario | 7b8 | Biomass Derate On-Peak |  | 0 | 0 | 0 | 0 | 0 | 0 | 0 | 0 | 0 | 0 | 0
2011 | CAN | NPCC | - | Ontario | 7b9 | Transmission-Limited Resources |  | 0 | 0 | 0 | 0 | 0 | 0 | 0 | 0 | 0 | 0 | 0
2011 | CAN | NPCC | - | Ontario | 7b10 | Scheduled Outage - Maintenance |  | 0 | 0 | 0 | 0 | 0 | 0 | 0 | 0 | 0 | 0 | 0
2011 | CAN | NPCC | - | Ontario | 7b11 | All Other Derates |  | 0 | 0 | 0 | 0 | 0 | 0 | 0 | 0 | 0 | 0 | 0
2011 | CAN | NPCC | - | Ontario | 7b12 | Energy Only |  | 0 | 0 | 0 | 0 | 0 | 0 | 0 | 0 | 0 | 0 | 0
2011 | CAN | NPCC | - | Ontario | 8 | Conceptual (Note: Enter the net expected value only) |  | 5.2657 | 10.3816 | 53.4111 | 86.2143 | 295.6458 | 1087.4212 | 1494.8943 | 2619.8228 | 2819.8228 | 4519.8228 | 3519.8228
2011 | CAN | NPCC | - | Ontario | 8a1 | Wind Expected On-Peak |  | 5.2657 | 10.3816 | 53.4111 | 86.2143 | 295.6458 | 387.4212 | 394.8943 | 619.8228 | 619.8228 | 619.8228 | 619.8228
2011 | CAN | NPCC | - | Ontario | 8a2 | Wind Derate On-Peak |  | 12.2867 | 24.2236 | 124.6259 | 201.1666 | 689.8401 | 903.9828 | 921.4201 | 1446.2532 | 1446.2532 | 1446.2532 | 1446.2532
2011 | CAN | NPCC | - | Ontario | 8a3 | Solar Expected On-Peak |  | 0 | 0 | 0 | 0 | 0 | 0 | 0 | 0 | 0 | 0 | 0
2011 | CAN | NPCC | - | Ontario | 8a4 | Solar Derate On-Peak |  | 11.1068 | 12.2256 | 16.1406 | 39.8244 | 39.8244 | 39.8244 | 39.8244 | 39.8244 | 39.8244 | 39.8244 | 39.8244
2011 | CAN | NPCC | - | Ontario | 8a5 | Hydro Expected On-Peak |  | 0 | 0 | 0 | 0 | 0 | 0 | 0 | 0 | 0 | 0 | 0
2011 | CAN | NPCC | - | Ontario | 8a6 | Hydro Derate On-Peak |  | 0 | 0 | 0 | 0 | 0 | 0 | 0 | 0 | 0 | 0 | 0
2011 | CAN | NPCC | - | Ontario | 8a7 | Biomass Expected On-Peak |  | 0 | 0 | 0 | 0 | 0 | 0 | 0 | 0 | 0 | 0 | 0
2011 | CAN | NPCC | - | Ontario | 8a8 | Biomass Derate On-Peak |  | 0 | 0 | 0 | 0 | 0 | 0 | 0 | 0 | 0 | 0 | 0
2011 | CAN | NPCC | - | Ontario | 8a9 | All Other Derates |  | 22.2136 | 46.6649 | 78.9461 | 158.595 | 238.2439 | 317.8928 | 397.5416 | 477.1905 | 556.8394 | 636.4883 | 716.1372
2011 | CAN | NPCC | - | Ontario | 8a10 | Energy Only |  | 0 | 0 | 0 | 0 | 0 | 0 | 0 | 0 | 0 | 0 | 0
2011 | CAN | NPCC | - | Ontario | 9 | ANTICIPATED INTERNAL CAPACITY | 30373 | 29888.8836 | 33508.393 | 31853.7786 | 29968.4527 | 30678.2878 | 28083.1989 | 27213.81 | 26005.4349 | 25970.5693 | 23018.0268 | 24024.6648
2011 | CAN | NPCC | - | Ontario | 10 | CAPACITY TRANSACTIONS - IMPORTS | 0 | 0 | 0 | 0 | 0 | 0 | 0 | 0 | 0 | 0 | 0 | 0
2011 | CAN | NPCC | - | Ontario | 10a | Firm (Note: The sum of 10a1 and 10a2 must be ≤ 10a) | 0 | 0 | 0 | 0 | 0 | 0 | 0 | 0 | 0 | 0 | 0 | 0
2011 | CAN | NPCC | - | Ontario | 10a1 | Full-Responsibility Purchases | 0 | 0 | 0 | 0 | 0 | 0 | 0 | 0 | 0 | 0 | 0 | 0
2011 | CAN | NPCC | - | Ontario | 10a2 | Owned Capacity/Entitlement Located Outside the Region/Subregion | 0 | 0 | 0 | 0 | 0 | 0 | 0 | 0 | 0 | 0 | 0 | 0
2011 | CAN | NPCC | - | Ontario | 10b | Non-firm | 0 |  | 0 | 0 | 0 | 0 | 0 | 0 | 0 | 0 | 0 | 0
2011 | CAN | NPCC | - | Ontario | 10c | Expected (Note: The sum of 10c1 and 10c2 must be ≤ 10c) |  | 0 | 0 | 0 | 0 | 0 | 0 | 0 | 0 | 0 | 0 | 0
2011 | CAN | NPCC | - | Ontario | 10c1 | Full-Responsibility Purchases |  | 0 | 0 | 0 | 0 | 0 | 0 | 0 | 0 | 0 | 0 | 0
2011 | CAN | NPCC | - | Ontario | 10c2 | Owned Capacity/Entitlement Located Outside the Region/Subregion |  | 0 | 0 | 0 | 0 | 0 | 0 | 0 | 0 | 0 | 0 | 0
2011 | CAN | NPCC | - | Ontario | 10d | Provisional – transactions under study, but negotiations have not begun. |  | 0 | 0 | 0 | 0 | 0 | 0 | 0 | 0 | 0 | 0 | 0
2011 | CAN | NPCC | - | Ontario | 11 | CAPACITY TRANSACTIONS - EXPORTS | 0 | 0 | 0 | 0 | 0 | 0 | 0 | 0 | 0 | 0 | 0 | 0
2011 | CAN | NPCC | - | Ontario | 11a | Firm (Note: The sum of 11a1 and 11a2 must be ≤ 11a) | 0 | 0 | 0 | 0 | 0 | 0 | 0 | 0 | 0 | 0 | 0 | 0
2011 | CAN | NPCC | - | Ontario | 11a1 | Full-Responsibility Purchases | 0 | 0 | 0 | 0 | 0 | 0 | 0 | 0 | 0 | 0 | 0 | 0
2011 | CAN | NPCC | - | Ontario | 11a2 | Owned Capacity/Entitlement Located Outside the Region/Subregion | 0 | 0 | 0 | 0 | 0 | 0 | 0 | 0 | 0 | 0 | 0 | 0
2011 | CAN | NPCC | - | Ontario | 11b | Non-firm | 0 |  | 0 | 0 | 0 | 0 | 0 | 0 | 0 | 0 | 0 | 0
2011 | CAN | NPCC | - | Ontario | 11c | Expected (Note: The sum of 11c1 and 11c2 must be ≤ 11c) |  | 0 | 0 | 0 | 0 | 0 | 0 | 0 | 0 | 0 | 0 | 0
2011 | CAN | NPCC | - | Ontario | 11c1 | Full-Responsibility Purchases |  | 0 | 0 | 0 | 0 | 0 | 0 | 0 | 0 | 0 | 0 | 0
2011 | CAN | NPCC | - | Ontario | 11c2 | Owned Capacity/Entitlement Located Outside the Region/Subregion |  | 0 | 0 | 0 | 0 | 0 | 0 | 0 | 0 | 0 | 0 | 0
2011 | CAN | NPCC | - | Ontario | 11d | Provisional – transactions under study, but negotiations have not begun. |  | 0 | 0 | 0 | 0 | 0 | 0 | 0 | 0 | 0 | 0 | 0
2011 | CAN | NPCC | - | Ontario | 12 | EXISTING, CERTAIN CAPACITY & NET FIRM TRANSACTIONS | 30373 | 32318.6521 | 32318.6521 | 32318.6521 | 32318.6521 | 32318.6521 | 32318.6521 | 32318.6521 | 32318.6521 | 32318.6521 | 32318.6521 | 32318.6521
2011 | CAN | NPCC | - | Ontario | 13 | ANTICIPATED CAPACITY RESOURCES |  | 29888.8836 | 33508.393 | 31853.7786 | 29968.4527 | 30678.2878 | 28083.1989 | 27213.81 | 26005.4349 | 25970.5693 | 23018.0268 | 24024.6648
2011 | CAN | NPCC | - | Ontario | 14 | PROSPECTIVE CAPACITY RESOURCES |  | 29888.8836 | 33508.393 | 31853.7786 | 29968.4527 | 30678.2878 | 28083.1989 | 27213.81 | 26005.4349 | 25970.5693 | 23018.0268 | 24024.6648
2011 | CAN | NPCC | - | Ontario | 15 | TOTAL POTENTIAL CAPACITY RESOURCES |  | 29894.1494 | 33518.7745 | 31907.1897 | 30054.667 | 30973.9336 | 29170.6201 | 28708.7043 | 28625.2577 | 28790.3921 | 27537.8496 | 27544.4876
2011 | CAN | NPCC | - | Ontario | 15a | ADJUSTED POTENTIAL CAPACITY RESOURCES |  | 29894.1494 | 33518.7745 | 31907.1897 | 30054.667 | 30973.9336 | 29170.6201 | 28708.7043 | 28625.2577 | 28790.3921 | 27537.8496 | 27544.4876
2011 | CAN | NPCC | - | Ontario | 16a | Confidence of Future, Other (7b), using reasonable judgement |  | 0 | 0 | 0 | 0 | 0 | 0 | 0 | 0 | 0 | 0 | 0
2011 | CAN | NPCC | - | Ontario | 16b | Net Future, Other Resources After Confidence Percentage Is Applied |  | 0 | 0 | 0 | 0 | 0 | 0 | 0 | 0 | 0 | 0 | 0
2011 | CAN | NPCC | - | Ontario | 16c | Confidence of Conceptual (8), using reasonable judgement | [11 empty] | 1 | bar: 109 to 125
2011 | CAN | NPCC | - | Ontario | 16d | Net Conceptual Resources After Confidence Percentage Is Applied |  | 5.2657 | 10.3816 | 53.4111 | 86.2143 | 295.6458 | 1087.4212 | 1494.8943 | 2619.8228 | 2819.8228 | 4519.8228 | 3519.8228
2011 | CAN | NPCC | - | Ontario | 17 | Region/Subregion Target Reserve Margin |  | 21.8% | 18.7% | 18.7% | 19.8% | 20% | 20% | 20% | 20% | 20% | 20% | 20%
2011 | CAN | NPCC | - | Ontario | 18 | Existing Certain and Net Firm Transactions Reserve Margin |  | 43.67% | 45.31% | 46.34% | 47.38% | 48.44% | 49.22% | 49.22% | 48.2% | 46.87% | 45.06% | 42.9%
2011 | CAN | NPCC | - | Ontario | 19 | Anticipated Capacity Resources Reserve Margin |  | 32.87% | 50.65% | 44.23% | 36.67% | 40.91% | 29.67% | 25.65% | 19.25% | 18.02% | 3.312% | 6.226%
2011 | CAN | NPCC | - | Ontario | 20 | Prospective Capacity Resources Reserve Margin |  | 32.87% | 50.65% | 44.23% | 36.67% | 40.91% | 29.67% | 25.65% | 19.25% | 18.02% | 3.312% | 6.226%
2011 | CAN | NPCC | - | Ontario | 21 | Total Potential Resources Reserve Margin |  | 32.89% | 50.7% | 44.47% | 37.06% | 42.27% | 34.69% | 32.55% | 31.27% | 30.83% | 23.6% | 21.79%
2011 | CAN | NPCC | - | Ontario | 22 | Adjusted Potential Resources Reserve Margin |  | 32.89% | 50.7% | 44.47% | 37.06% | 42.27% | 34.69% | 32.55% | 31.27% | 30.83% | 23.6% | 21.79%
2011 | CAN | NPCC | - | Ontario | 23 | Total Baseline Installed Capacity | 0: 30373
2011 | CAN | NPCC | - | Ontario | 24 | Distributed or Other Capacity (Behind the Meter) < 1 MW
2011 | CAN | NPCC | - | Ontario | 25 | Distributed or Other Capacity (Behind the Meter) ≥ 1 MW
2011 | CAN | NPCC | - | Ontario | 26 | Capacity Total from EIA-860
2011 | CAN | NPCC | - | Quebec | 1 | Unrestricted Non-coincident Peak Demand | 37717 | 37153 | 37923.3927 | 38340.7298 | 38796.7858 | 39192.9733 | 39500.136 | 39786.1657 | 40372.015 | 40585.7848 | 40671.33 | 40967.9343
2011 | CAN | NPCC | - | Quebec | 1a | New Conservation (Energy Efficiency) |  | 0 | 0 | 0 | 0 | 0 | 0 | 0 | 0 | 0 | 0 | 0
2011 | CAN | NPCC | - | Quebec | 1b | Estimated Diversity |  | 0 | 0 | 0 | 0 | 0 | 0 | 0 | 0 | 0 | 0 | 0
2011 | CAN | NPCC | - | Quebec | 1c | Additions for non-member load (load served by non-registered LSE's in a region) |  | 0 | 0 | 0 | 0 | 0 | 0 | 0 | 0 | 0 | 0 | 0
2011 | CAN | NPCC | - | Quebec | 1d | Stand-by Load Under Contract (Normally served by behind the meter generation) |  | 0 | 0 | 0 | 0 | 0 | 0 | 0 | 0 | 0 | 0 | 0
2011 | CAN | NPCC | - | Quebec | 1e | Non-Controllable Demand-Side Demand Response |  | 0 | 0 | 0 | 0 | 0 | 0 | 0 | 0 | 0 | 0 | 0
2011 | CAN | NPCC | - | Quebec | 2 | Total Internal Demand | 37717 | 37153 | 37923.3927 | 38340.7298 | 38796.7858 | 39192.9733 | 39500.136 | 39786.1657 | 40372.015 | 40585.7848 | 40671.33 | 40967.9343
2011 | CAN | NPCC | - | Quebec | 2H1 | Load Forecast Uncertainty (Extreme Demand Factor) |  | 1.05 | 1.05 | 1.05 | 1.05 | 1.05 | 1.05 | 1.05 | 1.05 | 1.05 | 1.05 | 1.05
2011 | CAN | NPCC | - | Quebec | 2H | Total Internal Demand | 1.05 | 39010.65 | 39819.5623 | 40257.7663 | 40736.6251 | 41152.622 | 41475.1428 | 41775.474 | 42390.6158 | 42615.074 | 42704.8965 | 43016.331
2011 | CAN | NPCC | - | Quebec | 2a | Supply-Side Direct Control Load Management | 250 | 250 | 250 | 250 | 250 | 250 | 250 | 250 | 250 | 250 | 250 | 250
2011 | CAN | NPCC | - | Quebec | 2b | Supply-Side Contractually Interruptible (Curtailable) | 1260 | 1350 | 1350 | 1350 | 1100 | 1100 | 1100 | 1020 | 850 | 850 | 850 | 850
2011 | CAN | NPCC | - | Quebec | 2c | Supply-Side Critical Peak-Pricing (CPP) with Control | 0 | 0 | 0 | 0 | 0 | 0 | 0 | 0 | 0 | 0 | 0 | 0
2011 | CAN | NPCC | - | Quebec | 2d | Supply-Side Load as a Capacity Resource | 0 | 0 | 0 | 0 | 0 | 0 | 0 | 0 | 0 | 0 | 0 | 0
2011 | CAN | NPCC | - | Quebec | 3 | Net Internal Demand | 36207 | 35553 | 36323.3927 | 36740.7298 | 37446.7858 | 37842.9733 | 38150.136 | 38516.1657 | 39272.015 | 39485.7848 | 39571.33 | 39867.9343
2011 | CAN | NPCC | - | Quebec | 4a | Demand Response used for Ancillary Services - Spinning Reserves | 0 | 0 | 0 | 0 | 0 | 0 | 0 | 0 | 0 | 0 | 0 | 0
2011 | CAN | NPCC | - | Quebec | 4b | Demand Response used for Ancillary Services - Non-Spinning Reserves | 0 | 0 | 0 | 0 | 0 | 0 | 0 | 0 | 0 | 0 | 0 | 0
2011 | CAN | NPCC | - | Quebec | 4c | Demand Response used for Regulation | 0 | 0 | 0 | 0 | 0 | 0 | 0 | 0 | 0 | 0 | 0 | 0
2011 | CAN | NPCC | - | Quebec | 4d | Demand Response used for Energy, Voluntary Services - Emergency | 0 | 0 | 0 | 0 | 0 | 0 | 0 | 0 | 0 | 0 | 0 | 0
2011 | CAN | NPCC | - | Quebec | 5 | TOTAL INTERNAL CAPACITY | 0 | 45140.13 | 46722.83 | 47422.73 | 47777.63 | 48613.23 | 48857.23 | 49665.73 | 49495.73 | 49495.73 | 49785.73 | 49785.73
2011 | CAN | NPCC | - | Quebec | 6 | EXISTING CAPACITY | 0: 43129; 109: 43851.03
2011 | CAN | NPCC | - | Quebec | 6a | Existing, Certain | 0: 39582; 109: 39190.53
2011 | CAN | NPCC | - | Quebec | 6a1 | Wind Expected On-Peak | 0: 0; 109: 140.85
2011 | CAN | NPCC | - | Quebec | 6a2 | Solar Expected On-Peak | 0: 0; 109: 0
2011 | CAN | NPCC | - | Quebec | 6a3 | Hydro Expected On-Peak | 0: 37550.3; 109: 37542.8
2011 | CAN | NPCC | - | Quebec | 6a4 | Biomass Expected On-Peak | 0: 139.8; 109: 163.88
2011 | CAN | NPCC | - | Quebec | 6b | Existing, Other (Note: Enter the net expected value only) | 109: 0
2011 | CAN | NPCC | - | Quebec | 6b1 | Wind Derate On-Peak | 0: 195; 109: 540.5
2011 | CAN | NPCC | - | Quebec | 6b2 | Solar Derate On-Peak | 0: 0; 109: 0
2011 | CAN | NPCC | - | Quebec | 6b3 | Hydro Derate On-Peak | 0: 1295; 109: 1475
2011 | CAN | NPCC | - | Quebec | 6b4 | Biomass Derate On-Peak | 0: 0; 109: 0
2011 | CAN | NPCC | - | Quebec | 6b5 | Transmission-Limited Resources | 0: 0; 109: 0
2011 | CAN | NPCC | - | Quebec | 6b6 | All Other Derates | 0: 0; 109: 498
2011 | CAN | NPCC | - | Quebec | 6b7 | Energy Only (Existing-Other) | 0: 0; 109: 0
2011 | CAN | NPCC | - | Quebec | 6c | Existing, Inoperable (Note: Capacity reported on this line is not included in margin calculations) | 0: 547; 109: 547
2011 | CAN | NPCC | - | Quebec | 6d | Total Supply-Side Demand Response | 1510 | 1600 | 1600 | 1600 | 1350 | 1350 | 1350 | 1270 | 1100 | 1100 | 1100 | 1100
2011 | CAN | NPCC | - | Quebec | 7 | FUTURE CAPACITY ADDITIONS |  | 1010.43 | 1401.23 | 1646.48 | 3134.04 | 3692.72 | 3936.72 | 4825.22 | 4825.22 | 4825.22 | 5115.22 | 5115.22
2011 | CAN | NPCC | - | Quebec | 7a | Future, Planned (Note: Enter the net expected value only) |  | 1010.43 | 1401.23 | 1646.48 | 3134.04 | 3692.72 | 3936.72 | 4825.22 | 4825.22 | 4825.22 | 5115.22 | 5115.22
2011 | CAN | NPCC | - | Quebec | 7a1 | Wind Expected On-Peak |  | 119.43 | 361.53 | 556.38 | 681.24 | 799.92 | 799.92 | 799.92 | 799.92 | 799.92 | 799.92 | 799.92
2011 | CAN | NPCC | - | Quebec | 7a2 | Wind Derate On-Peak |  | 278.67 | 843.57 | 1298.22 | 1589.56 | 1866.48 | 1866.48 | 1866.48 | 1866.48 | 1866.48 | 1866.48 | 1866.48
2011 | CAN | NPCC | - | Quebec | 7a3 | Solar Expected On-Peak |  | 0 | 0 | 0 | 0 | 0 | 0 | 0 | 0 | 0 | 0 | 0
2011 | CAN | NPCC | - | Quebec | 7a4 | Solar Derate On-Peak |  | 0 | 0 | 0 | 0 | 0 | 0 | 0 | 0 | 0 | 0 | 0
2011 | CAN | NPCC | - | Quebec | 7a5 | Hydro Expected On-Peak |  | 891 | 1001.8 | 1052.2 | 1714.9 | 2154.9 | 2410.9 | 2752.4 | 2752.4 | 2752.4 | 3042.4 | 3042.4
2011 | CAN | NPCC | - | Quebec | 7a6 | Hydro Derate On-Peak |  | 0 | 0 | 0 | 0 | 0 | 0 | 0 | 0 | 0 | 0 | 0
2011 | CAN | NPCC | - | Quebec | 7a7 | Biomass Expected On-Peak |  | 0 | 52 | 52 | 52 | 52 | 52 | 52 | 52 | 52 | 52 | 52
2011 | CAN | NPCC | - | Quebec | 7a8 | Biomass Derate On-Peak |  | 0 | 0 | 0 | 0 | 0 | 0 | 0 | 0 | 0 | 0 | 0
2011 | CAN | NPCC | - | Quebec | 7a9 | Transmission-Limited Resources |  | 0 | 0 | 0 | 0 | 0 | 0 | 0 | 0 | 0 | 0 | 0
2011 | CAN | NPCC | - | Quebec | 7a10 | Scheduled Outage - Maintenance |  | 0 | 0 | 0 | 0 | 0 | 0 | 0 | 0 | 0 | 0 | 0
2011 | CAN | NPCC | - | Quebec | 7a11 | All Other Derates |  | 0 | 627 | 627 | -48 | -48 | -48 | -48 | -48 | -48 | -48 | -48
2011 | CAN | NPCC | - | Quebec | 7a12 | Energy Only |  | 0 | 0 | 0 | 0 | 0 | 0 | 0 | 0 | 0 | 0 | 0
2011 | CAN | NPCC | - | Quebec | 7b | Future, Other (Note: Enter the net expected value only) |  | 0 | 0 | 0 | 0 | 0 | 0 | 0 | 0 | 0 | 0 | 0
2011 | CAN | NPCC | - | Quebec | 7b1 | Wind Expected On-Peak |  | 0 | 0 | 0 | 0 | 0 | 0 | 0 | 0 | 0 | 0 | 0
2011 | CAN | NPCC | - | Quebec | 7b2 | Wind Derate On-Peak |  | 0 | 0 | 0 | 0 | 0 | 0 | 0 | 0 | 0 | 0 | 0
2011 | CAN | NPCC | - | Quebec | 7b3 | Solar Expected On-Peak |  | 0 | 0 | 0 | 0 | 0 | 0 | 0 | 0 | 0 | 0 | 0
2011 | CAN | NPCC | - | Quebec | 7b4 | Solar Derate On-Peak |  | 0 | 0 | 0 | 0 | 0 | 0 | 0 | 0 | 0 | 0 | 0
2011 | CAN | NPCC | - | Quebec | 7b5 | Hydro Expected On-Peak |  | 0 | 0 | 0 | 0 | 0 | 0 | 0 | 0 | 0 | 0 | 0
2011 | CAN | NPCC | - | Quebec | 7b6 | Hydro Derate On-Peak |  | 0 | 0 | 0 | 0 | 0 | 0 | 0 | 0 | 0 | 0 | 0
2011 | CAN | NPCC | - | Quebec | 7b7 | Biomass Expected On-Peak |  | 0 | 0 | 0 | 0 | 0 | 0 | 0 | 0 | 0 | 0 | 0
2011 | CAN | NPCC | - | Quebec | 7b8 | Biomass Derate On-Peak |  | 0 | 0 | 0 | 0 | 0 | 0 | 0 | 0 | 0 | 0 | 0
2011 | CAN | NPCC | - | Quebec | 7b9 | Transmission-Limited Resources |  | 0 | 0 | 0 | 0 | 0 | 0 | 0 | 0 | 0 | 0 | 0
2011 | CAN | NPCC | - | Quebec | 7b10 | Scheduled Outage - Maintenance |  | 0 | 0 | 0 | 0 | 0 | 0 | 0 | 0 | 0 | 0 | 0
2011 | CAN | NPCC | - | Quebec | 7b11 | All Other Derates |  | 0 | 0 | 0 | 0 | 0 | 0 | 0 | 0 | 0 | 0 | 0
2011 | CAN | NPCC | - | Quebec | 7b12 | Energy Only |  | 0 | 0 | 0 | 0 | 0 | 0 | 0 | 0 | 0 | 0 | 0
2011 | CAN | NPCC | - | Quebec | 8 | Conceptual (Note: Enter the net expected value only) |  | 0 | 0 | 0 | 0 | 0 | 0 | 0 | 0 | 0 | 0 | 0
2011 | CAN | NPCC | - | Quebec | 8a1 | Wind Expected On-Peak |  | 0 | 0 | 0 | 0 | 0 | 0 | 0 | 0 | 0 | 0 | 0
2011 | CAN | NPCC | - | Quebec | 8a2 | Wind Derate On-Peak |  | 0 | 0 | 0 | 0 | 0 | 0 | 0 | 0 | 0 | 0 | 0
2011 | CAN | NPCC | - | Quebec | 8a3 | Solar Expected On-Peak |  | 0 | 0 | 0 | 0 | 0 | 0 | 0 | 0 | 0 | 0 | 0
2011 | CAN | NPCC | - | Quebec | 8a4 | Solar Derate On-Peak |  | 0 | 0 | 0 | 0 | 0 | 0 | 0 | 0 | 0 | 0 | 0
2011 | CAN | NPCC | - | Quebec | 8a5 | Hydro Expected On-Peak |  | 0 | 0 | 0 | 0 | 0 | 0 | 0 | 0 | 0 | 0 | 0
2011 | CAN | NPCC | - | Quebec | 8a6 | Hydro Derate On-Peak |  | 0 | 0 | 0 | 0 | 0 | 0 | 0 | 0 | 0 | 0 | 0
2011 | CAN | NPCC | - | Quebec | 8a7 | Biomass Expected On-Peak |  | 0 | 0 | 0 | 0 | 0 | 0 | 0 | 0 | 0 | 0 | 0
2011 | CAN | NPCC | - | Quebec | 8a8 | Biomass Derate On-Peak |  | 0 | 0 | 0 | 0 | 0 | 0 | 0 | 0 | 0 | 0 | 0
2011 | CAN | NPCC | - | Quebec | 8a9 | All Other Derates |  | 0 | 0 | 0 | 0 | 0 | 0 | 0 | 0 | 0 | 0 | 0
2011 | CAN | NPCC | - | Quebec | 8a10 | Energy Only |  | 0 | 0 | 0 | 0 | 0 | 0 | 0 | 0 | 0 | 0 | 0
2011 | CAN | NPCC | - | Quebec | 9 | ANTICIPATED INTERNAL CAPACITY | 41092 | 41800.96 | 42191.76 | 42437.01 | 43674.57 | 44233.25 | 44477.25 | 45285.75 | 45115.75 | 45115.75 | 45405.75 | 45405.75
2011 | CAN | NPCC | - | Quebec | 10 | CAPACITY TRANSACTIONS - IMPORTS | 200 | 90 | 1100 | 1100 | 1100 | 1100 | 1100 | 1100 | 1100 | 1100 | 1100 | 1100
2011 | CAN | NPCC | - | Quebec | 10a | Firm (Note: The sum of 10a1 and 10a2 must be ≤ 10a) | 200 | 0 | 0 | 0 | 0 | 0 | 0 | 0 | 0 | 0 | 0 | 0
2011 | CAN | NPCC | - | Quebec | 10a1 | Full-Responsibility Purchases | 200 | 0 | 0 | 0 | 0 | 0 | 0 | 0 | 0 | 0 | 0 | 0
2011 | CAN | NPCC | - | Quebec | 10a2 | Owned Capacity/Entitlement Located Outside the Region/Subregion | 0 | 0 | 0 | 0 | 0 | 0 | 0 | 0 | 0 | 0 | 0 | 0
2011 | CAN | NPCC | - | Quebec | 10b | Non-firm | 0 |  | 0 | 0 | 0 | 0 | 0 | 0 | 0 | 0 | 0 | 0
2011 | CAN | NPCC | - | Quebec | 10c | Expected (Note: The sum of 10c1 and 10c2 must be ≤ 10c) |  | 90 | 1100 | 1100 | 1100 | 1100 | 1100 | 1100 | 1100 | 1100 | 1100 | 1100
2011 | CAN | NPCC | - | Quebec | 10c1 | Full-Responsibility Purchases |  | 90 | 1100 | 1100 | 1100 | 1100 | 1100 | 1100 | 1100 | 1100 | 1100 | 1100
2011 | CAN | NPCC | - | Quebec | 10c2 | Owned Capacity/Entitlement Located Outside the Region/Subregion |  | 0 | 0 | 0 | 0 | 0 | 0 | 0 | 0 | 0 | 0 | 0
2011 | CAN | NPCC | - | Quebec | 10d | Provisional – transactions under study, but negotiations have not begun. |  | 0 | 0 | 0 | 0 | 0 | 0 | 0 | 0 | 0 | 0 | 0
2011 | CAN | NPCC | - | Quebec | 11 | CAPACITY TRANSACTIONS - EXPORTS | 705 | 455 | 455 | 398 | 398 | 398 | 176 | 151 | 151 | 151 | 151 | 151
2011 | CAN | NPCC | - | Quebec | 11a | Firm (Note: The sum of 11a1 and 11a2 must be ≤ 11a) | 705 | 455 | 455 | 398 | 398 | 398 | 176 | 151 | 151 | 151 | 151 | 151
2011 | CAN | NPCC | - | Quebec | 11a1 | Full-Responsibility Purchases | 705 | 455 | 455 | 398 | 398 | 398 | 176 | 151 | 151 | 151 | 151 | 151
2011 | CAN | NPCC | - | Quebec | 11a2 | Owned Capacity/Entitlement Located Outside the Region/Subregion | 0 | 0 | 0 | 0 | 0 | 0 | 0 | 0 | 0 | 0 | 0 | 0
2011 | CAN | NPCC | - | Quebec | 11b | Non-firm | 0 |  | 0 | 0 | 0 | 0 | 0 | 0 | 0 | 0 | 0 | 0
2011 | CAN | NPCC | - | Quebec | 11c | Expected (Note: The sum of 11c1 and 11c2 must be ≤ 11c) |  | 0 | 0 | 0 | 0 | 0 | 0 | 0 | 0 | 0 | 0 | 0
2011 | CAN | NPCC | - | Quebec | 11c1 | Full-Responsibility Purchases
2011 | CAN | NPCC | - | Quebec | 11c2 | Owned Capacity/Entitlement Located Outside the Region/Subregion |  | 0 | 0 | 0 | 0 | 0 | 0 | 0 | 0 | 0 | 0 | 0
2011 | CAN | NPCC | - | Quebec | 11d | Provisional – transactions under study, but negotiations have not begun. |  | 0 | 0 | 0 | 0 | 0 | 0 | 0 | 0 | 0 | 0 | 0
2011 | CAN | NPCC | - | Quebec | 12 | EXISTING, CERTAIN CAPACITY & NET FIRM TRANSACTIONS | 40587 | 40335.53 | 40335.53 | 40392.53 | 40142.53 | 40142.53 | 40364.53 | 40309.53 | 40139.53 | 40139.53 | 40139.53 | 40139.53
2011 | CAN | NPCC | - | Quebec | 13 | ANTICIPATED CAPACITY RESOURCES |  | 41435.96 | 42836.76 | 43139.01 | 44376.57 | 44935.25 | 45401.25 | 46234.75 | 46064.75 | 46064.75 | 46354.75 | 46354.75
2011 | CAN | NPCC | - | Quebec | 14 | PROSPECTIVE CAPACITY RESOURCES |  | 41435.96 | 42836.76 | 43139.01 | 44376.57 | 44935.25 | 45401.25 | 46234.75 | 46064.75 | 46064.75 | 46354.75 | 46354.75
2011 | CAN | NPCC | - | Quebec | 15 | TOTAL POTENTIAL CAPACITY RESOURCES |  | 41435.96 | 42836.76 | 43139.01 | 44376.57 | 44935.25 | 45401.25 | 46234.75 | 46064.75 | 46064.75 | 46354.75 | 46354.75
2011 | CAN | NPCC | - | Quebec | 15a | ADJUSTED POTENTIAL CAPACITY RESOURCES |  | 41435.96 | 42836.76 | 43139.01 | 44376.57 | 44935.25 | 45401.25 | 46234.75 | 46064.75 | 46064.75 | 46354.75 | 46354.75
2011 | CAN | NPCC | - | Quebec | 16a | Confidence of Future, Other (7b), using reasonable judgement |  | 0 | 0 | 0 | 0 | 0 | 0 | 0 | 0 | 0 | 0 | 0
2011 | CAN | NPCC | - | Quebec | 16b | Net Future, Other Resources After Confidence Percentage Is Applied |  | 0 | 0 | 0 | 0 | 0 | 0 | 0 | 0 | 0 | 0 | 0
2011 | CAN | NPCC | - | Quebec | 16c | Confidence of Conceptual (8), using reasonable judgement |  | 0 | 0 | 0 | 0 | 0 | 0 | 0 | 0 | 0 | 0 | 0
2011 | CAN | NPCC | - | Quebec | 16d | Net Conceptual Resources After Confidence Percentage Is Applied |  | 0 | 0 | 0 | 0 | 0 | 0 | 0 | 0 | 0 | 0 | 0
2011 | CAN | NPCC | - | Quebec | 17 | Region/Subregion Target Reserve Margin |  | 9.7% | 9.8% | 11.6% | 11.6% | 11.6% | 11.6% | 11.6% | 11.6% | 11.6% | 11.6% | 11.6%
2011 | CAN | NPCC | - | Quebec | 18 | Existing Certain and Net Firm Transactions Reserve Margin |  | 8.566% | 6.361% | 5.351% | 3.469% | 2.423% | 2.188% | 1.315% | -0.5759% | -1.1% | -1.308% | -2.022%
2011 | CAN | NPCC | - | Quebec | 19 | Anticipated Capacity Resources Reserve Margin |  | 11.53% | 12.96% | 12.51% | 14.38% | 14.65% | 14.94% | 16.21% | 14.1% | 13.5% | 13.97% | 13.15%
2011 | CAN | NPCC | - | Quebec | 20 | Prospective Capacity Resources Reserve Margin |  | 11.53% | 12.96% | 12.51% | 14.38% | 14.65% | 14.94% | 16.21% | 14.1% | 13.5% | 13.97% | 13.15%
2011 | CAN | NPCC | - | Quebec | 21 | Total Potential Resources Reserve Margin |  | 11.53% | 12.96% | 12.51% | 14.38% | 14.65% | 14.94% | 16.21% | 14.1% | 13.5% | 13.97% | 13.15%
2011 | CAN | NPCC | - | Quebec | 22 | Adjusted Potential Resources Reserve Margin |  | 11.53% | 12.96% | 12.51% | 14.38% | 14.65% | 14.94% | 16.21% | 14.1% | 13.5% | 13.97% | 13.15%
2011 | CAN | NPCC | - | Quebec | 23 | Total Baseline Installed Capacity | 0: 41619
2011 | CAN | NPCC | - | Quebec | 24 | Distributed or Other Capacity (Behind the Meter) < 1 MW
2011 | CAN | NPCC | - | Quebec | 25 | Distributed or Other Capacity (Behind the Meter) ≥ 1 MW
2011 | CAN | NPCC | - | Quebec | 26 | Capacity Total from EIA-860
2011 | US | RF | - | PJM | 1 | Unrestricted Non-coincident Peak Demand | 115535 | 130711 | 133594 | 135529 | 136948 | 137985 | 139073 | 140040 | 141170 | 142268 | 143485 | 144621
2011 | US | RF | - | PJM | 1a | New Conservation (Energy Efficiency) |  | 170 | 386 | 563 | 563 | 563 | 563 | 563 | 563 | 563 | 563 | 563
2011 | US | RF | - | PJM | 1b | Estimated Diversity |  | 0 | 0 | 0 | 0 | 0 | 0 | 0 | 0 | 0 | 0 | 0
2011 | US | RF | - | PJM | 1c | Additions for non-member load (load served by non-registered LSE's in a region) |  | 0 | 0 | 0 | 0 | 0 | 0 | 0 | 0 | 0 | 0 | 0
2011 | US | RF | - | PJM | 1d | Stand-by Load Under Contract (Normally served by behind the meter generation) |  | 0 | 0 | 0 | 0 | 0 | 0 | 0 | 0 | 0 | 0 | 0
2011 | US | RF | - | PJM | 1e | Non-Controllable Demand-Side Demand Response |  | 0 | 0 | 0 | 0 | 0 | 0 | 0 | 0 | 0 | 0 | 0
2011 | US | RF | - | PJM | 2 | Total Internal Demand | 115535 | 130711 | 133594 | 135529 | 136948 | 137985 | 139073 | 140040 | 141170 | 142268 | 143485 | 144621
2011 | US | RF | - | PJM | 2H1 | Load Forecast Uncertainty (Extreme Demand Factor) |  | 1.06 | 1.06 | 1.06 | 1.06 | 1.06 | 1.06 | 1.06 | 1.06 | 1.06 | 1.06 | 1.06
2011 | US | RF | - | PJM | 2H | Total Internal Demand | 1.05 | 138553.66 | 141609.64 | 143660.74 | 145164.88 | 146264.1 | 147417.38 | 148442.4 | 149640.2 | 150804.08 | 152094.1 | 153298.26
2011 | US | RF | - | PJM | 2a | Supply-Side Direct Control Load Management | 0 | 0 | 0 | 0 | 0 | 0 | 0 | 0 | 0 | 0 | 0 | 0
2011 | US | RF | - | PJM | 2b | Supply-Side Contractually Interruptible (Curtailable) | 0 | 0 | 0 | 0 | 0 | 0 | 0 | 0 | 0 | 0 | 0 | 0
2011 | US | RF | - | PJM | 2c | Supply-Side Critical Peak-Pricing (CPP) with Control | 0 | 0 | 0 | 0 | 0 | 0 | 0 | 0 | 0 | 0 | 0 | 0
2011 | US | RF | - | PJM | 2d | Supply-Side Load as a Capacity Resource | 0 | 11826 | 11826 | 11826 | 11826 | 11826 | 11826 | 11826 | 11826 | 11826 | 11826 | 11826
2011 | US | RF | - | PJM | 3 | Net Internal Demand | 115535 | 119806 | 127464 | 127243 | 128662 | 129699 | 130787 | 131754 | 132884 | 133982 | 135199 | 136335
2011 | US | RF | - | PJM | 4a | Demand Response used for Ancillary Services - Spinning Reserves | 0 | 0 | 0 | 0 | 0 | 0 | 0 | 0 | 0 | 0 | 0 | 0
2011 | US | RF | - | PJM | 4b | Demand Response used for Ancillary Services - Non-Spinning Reserves | 0 | 0 | 0 | 0 | 0 | 0 | 0 | 0 | 0 | 0 | 0 | 0
2011 | US | RF | - | PJM | 4c | Demand Response used for Regulation | 0 | 0 | 0 | 0 | 0 | 0 | 0 | 0 | 0 | 0 | 0 | 0
2011 | US | RF | - | PJM | 4d | Demand Response used for Energy, Voluntary Services - Emergency | 0 | 0 | 0 | 0 | 0 | 0 | 0 | 0 | 0 | 0 | 0 | 0
2011 | US | RF | - | PJM | 5 | TOTAL INTERNAL CAPACITY | 184547 | 198817.769 | 202861.439 | 206540.599 | 207510.359 | 207940.219 | 208320.079 | 208699.939 | 209079.799 | 209459.659 | 209839.519 | 210219.379
2011 | US | RF | - | PJM | 6 | EXISTING CAPACITY | 0: 184547; 109: 197067.8
2011 | US | RF | - | PJM | 6a | Existing, Certain | 0: 165747; 109: 180416.6
2011 | US | RF | - | PJM | 6a1 | Wind Expected On-Peak | 0: 511; 109: 669.5
2011 | US | RF | - | PJM | 6a2 | Solar Expected On-Peak | 0: 0; 109: 12.2
2011 | US | RF | - | PJM | 6a3 | Hydro Expected On-Peak | 0: 2226; 109: 2631.5
2011 | US | RF | - | PJM | 6a4 | Biomass Expected On-Peak | 0: 727; 109: 873.6
2011 | US | RF | - | PJM | 6b | Existing, Other (Note: Enter the net expected value only) | 0: 9400; 109: 0
2011 | US | RF | - | PJM | 6b1 | Wind Derate On-Peak | 0: 3582; 109: 4272.7
2011 | US | RF | - | PJM | 6b2 | Solar Derate On-Peak | 0: 0; 109: 20
2011 | US | RF | - | PJM | 6b3 | Hydro Derate On-Peak | 0: 0; 109: 0
2011 | US | RF | - | PJM | 6b4 | Biomass Derate On-Peak | 0: 0; 109: 3.7
2011 | US | RF | - | PJM | 6b5 | Transmission-Limited Resources | 0: 0; 109: 0
2011 | US | RF | - | PJM | 6b6 | All Other Derates | 0: 5818; 109: 1449.8
2011 | US | RF | - | PJM | 6b7 | Energy Only (Existing-Other) | 0: 0; 109: 0
2011 | US | RF | - | PJM | 6c | Existing, Inoperable (Note: Capacity reported on this line is not included in margin calculations) | 0: 0; 109: 0
2011 | US | RF | - | PJM | 6d | Total Supply-Side Demand Response | 0 | 10905 | 6130 | 8286 | 8286 | 8286 | 8286 | 8286 | 8286 | 8286 | 8286 | 8286
2011 | US | RF | - | PJM | 7 | FUTURE CAPACITY ADDITIONS |  | 966.349 | 7991.749 | 8873.449 | 9463.349 | 9469.849 | 9469.849 | 9469.849 | 9469.849 | 9469.849 | 9469.849 | 9469.849
2011 | US | RF | - | PJM | 7a | Future, Planned (Note: Enter the net expected value only) |  | 966.349 | 7991.749 | 8873.449 | 9463.349 | 9469.849 | 9469.849 | 9469.849 | 9469.849 | 9469.849 | 9469.849 | 9469.849
2011 | US | RF | - | PJM | 7a1 | Wind Expected On-Peak |  | 111.4 | 404.58 | 462.28 | 462.28 | 468.78 | 468.78 | 468.78 | 468.78 | 468.78 | 468.78 | 468.78
2011 | US | RF | - | PJM | 7a2 | Wind Derate On-Peak |  | 446.8 | 1794.42 | 2025.02 | 2025.02 | 2068.52 | 2068.52 | 2068.52 | 2068.52 | 2068.52 | 2068.52 | 2068.52
2011 | US | RF | - | PJM | 7a3 | Solar Expected On-Peak |  | 66.649 | 95.969 | 114.969 | 114.969 | 114.969 | 114.969 | 114.969 | 114.969 | 114.969 | 114.969 | 114.969
2011 | US | RF | - | PJM | 7a4 | Solar Derate On-Peak |  | 112.14 | 159.93 | 190.93 | 190.93 | 190.93 | 190.93 | 190.93 | 190.93 | 190.93 | 190.93 | 190.93
2011 | US | RF | - | PJM | 7a5 | Hydro Expected On-Peak |  | 26.6 | 26.6 | 166.6 | 176.5 | 176.5 | 176.5 | 176.5 | 176.5 | 176.5 | 176.5 | 176.5
2011 | US | RF | - | PJM | 7a6 | Hydro Derate On-Peak |  | 0 | 0 | 0 | 0 | 0 | 0 | 0 | 0 | 0 | 0 | 0
2011 | US | RF | - | PJM | 7a7 | Biomass Expected On-Peak |  | 63.1 | 67.9 | 67.9 | 67.9 | 67.9 | 67.9 | 67.9 | 67.9 | 67.9 | 67.9 | 67.9
2011 | US | RF | - | PJM | 7a8 | Biomass Derate On-Peak | [11 empty] | 1 | bar: 109 to 125
2011 | US | RF | - | PJM | 7a9 | Transmission-Limited Resources |  | 0 | 0 | 0 | 0 | 0 | 0 | 0 | 0 | 0 | 0 | 0
2011 | US | RF | - | PJM | 7a10 | Scheduled Outage - Maintenance |  | 0 | 0 | 0 | 0 | 0 | 0 | 0 | 0 | 0 | 0 | 0
2011 | US | RF | - | PJM | 7a11 | All Other Derates |  | 223.68 | 621.54 | 1001.4 | 1381.26 | 1761.12 | 2140.98 | 2520.84 | 2900.7 | 3280.56 | 3660.42 | 4040.28
2011 | US | RF | - | PJM | 7a12 | Energy Only |  | 0 | 0 | 0 | 0 | 0 | 0 | 0 | 0 | 0 | 0 | 0
2011 | US | RF | - | PJM | 7b | Future, Other (Note: Enter the net expected value only) |  | 0 | 0 | 0 | 0 | 0 | 0 | 0 | 0 | 0 | 0 | 0
2011 | US | RF | - | PJM | 7b1 | Wind Expected On-Peak |  | 0 | 0 | 0 | 0 | 0 | 0 | 0 | 0 | 0 | 0 | 0
2011 | US | RF | - | PJM | 7b2 | Wind Derate On-Peak |  | 0 | 0 | 0 | 0 | 0 | 0 | 0 | 0 | 0 | 0 | 0
2011 | US | RF | - | PJM | 7b3 | Solar Expected On-Peak |  | 0 | 0 | 0 | 0 | 0 | 0 | 0 | 0 | 0 | 0 | 0
2011 | US | RF | - | PJM | 7b4 | Solar Derate On-Peak |  | 0 | 0 | 0 | 0 | 0 | 0 | 0 | 0 | 0 | 0 | 0
2011 | US | RF | - | PJM | 7b5 | Hydro Expected On-Peak |  | 0 | 0 | 0 | 0 | 0 | 0 | 0 | 0 | 0 | 0 | 0
2011 | US | RF | - | PJM | 7b6 | Hydro Derate On-Peak |  | 0 | 0 | 0 | 0 | 0 | 0 | 0 | 0 | 0 | 0 | 0
2011 | US | RF | - | PJM | 7b7 | Biomass Expected On-Peak |  | 0 | 0 | 0 | 0 | 0 | 0 | 0 | 0 | 0 | 0 | 0
2011 | US | RF | - | PJM | 7b8 | Biomass Derate On-Peak |  | 0 | 0 | 0 | 0 | 0 | 0 | 0 | 0 | 0 | 0 | 0
2011 | US | RF | - | PJM | 7b9 | Transmission-Limited Resources |  | 0 | 0 | 0 | 0 | 0 | 0 | 0 | 0 | 0 | 0 | 0
2011 | US | RF | - | PJM | 7b10 | Scheduled Outage - Maintenance |  | 0 | 0 | 0 | 0 | 0 | 0 | 0 | 0 | 0 | 0 | 0
2011 | US | RF | - | PJM | 7b11 | All Other Derates |  | 0 | 0 | 0 | 0 | 0 | 0 | 0 | 0 | 0 | 0 | 0
2011 | US | RF | - | PJM | 7b12 | Energy Only |  | 0 | 0 | 0 | 0 | 0 | 0 | 0 | 0 | 0 | 0 | 0
2011 | US | RF | - | PJM | 8 | Conceptual (Note: Enter the net expected value only) |  | 3129.68 | 9011.44 | 11649.87 | 20841.57 | 24102.57 | 24452.57 | 26092.57 | 26092.57 | 27692.57 | 27692.57 | 27692.57
2011 | US | RF | - | PJM | 8a1 | Wind Expected On-Peak |  | 165.85 | 846.14 | 1707.72 | 4576.52 | 4711.52 | 4711.52 | 4711.52 | 4711.52 | 4711.52 | 4711.52 | 4711.52
2011 | US | RF | - | PJM | 8a2 | Wind Derate On-Peak |  | 854.35 | 4694.31 | 9345.03 | 18750.33 | 19413.33 | 19413.33 | 19413.33 | 19413.33 | 19413.33 | 19413.33 | 19413.33
2011 | US | RF | - | PJM | 8a3 | Solar Expected On-Peak |  | 268.73 | 1033.6 | 1139.25 | 1192.45 | 1192.45 | 1192.45 | 1192.45 | 1192.45 | 1192.45 | 1192.45 | 1192.45
2011 | US | RF | - | PJM | 8a4 | Solar Derate On-Peak |  | 430.242 | 1660.937 | 1833.787 | 1920.587 | 1920.587 | 1920.587 | 1920.587 | 1920.587 | 1920.587 | 1920.587 | 1920.587
2011 | US | RF | - | PJM | 8a5 | Hydro Expected On-Peak |  | 13.4 | 49.8 | 72.5 | 184.5 | 196.5 | 196.5 | 196.5 | 196.5 | 196.5 | 196.5 | 196.5
2011 | US | RF | - | PJM | 8a6 | Hydro Derate On-Peak |  | 0.6 | 0.6 | 0.6 | 0.6 | 0.6 | 0.6 | 0.6 | 0.6 | 0.6 | 0.6 | 0.6
2011 | US | RF | - | PJM | 8a7 | Biomass Expected On-Peak |  | 4.8 | 103 | 181 | 243.5 | 243.5 | 243.5 | 243.5 | 243.5 | 243.5 | 243.5 | 243.5
2011 | US | RF | - | PJM | 8a8 | Biomass Derate On-Peak |  | 0 | 0 | 2 | 2 | 2 | 2 | 2 | 2 | 2 | 2 | 2
2011 | US | RF | - | PJM | 8a9 | All Other Derates |  | 891.684 | 4219.758 | 7903.532 | 11749.906 | 15596.28 | 19442.654 | 23289.028 | 27135.402 | 30981.776 | 34828.15 | 38674.524
2011 | US | RF | - | PJM | 8a10 | Energy Only |  | 0 | 0 | 0 | 0 | 0 | 0 | 0 | 0 | 0 | 0 | 0
2011 | US | RF | - | PJM | 9 | ANTICIPATED INTERNAL CAPACITY | 165747 | 192287.949 | 194538.349 | 197576.049 | 198165.949 | 198172.449 | 198172.449 | 198172.449 | 198172.449 | 198172.449 | 198172.449 | 198172.449
2011 | US | RF | - | PJM | 10 | CAPACITY TRANSACTIONS - IMPORTS | 2500 | 3858 | 4012 | 4768 | 4768 | 4768 | 4768 | 4768 | 4768 | 4768 | 4768 | 4768
2011 | US | RF | - | PJM | 10a | Firm (Note: The sum of 10a1 and 10a2 must be ≤ 10a) | 2500 | 3858 | 4012 | 4768 | 4768 | 4768 | 4768 | 4768 | 4768 | 4768 | 4768 | 4768
2011 | US | RF | - | PJM | 10a1 | Full-Responsibility Purchases | 2400 | 0 | 0 | 0 | 0 | 0 | 0 | 0 | 0 | 0 | 0 | 0
2011 | US | RF | - | PJM | 10a2 | Owned Capacity/Entitlement Located Outside the Region/Subregion | 100 | 0 | 0 | 0 | 0 | 0 | 0 | 0 | 0 | 0 | 0 | 0
2011 | US | RF | - | PJM | 10b | Non-firm | 0 |  | 0 | 0 | 0 | 0 | 0 | 0 | 0 | 0 | 0 | 0
2011 | US | RF | - | PJM | 10c | Expected (Note: The sum of 10c1 and 10c2 must be ≤ 10c) |  | 0 | 0 | 0 | 0 | 0 | 0 | 0 | 0 | 0 | 0 | 0
2011 | US | RF | - | PJM | 10c1 | Full-Responsibility Purchases |  | 0 | 0 | 0 | 0 | 0 | 0 | 0 | 0 | 0 | 0 | 0
2011 | US | RF | - | PJM | 10c2 | Owned Capacity/Entitlement Located Outside the Region/Subregion |  | 0 | 0 | 0 | 0 | 0 | 0 | 0 | 0 | 0 | 0 | 0
2011 | US | RF | - | PJM | 10d | Provisional – transactions under study, but negotiations have not begun. |  | 0 | 0 | 0 | 0 | 0 | 0 | 0 | 0 | 0 | 0 | 0
2011 | US | RF | - | PJM | 11 | CAPACITY TRANSACTIONS - EXPORTS | 600 | 2598 | 2643 | 2632 | 2632 | 2632 | 2632 | 2632 | 2632 | 2632 | 2632 | 2632
2011 | US | RF | - | PJM | 11a | Firm (Note: The sum of 11a1 and 11a2 must be ≤ 11a) | 600 | 2598 | 2643 | 2632 | 2632 | 2632 | 2632 | 2632 | 2632 | 2632 | 2632 | 2632
2011 | US | RF | - | PJM | 11a1 | Full-Responsibility Purchases | 600 | 0 | 0 | 0 | 0 | 0 | 0 | 0 | 0 | 0 | 0 | 0
2011 | US | RF | - | PJM | 11a2 | Owned Capacity/Entitlement Located Outside the Region/Subregion | 0 | 0 | 0 | 0 | 0 | 0 | 0 | 0 | 0 | 0 | 0 | 0
2011 | US | RF | - | PJM | 11b | Non-firm | 0 |  | 0 | 0 | 0 | 0 | 0 | 0 | 0 | 0 | 0 | 0
2011 | US | RF | - | PJM | 11c | Expected (Note: The sum of 11c1 and 11c2 must be ≤ 11c) |  | 0 | 0 | 0 | 0 | 0 | 0 | 0 | 0 | 0 | 0 | 0
2011 | US | RF | - | PJM | 11c1 | Full-Responsibility Purchases |  | 0 | 0 | 0 | 0 | 0 | 0 | 0 | 0 | 0 | 0 | 0
2011 | US | RF | - | PJM | 11c2 | Owned Capacity/Entitlement Located Outside the Region/Subregion |  | 0 | 0 | 0 | 0 | 0 | 0 | 0 | 0 | 0 | 0 | 0
2011 | US | RF | - | PJM | 11d | Provisional – transactions under study, but negotiations have not begun. |  | 0 | 0 | 0 | 0 | 0 | 0 | 0 | 0 | 0 | 0 | 0
2011 | US | RF | - | PJM | 12 | EXISTING, CERTAIN CAPACITY & NET FIRM TRANSACTIONS | 167647 | 192581.6 | 187915.6 | 190838.6 | 190838.6 | 190838.6 | 190838.6 | 190838.6 | 190838.6 | 190838.6 | 190838.6 | 190838.6
2011 | US | RF | - | PJM | 13 | ANTICIPATED CAPACITY RESOURCES |  | 193547.949 | 195907.349 | 199712.049 | 200301.949 | 200308.449 | 200308.449 | 200308.449 | 200308.449 | 200308.449 | 200308.449 | 200308.449
2011 | US | RF | - | PJM | 14 | PROSPECTIVE CAPACITY RESOURCES |  | 193547.949 | 195907.349 | 199712.049 | 200301.949 | 200308.449 | 200308.449 | 200308.449 | 200308.449 | 200308.449 | 200308.449 | 200308.449
2011 | US | RF | - | PJM | 15 | TOTAL POTENTIAL CAPACITY RESOURCES |  | 196677.629 | 204918.789 | 211361.919 | 221143.519 | 224411.019 | 224761.019 | 226401.019 | 226401.019 | 228001.019 | 228001.019 | 228001.019
2011 | US | RF | - | PJM | 15a | ADJUSTED POTENTIAL CAPACITY RESOURCES |  | 193547.949 | 195907.349 | 199712.049 | 200301.949 | 200308.449 | 200308.449 | 200308.449 | 200308.449 | 200308.449 | 200308.449 | 200308.449
2011 | US | RF | - | PJM | 16a | Confidence of Future, Other (7b), using reasonable judgement |  | 0 | 0 | 0 | 0 | 0 | 0 | 0 | 0 | 0 | 0 | 0
2011 | US | RF | - | PJM | 16b | Net Future, Other Resources After Confidence Percentage Is Applied |  | 0 | 0 | 0 | 0 | 0 | 0 | 0 | 0 | 0 | 0 | 0
2011 | US | RF | - | PJM | 16c | Confidence of Conceptual (8), using reasonable judgement |  | 0 | 0 | 0 | 0 | 0 | 0 | 0 | 0 | 0 | 0 | 0
2011 | US | RF | - | PJM | 16d | Net Conceptual Resources After Confidence Percentage Is Applied |  | 0 | 0 | 0 | 0 | 0 | 0 | 0 | 0 | 0 | 0 | 0
2011 | US | RF | - | PJM | 17 | Region/Subregion Target Reserve Margin |  | 15% | 15% | 15% | 15% | 15% | 15% | 15% | 15% | 15% | 15% | 15%
2011 | US | RF | - | PJM | 18 | Existing Certain and Net Firm Transactions Reserve Margin |  | 47.33% | 40.66% | 40.81% | 39.35% | 38.3% | 37.22% | 36.27% | 35.18% | 34.14% | 33% | 31.96%
2011 | US | RF | - | PJM | 19 | Anticipated Capacity Resources Reserve Margin |  | 48.07% | 46.64% | 47.36% | 46.26% | 45.17% | 44.03% | 43.04% | 41.89% | 40.8% | 39.6% | 38.51%
2011 | US | RF | - | PJM | 20 | Prospective Capacity Resources Reserve Margin |  | 48.07% | 46.64% | 47.36% | 46.26% | 45.17% | 44.03% | 43.04% | 41.89% | 40.8% | 39.6% | 38.51%
2011 | US | RF | - | PJM | 21 | Total Potential Resources Reserve Margin |  | 50.47% | 53.39% | 55.95% | 61.48% | 62.63% | 61.61% | 61.67% | 60.37% | 60.26% | 58.9% | 57.65%
2011 | US | RF | - | PJM | 22 | Adjusted Potential Resources Reserve Margin |  | 48.07% | 46.64% | 47.36% | 46.26% | 45.17% | 44.03% | 43.04% | 41.89% | 40.8% | 39.6% | 38.51%
2011 | US | RF | - | PJM | 23 | Total Baseline Installed Capacity | 0: 184547
2011 | US | RF | - | PJM | 24 | Distributed or Other Capacity (Behind the Meter) < 1 MW
2011 | US | RF | - | PJM | 25 | Distributed or Other Capacity (Behind the Meter) ≥ 1 MW
2011 | US | RF | - | PJM | 26 | Capacity Total from EIA-860
2011 | US | SERC | - | SERC-E | 1 | Unrestricted Non-coincident Peak Demand | 41646 | 42403 | 42761 | 43475 | 44020 | 44638 | 45195 | 45750 | 46331 | 46974 | 47717 | 48123
2011 | US | SERC | - | SERC-E | 1a | New Conservation (Energy Efficiency) |  | 434 | 502 | 581 | 656 | 735 | 799 | 868 | 943 | 1021 | 1099 | 853
2011 | US | SERC | - | SERC-E | 1b | Estimated Diversity |  | 0 | 0 | 0 | 0 | 0 | 0 | 0 | 0 | 0 | 0 | 0
2011 | US | SERC | - | SERC-E | 1c | Additions for non-member load (load served by non-registered LSE's in a region) |  | 229 | 230 | 233 | 235 | 239 | 243 | 249 | 253 | 257 | 263 | 268
2011 | US | SERC | - | SERC-E | 1d | Stand-by Load Under Contract (Normally served by behind the meter generation) |  | 100 | 100 | 100 | 100 | 100 | 100 | 100 | 100 | 100 | 100 | 100
2011 | US | SERC | - | SERC-E | 1e | Non-Controllable Demand-Side Demand Response |  | 0 | 0 | 0 | 0 | 0 | 0 | 0 | 0 | 0 | 0 | 0
2011 | US | SERC | - | SERC-E | 2 | Total Internal Demand | 41646 | 42298 | 42589 | 43227 | 43699 | 44242 | 44739 | 45231 | 45741 | 46310 | 46981 | 47638
2011 | US | SERC | - | SERC-E | 2H1 | Load Forecast Uncertainty (Extreme Demand Factor) |  | 1.06 | 1.06 | 1.06 | 1.06 | 1.06 | 1.06 | 1.06 | 1.06 | 1.06 | 1.06 | 1.06
2011 | US | SERC | - | SERC-E | 2H | Total Internal Demand | 1.05 | 44835.88 | 45144.34 | 45820.62 | 46320.94 | 46896.52 | 47423.34 | 47944.86 | 48485.46 | 49088.6 | 49799.86 | 50496.28
2011 | US | SERC | - | SERC-E | 2a | Supply-Side Direct Control Load Management | 227 | 377 | 393 | 405 | 419 | 426 | 434 | 443 | 450 | 458 | 465 | 473
2011 | US | SERC | - | SERC-E | 2b | Supply-Side Contractually Interruptible (Curtailable) | 501 | 814 | 974 | 974 | 974 | 974 | 974 | 974 | 974 | 974 | 974 | 974
2011 | US | SERC | - | SERC-E | 2c | Supply-Side Critical Peak-Pricing (CPP) with Control | 0 | 0 | 0 | 0 | 0 | 0 | 0 | 0 | 0 | 0 | 0 | 0
2011 | US | SERC | - | SERC-E | 2d | Supply-Side Load as a Capacity Resource | 89 | 89 | 89 | 89 | 89 | 89 | 89 | 89 | 89 | 89 | 89 | 89
2011 | US | SERC | - | SERC-E | 3 | Net Internal Demand | 40829 | 41018 | 41133 | 41759 | 42217 | 42753 | 43242 | 43725 | 44228 | 44789 | 45453 | 46102
2011 | US | SERC | - | SERC-E | 4a | Demand Response used for Ancillary Services - Spinning Reserves | 601 | 601 | 601 | 601 | 601 | 601 | 601 | 601 | 601 | 601 | 601 | 601
2011 | US | SERC | - | SERC-E | 4b | Demand Response used for Ancillary Services - Non-Spinning Reserves | 237 | 237 | 237 | 237 | 237 | 237 | 237 | 237 | 237 | 237 | 237 | 237
2011 | US | SERC | - | SERC-E | 4c | Demand Response used for Regulation | 0 | 0 | 0 | 0 | 0 | 0 | 0 | 0 | 0 | 0 | 0 | 0
2011 | US | SERC | - | SERC-E | 4d | Demand Response used for Energy, Voluntary Services - Emergency | 265 | 535 | 581 | 608 | 608 | 608 | 608 | 608 | 608 | 608 | 608 | 608
2011 | US | SERC | - | SERC-E | 5 | TOTAL INTERNAL CAPACITY | 53077.725 | 54906.775 | 57282.775 | 57430.275 | 56749.275 | 56048.275 | 57173.275 | 57192.275 | 57199.275 | 58324.775 | 58331.275 | 58213.775
2011 | US | SERC | - | SERC-E | 6 | EXISTING CAPACITY | 53077.725 | 54086.775 | 54380.775 | 54401.775 | 54415.775 | 54440.775 | 54448.775 | 54467.775 | 54474.775 | 54483.275 | 54489.775 | 54372.275
2011 | US | SERC | - | SERC-E | 6a | Existing, Certain | 52148.625 | 52697.875 | 52815.875 | 52824.875 | 52824.875 | 52842.875 | 52842.875 | 52852.875 | 52852.875 | 52853.375 | 52852.875 | 52727.375
2011 | US | SERC | - | SERC-E | 6a1 | Wind Expected On-Peak | 0 | 0 | 0 | 0 | 0 | 0 | 0 | 0 | 0 | 0 | 0 | 0
2011 | US | SERC | - | SERC-E | 6a2 | Solar Expected On-Peak | 15.5 | 15.5 | 15.5 | 15.5 | 15.5 | 15.5 | 15.5 | 15.5 | 15.5 | 15.5 | 15.5 | 15.5
2011 | US | SERC | - | SERC-E | 6a3 | Hydro Expected On-Peak | 3019.25 | 3023.55 | 3023.55 | 3023.55 | 3023.55 | 3023.55 | 3023.55 | 3023.55 | 3023.55 | 3023.55 | 3023.55 | 3023.55
2011 | US | SERC | - | SERC-E | 6a4 | Biomass Expected On-Peak | 25.85 | 26.8 | 26.8 | 26.8 | 26.8 | 26.8 | 26.8 | 26.8 | 26.8 | 26.8 | 26.8 | 26.8
2011 | US | SERC | - | SERC-E | 6b | Existing, Other (Note: Enter the net expected value only) | 0 | 0 | 0 | 0 | 0 | 0 | 0 | 0 | 0 | 0 | 0 | 0
2011 | US | SERC | - | SERC-E | 6b1 | Wind Derate On-Peak | 0 | 0 | 0 | 0 | 0 | 0 | 0 | 0 | 0 | 0 | 0 | 0
2011 | US | SERC | - | SERC-E | 6b2 | Solar Derate On-Peak | 0 | 0 | 0 | 0 | 0 | 0 | 0 | 0 | 0 | 0 | 0 | 0
2011 | US | SERC | - | SERC-E | 6b3 | Hydro Derate On-Peak | 0 | 0 | 0 | 0 | 0 | 0 | 0 | 0 | 0 | 0 | 0 | 0
2011 | US | SERC | - | SERC-E | 6b4 | Biomass Derate On-Peak | 0 | 0 | 0 | 0 | 0 | 0 | 0 | 0 | 0 | 0 | 0 | 0
2011 | US | SERC | - | SERC-E | 6b5 | Transmission-Limited Resources | 0 | 0 | 0 | 0 | 0 | 0 | 0 | 0 | 0 | 0 | 0 | 0
2011 | US | SERC | - | SERC-E | 6b6 | All Other Derates | 0 | 0 | 0 | 0 | 0 | 0 | 0 | 0 | 0 | 0 | 0 | 0
2011 | US | SERC | - | SERC-E | 6b7 | Energy Only (Existing-Other) | 0 | 0 | 0 | 0 | 0 | 0 | 0 | 0 | 0 | 0 | 0 | 0
2011 | US | SERC | - | SERC-E | 6c | Existing, Inoperable (Note: Capacity reported on this line is not included in margin calculations) | 112.1 | 108.9 | 108.9 | 108.9 | 108.9 | 108.9 | 108.9 | 108.9 | 108.9 | 108.9 | 108.9 | 108.9
2011 | US | SERC | - | SERC-E | 6d | Total Supply-Side Demand Response | 817 | 1280 | 1456 | 1468 | 1482 | 1489 | 1497 | 1506 | 1513 | 1521 | 1528 | 1536
2011 | US | SERC | - | SERC-E | 7 | FUTURE CAPACITY ADDITIONS | 0 | 820 | 2902 | 3028.5 | 2333.5 | 1607.5 | 2724.5 | 2724.5 | 2724.5 | 3841.5 | 3841.5 | 3841.5
2011 | US | SERC | - | SERC-E | 7a | Future, Planned (Note: Enter the net expected value only) | 0 | 820 | 2902 | 3028.5 | 2333.5 | 1607.5 | 2724.5 | 2724.5 | 2724.5 | 3841.5 | 3841.5 | 3841.5
2011 | US | SERC | - | SERC-E | 7a1 | Wind Expected On-Peak | 0 | 0 | 0 | 0 | 0 | 0 | 0 | 0 | 0 | 0 | 0 | 0
2011 | US | SERC | - | SERC-E | 7a2 | Wind Derate On-Peak | 0 | 0 | 0 | 0 | 0 | 0 | 0 | 0 | 0 | 0 | 0 | 0
2011 | US | SERC | - | SERC-E | 7a3 | Solar Expected On-Peak | 0 | 0 | 0 | 0 | 0 | 0 | 0 | 0 | 0 | 0 | 0 | 0
2011 | US | SERC | - | SERC-E | 7a4 | Solar Derate On-Peak | 0 | 0 | 0 | 0 | 0 | 0 | 0 | 0 | 0 | 0 | 0 | 0
2011 | US | SERC | - | SERC-E | 7a5 | Hydro Expected On-Peak | 0 | 0 | 0 | 0 | 0 | 0 | 0 | 0 | 0 | 0 | 0 | 0
2011 | US | SERC | - | SERC-E | 7a6 | Hydro Derate On-Peak | 0 | 0 | 0 | 0 | 0 | 0 | 0 | 0 | 0 | 0 | 0 | 0
2011 | US | SERC | - | SERC-E | 7a7 | Biomass Expected On-Peak | 0 | 0 | 0 | 0 | 0 | 0 | 0 | 0 | 0 | 0 | 0 | 0
2011 | US | SERC | - | SERC-E | 7a8 | Biomass Derate On-Peak | 0 | 0 | 0 | 0 | 0 | 0 | 0 | 0 | 0 | 0 | 0 | 0
2011 | US | SERC | - | SERC-E | 7a9 | Transmission-Limited Resources | 0 | 0 | 0 | 0 | 0 | 0 | 0 | 0 | 0 | 0 | 0 | 0
2011 | US | SERC | - | SERC-E | 7a10 | Scheduled Outage - Maintenance | 0 | 0 | 0 | 0 | 0 | 0 | 0 | 0 | 0 | 0 | 0 | 0
2011 | US | SERC | - | SERC-E | 7a11 | All Other Derates | 0 | 0 | 0 | 0 | 0 | 0 | 0 | 0 | 0 | 0 | 0 | 0
2011 | US | SERC | - | SERC-E | 7a12 | Energy Only | 0 | 0 | 0 | 0 | 0 | 0 | 0 | 0 | 0 | 0 | 0 | 0
2011 | US | SERC | - | SERC-E | 7b | Future, Other (Note: Enter the net expected value only) | 0 | 0 | 0 | 0 | 0 | 0 | 0 | 0 | 0 | 0 | 0 | 0
2011 | US | SERC | - | SERC-E | 7b1 | Wind Expected On-Peak | 0 | 0 | 0 | 0 | 0 | 0 | 0 | 0 | 0 | 0 | 0 | 0
2011 | US | SERC | - | SERC-E | 7b2 | Wind Derate On-Peak | 0 | 0 | 0 | 0 | 0 | 0 | 0 | 0 | 0 | 0 | 0 | 0
2011 | US | SERC | - | SERC-E | 7b3 | Solar Expected On-Peak | 0 | 0 | 0 | 0 | 0 | 0 | 0 | 0 | 0 | 0 | 0 | 0
2011 | US | SERC | - | SERC-E | 7b4 | Solar Derate On-Peak | 0 | 0 | 0 | 0 | 0 | 0 | 0 | 0 | 0 | 0 | 0 | 0
2011 | US | SERC | - | SERC-E | 7b5 | Hydro Expected On-Peak | 0 | 0 | 0 | 0 | 0 | 0 | 0 | 0 | 0 | 0 | 0 | 0
2011 | US | SERC | - | SERC-E | 7b6 | Hydro Derate On-Peak | 0 | 0 | 0 | 0 | 0 | 0 | 0 | 0 | 0 | 0 | 0 | 0
2011 | US | SERC | - | SERC-E | 7b7 | Biomass Expected On-Peak | 0 | 0 | 0 | 0 | 0 | 0 | 0 | 0 | 0 | 0 | 0 | 0
2011 | US | SERC | - | SERC-E | 7b8 | Biomass Derate On-Peak | 0 | 0 | 0 | 0 | 0 | 0 | 0 | 0 | 0 | 0 | 0 | 0
2011 | US | SERC | - | SERC-E | 7b9 | Transmission-Limited Resources | 0 | 0 | 0 | 0 | 0 | 0 | 0 | 0 | 0 | 0 | 0 | 0
2011 | US | SERC | - | SERC-E | 7b10 | Scheduled Outage - Maintenance | 0 | 0 | 0 | 0 | 0 | 0 | 0 | 0 | 0 | 0 | 0 | 0
2011 | US | SERC | - | SERC-E | 7b11 | All Other Derates | 0 | 0 | 0 | 0 | 0 | 0 | 0 | 0 | 0 | 0 | 0 | 0
2011 | US | SERC | - | SERC-E | 7b12 | Energy Only | 0 | 0 | 0 | 0 | 0 | 0 | 0 | 0 | 0 | 0 | 0 | 0
2011 | US | SERC | - | SERC-E | 8 | Conceptual (Note: Enter the net expected value only) | 0 | 0 | 20 | 20 | 20 | 20 | 20 | 623 | 824 | 824 | 824 | 824
2011 | US | SERC | - | SERC-E | 8a1 | Wind Expected On-Peak | 0 | 0 | 0 | 0 | 0 | 0 | 0 | 0 | 0 | 0 | 0 | 0
2011 | US | SERC | - | SERC-E | 8a2 | Wind Derate On-Peak | 0 | 0 | 0 | 0 | 0 | 0 | 0 | 0 | 0 | 0 | 0 | 0
2011 | US | SERC | - | SERC-E | 8a3 | Solar Expected On-Peak | 0 | 0 | 0 | 0 | 0 | 0 | 0 | 0 | 0 | 0 | 0 | 0
2011 | US | SERC | - | SERC-E | 8a4 | Solar Derate On-Peak | 0 | 0 | 0 | 0 | 0 | 0 | 0 | 0 | 0 | 0 | 0 | 0
2011 | US | SERC | - | SERC-E | 8a5 | Hydro Expected On-Peak | 0 | 0 | 0 | 0 | 0 | 0 | 0 | 0 | 0 | 0 | 0 | 0
2011 | US | SERC | - | SERC-E | 8a6 | Hydro Derate On-Peak | 0 | 0 | 0 | 0 | 0 | 0 | 0 | 0 | 0 | 0 | 0 | 0
2011 | US | SERC | - | SERC-E | 8a7 | Biomass Expected On-Peak | 0 | 0 | 20 | 20 | 20 | 20 | 20 | 20 | 20 | 20 | 20 | 20
2011 | US | SERC | - | SERC-E | 8a8 | Biomass Derate On-Peak | 0 | 0 | 0 | 0 | 0 | 0 | 0 | 0 | 0 | 0 | 0 | 0
2011 | US | SERC | - | SERC-E | 8a9 | All Other Derates | 0 | 0 | 0 | 0 | 0 | 0 | 0 | 0 | 0 | 0 | 0 | 0
2011 | US | SERC | - | SERC-E | 8a10 | Energy Only | 0 | 0 | 0 | 0 | 0 | 0 | 0 | 0 | 0 | 0 | 0 | 0
2011 | US | SERC | - | SERC-E | 9 | ANTICIPATED INTERNAL CAPACITY | 52965.625 | 54797.875 | 57173.875 | 57321.375 | 56640.375 | 55939.375 | 57064.375 | 57083.375 | 57090.375 | 58215.875 | 58222.375 | 58104.875
2011 | US | SERC | - | SERC-E | 10 | CAPACITY TRANSACTIONS - IMPORTS | 1426.3 | 1582 | 1472 | 1386 | 1358 | 1330 | 1333 | 1335 | 1435 | 1441 | 1305 | 1305
2011 | US | SERC | - | SERC-E | 10a | Firm (Note: The sum of 10a1 and 10a2 must be ≤ 10a) | 1426.3 | 1582 | 1472 | 1386 | 1358 | 1330 | 1333 | 1335 | 1435 | 1441 | 1305 | 1305
2011 | US | SERC | - | SERC-E | 10a1 | Full-Responsibility Purchases | 119.3 | 130 | 138 | 0 | 0 | 0 | 0 | 0 | 0 | 0 | 0 | 0
2011 | US | SERC | - | SERC-E | 10a2 | Owned Capacity/Entitlement Located Outside the Region/Subregion | 0 | 0 | 0 | 0 | 0 | 0 | 0 | 0 | 0 | 0 | 0 | 0
2011 | US | SERC | - | SERC-E | 10b | Non-firm | 0 | 0 | 0 | 0 | 0 | 0 | 0 | 0 | 0 | 0 | 0 | 0
2011 | US | SERC | - | SERC-E | 10c | Expected (Note: The sum of 10c1 and 10c2 must be ≤ 10c) | 0 | 0 | 0 | 0 | 0 | 0 | 0 | 0 | 0 | 0 | 0 | 0
2011 | US | SERC | - | SERC-E | 10c1 | Full-Responsibility Purchases | 0 | 0 | 0 | 0 | 0 | 0 | 0 | 0 | 0 | 0 | 0 | 0
2011 | US | SERC | - | SERC-E | 10c2 | Owned Capacity/Entitlement Located Outside the Region/Subregion | 0 | 0 | 0 | 0 | 0 | 0 | 0 | 0 | 0 | 0 | 0 | 0
2011 | US | SERC | - | SERC-E | 10d | Provisional – transactions under study, but negotiations have not begun. | 0 | 0 | 0 | 0 | 0 | 0 | 0 | 0 | 0 | 0 | 0 | 0
2011 | US | SERC | - | SERC-E | 11 | CAPACITY TRANSACTIONS - EXPORTS | 50 | 150 | 100 | 100 | 150 | 150 | 150 | 150 | 150 | 150 | 150 | 150
2011 | US | SERC | - | SERC-E | 11a | Firm (Note: The sum of 11a1 and 11a2 must be ≤ 11a) | 0 | 100 | 100 | 100 | 150 | 150 | 150 | 150 | 150 | 150 | 150 | 150
2011 | US | SERC | - | SERC-E | 11a1 | Full-Responsibility Purchases | 0 | 0 | 0 | 0 | 0 | 0 | 0 | 0 | 0 | 0 | 0 | 0
2011 | US | SERC | - | SERC-E | 11a2 | Owned Capacity/Entitlement Located Outside the Region/Subregion | 0 | 0 | 0 | 0 | 0 | 0 | 0 | 0 | 0 | 0 | 0 | 0
2011 | US | SERC | - | SERC-E | 11b | Non-firm | 50 | 50 | 0 | 0 | 0 | 0 | 0 | 0 | 0 | 0 | 0 | 0
2011 | US | SERC | - | SERC-E | 11c | Expected (Note: The sum of 11c1 and 11c2 must be ≤ 11c) | 0 | 0 | 0 | 0 | 0 | 0 | 0 | 0 | 0 | 0 | 0 | 0
2011 | US | SERC | - | SERC-E | 11c1 | Full-Responsibility Purchases | 0 | 0 | 0 | 0 | 0 | 0 | 0 | 0 | 0 | 0 | 0 | 0
2011 | US | SERC | - | SERC-E | 11c2 | Owned Capacity/Entitlement Located Outside the Region/Subregion | 0 | 0 | 0 | 0 | 0 | 0 | 0 | 0 | 0 | 0 | 0 | 0
2011 | US | SERC | - | SERC-E | 11d | Provisional – transactions under study, but negotiations have not begun. | 0 | 0 | 0 | 0 | 0 | 0 | 0 | 0 | 0 | 0 | 0 | 0
2011 | US | SERC | - | SERC-E | 12 | EXISTING, CERTAIN CAPACITY & NET FIRM TRANSACTIONS | 54391.925 | 55459.875 | 55643.875 | 55578.875 | 55514.875 | 55511.875 | 55522.875 | 55543.875 | 55650.875 | 55665.375 | 55535.875 | 55418.375
2011 | US | SERC | - | SERC-E | 13 | ANTICIPATED CAPACITY RESOURCES |  | 56279.875 | 58545.875 | 58607.375 | 57848.375 | 57119.375 | 58247.375 | 58268.375 | 58375.375 | 59506.875 | 59377.375 | 59259.875
2011 | US | SERC | - | SERC-E | 14 | PROSPECTIVE CAPACITY RESOURCES |  | 56279.875 | 58545.875 | 58607.375 | 57848.375 | 57119.375 | 58247.375 | 58268.375 | 58375.375 | 59506.875 | 59377.375 | 59259.875
2011 | US | SERC | - | SERC-E | 15 | TOTAL POTENTIAL CAPACITY RESOURCES |  | 56279.875 | 58565.875 | 58627.375 | 57868.375 | 57139.375 | 58267.375 | 58891.375 | 59199.375 | 60330.875 | 60201.375 | 60083.875
2011 | US | SERC | - | SERC-E | 15a | ADJUSTED POTENTIAL CAPACITY RESOURCES |  | 56279.875 | 58545.875 | 58607.375 | 57848.375 | 57119.375 | 58247.375 | 58268.375 | 58375.375 | 59506.875 | 59377.375 | 59259.875
2011 | US | SERC | - | SERC-E | 16a | Confidence of Future, Other (7b), using reasonable judgement |  | 0 | 0 | 0 | 0 | 0 | 0 | 0 | 0 | 0 | 0 | 0
2011 | US | SERC | - | SERC-E | 16b | Net Future, Other Resources After Confidence Percentage Is Applied |  | 0 | 0 | 0 | 0 | 0 | 0 | 0 | 0 | 0 | 0 | 0
2011 | US | SERC | - | SERC-E | 16c | Confidence of Conceptual (8), using reasonable judgement |  | 0 | 0 | 0 | 0 | 0 | 0 | 0 | 0 | 0 | 0 | 0
2011 | US | SERC | - | SERC-E | 16d | Net Conceptual Resources After Confidence Percentage Is Applied |  | 0 | 0 | 0 | 0 | 0 | 0 | 0 | 0 | 0 | 0 | 0
2011 | US | SERC | - | SERC-E | 17 | Region/Subregion Target Reserve Margin |  | 15% | 15% | 15% | 15% | 15% | 15% | 15% | 15% | 15% | 15% | 15%
2011 | US | SERC | - | SERC-E | 18 | Existing Certain and Net Firm Transactions Reserve Margin |  | 31.12% | 30.65% | 28.57% | 27.04% | 25.47% | 24.1% | 22.8% | 21.67% | 20.2% | 18.21% | 16.33%
2011 | US | SERC | - | SERC-E | 19 | Anticipated Capacity Resources Reserve Margin |  | 33.06% | 37.47% | 35.58% | 32.38% | 29.11% | 30.19% | 28.82% | 27.62% | 28.5% | 26.39% | 24.4%
2011 | US | SERC | - | SERC-E | 20 | Prospective Capacity Resources Reserve Margin |  | 33.06% | 37.47% | 35.58% | 32.38% | 29.11% | 30.19% | 28.82% | 27.62% | 28.5% | 26.39% | 24.4%
2011 | US | SERC | - | SERC-E | 21 | Total Potential Resources Reserve Margin |  | 33.06% | 37.51% | 35.63% | 32.42% | 29.15% | 30.24% | 30.2% | 29.42% | 30.28% | 28.14% | 26.13%
2011 | US | SERC | - | SERC-E | 22 | Adjusted Potential Resources Reserve Margin |  | 33.06% | 37.47% | 35.58% | 32.38% | 29.11% | 30.19% | 28.82% | 27.62% | 28.5% | 26.39% | 24.4%
2011 | US | SERC | - | SERC-E | 23 | Total Baseline Installed Capacity | 0: 52260.725
2011 | US | SERC | - | SERC-E | 24 | Distributed or Other Capacity (Behind the Meter) < 1 MW
2011 | US | SERC | - | SERC-E | 25 | Distributed or Other Capacity (Behind the Meter) ≥ 1 MW
2011 | US | SERC | - | SERC-E | 26 | Capacity Total from EIA-860
2011 | US | SERC | - | SERC-N | 1 | Unrestricted Non-coincident Peak Demand | 46716 | 47692 | 47607 | 47625 | 46767 | 47206 | 47331 | 47513 | 48201 | 48979 | 49599 | 50299
2011 | US | SERC | - | SERC-N | 1a | New Conservation (Energy Efficiency) | 0 | 86 | 93 | 116 | 155 | 182 | 207 | 229 | 244 | 252 | 252 | 256
2011 | US | SERC | - | SERC-N | 1b | Estimated Diversity | 0 | 0 | 0 | 0 | 0 | 0 | 0 | 0 | 0 | 0 | 0 | 0
2011 | US | SERC | - | SERC-N | 1c | Additions for non-member load (load served by non-registered LSE's in a region) | 0 | 0 | 0 | 0 | 0 | 0 | 0 | 0 | 0 | 0 | 0 | 0
2011 | US | SERC | - | SERC-N | 1d | Stand-by Load Under Contract (Normally served by behind the meter generation) | 0 | 0 | 0 | 0 | 0 | 0 | 0 | 0 | 0 | 0 | 0 | 0
2011 | US | SERC | - | SERC-N | 1e | Non-Controllable Demand-Side Demand Response | 0 | 0 | 0 | 0 | 0 | 0 | 0 | 0 | 0 | 0 | 0 | 0
2011 | US | SERC | - | SERC-N | 2 | Total Internal Demand | 46716 | 47606 | 47514 | 47509 | 46612 | 47024 | 47124 | 47284 | 47957 | 48727 | 49347 | 50043
2011 | US | SERC | - | SERC-N | 2H1 | Load Forecast Uncertainty (Extreme Demand Factor) | 1 | 1.06 | 1.06 | 1.06 | 1.06 | 1.06 | 1.06 | 1.06 | 1.06 | 1.06 | 1.06 | 1.06
2011 | US | SERC | - | SERC-N | 2H | Total Internal Demand | 1.05 | 50462.36 | 50364.84 | 50359.54 | 49408.72 | 49845.44 | 49951.44 | 50121.04 | 50834.42 | 51650.62 | 52307.82 | 53045.58
2011 | US | SERC | - | SERC-N | 2a | Supply-Side Direct Control Load Management | 5 | 3 | 4 | 5 | 6 | 9 | 12 | 15 | 15 | 15 | 15 | 15
2011 | US | SERC | - | SERC-N | 2b | Supply-Side Contractually Interruptible (Curtailable) | 930 | 1066 | 1068 | 1072 | 1048 | 1050 | 1050 | 1051 | 1050 | 1051 | 1051 | 1051
2011 | US | SERC | - | SERC-N | 2c | Supply-Side Critical Peak-Pricing (CPP) with Control | 0 | 0 | 0 | 0 | 0 | 0 | 0 | 0 | 0 | 0 | 0 | 0
2011 | US | SERC | - | SERC-N | 2d | Supply-Side Load as a Capacity Resource | 229 | 383 | 501 | 729 | 1201 | 1305 | 1410 | 1404 | 1376 | 1499 | 1659 | 1919
2011 | US | SERC | - | SERC-N | 3 | Net Internal Demand | 45552 | 46154 | 45941 | 45703 | 44357 | 44660 | 44652 | 44814 | 45516 | 46162 | 46622 | 47058
2011 | US | SERC | - | SERC-N | 4a | Demand Response used for Ancillary Services - Spinning Reserves | 0 | 0 | 0 | 0 | 0 | 0 | 0 | 0 | 0 | 0 | 0 | 0
2011 | US | SERC | - | SERC-N | 4b | Demand Response used for Ancillary Services - Non-Spinning Reserves | 0 | 0 | 0 | 0 | 0 | 0 | 0 | 0 | 0 | 0 | 0 | 0
2011 | US | SERC | - | SERC-N | 4c | Demand Response used for Regulation | 0 | 0 | 0 | 0 | 0 | 0 | 0 | 0 | 0 | 0 | 0 | 0
2011 | US | SERC | - | SERC-N | 4d | Demand Response used for Energy, Voluntary Services - Emergency | 0 | 0 | 0 | 0 | 1 | 1 | 1 | 1 | 1 | 1 | 1 | 1
2011 | US | SERC | - | SERC-N | 5 | TOTAL INTERNAL CAPACITY | 59402.24 | 60572.24 | 64063.24 | 63558.24 | 61841.24 | 60900.24 | 61092.24 | 59848.24 | 59819.24 | 59941.24 | 61363.24 | 61621.24
2011 | US | SERC | - | SERC-N | 6 | EXISTING CAPACITY | 59402.24 | 60572.24 | 62300.24 | 62533.24 | 62991.24 | 63083.24 | 63275.24 | 63273.24 | 63244.24 | 63366.24 | 63528.24 | 63786.24
2011 | US | SERC | - | SERC-N | 6a | Existing, Certain | 56946.24 | 57602.24 | 58752.24 | 58760.24 | 58769.24 | 58779.24 | 58779.24 | 58779.24 | 58779.24 | 58777.24 | 58779.24 | 58777.24
2011 | US | SERC | - | SERC-N | 6a1 | Wind Expected On-Peak | 152.1 | 152.1 | 152.1 | 152.1 | 152.1 | 152.1 | 152.1 | 152.1 | 152.1 | 152.1 | 152.1 | 152.1
2011 | US | SERC | - | SERC-N | 6a2 | Solar Expected On-Peak | 0 | 0 | 0 | 0 | 0 | 0 | 0 | 0 | 0 | 0 | 0 | 0
2011 | US | SERC | - | SERC-N | 6a3 | Hydro Expected On-Peak | 4733.2 | 4743.2 | 4792.2 | 4800.2 | 4809.2 | 4819.2 | 4819.2 | 4819.2 | 4819.2 | 4819.2 | 4819.2 | 4819.2
2011 | US | SERC | - | SERC-N | 6a4 | Biomass Expected On-Peak | 16.8 | 16.8 | 16.8 | 16.8 | 16.8 | 16.8 | 16.8 | 16.8 | 16.8 | 16.8 | 16.8 | 16.8
2011 | US | SERC | - | SERC-N | 6b | Existing, Other (Note: Enter the net expected value only) | 581 | 581 | 589 | 591 | 591 | 970 | 1012 | 1012 | 1012 | 1012 | 1012 | 1012
2011 | US | SERC | - | SERC-N | 6b1 | Wind Derate On-Peak | 132 | 132 | 132 | 132 | 132 | 132 | 132 | 132 | 132 | 132 | 132 | 132
2011 | US | SERC | - | SERC-N | 6b2 | Solar Derate On-Peak | 0 | 0 | 0 | 0 | 0 | 0 | 0 | 0 | 0 | 0 | 0 | 0
2011 | US | SERC | - | SERC-N | 6b3 | Hydro Derate On-Peak | 0 | 0 | 0 | 0 | 0 | 0 | 0 | 0 | 0 | 0 | 0 | 0
2011 | US | SERC | - | SERC-N | 6b4 | Biomass Derate On-Peak | 0 | 0 | 0 | 0 | 0 | 0 | 0 | 0 | 0 | 0 | 0 | 0
2011 | US | SERC | - | SERC-N | 6b5 | Transmission-Limited Resources | 0 | 0 | 0 | 0 | 0 | 0 | 0 | 0 | 0 | 0 | 0 | 0
2011 | US | SERC | - | SERC-N | 6b6 | All Other Derates | 0 | 0 | 8 | 10 | 10 | 33 | 75 | 75 | 75 | 75 | 75 | 75
2011 | US | SERC | - | SERC-N | 6b7 | Energy Only (Existing-Other) | 567 | 567 | 567 | 567 | 567 | 567 | 567 | 567 | 567 | 567 | 567 | 567
2011 | US | SERC | - | SERC-N | 6c | Existing, Inoperable (Note: Capacity reported on this line is not included in margin calculations) | 579 | 805 | 1246 | 1234 | 1234 | 805 | 805 | 805 | 805 | 805 | 805 | 805
2011 | US | SERC | - | SERC-N | 6d | Total Supply-Side Demand Response | 1164 | 1452 | 1573 | 1806 | 2255 | 2364 | 2472 | 2470 | 2441 | 2565 | 2725 | 2985
2011 | US | SERC | - | SERC-N | 7 | FUTURE CAPACITY ADDITIONS | 0 | 0 | 1763 | 1025 | -1150 | -2183 | -2183 | -3425 | -3425 | -3425 | -2165 | -2165
2011 | US | SERC | - | SERC-N | 7a | Future, Planned (Note: Enter the net expected value only) | 0 | 0 | 1763 | 1025 | -1150 | -2183 | -2183 | -3425 | -3425 | -3425 | -2165 | -2165
2011 | US | SERC | - | SERC-N | 7a1 | Wind Expected On-Peak | 0 | 0 | 0 | 0 | 0 | 0 | 0 | 0 | 0 | 0 | 0 | 0
2011 | US | SERC | - | SERC-N | 7a2 | Wind Derate On-Peak | 0 | 0 | 0 | 0 | 0 | 0 | 0 | 0 | 0 | 0 | 0 | 0
2011 | US | SERC | - | SERC-N | 7a3 | Solar Expected On-Peak | 0 | 0 | 0 | 0 | 0 | 0 | 0 | 0 | 0 | 0 | 0 | 0
2011 | US | SERC | - | SERC-N | 7a4 | Solar Derate On-Peak | 0 | 0 | 0 | 0 | 0 | 0 | 0 | 0 | 0 | 0 | 0 | 0
2011 | US | SERC | - | SERC-N | 7a5 | Hydro Expected On-Peak | 0 | 0 | 0 | 2 | 2 | 2 | 2 | 2 | 2 | 2 | 2 | 2
2011 | US | SERC | - | SERC-N | 7a6 | Hydro Derate On-Peak | 0 | 0 | 0 | 0 | 0 | 0 | 0 | 0 | 0 | 0 | 0 | 0
2011 | US | SERC | - | SERC-N | 7a7 | Biomass Expected On-Peak | 0 | 0 | 0 | 0 | 0 | 0 | 0 | 0 | 0 | 0 | 0 | 0
2011 | US | SERC | - | SERC-N | 7a8 | Biomass Derate On-Peak | 0 | 0 | 0 | 0 | 0 | 0 | 0 | 0 | 0 | 0 | 0 | 0
2011 | US | SERC | - | SERC-N | 7a9 | Transmission-Limited Resources | 0 | 0 | 0 | 0 | 0 | 0 | 0 | 0 | 0 | 0 | 0 | 0
2011 | US | SERC | - | SERC-N | 7a10 | Scheduled Outage - Maintenance | 0 | 0 | 0 | 0 | 0 | 0 | 0 | 0 | 0 | 0 | 0 | 0
2011 | US | SERC | - | SERC-N | 7a11 | All Other Derates | 0 | 0 | 0 | 0 | 0 | 0 | 0 | 0 | 0 | 0 | 0 | 0
2011 | US | SERC | - | SERC-N | 7a12 | Energy Only | 0 | 0 | 0 | 0 | 0 | 0 | 0 | 0 | 0 | 0 | 0 | 0
2011 | US | SERC | - | SERC-N | 7b | Future, Other (Note: Enter the net expected value only) | 0 | 0 | 0 | 0 | 0 | 0 | 0 | 0 | 0 | 0 | 0 | 0
2011 | US | SERC | - | SERC-N | 7b1 | Wind Expected On-Peak | 0 | 0 | 0 | 0 | 0 | 0 | 0 | 0 | 0 | 0 | 0 | 0
2011 | US | SERC | - | SERC-N | 7b2 | Wind Derate On-Peak | 0 | 0 | 0 | 0 | 0 | 0 | 0 | 0 | 0 | 0 | 0 | 0
2011 | US | SERC | - | SERC-N | 7b3 | Solar Expected On-Peak | 0 | 0 | 0 | 0 | 0 | 0 | 0 | 0 | 0 | 0 | 0 | 0
2011 | US | SERC | - | SERC-N | 7b4 | Solar Derate On-Peak | 0 | 0 | 0 | 0 | 0 | 0 | 0 | 0 | 0 | 0 | 0 | 0
2011 | US | SERC | - | SERC-N | 7b5 | Hydro Expected On-Peak | 0 | 0 | 0 | 0 | 0 | 0 | 0 | 0 | 0 | 0 | 0 | 0
2011 | US | SERC | - | SERC-N | 7b6 | Hydro Derate On-Peak | 0 | 0 | 0 | 0 | 0 | 0 | 0 | 0 | 0 | 0 | 0 | 0
2011 | US | SERC | - | SERC-N | 7b7 | Biomass Expected On-Peak | 0 | 0 | 0 | 0 | 0 | 0 | 0 | 0 | 0 | 0 | 0 | 0
2011 | US | SERC | - | SERC-N | 7b8 | Biomass Derate On-Peak | 0 | 0 | 0 | 0 | 0 | 0 | 0 | 0 | 0 | 0 | 0 | 0
2011 | US | SERC | - | SERC-N | 7b9 | Transmission-Limited Resources | 0 | 0 | 0 | 0 | 0 | 0 | 0 | 0 | 0 | 0 | 0 | 0
2011 | US | SERC | - | SERC-N | 7b10 | Scheduled Outage - Maintenance | 0 | 0 | 0 | 0 | 0 | 0 | 0 | 0 | 0 | 0 | 0 | 0
2011 | US | SERC | - | SERC-N | 7b11 | All Other Derates | 0 | 0 | 0 | 0 | 0 | 0 | 0 | 0 | 0 | 0 | 0 | 0
2011 | US | SERC | - | SERC-N | 7b12 | Energy Only | 0 | 0 | 0 | 0 | 0 | 0 | 0 | 0 | 0 | 0 | 0 | 0
2011 | US | SERC | - | SERC-N | 8 | Conceptual (Note: Enter the net expected value only) | 0 | 0 | 0 | 0 | 0 | 0 | 0 | 268 | 268 | 958 | 958 | 958
2011 | US | SERC | - | SERC-N | 8a1 | Wind Expected On-Peak | 0 | 0 | 0 | 0 | 0 | 0 | 0 | 0 | 0 | 0 | 0 | 0
2011 | US | SERC | - | SERC-N | 8a2 | Wind Derate On-Peak | 0 | 0 | 0 | 0 | 0 | 0 | 0 | 0 | 0 | 0 | 0 | 0
2011 | US | SERC | - | SERC-N | 8a3 | Solar Expected On-Peak | 0 | 0 | 0 | 0 | 0 | 0 | 0 | 0 | 0 | 0 | 0 | 0
2011 | US | SERC | - | SERC-N | 8a4 | Solar Derate On-Peak | 0 | 0 | 0 | 0 | 0 | 0 | 0 | 0 | 0 | 0 | 0 | 0
2011 | US | SERC | - | SERC-N | 8a5 | Hydro Expected On-Peak | 0 | 0 | 0 | 0 | 0 | 0 | 0 | 0 | 0 | 0 | 0 | 0
2011 | US | SERC | - | SERC-N | 8a6 | Hydro Derate On-Peak | 0 | 0 | 0 | 0 | 0 | 0 | 0 | 0 | 0 | 0 | 0 | 0
2011 | US | SERC | - | SERC-N | 8a7 | Biomass Expected On-Peak | 0 | 0 | 0 | 0 | 0 | 0 | 0 | 0 | 0 | 0 | 0 | 0
2011 | US | SERC | - | SERC-N | 8a8 | Biomass Derate On-Peak | 0 | 0 | 0 | 0 | 0 | 0 | 0 | 0 | 0 | 0 | 0 | 0
2011 | US | SERC | - | SERC-N | 8a9 | All Other Derates | 0 | 0 | 0 | 0 | 0 | 0 | 0 | 0 | 0 | 0 | 0 | 0
2011 | US | SERC | - | SERC-N | 8a10 | Energy Only | 0 | 0 | 0 | 0 | 0 | 0 | 0 | 0 | 0 | 0 | 0 | 0
2011 | US | SERC | - | SERC-N | 9 | ANTICIPATED INTERNAL CAPACITY | 58110.24 | 59054.24 | 62088.24 | 61591.24 | 59874.24 | 58960.24 | 59068.24 | 57824.24 | 57795.24 | 57917.24 | 59339.24 | 59597.24
2011 | US | SERC | - | SERC-N | 10 | CAPACITY TRANSACTIONS - IMPORTS | 2004 | 2854.95 | 2286.95 | 2286.95 | 2324.95 | 2324.95 | 2324.95 | 2324.95 | 2324.95 | 2324.95 | 2324.95 | 2324.8
2011 | US | SERC | - | SERC-N | 10a | Firm (Note: The sum of 10a1 and 10a2 must be ≤ 10a) | 1615 | 1611.15 | 931.15 | 931.15 | 935.15 | 935.15 | 935.15 | 935.15 | 935.15 | 935.15 | 935.15 | 935
2011 | US | SERC | - | SERC-N | 10a1 | Full-Responsibility Purchases | 0 | 0 | 0 | 0 | 0 | 0 | 0 | 0 | 0 | 0 | 0 | 0
2011 | US | SERC | - | SERC-N | 10a2 | Owned Capacity/Entitlement Located Outside the Region/Subregion | 0 | 64 | 128 | 128 | 128 | 128 | 128 | 128 | 128 | 128 | 128 | 128
2011 | US | SERC | - | SERC-N | 10b | Non-firm | 389 | 1243.8 | 1355.8 | 1355.8 | 1389.8 | 1389.8 | 1389.8 | 1389.8 | 1389.8 | 1389.8 | 1389.8 | 1389.8
2011 | US | SERC | - | SERC-N | 10c | Expected (Note: The sum of 10c1 and 10c2 must be ≤ 10c) | 0 | 0 | 0 | 0 | 0 | 0 | 0 | 0 | 0 | 0 | 0 | 0
2011 | US | SERC | - | SERC-N | 10c1 | Full-Responsibility Purchases | 0 | 0 | 0 | 0 | 0 | 0 | 0 | 0 | 0 | 0 | 0 | 0
2011 | US | SERC | - | SERC-N | 10c2 | Owned Capacity/Entitlement Located Outside the Region/Subregion | 0 | 0 | 0 | 0 | 0 | 0 | 0 | 0 | 0 | 0 | 0 | 0
2011 | US | SERC | - | SERC-N | 10d | Provisional – transactions under study, but negotiations have not begun. | 0 | 0 | 0 | 0 | 0 | 0 | 0 | 0 | 0 | 0 | 0 | 0
2011 | US | SERC | - | SERC-N | 11 | CAPACITY TRANSACTIONS - EXPORTS | 1006 | 1194 | 470 | 470 | 470 | 470 | 470 | 470 | 470 | 470 | 470 | 470
2011 | US | SERC | - | SERC-N | 11a | Firm (Note: The sum of 11a1 and 11a2 must be ≤ 11a) | 953 | 1141 | 417 | 417 | 417 | 417 | 417 | 417 | 417 | 417 | 417 | 417
2011 | US | SERC | - | SERC-N | 11a1 | Full-Responsibility Purchases | 0 | 0 | 0 | 0 | 0 | 0 | 0 | 0 | 0 | 0 | 0 | 0
2011 | US | SERC | - | SERC-N | 11a2 | Owned Capacity/Entitlement Located Outside the Region/Subregion | 128 | 324 | 324 | 324 | 324 | 324 | 324 | 324 | 324 | 324 | 324 | 324
2011 | US | SERC | - | SERC-N | 11b | Non-firm | 53 | 53 | 53 | 53 | 53 | 53 | 53 | 53 | 53 | 53 | 53 | 53
2011 | US | SERC | - | SERC-N | 11c | Expected (Note: The sum of 11c1 and 11c2 must be ≤ 11c) | 0 | 0 | 0 | 0 | 0 | 0 | 0 | 0 | 0 | 0 | 0 | 0
2011 | US | SERC | - | SERC-N | 11c1 | Full-Responsibility Purchases | 0 | 0 | 0 | 0 | 0 | 0 | 0 | 0 | 0 | 0 | 0 | 0
2011 | US | SERC | - | SERC-N | 11c2 | Owned Capacity/Entitlement Located Outside the Region/Subregion | 0 | 0 | 0 | 0 | 0 | 0 | 0 | 0 | 0 | 0 | 0 | 0
2011 | US | SERC | - | SERC-N | 11d | Provisional – transactions under study, but negotiations have not begun. | 0 | 0 | 0 | 0 | 0 | 0 | 0 | 0 | 0 | 0 | 0 | 0
2011 | US | SERC | - | SERC-N | 12 | EXISTING, CERTAIN CAPACITY & NET FIRM TRANSACTIONS | 58772.24 | 59524.39 | 60839.39 | 61080.39 | 61542.39 | 61661.39 | 61769.39 | 61767.39 | 61738.39 | 61860.39 | 62022.39 | 62280.24
2011 | US | SERC | - | SERC-N | 13 | ANTICIPATED CAPACITY RESOURCES |  | 59524.39 | 62602.39 | 62105.39 | 60392.39 | 59478.39 | 59586.39 | 58342.39 | 58313.39 | 58435.39 | 59857.39 | 60115.24
2011 | US | SERC | - | SERC-N | 14 | PROSPECTIVE CAPACITY RESOURCES |  | 60105.39 | 63191.39 | 62696.39 | 60983.39 | 60448.39 | 60598.39 | 59354.39 | 59325.39 | 59447.39 | 60869.39 | 61127.24
2011 | US | SERC | - | SERC-N | 15 | TOTAL POTENTIAL CAPACITY RESOURCES |  | 60105.39 | 63191.39 | 62696.39 | 60983.39 | 60448.39 | 60598.39 | 59622.39 | 59593.39 | 60405.39 | 61827.39 | 62085.24
2011 | US | SERC | - | SERC-N | 15a | ADJUSTED POTENTIAL CAPACITY RESOURCES |  | 60105.39 | 63191.39 | 62696.39 | 60983.39 | 60448.39 | 60598.39 | 59354.39 | 59325.39 | 59447.39 | 60869.39 | 61127.24
2011 | US | SERC | - | SERC-N | 16a | Confidence of Future, Other (7b), using reasonable judgement |  | 0 | 0 | 0 | 0 | 0 | 0 | 0 | 0 | 0 | 0 | 0
2011 | US | SERC | - | SERC-N | 16b | Net Future, Other Resources After Confidence Percentage Is Applied |  | 0 | 0 | 0 | 0 | 0 | 0 | 0 | 0 | 0 | 0 | 0
2011 | US | SERC | - | SERC-N | 16c | Confidence of Conceptual (8), using reasonable judgement |  | 0 | 0 | 0 | 0 | 0 | 0 | 0 | 0 | 0 | 0 | 0
2011 | US | SERC | - | SERC-N | 16d | Net Conceptual Resources After Confidence Percentage Is Applied |  | 0 | 0 | 0 | 0 | 0 | 0 | 0 | 0 | 0 | 0 | 0
2011 | US | SERC | - | SERC-N | 17 | Region/Subregion Target Reserve Margin |  | 15% | 15% | 15% | 15% | 15% | 15% | 15% | 15% | 15% | 15% | 15%
2011 | US | SERC | - | SERC-N | 18 | Existing Certain and Net Firm Transactions Reserve Margin |  | 25.04% | 28.05% | 28.57% | 32.03% | 31.13% | 31.08% | 30.63% | 28.74% | 26.95% | 25.69% | 24.45%
2011 | US | SERC | - | SERC-N | 19 | Anticipated Capacity Resources Reserve Margin |  | 25.04% | 31.76% | 30.72% | 29.56% | 26.49% | 26.45% | 23.39% | 21.6% | 19.92% | 21.3% | 20.13%
2011 | US | SERC | - | SERC-N | 20 | Prospective Capacity Resources Reserve Margin |  | 26.26% | 33% | 31.97% | 30.83% | 28.55% | 28.59% | 25.53% | 23.71% | 22% | 23.35% | 22.15%
2011 | US | SERC | - | SERC-N | 21 | Total Potential Resources Reserve Margin |  | 26.26% | 33% | 31.97% | 30.83% | 28.55% | 28.59% | 26.09% | 24.26% | 23.97% | 25.29% | 24.06%
2011 | US | SERC | - | SERC-N | 22 | Adjusted Potential Resources Reserve Margin |  | 26.26% | 33% | 31.97% | 30.83% | 28.55% | 28.59% | 25.53% | 23.71% | 22% | 23.35% | 22.15%
2011 | US | SERC | - | SERC-N | 23 | Total Baseline Installed Capacity | 0: 58238.24
2011 | US | SERC | - | SERC-N | 24 | Distributed or Other Capacity (Behind the Meter) < 1 MW
2011 | US | SERC | - | SERC-N | 25 | Distributed or Other Capacity (Behind the Meter) ≥ 1 MW
2011 | US | SERC | - | SERC-N | 26 | Capacity Total from EIA-860
2011 | US | SERC | - | SERC-SE | 1 | Unrestricted Non-coincident Peak Demand | 43504 | 44346 | 45459 | 46384 | 47149 | 47834 | 48546 | 49117 | 49890 | 50620 | 51497 | 52416
2011 | US | SERC | - | SERC-SE | 1a | New Conservation (Energy Efficiency) | 0 | 106 | 108 | 109 | 111 | 113 | 114 | 116 | 117 | 119 | 120 | 121
2011 | US | SERC | - | SERC-SE | 1b | Estimated Diversity | 0 | 0 | 0 | 0 | 0 | 0 | 0 | 0 | 0 | 0 | 0 | 0
2011 | US | SERC | - | SERC-SE | 1c | Additions for non-member load (load served by non-registered LSE's in a region) | 0 | 0 | 0 | 0 | 0 | 0 | 0 | 0 | 0 | 0 | 0 | 0
2011 | US | SERC | - | SERC-SE | 1d | Stand-by Load Under Contract (Normally served by behind the meter generation) | 0 | 0 | 0 | 0 | 0 | 0 | 0 | 0 | 0 | 0 | 0 | 0
2011 | US | SERC | - | SERC-SE | 1e | Non-Controllable Demand-Side Demand Response | 0 | 0 | 0 | 0 | 0 | 0 | 0 | 0 | 0 | 0 | 0 | 0
2011 | US | SERC | - | SERC-SE | 2 | Total Internal Demand | 43504 | 44240 | 45351 | 46275 | 47038 | 47721 | 48432 | 49001 | 49773 | 50501 | 51377 | 52295
2011 | US | SERC | - | SERC-SE | 2H1 | Load Forecast Uncertainty (Extreme Demand Factor) | 1 | 1.06 | 1.06 | 1.06 | 1.06 | 1.06 | 1.06 | 1.06 | 1.06 | 1.06 | 1.06 | 1.06
2011 | US | SERC | - | SERC-SE | 2H | Total Internal Demand | 43504 | 46894.4 | 48072.06 | 49051.5 | 49860.28 | 50584.26 | 51337.92 | 51941.06 | 52759.38 | 53531.06 | 54459.62 | 55432.7
2011 | US | SERC | - | SERC-SE | 2a | Supply-Side Direct Control Load Management | 347 | 379 | 499 | 591 | 686 | 781 | 876 | 886 | 896 | 904 | 913 | 919
2011 | US | SERC | - | SERC-SE | 2b | Supply-Side Contractually Interruptible (Curtailable) | 1229 | 1234 | 1235 | 1235 | 1235 | 1314 | 1314 | 1314 | 1299 | 1299 | 1299 | 1299
2011 | US | SERC | - | SERC-SE | 2c | Supply-Side Critical Peak-Pricing (CPP) with Control | 0 | 0 | 0 | 0 | 0 | 0 | 0 | 0 | 0 | 0 | 0 | 0
2011 | US | SERC | - | SERC-SE | 2d | Supply-Side Load as a Capacity Resource | 92 | 92 | 96 | 100 | 103 | 105 | 107 | 109 | 111 | 112 | 113 | 114
2011 | US | SERC | - | SERC-SE | 3 | Net Internal Demand | 41836 | 42535 | 43521 | 44349 | 45014 | 45521 | 46135 | 46692 | 47467 | 48186 | 49052 | 49963
2011 | US | SERC | - | SERC-SE | 4a | Demand Response used for Ancillary Services - Spinning Reserves | 0 | 0 | 0 | 0 | 0 | 0 | 0 | 0 | 0 | 0 | 0 | 0
2011 | US | SERC | - | SERC-SE | 4b | Demand Response used for Ancillary Services - Non-Spinning Reserves | 0 | 0 | 0 | 0 | 0 | 0 | 0 | 0 | 0 | 0 | 0 | 0
2011 | US | SERC | - | SERC-SE | 4c | Demand Response used for Regulation | 0 | 75 | 75 | 75 | 75 | 75 | 75 | 75 | 75 | 75 | 75 | 75
2011 | US | SERC | - | SERC-SE | 4d | Demand Response used for Energy, Voluntary Services - Emergency | 0 | 0 | 0 | 0 | 0 | 0 | 0 | 0 | 0 | 0 | 0 | 0
2011 | US | SERC | - | SERC-SE | 5 | TOTAL INTERNAL CAPACITY | 68163.14 | 68019.54 | 69889.24 | 70697.74 | 71105.74 | 71911.7 | 73596.74 | 75028.74 | 75017.74 | 74995.74 | 75005.74 | 75012.74
2011 | US | SERC | - | SERC-SE | 6 | EXISTING CAPACITY | 68163.14 | 68270.54 | 68469.54 | 68548.04 | 68646.04 | 68822 | 68599.04 | 68931.04 | 68920.04 | 68914.04 | 68924.04 | 68931.04
2011 | US | SERC | - | SERC-SE | 6a | Existing, Certain | 62772.14 | 62803.54 | 62569.54 | 63447.04 | 63252.04 | 63252 | 62932.04 | 63252.04 | 63244.04 | 63229.04 | 63229.04 | 63229.04
2011 | US | SERC | - | SERC-SE | 6a1 | Wind Expected On-Peak | 0 | 0 | 0 | 0 | 0 | 0 | 0 | 0 | 0 | 0 | 0 | 0
2011 | US | SERC | - | SERC-SE | 6a2 | Solar Expected On-Peak | 1 | 2 | 2 | 2 | 2 | 2 | 2 | 2 | 2 | 2 | 2 | 2
2011 | US | SERC | - | SERC-SE | 6a3 | Hydro Expected On-Peak | 3299.54 | 3300.58 | 3300.58 | 3300.58 | 3300.58 | 3300.54 | 3300.58 | 3300.58 | 3300.58 | 3300.58 | 3300.58 | 3300.58
2011 | US | SERC | - | SERC-SE | 6a4 | Biomass Expected On-Peak | 0 | 0 | 0 | 0 | 0 | 0 | 0 | 0 | 0 | 0 | 0 | 0
2011 | US | SERC | - | SERC-SE | 6b | Existing, Other (Note: Enter the net expected value only) | 3408 | 3447 | 4070 | 3175 | 3370 | 3370 | 3370 | 3370 | 3370 | 3370 | 3370 | 3370
2011 | US | SERC | - | SERC-SE | 6b1 | Wind Derate On-Peak | 0 | 0 | 0 | 0 | 0 | 0 | 0 | 0 | 0 | 0 | 0 | 0
2011 | US | SERC | - | SERC-SE | 6b2 | Solar Derate On-Peak | 0 | 0 | 0 | 0 | 0 | 0 | 0 | 0 | 0 | 0 | 0 | 0
2011 | US | SERC | - | SERC-SE | 6b3 | Hydro Derate On-Peak | 0 | 0 | 0 | 0 | 0 | 0 | 0 | 0 | 0 | 0 | 0 | 0
2011 | US | SERC | - | SERC-SE | 6b4 | Biomass Derate On-Peak | 0 | 0 | 0 | 0 | 0 | 0 | 0 | 0 | 0 | 0 | 0 | 0
2011 | US | SERC | - | SERC-SE | 6b5 | Transmission-Limited Resources | 0 | 0 | 0 | 0 | 0 | 0 | 0 | 0 | 0 | 0 | 0 | 0
2011 | US | SERC | - | SERC-SE | 6b6 | All Other Derates | 0 | 0 | 0 | 0 | 0 | 0 | 0 | 0 | 0 | 0 | 0 | 0
2011 | US | SERC | - | SERC-SE | 6b7 | Energy Only (Existing-Other) | 0 | 0 | 0 | 0 | 0 | 0 | 0 | 0 | 0 | 0 | 0 | 0
2011 | US | SERC | - | SERC-SE | 6c | Existing, Inoperable (Note: Capacity reported on this line is not included in margin calculations) | 315 | 315 | 0 | 0 | 0 | 0 | 0 | 0 | 0 | 0 | 0 | 0
2011 | US | SERC | - | SERC-SE | 6d | Total Supply-Side Demand Response | 1668 | 1705 | 1830 | 1926 | 2024 | 2200 | 2297 | 2309 | 2306 | 2315 | 2325 | 2332
2011 | US | SERC | - | SERC-SE | 7 | FUTURE CAPACITY ADDITIONS | 0 | -251 | 1419.7 | 2149.7 | 2459.7 | 3089.7 | 4997.7 | 6097.7 | 6097.7 | 6081.7 | 6081.7 | 6081.7
2011 | US | SERC | - | SERC-SE | 7a | Future, Planned (Note: Enter the net expected value only) | 0 | -251 | 1419.7 | 2251.7 | 2598.7 | 3228.7 | 5136.7 | 6236.7 | 6236.7 | 6236.7 | 6236.7 | 6236.7
2011 | US | SERC | - | SERC-SE | 7a1 | Wind Expected On-Peak | 0 | 0 | 0 | 0 | 0 | 0 | 0 | 0 | 0 | 0 | 0 | 0
2011 | US | SERC | - | SERC-SE | 7a2 | Wind Derate On-Peak | 0 | 0 | 0 | 0 | 0 | 0 | 0 | 0 | 0 | 0 | 0 | 0
2011 | US | SERC | - | SERC-SE | 7a3 | Solar Expected On-Peak | 0 | 0 | 0 | 0 | 0 | 0 | 0 | 0 | 0 | 0 | 0 | 0
2011 | US | SERC | - | SERC-SE | 7a4 | Solar Derate On-Peak | 0 | 0 | 0 | 0 | 0 | 0 | 0 | 0 | 0 | 0 | 0 | 0
2011 | US | SERC | - | SERC-SE | 7a5 | Hydro Expected On-Peak | 0 | 0 | 0 | 0 | 0 | 0 | 0 | 0 | 0 | 0 | 0 | 0
2011 | US | SERC | - | SERC-SE | 7a6 | Hydro Derate On-Peak | 0 | 0 | 0 | 0 | 0 | 0 | 0 | 0 | 0 | 0 | 0 | 0
2011 | US | SERC | - | SERC-SE | 7a7 | Biomass Expected On-Peak | 0 | 0 | 50 | 146 | 146 | 146 | 146 | 146 | 146 | 146 | 146 | 146
2011 | US | SERC | - | SERC-SE | 7a8 | Biomass Derate On-Peak | 0 | 0 | 0 | 0 | 0 | 0 | 0 | 0 | 0 | 0 | 0 | 0
2011 | US | SERC | - | SERC-SE | 7a9 | Transmission-Limited Resources | 0 | 0 | 0 | 0 | 0 | 0 | 0 | 0 | 0 | 0 | 0 | 0
2011 | US | SERC | - | SERC-SE | 7a10 | Scheduled Outage - Maintenance | 0 | 0 | 0 | 0 | 0 | 0 | 0 | 0 | 0 | 0 | 0 | 0
2011 | US | SERC | - | SERC-SE | 7a11 | All Other Derates | 0 | 0 | 0 | 0 | 0 | 0 | 0 | 0 | 0 | 0 | 0 | 0
2011 | US | SERC | - | SERC-SE | 7a12 | Energy Only | 0 | 0 | 0 | 0 | 0 | 0 | 0 | 0 | 0 | 0 | 0 | 0
2011 | US | SERC | - | SERC-SE | 7b | Future, Other (Note: Enter the net expected value only) | 0 | 0 | 0 | -102 | -139 | -139 | -139 | -139 | -139 | -155 | -155 | -155
2011 | US | SERC | - | SERC-SE | 7b1 | Wind Expected On-Peak | 0 | 0 | 0 | 0 | 0 | 0 | 0 | 0 | 0 | 0 | 0 | 0
2011 | US | SERC | - | SERC-SE | 7b2 | Wind Derate On-Peak | 0 | 0 | 0 | 0 | 0 | 0 | 0 | 0 | 0 | 0 | 0 | 0
2011 | US | SERC | - | SERC-SE | 7b3 | Solar Expected On-Peak | 0 | 0 | 0 | 0 | 0 | 0 | 0 | 0 | 0 | 0 | 0 | 0
2011 | US | SERC | - | SERC-SE | 7b4 | Solar Derate On-Peak | 0 | 0 | 0 | 0 | 0 | 0 | 0 | 0 | 0 | 0 | 0 | 0
2011 | US | SERC | - | SERC-SE | 7b5 | Hydro Expected On-Peak | 0 | 0 | 0 | 0 | 0 | 0 | 0 | 0 | 0 | 0 | 0 | 0
2011 | US | SERC | - | SERC-SE | 7b6 | Hydro Derate On-Peak | 0 | 0 | 0 | 0 | 0 | 0 | 0 | 0 | 0 | 0 | 0 | 0
2011 | US | SERC | - | SERC-SE | 7b7 | Biomass Expected On-Peak | 0 | 0 | 0 | 0 | 0 | 0 | 0 | 0 | 0 | 0 | 0 | 0
2011 | US | SERC | - | SERC-SE | 7b8 | Biomass Derate On-Peak | 0 | 0 | 0 | 0 | 0 | 0 | 0 | 0 | 0 | 0 | 0 | 0
2011 | US | SERC | - | SERC-SE | 7b9 | Transmission-Limited Resources | 0 | 0 | 0 | 0 | 0 | 0 | 0 | 0 | 0 | 0 | 0 | 0
2011 | US | SERC | - | SERC-SE | 7b10 | Scheduled Outage - Maintenance | 0 | 0 | 0 | 0 | 0 | 0 | 0 | 0 | 0 | 0 | 0 | 0
2011 | US | SERC | - | SERC-SE | 7b11 | All Other Derates | 0 | 0 | 0 | -102 | -139 | -139 | -139 | -139 | -139 | -155 | -155 | -155
2011 | US | SERC | - | SERC-SE | 7b12 | Energy Only | 0 | 0 | 0 | 0 | 0 | 0 | 0 | 0 | 0 | 0 | 0 | 0
2011 | US | SERC | - | SERC-SE | 8 | Conceptual (Note: Enter the net expected value only) | 0 | 40.5 | 90.5 | 758.5 | 858.5 | 858.5 | 2258.5 | 2258.5 | 2352 | 2445.5 | 2445.5 | 2445.5
2011 | US | SERC | - | SERC-SE | 8a1 | Wind Expected On-Peak | 0 | 0 | 0 | 0 | 0 | 0 | 0 | 0 | 0 | 0 | 0 | 0
2011 | US | SERC | - | SERC-SE | 8a2 | Wind Derate On-Peak | 0 | 0 | 0 | 0 | 0 | 0 | 0 | 0 | 0 | 0 | 0 | 0
2011 | US | SERC | - | SERC-SE | 8a3 | Solar Expected On-Peak | 0 | 0 | 0 | 0 | 0 | 0 | 0 | 0 | 0 | 0 | 0 | 0
2011 | US | SERC | - | SERC-SE | 8a4 | Solar Derate On-Peak | 0 | 0 | 0 | 0 | 0 | 0 | 0 | 0 | 0 | 0 | 0 | 0
2011 | US | SERC | - | SERC-SE | 8a5 | Hydro Expected On-Peak | 0 | 0 | 0 | 0 | 0 | 0 | 0 | 0 | 0 | 0 | 0 | 0
2011 | US | SERC | - | SERC-SE | 8a6 | Hydro Derate On-Peak | 0 | 0 | 0 | 0 | 0 | 0 | 0 | 0 | 0 | 0 | 0 | 0
2011 | US | SERC | - | SERC-SE | 8a7 | Biomass Expected On-Peak | 0 | 2.3 | 52.3 | 107.3 | 207.3 | 207.3 | 207.3 | 207.3 | 207.3 | 207.3 | 207.3 | 207.3
2011 | US | SERC | - | SERC-SE | 8a8 | Biomass Derate On-Peak | 0 | 0 | 0 | 0 | 0 | 0 | 0 | 0 | 0 | 0 | 0 | 0
2011 | US | SERC | - | SERC-SE | 8a9 | All Other Derates | 0 | 0 | 0 | 0 | 0 | 0 | 0 | 0 | 0 | 0 | 0 | 0
2011 | US | SERC | - | SERC-SE | 8a10 | Energy Only | 0 | 0 | 0 | 0 | 0 | 0 | 0 | 0 | 0 | 0 | 0 | 0
2011 | US | SERC | - | SERC-SE | 9 | ANTICIPATED INTERNAL CAPACITY | 64440.14 | 64257.54 | 65819.24 | 67624.74 | 67874.74 | 68680.7 | 70365.74 | 71797.74 | 71786.74 | 71780.74 | 71790.74 | 71797.74
2011 | US | SERC | - | SERC-SE | 10 | CAPACITY TRANSACTIONS - IMPORTS | 732 | 834 | 850 | 850 | 900 | 900 | 825 | 825 | 825 | 825 | 825 | 825
2011 | US | SERC | - | SERC-SE | 10a | Firm (Note: The sum of 10a1 and 10a2 must be ≤ 10a) | 732 | 834 | 850 | 850 | 900 | 900 | 825 | 825 | 825 | 825 | 825 | 825
2011 | US | SERC | - | SERC-SE | 10a1 | Full-Responsibility Purchases | 0 | 0 | 0 | 0 | 0 | 0 | 0 | 0 | 0 | 0 | 0 | 0
2011 | US | SERC | - | SERC-SE | 10a2 | Owned Capacity/Entitlement Located Outside the Region/Subregion | 127 | 127 | 143 | 143 | 143 | 143 | 143 | 143 | 143 | 143 | 143 | 143
2011 | US | SERC | - | SERC-SE | 10b | Non-firm | 0 | 0 | 0 | 0 | 0 | 0 | 0 | 0 | 0 | 0 | 0 | 0
2011 | US | SERC | - | SERC-SE | 10c | Expected (Note: The sum of 10c1 and 10c2 must be ≤ 10c) | 0 | 0 | 0 | 0 | 0 | 0 | 0 | 0 | 0 | 0 | 0 | 0
2011 | US | SERC | - | SERC-SE | 10c1 | Full-Responsibility Purchases | 0 | 0 | 0 | 0 | 0 | 0 | 0 | 0 | 0 | 0 | 0 | 0
2011 | US | SERC | - | SERC-SE | 10c2 | Owned Capacity/Entitlement Located Outside the Region/Subregion | 0 | 0 | 0 | 0 | 0 | 0 | 0 | 0 | 0 | 0 | 0 | 0
2011 | US | SERC | - | SERC-SE | 10d | Provisional – transactions under study, but negotiations have not begun. | 0 | 0 | 0 | 0 | 0 | 0 | 0 | 0 | 0 | 0 | 0 | 0
2011 | US | SERC | - | SERC-SE | 11 | CAPACITY TRANSACTIONS - EXPORTS | 2203 | 2472 | 2498 | 2412 | 2384 | 2559 | 2665 | 2667 | 1627 | 1633 | 1497 | 1497
2011 | US | SERC | - | SERC-SE | 11a | Firm (Note: The sum of 11a1 and 11a2 must be ≤ 11a) | 2203 | 2472 | 2498 | 2412 | 2384 | 2559 | 2665 | 2667 | 1627 | 1633 | 1497 | 1497
2011 | US | SERC | - | SERC-SE | 11a1 | Full-Responsibility Purchases | 119 | 130 | 138 | 0 | 0 | 0 | 0 | 0 | 0 | 0 | 0 | 0
2011 | US | SERC | - | SERC-SE | 11a2 | Owned Capacity/Entitlement Located Outside the Region/Subregion | 0 | 0 | 0 | 0 | 0 | 0 | 0 | 0 | 0 | 0 | 0 | 0
2011 | US | SERC | - | SERC-SE | 11b | Non-firm | 0 | 0 | 0 | 0 | 0 | 0 | 0 | 0 | 0 | 0 | 0 | 0
2011 | US | SERC | - | SERC-SE | 11c | Expected (Note: The sum of 11c1 and 11c2 must be ≤ 11c) | 0 | 0 | 0 | 0 | 0 | 0 | 0 | 0 | 0 | 0 | 0 | 0
2011 | US | SERC | - | SERC-SE | 11c1 | Full-Responsibility Purchases | 0 | 0 | 0 | 0 | 0 | 0 | 0 | 0 | 0 | 0 | 0 | 0
2011 | US | SERC | - | SERC-SE | 11c2 | Owned Capacity/Entitlement Located Outside the Region/Subregion | 0 | 0 | 0 | 0 | 0 | 0 | 0 | 0 | 0 | 0 | 0 | 0
2011 | US | SERC | - | SERC-SE | 11d | Provisional – transactions under study, but negotiations have not begun. | 0 | 0 | 0 | 0 | 0 | 0 | 0 | 0 | 0 | 0 | 0 | 0
2011 | US | SERC | - | SERC-SE | 12 | EXISTING, CERTAIN CAPACITY & NET FIRM TRANSACTIONS | 62969.14 | 62870.54 | 62751.54 | 63811.04 | 63792.04 | 63793 | 63389.04 | 63719.04 | 64748.04 | 64736.04 | 64882.04 | 64889.04
2011 | US | SERC | - | SERC-SE | 13 | ANTICIPATED CAPACITY RESOURCES |  | 62619.54 | 64171.24 | 66062.74 | 66390.74 | 67021.7 | 68525.74 | 69955.74 | 70984.74 | 70972.74 | 71118.74 | 71125.74
2011 | US | SERC | - | SERC-SE | 14 | PROSPECTIVE CAPACITY RESOURCES |  | 66066.54 | 68241.24 | 69135.74 | 69621.74 | 70252.7 | 71756.74 | 73186.74 | 74215.74 | 74187.74 | 74333.74 | 74340.74
2011 | US | SERC | - | SERC-SE | 15 | TOTAL POTENTIAL CAPACITY RESOURCES |  | 66107.04 | 68331.74 | 69894.24 | 70480.24 | 71111.2 | 74015.24 | 75445.24 | 76567.74 | 76633.24 | 76779.24 | 76786.24
2011 | US | SERC | - | SERC-SE | 15a | ADJUSTED POTENTIAL CAPACITY RESOURCES |  | 66066.54 | 68241.24 | 69135.74 | 69621.74 | 70252.7 | 71756.74 | 73186.74 | 74215.74 | 74187.74 | 74333.74 | 74340.74
2011 | US | SERC | - | SERC-SE | 16a | Confidence of Future, Other (7b), using reasonable judgement |  | 0 | 0 | 0 | 0 | 0 | 0 | 0 | 0 | 0 | 0 | 0
2011 | US | SERC | - | SERC-SE | 16b | Net Future, Other Resources After Confidence Percentage Is Applied |  | 0 | 0 | -102 | -139 | -139 | -139 | -139 | -139 | -155 | -155 | -155
2011 | US | SERC | - | SERC-SE | 16c | Confidence of Conceptual (8), using reasonable judgement |  | 0 | 0 | 0 | 0 | 0 | 0 | 0 | 0 | 0 | 0 | 0
2011 | US | SERC | - | SERC-SE | 16d | Net Conceptual Resources After Confidence Percentage Is Applied |  | 0 | 0 | 0 | 0 | 0 | 0 | 0 | 0 | 0 | 0 | 0
2011 | US | SERC | - | SERC-SE | 17 | Region/Subregion Target Reserve Margin |  | 15% | 15% | 15% | 15% | 15% | 15% | 15% | 15% | 15% | 15% | 15%
2011 | US | SERC | - | SERC-SE | 18 | Existing Certain and Net Firm Transactions Reserve Margin |  | 42.11% | 38.37% | 37.9% | 35.62% | 33.68% | 30.88% | 30.04% | 30.09% | 28.19% | 26.29% | 24.08%
2011 | US | SERC | - | SERC-SE | 19 | Anticipated Capacity Resources Reserve Margin |  | 41.55% | 41.5% | 42.76% | 41.14% | 40.44% | 41.49% | 42.76% | 42.62% | 40.54% | 38.43% | 36.01%
2011 | US | SERC | - | SERC-SE | 20 | Prospective Capacity Resources Reserve Margin |  | 49.34% | 50.47% | 49.4% | 48.01% | 47.22% | 48.16% | 49.36% | 49.11% | 46.9% | 44.68% | 42.16%
2011 | US | SERC | - | SERC-SE | 21 | Total Potential Resources Reserve Margin |  | 49.43% | 50.67% | 51.04% | 49.84% | 49.01% | 52.82% | 53.97% | 53.83% | 51.75% | 49.44% | 46.83%
2011 | US | SERC | - | SERC-SE | 22 | Adjusted Potential Resources Reserve Margin |  | 49.34% | 50.47% | 49.4% | 48.01% | 47.22% | 48.16% | 49.36% | 49.11% | 46.9% | 44.68% | 42.16%
2011 | US | SERC | - | SERC-SE | 23 | Total Baseline Installed Capacity | 0: 66495.14
2011 | US | SERC | - | SERC-SE | 24 | Distributed or Other Capacity (Behind the Meter) < 1 MW
2011 | US | SERC | - | SERC-SE | 25 | Distributed or Other Capacity (Behind the Meter) ≥ 1 MW
2011 | US | SERC | - | SERC-SE | 26 | Capacity Total from EIA-860
2011 | US | SERC | - | SERC-W | 1 | Unrestricted Non-coincident Peak Demand | 20164 | 20330 | 21064 | 21004 | 21547 | 22025 | 22173 | 22434 | 22983 | 23987 | 23424 | 23810
2011 | US | SERC | - | SERC-W | 1a | New Conservation (Energy Efficiency) | 0 | 0 | 0 | 0 | 0 | 0 | 0 | 0 | 0 | 0 | 0 | 0
2011 | US | SERC | - | SERC-W | 1b | Estimated Diversity | 0 | 963 | 971 | 740 | 1002 | 1014 | 978 | 942 | 1200 | 1063 | 1081 | 1069
2011 | US | SERC | - | SERC-W | 1c | Additions for non-member load (load served by non-registered LSE's in a region) | 0 | 639 | 571 | 703 | 872 | 723 | 875 | 902 | 685 | 0 | 850 | 749
2011 | US | SERC | - | SERC-W | 1d | Stand-by Load Under Contract (Normally served by behind the meter generation) | 0 | 0 | 0 | 0 | 0 | 0 | 0 | 0 | 0 | 0 | 0 | 0
2011 | US | SERC | - | SERC-W | 1e | Non-Controllable Demand-Side Demand Response | 0 | 0 | 0 | 0 | 0 | 0 | 0 | 0 | 0 | 0 | 0 | 0
2011 | US | SERC | - | SERC-W | 2 | Total Internal Demand | 20164 | 20006 | 20664 | 20967 | 21417 | 21734 | 22070 | 22394 | 22468 | 22924 | 23193 | 23490
2011 | US | SERC | - | SERC-W | 2H1 | Load Forecast Uncertainty (Extreme Demand Factor) | 1 | 1.06 | 1.06 | 1.06 | 1.06 | 1.06 | 1.06 | 1.06 | 1.06 | 1.06 | 1.06 | 1.06
2011 | US | SERC | - | SERC-W | 2H | Total Internal Demand | 20164 | 21206.36 | 21903.84 | 22225.02 | 22702.02 | 23038.04 | 23394.2 | 23737.64 | 23816.08 | 24299.44 | 24584.58 | 24899.4
2011 | US | SERC | - | SERC-W | 2a | Supply-Side Direct Control Load Management | 0 | 0 | 0 | 0 | 0 | 0 | 0 | 0 | 0 | 0 | 0 | 0
2011 | US | SERC | - | SERC-W | 2b | Supply-Side Contractually Interruptible (Curtailable) | 319 | 723 | 755 | 857 | 761 | 789 | 803 | 807 | 810 | 806 | 808 | 820
2011 | US | SERC | - | SERC-W | 2c | Supply-Side Critical Peak-Pricing (CPP) with Control | 0 | 0 | 0 | 0 | 0 | 0 | 0 | 0 | 0 | 0 | 0 | 0
2011 | US | SERC | - | SERC-W | 2d | Supply-Side Load as a Capacity Resource | 0 | 0 | 0 | 0 | 0 | 0 | 0 | 0 | 0 | 0 | 0 | 0
2011 | US | SERC | - | SERC-W | 3 | Net Internal Demand | 19845 | 19283 | 19909 | 20110 | 20656 | 20945 | 21267 | 21587 | 21658 | 22118 | 22385 | 22670
2011 | US | SERC | - | SERC-W | 4a | Demand Response used for Ancillary Services - Spinning Reserves | 0 | 0 | 0 | 0 | 0 | 0 | 0 | 0 | 0 | 0 | 0 | 0
2011 | US | SERC | - | SERC-W | 4b | Demand Response used for Ancillary Services - Non-Spinning Reserves | 0 | 0 | 0 | 0 | 0 | 0 | 0 | 0 | 0 | 0 | 0 | 0
2011 | US | SERC | - | SERC-W | 4c | Demand Response used for Regulation | 0 | 0 | 0 | 0 | 0 | 0 | 0 | 0 | 0 | 0 | 0 | 0
2011 | US | SERC | - | SERC-W | 4d | Demand Response used for Energy, Voluntary Services - Emergency | 0 | 0 | 0 | 0 | 0 | 0 | 0 | 0 | 0 | 0 | 0 | 0
2011 | US | SERC | - | SERC-W | 5 | TOTAL INTERNAL CAPACITY | 0 | 41415.7 | 43784.7 | 43910.7 | 43864.7 | 44050.7 | 44064.7 | 44068.7 | 44591.7 | 44656.7 | 44658.7 | 44670.7
2011 | US | SERC | - | SERC-W | 6 | EXISTING CAPACITY | 0 | 41523.7 | 43732.7 | 43834.7 | 43738.7 | 43924.7 | 43938.7 | 43942.7 | 44465.7 | 44530.7 | 44532.7 | 44544.7
2011 | US | SERC | - | SERC-W | 6a | Existing, Certain | 35667.2 | 35889.7 | 35417.7 | 35227.7 | 34894.7 | 34370.7 | 34279.7 | 33454.7 | 32868.7 | 32411.7 | 32347.7 | 31923.7
2011 | US | SERC | - | SERC-W | 6a1 | Wind Expected On-Peak | 0 | 0 | 0 | 0 | 0 | 0 | 0 | 0 | 0 | 0 | 0 | 0
2011 | US | SERC | - | SERC-W | 6a2 | Solar Expected On-Peak | 0 | 0 | 0 | 0 | 0 | 0 | 0 | 0 | 0 | 0 | 0 | 0
2011 | US | SERC | - | SERC-W | 6a3 | Hydro Expected On-Peak | 259 | 259 | 259 | 259 | 259 | 259 | 259 | 259 | 259 | 259 | 259 | 259
2011 | US | SERC | - | SERC-W | 6a4 | Biomass Expected On-Peak | 0 | 0 | 0 | 0 | 0 | 0 | 0 | 0 | 0 | 0 | 0 | 0
2011 | US | SERC | - | SERC-W | 6b | Existing, Other (Note: Enter the net expected value only) | 3402.7 | 3631 | 6280 | 6470 | 6803 | 7485 | 7576 | 8401 | 9507 | 10033 | 10097 | 10521
2011 | US | SERC | - | SERC-W | 6b1 | Wind Derate On-Peak | 0 | 0 | 0 | 0 | 0 | 0 | 0 | 0 | 0 | 0 | 0 | 0
2011 | US | SERC | - | SERC-W | 6b2 | Solar Derate On-Peak | 0 | 0 | 0 | 0 | 0 | 0 | 0 | 0 | 0 | 0 | 0 | 0
2011 | US | SERC | - | SERC-W | 6b3 | Hydro Derate On-Peak | 0 | 0 | 0 | 0 | 0 | 0 | 0 | 0 | 0 | 0 | 0 | 0
2011 | US | SERC | - | SERC-W | 6b4 | Biomass Derate On-Peak | 0 | 0 | 0 | 0 | 0 | 0 | 0 | 0 | 0 | 0 | 0 | 0
2011 | US | SERC | - | SERC-W | 6b5 | Transmission-Limited Resources | 0 | 0 | 0 | 0 | 0 | 0 | 0 | 0 | 0 | 0 | 0 | 0
2011 | US | SERC | - | SERC-W | 6b6 | All Other Derates | 0 | 0 | 0 | 0 | 0 | 0 | 0 | 0 | 0 | 0 | 0 | 0
2011 | US | SERC | - | SERC-W | 6b7 | Energy Only (Existing-Other) | 1342 | 1299 | 1191 | 1191 | 1291 | 1291 | 1291 | 1291 | 1291 | 1291 | 1291 | 1291
2011 | US | SERC | - | SERC-W | 6c | Existing, Inoperable (Note: Capacity reported on this line is not included in margin calculations) | 1280 | 1280 | 1280 | 1280 | 1280 | 1280 | 1280 | 1280 | 1280 | 1280 | 1280 | 1280
2011 | US | SERC | - | SERC-W | 6d | Total Supply-Side Demand Response | 319 | 723 | 755 | 857 | 761 | 789 | 803 | 807 | 810 | 806 | 808 | 820
2011 | US | SERC | - | SERC-W | 7 | FUTURE CAPACITY ADDITIONS | 0 | -108 | 52 | 76 | 126 | 126 | 126 | 126 | 126 | 126 | 126 | 126
2011 | US | SERC | - | SERC-W | 7a | Future, Planned (Note: Enter the net expected value only) | 0 | -108 | 52 | 76 | 126 | 126 | 126 | 126 | 126 | 126 | 126 | 126
2011 | US | SERC | - | SERC-W | 7a1 | Wind Expected On-Peak | 0 | 0 | 0 | 0 | 0 | 0 | 0 | 0 | 0 | 0 | 0 | 0
2011 | US | SERC | - | SERC-W | 7a2 | Wind Derate On-Peak | 0 | 0 | 0 | 0 | 0 | 0 | 0 | 0 | 0 | 0 | 0 | 0
2011 | US | SERC | - | SERC-W | 7a3 | Solar Expected On-Peak | 0 | 0 | 0 | 0 | 0 | 0 | 0 | 0 | 0 | 0 | 0 | 0
2011 | US | SERC | - | SERC-W | 7a4 | Solar Derate On-Peak | 0 | 0 | 0 | 0 | 0 | 0 | 0 | 0 | 0 | 0 | 0 | 0
2011 | US | SERC | - | SERC-W | 7a5 | Hydro Expected On-Peak | 0 | 0 | 0 | 24 | 24 | 24 | 24 | 24 | 24 | 24 | 24 | 24
2011 | US | SERC | - | SERC-W | 7a6 | Hydro Derate On-Peak | 0 | 0 | 0 | 0 | 0 | 0 | 0 | 0 | 0 | 0 | 0 | 0
2011 | US | SERC | - | SERC-W | 7a7 | Biomass Expected On-Peak | 0 | 0 | 0 | 0 | 50 | 50 | 50 | 50 | 50 | 50 | 50 | 50
2011 | US | SERC | - | SERC-W | 7a8 | Biomass Derate On-Peak | 0 | 0 | 0 | 0 | 0 | 0 | 0 | 0 | 0 | 0 | 0 | 0
2011 | US | SERC | - | SERC-W | 7a9 | Transmission-Limited Resources | 0 | 0 | 0 | 0 | 0 | 0 | 0 | 0 | 0 | 0 | 0 | 0
2011 | US | SERC | - | SERC-W | 7a10 | Scheduled Outage - Maintenance | 0 | 0 | 0 | 0 | 0 | 0 | 0 | 0 | 0 | 0 | 0 | 0
2011 | US | SERC | - | SERC-W | 7a11 | All Other Derates | 0 | 0 | 0 | 0 | 0 | 0 | 0 | 0 | 0 | 0 | 0 | 0
2011 | US | SERC | - | SERC-W | 7a12 | Energy Only | 0 | 0 | 0 | 0 | 0 | 0 | 0 | 0 | 0 | 0 | 0 | 0
2011 | US | SERC | - | SERC-W | 7b | Future, Other (Note: Enter the net expected value only) | 0 | 0 | 0 | 0 | 0 | 0 | 0 | 0 | 0 | 0 | 0 | 0
2011 | US | SERC | - | SERC-W | 7b1 | Wind Expected On-Peak | 0 | 0 | 0 | 0 | 0 | 0 | 0 | 0 | 0 | 0 | 0 | 0
2011 | US | SERC | - | SERC-W | 7b2 | Wind Derate On-Peak | 0 | 0 | 0 | 0 | 0 | 0 | 0 | 0 | 0 | 0 | 0 | 0
2011 | US | SERC | - | SERC-W | 7b3 | Solar Expected On-Peak | 0 | 0 | 0 | 0 | 0 | 0 | 0 | 0 | 0 | 0 | 0 | 0
2011 | US | SERC | - | SERC-W | 7b4 | Solar Derate On-Peak | 0 | 0 | 0 | 0 | 0 | 0 | 0 | 0 | 0 | 0 | 0 | 0
2011 | US | SERC | - | SERC-W | 7b5 | Hydro Expected On-Peak | 0 | 0 | 0 | 0 | 0 | 0 | 0 | 0 | 0 | 0 | 0 | 0
2011 | US | SERC | - | SERC-W | 7b6 | Hydro Derate On-Peak | 0 | 0 | 0 | 0 | 0 | 0 | 0 | 0 | 0 | 0 | 0 | 0
2011 | US | SERC | - | SERC-W | 7b7 | Biomass Expected On-Peak | 0 | 0 | 0 | 0 | 0 | 0 | 0 | 0 | 0 | 0 | 0 | 0
2011 | US | SERC | - | SERC-W | 7b8 | Biomass Derate On-Peak | 0 | 0 | 0 | 0 | 0 | 0 | 0 | 0 | 0 | 0 | 0 | 0
2011 | US | SERC | - | SERC-W | 7b9 | Transmission-Limited Resources | 0 | 0 | 0 | 0 | 0 | 0 | 0 | 0 | 0 | 0 | 0 | 0
2011 | US | SERC | - | SERC-W | 7b10 | Scheduled Outage - Maintenance | 0 | 0 | 0 | 0 | 0 | 0 | 0 | 0 | 0 | 0 | 0 | 0
2011 | US | SERC | - | SERC-W | 7b11 | All Other Derates | 0 | 0 | 0 | 0 | 0 | 0 | 0 | 0 | 0 | 0 | 0 | 0
2011 | US | SERC | - | SERC-W | 7b12 | Energy Only | 0 | 0 | 0 | 0 | 0 | 0 | 0 | 0 | 0 | 0 | 0 | 0
2011 | US | SERC | - | SERC-W | 8 | Conceptual (Note: Enter the net expected value only) | 0 | 0 | 0 | 10 | 710 | 1637 | 1692 | 1747 | 2402 | 3152 | 3302 | 4052
2011 | US | SERC | - | SERC-W | 8a1 | Wind Expected On-Peak | 0 | 0 | 0 | 0 | 0 | 2.5 | 5 | 7.5 | 10 | 10 | 10 | 10
2011 | US | SERC | - | SERC-W | 8a2 | Wind Derate On-Peak | 0 | 0 | 0 | 0 | 0 | -47.5 | -95 | -142.5 | -190 | -190 | -190 | -190
2011 | US | SERC | - | SERC-W | 8a3 | Solar Expected On-Peak | 0 | 0 | 0 | 0 | 0 | 0 | 0 | 0 | 0 | 0 | 0 | 0
2011 | US | SERC | - | SERC-W | 8a4 | Solar Derate On-Peak | 0 | 0 | 0 | 0 | 0 | 0 | 0 | 0 | 0 | 0 | 0 | 0
2011 | US | SERC | - | SERC-W | 8a5 | Hydro Expected On-Peak | 0 | 0 | 0 | 0 | 0 | 0 | 0 | 0 | 0 | 50 | 100 | 150
2011 | US | SERC | - | SERC-W | 8a6 | Hydro Derate On-Peak | 0 | 0 | 0 | 0 | 0 | 0 | 0 | 0 | 0 | 0 | 0 | 0
2011 | US | SERC | - | SERC-W | 8a7 | Biomass Expected On-Peak | 0 | 0 | 0 | 10 | 110 | 210 | 310 | 410 | 510 | 610 | 710 | 810
2011 | US | SERC | - | SERC-W | 8a8 | Biomass Derate On-Peak | 0 | 0 | 0 | 0 | 0 | 0 | 0 | 0 | 0 | 0 | 0 | 0
2011 | US | SERC | - | SERC-W | 8a9 | All Other Derates | 0 | 0 | 0 | 0 | 0 | 0 | 0 | 0 | 0 | 0 | 0 | 0
2011 | US | SERC | - | SERC-W | 8a10 | Energy Only | 0 | 0 | 0 | 0 | 0 | 0 | 0 | 0 | 0 | 0 | 0 | 0
2011 | US | SERC | - | SERC-W | 9 | ANTICIPATED INTERNAL CAPACITY | 35986.2 | 36504.7 | 36224.7 | 36160.7 | 35781.7 | 35285.7 | 35208.7 | 34387.7 | 33804.7 | 33343.7 | 33281.7 | 32869.7
2011 | US | SERC | - | SERC-W | 10 | CAPACITY TRANSACTIONS - IMPORTS | 1384 | 1526 | 1220 | 1170 | 1170 | 1170 | 300 | 300 | 300 | 300 | 0 | 0
2011 | US | SERC | - | SERC-W | 10a | Firm (Note: The sum of 10a1 and 10a2 must be ≤ 10a) | 1187 | 1370 | 1220 | 1170 | 1170 | 1170 | 300 | 300 | 300 | 300 | 0 | 0
2011 | US | SERC | - | SERC-W | 10a1 | Full-Responsibility Purchases | 0 | 0 | 0 | 0 | 0 | 0 | 0 | 0 | 0 | 0 | 0 | 0
2011 | US | SERC | - | SERC-W | 10a2 | Owned Capacity/Entitlement Located Outside the Region/Subregion | 0 | 0 | 0 | 0 | 0 | 0 | 0 | 0 | 0 | 0 | 0 | 0
2011 | US | SERC | - | SERC-W | 10b | Non-firm | 97 | 6 | 0 | 0 | 0 | 0 | 0 | 0 | 0 | 0 | 0 | 0
2011 | US | SERC | - | SERC-W | 10c | Expected (Note: The sum of 10c1 and 10c2 must be ≤ 10c) | 100 | 150 | 0 | 0 | 0 | 0 | 0 | 0 | 0 | 0 | 0 | 0
2011 | US | SERC | - | SERC-W | 10c1 | Full-Responsibility Purchases | 0 | 0 | 0 | 0 | 0 | 0 | 0 | 0 | 0 | 0 | 0 | 0
2011 | US | SERC | - | SERC-W | 10c2 | Owned Capacity/Entitlement Located Outside the Region/Subregion | 0 | 0 | 0 | 0 | 0 | 0 | 0 | 0 | 0 | 0 | 0 | 0
2011 | US | SERC | - | SERC-W | 10d | Provisional – transactions under study, but negotiations have not begun. | 0 | 0 | 0 | 0 | 0 | 0 | 0 | 0 | 0 | 0 | 0 | 0
2011 | US | SERC | - | SERC-W | 11 | CAPACITY TRANSACTIONS - EXPORTS | 2301 | 2204 | 2057 | 2057 | 2057 | 2057 | 2057 | 2057 | 2057 | 2057 | 2057 | 2507
2011 | US | SERC | - | SERC-W | 11a | Firm (Note: The sum of 11a1 and 11a2 must be ≤ 11a) | 2104 | 2048 | 2057 | 2057 | 2057 | 2057 | 2057 | 2057 | 2057 | 2057 | 2057 | 2507
2011 | US | SERC | - | SERC-W | 11a1 | Full-Responsibility Purchases | 1022 | 1022 | 1022 | 1022 | 1022 | 1022 | 1022 | 1022 | 1022 | 1022 | 1022 | 1472
2011 | US | SERC | - | SERC-W | 11a2 | Owned Capacity/Entitlement Located Outside the Region/Subregion | 200 | 200 | 216 | 216 | 216 | 216 | 216 | 216 | 216 | 216 | 216 | 216
2011 | US | SERC | - | SERC-W | 11b | Non-firm | 97 | 6 | 0 | 0 | 0 | 0 | 0 | 0 | 0 | 0 | 0 | 0
2011 | US | SERC | - | SERC-W | 11c | Expected (Note: The sum of 11c1 and 11c2 must be ≤ 11c) | 100 | 150 | 0 | 0 | 0 | 0 | 0 | 0 | 0 | 0 | 0 | 0
2011 | US | SERC | - | SERC-W | 11c1 | Full-Responsibility Purchases | 0 | 0 | 0 | 0 | 0 | 0 | 0 | 0 | 0 | 0 | 0 | 0
2011 | US | SERC | - | SERC-W | 11c2 | Owned Capacity/Entitlement Located Outside the Region/Subregion | 0 | 0 | 0 | 0 | 0 | 0 | 0 | 0 | 0 | 0 | 0 | 0
2011 | US | SERC | - | SERC-W | 11d | Provisional – transactions under study, but negotiations have not begun. | 0 | 0 | 0 | 0 | 0 | 0 | 0 | 0 | 0 | 0 | 0 | 0
2011 | US | SERC | - | SERC-W | 12 | EXISTING, CERTAIN CAPACITY & NET FIRM TRANSACTIONS | 35069.2 | 35934.7 | 35335.7 | 35197.7 | 34768.7 | 34272.7 | 33325.7 | 32504.7 | 31921.7 | 31460.7 | 31098.7 | 30236.7
2011 | US | SERC | - | SERC-W | 13 | ANTICIPATED CAPACITY RESOURCES |  | 35826.7 | 35387.7 | 35273.7 | 34894.7 | 34398.7 | 33451.7 | 32630.7 | 32047.7 | 31586.7 | 31224.7 | 30362.7
2011 | US | SERC | - | SERC-W | 14 | PROSPECTIVE CAPACITY RESOURCES |  | 39457.7 | 41667.7 | 41743.7 | 41697.7 | 41883.7 | 41027.7 | 41031.7 | 41554.7 | 41619.7 | 41321.7 | 40883.7
2011 | US | SERC | - | SERC-W | 15 | TOTAL POTENTIAL CAPACITY RESOURCES |  | 39457.7 | 41667.7 | 41753.7 | 42407.7 | 43520.7 | 42719.7 | 42778.7 | 43956.7 | 44771.7 | 44623.7 | 44935.7
2011 | US | SERC | - | SERC-W | 15a | ADJUSTED POTENTIAL CAPACITY RESOURCES |  | 39457.7 | 41667.7 | 41743.7 | 41697.7 | 41883.7 | 41027.7 | 41031.7 | 41554.7 | 41619.7 | 41321.7 | 40883.7
2011 | US | SERC | - | SERC-W | 16a | Confidence of Future, Other (7b), using reasonable judgement |  | 0 | 0 | 0 | 0 | 0 | 0 | 0 | 0 | 0 | 0 | 0
2011 | US | SERC | - | SERC-W | 16b | Net Future, Other Resources After Confidence Percentage Is Applied |  | 0 | 0 | 0 | 0 | 0 | 0 | 0 | 0 | 0 | 0 | 0
2011 | US | SERC | - | SERC-W | 16c | Confidence of Conceptual (8), using reasonable judgement |  | 0 | 0 | 0 | 0 | 0 | 0 | 0 | 0 | 0 | 0 | 0
2011 | US | SERC | - | SERC-W | 16d | Net Conceptual Resources After Confidence Percentage Is Applied |  | 0 | 0 | 0 | 0 | 0 | 0 | 0 | 0 | 0 | 0 | 0
2011 | US | SERC | - | SERC-W | 17 | Region/Subregion Target Reserve Margin |  | 15% | 15% | 15% | 15% | 15% | 15% | 15% | 15% | 15% | 15% | 15%
2011 | US | SERC | - | SERC-W | 18 | Existing Certain and Net Firm Transactions Reserve Margin |  | 79.62% | 71% | 67.87% | 62.34% | 57.69% | 51% | 45.15% | 42.08% | 37.24% | 34.09% | 28.72%
2011 | US | SERC | - | SERC-W | 19 | Anticipated Capacity Resources Reserve Margin |  | 79.08% | 71.25% | 68.23% | 62.93% | 58.27% | 51.57% | 45.71% | 42.64% | 37.79% | 34.63% | 29.26%
2011 | US | SERC | - | SERC-W | 20 | Prospective Capacity Resources Reserve Margin |  | 97.23% | 101.6% | 99.09% | 94.69% | 92.71% | 85.9% | 83.23% | 84.95% | 81.56% | 78.16% | 74.05%
2011 | US | SERC | - | SERC-W | 21 | Total Potential Resources Reserve Margin |  | 97.23% | 101.6% | 99.14% | 98.01% | 100.2% | 93.56% | 91.03% | 95.64% | 95.3% | 92.4% | 91.3%
2011 | US | SERC | - | SERC-W | 22 | Adjusted Potential Resources Reserve Margin |  | 97.23% | 101.6% | 99.09% | 94.69% | 92.71% | 85.9% | 83.23% | 84.95% | 81.56% | 78.16% | 74.05%
2011 | US | SERC | - | SERC-W | 23 | Total Baseline Installed Capacity | 0: 40349.9
2011 | US | SERC | - | SERC-W | 24 | Distributed or Other Capacity (Behind the Meter) < 1 MW
2011 | US | SERC | - | SERC-W | 25 | Distributed or Other Capacity (Behind the Meter) ≥ 1 MW
2011 | US | SERC | - | SERC-W | 26 | Capacity Total from EIA-860
2011 | US | SPP | - | SPP | 1 | Unrestricted Non-coincident Peak Demand | 41226.4467 | 41544.7622 | 42215.9006 | 42804.776 | 42859.5671 | 43370.2647 | 43951.5911 | 44616.8463 | 45156.8188 | 45123.1049 | 45746.2181 | 46194.4333
2011 | US | SPP | - | SPP | 1a | New Conservation (Energy Efficiency) |  | 130.4017 | 164.8415 | 187.1711 | 195.531 | 225.5644 | 249.1105 | 268.8806 | 287.0859 | 299.6822 | 303.4534 | 287.2372
2011 | US | SPP | - | SPP | 1b | Estimated Diversity |  | 264.5609 | 270.1981 | 275.7348 | 297.9681 | 173.8601 | 178.2141 | 181.8516 | 184.6894 | 186.4026 | 188.7674 | 191.0012
2011 | US | SPP | - | SPP | 1c | Additions for non-member load (load served by non-registered LSE's in a region) |  | 0 | 0 | 0 | 0 | 0 | 0 | 0 | 0 | 0 | 0 | 0
2011 | US | SPP | - | SPP | 1d | Stand-by Load Under Contract (Normally served by behind the meter generation) |  | 0 | 0 | 0 | 0 | 0 | 0 | 0 | 0 | 0 | 0 | 0
2011 | US | SPP | - | SPP | 1e | Non-Controllable Demand-Side Demand Response |  | 12.1 | 88.1 | 169.1 | 274.1 | 311.1 | 346.1 | 361.1 | 379.1 | 381.1 | 384.1 | 385.1
2011 | US | SPP | - | SPP | 2 | Total Internal Demand | 41226.4467 | 41137.6997 | 41692.7611 | 42172.7702 | 42091.968 | 42659.7402 | 43178.1666 | 43805.0142 | 44305.9435 | 44255.9201 | 44869.8973 | 45331.0949
2011 | US | SPP | - | SPP | 2H1 | Load Forecast Uncertainty (Extreme Demand Factor)
2011 | US | SPP | - | SPP | 2H | Total Internal Demand |  | 0 | 0 | 0 | 0 | 0 | 0 | 0 | 0 | 0 | 0 | 0
2011 | US | SPP | - | SPP | 2a | Supply-Side Direct Control Load Management | 8 | 102.465 | 127.265 | 137.265 | 145.265 | 156.265 | 165.265 | 175.265 | 184.265 | 192.265 | 200.265 | 208.265
2011 | US | SPP | - | SPP | 2b | Supply-Side Contractually Interruptible (Curtailable) | 652 | 816.892 | 872.892 | 870.892 | 873.892 | 812.892 | 819.892 | 960.892 | 921.892 | 884.892 | 843.892 | 802.892
2011 | US | SPP | - | SPP | 2c | Supply-Side Critical Peak-Pricing (CPP) with Control | 0 | 0 | 0 | 0 | 0 | 0 | 0 | 0 | 0 | 0 | 0 | 0
2011 | US | SPP | - | SPP | 2d | Supply-Side Load as a Capacity Resource | 0 | 0 | 0 | 0 | 0 | 0 | 0 | 0 | 0 | 0 | 0 | 0
2011 | US | SPP | - | SPP | 3 | Net Internal Demand | 40566.4467 | 40218.3427 | 40692.6041 | 41164.6132 | 41072.811 | 41690.5832 | 42193.0096 | 42668.8572 | 43199.7866 | 43178.7632 | 43825.7403 | 44319.938
2011 | US | SPP | - | SPP | 4a | Demand Response used for Ancillary Services - Spinning Reserves | 0 | 0 | 0 | 0 | 0 | 0 | 0 | 0 | 0 | 0 | 0 | 0
2011 | US | SPP | - | SPP | 4b | Demand Response used for Ancillary Services - Non-Spinning Reserves | 0 | 0 | 0 | 0 | 0 | 0 | 0 | 0 | 0 | 0 | 0 | 0
2011 | US | SPP | - | SPP | 4c | Demand Response used for Regulation | 0 | 0 | 0 | 0 | 0 | 0 | 0 | 0 | 0 | 0 | 0 | 0
2011 | US | SPP | - | SPP | 4d | Demand Response used for Energy, Voluntary Services - Emergency | 0 | 0 | 0 | 0 | 0 | 0 | 0 | 0 | 0 | 0 | 0 | 0
2011 | US | SPP | - | SPP | 5 | TOTAL INTERNAL CAPACITY | 71097.3781 | 74199.456 | 71317.274 | 71958.974 | 72255.274 | 72990.854 | 73318.544 | 74578.52 | 74937.118 | 75113.576 | 75411.576 | 75754.576
2011 | US | SPP | - | SPP | 6 | EXISTING CAPACITY | 71097.3781 | 74140.756 | 69803.874 | 69811.874 | 69822.874 | 69772.874 | 69788.874 | 69939.874 | 69909.874 | 69880.874 | 69847.874 | 69814.874
2011 | US | SPP | - | SPP | 6a | Existing, Certain | 61485.9981 | 63818.7871 | 63818.7871 | 63818.7871 | 63818.7871 | 63818.7871 | 63818.7871 | 63818.7871 | 63818.7871 | 63818.7871 | 63818.7871 | 63818.7871
2011 | US | SPP | - | SPP | 6a1 | Wind Expected On-Peak | 0: 292; 109: 243.862
2011 | US | SPP | - | SPP | 6a2 | Solar Expected On-Peak | 0: 0; 109: 0
2011 | US | SPP | - | SPP | 6a3 | Hydro Expected On-Peak | 0: 2901.058; 109: 2621.058
2011 | US | SPP | - | SPP | 6a4 | Biomass Expected On-Peak | 0: 8.2; 109: 11.24
2011 | US | SPP | - | SPP | 6b | Existing, Other (Note: Enter the net expected value only) | 4929 | 4652.73 | 4652.73 | 4652.73 | 4652.73 | 4652.73 | 4652.73 | 4652.73 | 4652.73 | 4652.73 | 4652.73 | 4652.73
2011 | US | SPP | - | SPP | 6b1 | Wind Derate On-Peak | 0: 3173.4; 109: 3173.4
2011 | US | SPP | - | SPP | 6b2 | Solar Derate On-Peak | 0: 0; 109: 0
2011 | US | SPP | - | SPP | 6b3 | Hydro Derate On-Peak | 0: 136; 109: 134.5
2011 | US | SPP | - | SPP | 6b4 | Biomass Derate On-Peak | 0: 0; 109: 0
2011 | US | SPP | - | SPP | 6b5 | Transmission-Limited Resources | 0: 0; 109: 0
2011 | US | SPP | - | SPP | 6b6 | All Other Derates | 0: 395.98; 109: 1109.782
2011 | US | SPP | - | SPP | 6b7 | Energy Only (Existing-Other) | 0: 34; 109: 337.802
2011 | US | SPP | - | SPP | 6c | Existing, Inoperable (Note: Capacity reported on this line is not included in margin calculations) | 317 | 332.2 | 332.2 | 332.2 | 332.2 | 332.2 | 332.2 | 332.2 | 332.2 | 332.2 | 332.2 | 332.2
2011 | US | SPP | - | SPP | 6d | Total Supply-Side Demand Response | 660 | 919.357 | 1000.157 | 1008.157 | 1019.157 | 969.157 | 985.157 | 1136.157 | 1106.157 | 1077.157 | 1044.157 | 1011.157
2011 | US | SPP | - | SPP | 7 | FUTURE CAPACITY ADDITIONS |  | 43.2 | 865.9 | 1419.6 | 1699.5 | 2456.04 | 2787.895 | 3911.146 | 4291.702 | 4505.202 | 4836.202 | 5212.202
2011 | US | SPP | - | SPP | 7a | Future, Planned (Note: Enter the net expected value only) |  | 43.2 | 865.9 | 1419.6 | 1699.5 | 2456.04 | 2787.895 | 3911.146 | 4291.702 | 4505.202 | 4836.202 | 5212.202
2011 | US | SPP | - | SPP | 7a1 | Wind Expected On-Peak |  | 0 | 31.7 | 39.4 | 39.4 | 39.4 | 39.4 | 39.4 | 39.4 | 39.4 | 39.4 | 39.4
2011 | US | SPP | - | SPP | 7a2 | Wind Derate On-Peak |  | 3 | 607 | 687 | 687 | 687 | 687 | 687 | 687 | 687 | 687 | 687
2011 | US | SPP | - | SPP | 7a3 | Solar Expected On-Peak |  | 0 | 5 | 5 | 5 | 7.5 | 7.5 | 7.5 | 7.5 | 7.5 | 7.5 | 7.5
2011 | US | SPP | - | SPP | 7a4 | Solar Derate On-Peak |  | 0 | 0 | 0 | 0 | 0 | 0 | 0 | 0 | 0 | 0 | 0
2011 | US | SPP | - | SPP | 7a5 | Hydro Expected On-Peak |  | 0 | 6 | 12 | 14 | 14 | 14 | 14 | 14 | 14 | 14 | 14
2011 | US | SPP | - | SPP | 7a6 | Hydro Derate On-Peak |  | 0 | 0 | 0 | 0 | 0 | 0 | 0 | 0 | 0 | 0 | 0
2011 | US | SPP | - | SPP | 7a7 | Biomass Expected On-Peak |  | 0 | 6 | 6 | 6 | 9 | 9 | 9 | 9 | 9 | 9 | 9
2011 | US | SPP | - | SPP | 7a8 | Biomass Derate On-Peak |  | 0 | 0 | 0 | 0 | 0 | 0 | 0 | 0 | 0 | 0 | 0
2011 | US | SPP | - | SPP | 7a9 | Transmission-Limited Resources |  | 0 | 0 | 0 | 0 | 0 | 0 | 0 | 0 | 0 | 0 | 0
2011 | US | SPP | - | SPP | 7a10 | Scheduled Outage - Maintenance |  | 0 | 0 | 0 | 0 | 0 | 0 | 0 | 0 | 0 | 0 | 0
2011 | US | SPP | - | SPP | 7a11 | All Other Derates |  | 12.5 | -27.5 | -7.5 | 5.4 | 34.44 | 14.275 | -2.514 | 8.042 | -30.458 | -74.458 | -74.458
2011 | US | SPP | - | SPP | 7a12 | Energy Only |  | 2.5 | 2.5 | 2.5 | 5.4 | 14.44 | 20.275 | 24.486 | 35.042 | 42.542 | 42.542 | 42.542
2011 | US | SPP | - | SPP | 7b | Future, Other (Note: Enter the net expected value only) |  | 0 | 0 | 0 | 0 | 0 | 0 | 0 | 0 | 0 | 0 | 0
2011 | US | SPP | - | SPP | 7b1 | Wind Expected On-Peak |  | 0 | 0 | 0 | 0 | 0 | 0 | 0 | 0 | 0 | 0 | 0
2011 | US | SPP | - | SPP | 7b2 | Wind Derate On-Peak |  | 0 | 40.5 | 40.5 | 40.5 | 40.5 | 40.5 | 40.5 | 40.5 | 40.5 | 40.5 | 40.5
2011 | US | SPP | - | SPP | 7b3 | Solar Expected On-Peak |  | 0 | 0 | 0 | 0 | 0 | 0 | 0 | 0 | 0 | 0 | 0
2011 | US | SPP | - | SPP | 7b4 | Solar Derate On-Peak |  | 0 | 0 | 0 | 0 | 0 | 0 | 0 | 0 | 0 | 0 | 0
2011 | US | SPP | - | SPP | 7b5 | Hydro Expected On-Peak |  | 0 | 0 | 0 | 0 | 0 | 0 | 0 | 0 | 0 | 0 | 0
2011 | US | SPP | - | SPP | 7b6 | Hydro Derate On-Peak |  | 0 | 0 | 0 | 0 | 0 | 0 | 0 | 0 | 0 | 0 | 0
2011 | US | SPP | - | SPP | 7b7 | Biomass Expected On-Peak |  | 0 | 0 | 0 | 0 | 0 | 0 | 0 | 0 | 0 | 0 | 0
2011 | US | SPP | - | SPP | 7b8 | Biomass Derate On-Peak |  | 0 | 0 | 0 | 0 | 0 | 0 | 0 | 0 | 0 | 0 | 0
2011 | US | SPP | - | SPP | 7b9 | Transmission-Limited Resources |  | 0 | 0 | 0 | 0 | 0 | 0 | 0 | 0 | 0 | 0 | 0
2011 | US | SPP | - | SPP | 7b10 | Scheduled Outage - Maintenance |  | 0 | 0 | 0 | 0 | 0 | 0 | 0 | 0 | 0 | 0 | 0
2011 | US | SPP | - | SPP | 7b11 | All Other Derates |  | 0 | 0 | 0 | 0 | 0 | 0 | 0 | 0 | 0 | 0 | 0
2011 | US | SPP | - | SPP | 7b12 | Energy Only |  | 0 | 0 | 0 | 0 | 0 | 0 | 0 | 0 | 0 | 0 | 0
2011 | US | SPP | - | SPP | 8 | Conceptual (Note: Enter the net expected value only) |  | 0 | 137.6 | 137.6 | 2302.6 | 2319.6 | 4410.6 | 9499.2 | 9499.2 | 9499.2 | 9521.7 | 9731.7
2011 | US | SPP | - | SPP | 8a1 | Wind Expected On-Peak |  | 0 | 0 | 0 | 0 | 7 | 1952 | 1964.6 | 1964.6 | 1964.6 | 1987.1 | 1987.1
2011 | US | SPP | - | SPP | 8a2 | Wind Derate On-Peak |  | 0 | 0 | 0 | 0 | 248 | 19617 | 19743 | 19743 | 19743 | 19968 | 19968
2011 | US | SPP | - | SPP | 8a3 | Solar Expected On-Peak |  | 0 | 50 | 50 | 50 | 60 | 60 | 60 | 60 | 60 | 60 | 60
2011 | US | SPP | - | SPP | 8a4 | Solar Derate On-Peak |  | 0 | 0 | 0 | 0 | 0 | 0 | 0 | 0 | 0 | 0 | 0
2011 | US | SPP | - | SPP | 8a5 | Hydro Expected On-Peak |  | 0 | 20.6 | 20.6 | 20.6 | 20.6 | 20.6 | 20.6 | 20.6 | 20.6 | 20.6 | 20.6
2011 | US | SPP | - | SPP | 8a6 | Hydro Derate On-Peak |  | 0 | 0 | 0 | 0 | 0 | 0 | 0 | 0 | 0 | 0 | 0
2011 | US | SPP | - | SPP | 8a7 | Biomass Expected On-Peak |  | 0 | 0 | 0 | 0 | 0 | 0 | 0 | 0 | 0 | 0 | 0
2011 | US | SPP | - | SPP | 8a8 | Biomass Derate On-Peak |  | 0 | 0 | 0 | 0 | 0 | 0 | 0 | 0 | 0 | 0 | 0
2011 | US | SPP | - | SPP | 8a9 | All Other Derates |  | 0 | 0 | 0 | 0 | 0 | 10 | 10 | 10 | 10 | 10 | 10
2011 | US | SPP | - | SPP | 8a10 | Energy Only |  | 0 | 0 | 0 | 0 | 0 | 0 | 300 | 300 | 300 | 300 | 300
2011 | US | SPP | - | SPP | 9 | ANTICIPATED INTERNAL CAPACITY | 62145.9981 | 64781.344 | 65684.844 | 66246.544 | 66537.444 | 67243.984 | 67591.839 | 68866.09 | 69216.646 | 69401.146 | 69699.146 | 70042.146
2011 | US | SPP | - | SPP | 10 | CAPACITY TRANSACTIONS - IMPORTS | 4479 | 4524 | 4886.2 | 4930.5 | 4921.2 | 4179.8 | 4190 | 3820.7 | 3827.9 | 3836.8 | 3864.5 | 7678.1
2011 | US | SPP | - | SPP | 10a | Firm (Note: The sum of 10a1 and 10a2 must be ≤ 10a) | 4399 | 4474 | 4836.2 | 4880.5 | 4871.2 | 4129.8 | 4140 | 3770.7 | 3777.9 | 3786.8 | 3814.5 | 7628.1
2011 | US | SPP | - | SPP | 10a1 | Full-Responsibility Purchases | 2772.6 | 2786.7 | 3473.7 | 2999.6 | 2977.4 | 2259.4 | 2227.4 | 2173.4 | 2171.4 | 2171.4 | 2189.4 | 4386.8
2011 | US | SPP | - | SPP | 10a2 | Owned Capacity/Entitlement Located Outside the Region/Subregion | 823.2 | 944 | 946 | 948 | 950 | 719 | 719 | 719 | 719 | 719 | 719 | 1418
2011 | US | SPP | - | SPP | 10b | Non-firm | 80 | 0 | 0 | 0 | 0 | 0 | 0 | 0 | 0 | 0 | 0 | 0
2011 | US | SPP | - | SPP | 10c | Expected (Note: The sum of 10c1 and 10c2 must be ≤ 10c) | 0 | 25 | 25 | 25 | 25 | 25 | 25 | 25 | 25 | 25 | 25 | 25
2011 | US | SPP | - | SPP | 10c1 | Full-Responsibility Purchases |  | 25 | 25 | 25 | 25 | 25 | 25 | 25 | 25 | 25 | 25 | 25
2011 | US | SPP | - | SPP | 10c2 | Owned Capacity/Entitlement Located Outside the Region/Subregion |  | 0 | 0 | 0 | 0 | 0 | 0 | 0 | 0 | 0 | 0 | 0
2011 | US | SPP | - | SPP | 10d | Provisional – transactions under study, but negotiations have not begun. |  | 25 | 25 | 25 | 25 | 25 | 25 | 25 | 25 | 25 | 25 | 25
2011 | US | SPP | - | SPP | 11 | CAPACITY TRANSACTIONS - EXPORTS | 3997 | 3887.1 | 4080.1 | 4007.1 | 3837.1 | 4085.1 | 3749.1 | 3610.1 | 3606.1 | 3434.1 | 3435.1 | 3436.1
2011 | US | SPP | - | SPP | 11a | Firm (Note: The sum of 11a1 and 11a2 must be ≤ 11a) | 3997 | 3887.1 | 4080.1 | 4007.1 | 3837.1 | 4085.1 | 3749.1 | 3610.1 | 3606.1 | 3434.1 | 3435.1 | 3436.1
2011 | US | SPP | - | SPP | 11a1 | Full-Responsibility Purchases | 2275 | 2305 | 2500 | 2467 | 2437 | 2489 | 2230 | 2225 | 2220 | 2220 | 2220 | 2220
2011 | US | SPP | - | SPP | 11a2 | Owned Capacity/Entitlement Located Outside the Region/Subregion | 66 | 66 | 66 | 66 | 66 | 266 | 266 | 266 | 266 | 266 | 266 | 266
2011 | US | SPP | - | SPP | 11b | Non-firm | 0 |  | 0 | 0 | 0 | 0 | 0 | 0 | 0 | 0 | 0 | 0
2011 | US | SPP | - | SPP | 11c | Expected (Note: The sum of 11c1 and 11c2 must be ≤ 11c) |  | 0 | 0 | 0 | 0 | 0 | 0 | 0 | 0 | 0 | 0 | 0
2011 | US | SPP | - | SPP | 11c1 | Full-Responsibility Purchases |  | 0 | 0 | 0 | 0 | 0 | 0 | 0 | 0 | 0 | 0 | 0
2011 | US | SPP | - | SPP | 11c2 | Owned Capacity/Entitlement Located Outside the Region/Subregion |  | 0 | 0 | 0 | 0 | 0 | 0 | 0 | 0 | 0 | 0 | 0
2011 | US | SPP | - | SPP | 11d | Provisional – transactions under study, but negotiations have not begun. |  | 0 | 0 | 0 | 0 | 0 | 0 | 0 | 0 | 0 | 0 | 0
2011 | US | SPP | - | SPP | 12 | EXISTING, CERTAIN CAPACITY & NET FIRM TRANSACTIONS | 62547.9981 | 65325.044 | 65575.044 | 65700.344 | 65872.044 | 64832.644 | 65194.844 | 65115.544 | 65096.744 | 65248.644 | 65242.344 | 69021.944
2011 | US | SPP | - | SPP | 13 | ANTICIPATED CAPACITY RESOURCES |  | 65393.244 | 66465.944 | 67144.944 | 67596.544 | 67313.684 | 68007.739 | 69051.69 | 69413.446 | 69778.846 | 70103.546 | 74259.146
2011 | US | SPP | - | SPP | 14 | PROSPECTIVE CAPACITY RESOURCES |  | 70045.974 | 71118.674 | 71797.674 | 72249.274 | 71966.414 | 72660.469 | 73704.42 | 74066.176 | 74431.576 | 74756.276 | 78911.876
2011 | US | SPP | - | SPP | 15 | TOTAL POTENTIAL CAPACITY RESOURCES |  | 70070.974 | 71281.274 | 71960.274 | 74576.874 | 74311.014 | 77096.069 | 83228.62 | 83590.376 | 83955.776 | 84302.976 | 88668.576
2011 | US | SPP | - | SPP | 15a | ADJUSTED POTENTIAL CAPACITY RESOURCES |  | 70070.974 | 71164.314 | 71843.314 | 72619.664 | 72339.354 | 73347.059 | 75154.3 | 75516.056 | 75881.456 | 76209.531 | 80396.631
2011 | US | SPP | - | SPP | 16a | Confidence of Future, Other (7b), using reasonable judgement |  | 0 | 0 | 0 | 0 | 0 | 0 | 0 | 0 | 0 | 0 | 0
2011 | US | SPP | - | SPP | 16b | Net Future, Other Resources After Confidence Percentage Is Applied |  | 0 | 0 | 0 | 0 | 0 | 0 | 0 | 0 | 0 | 0 | 0
2011 | US | SPP | - | SPP | 16c | Confidence of Conceptual (8), using reasonable judgement |  | 0.15 | 0.15 | 0.15 | 0.15 | 0.15 | 0.15 | 0.15 | 0.15 | 0.15 | 0.15 | 0.15
2011 | US | SPP | - | SPP | 16d | Net Conceptual Resources After Confidence Percentage Is Applied |  | 0 | 20.64 | 20.64 | 345.39 | 347.94 | 661.59 | 1424.88 | 1424.88 | 1424.88 | 1428.255 | 1459.755
2011 | US | SPP | - | SPP | 17 | Region/Subregion Target Reserve Margin |  | 13.6% | 13.6% | 13.6% | 13.6% | 13.6% | 13.6% | 13.6% | 13.6% | 13.6% | 13.6% | 13.6%
2011 | US | SPP | - | SPP | 18 | Existing Certain and Net Firm Transactions Reserve Margin |  | 58.8% | 57.28% | 55.79% | 56.5% | 51.98% | 50.99% | 48.65% | 46.93% | 47.43% | 45.4% | 52.26%
2011 | US | SPP | - | SPP | 19 | Anticipated Capacity Resources Reserve Margin |  | 58.96% | 59.42% | 59.21% | 60.59% | 57.79% | 57.5% | 57.63% | 56.67% | 57.67% | 56.24% | 63.82%
2011 | US | SPP | - | SPP | 20 | Prospective Capacity Resources Reserve Margin |  | 70.27% | 70.58% | 70.25% | 71.65% | 68.7% | 68.28% | 68.26% | 67.17% | 68.18% | 66.61% | 74.08%
2011 | US | SPP | - | SPP | 21 | Total Potential Resources Reserve Margin |  | 70.33% | 70.97% | 70.63% | 77.18% | 74.19% | 78.55% | 90% | 88.67% | 89.71% | 87.88% | 95.6%
2011 | US | SPP | - | SPP | 22 | Adjusted Potential Resources Reserve Margin |  | 70.33% | 70.69% | 70.35% | 72.53% | 69.57% | 69.87% | 71.57% | 70.44% | 71.46% | 69.85% | 77.35%
2011 | US | SPP | - | SPP | 23 | Total Baseline Installed Capacity | 0: 70437.3781
2011 | US | SPP | - | SPP | 24 | Distributed or Other Capacity (Behind the Meter) < 1 MW
2011 | US | SPP | - | SPP | 25 | Distributed or Other Capacity (Behind the Meter) ≥ 1 MW
2011 | US | SPP | - | SPP | 26 | Capacity Total from EIA-860
2011 | US | TRE | - | ERCOT | 1 | Unrestricted Non-coincident Peak Demand | 57315 | 51770 | 51602 | 53867 | 55662 | 57079 | 59562 | 60310 | 61369 | 63351 | 64182 | 65017
2011 | US | TRE | - | ERCOT | 1a | New Conservation (Energy Efficiency) |  | 128 | 259 | 395 | 536 | 681 | 829 | 980 | 1133 | 1289 | 1448 | 1609
2011 | US | TRE | - | ERCOT | 1b | Estimated Diversity |  | 0 | 0 | 0 | 0 | 0 | 0 | 0 | 0 | 0 | 0 | 0
2011 | US | TRE | - | ERCOT | 1c | Additions for non-member load (load served by non-registered LSE's in a region) |  | 0 | 0 | 0 | 0 | 0 | 0 | 0 | 0 | 0 | 0 | 0
2011 | US | TRE | - | ERCOT | 1d | Stand-by Load Under Contract (Normally served by behind the meter generation) |  | 0 | 0 | 0 | 0 | 0 | 0 | 0 | 0 | 0 | 0 | 0
2011 | US | TRE | - | ERCOT | 1e | Non-Controllable Demand-Side Demand Response |  | 0 | 0 | 0 | 0 | 0 | 0 | 0 | 0 | 0 | 0 | 0
2011 | US | TRE | - | ERCOT | 2 | Total Internal Demand | 57315 | 51642 | 51343 | 53472 | 55126 | 56398 | 58733 | 59330 | 60236 | 62062 | 62734 | 63408
2011 | US | TRE | - | ERCOT | 2H1 | Load Forecast Uncertainty (Extreme Demand Factor) |  | 1.05 | 1.05 | 1.05 | 1.05 | 1.05 | 1.05 | 1.05 | 1.05 | 1.05 | 1.05 | 1.05
2011 | US | TRE | - | ERCOT | 2H | Total Internal Demand | 1.05 | 54224.1 | 53910.15 | 56145.6 | 57882.3 | 59217.9 | 61669.65 | 62296.5 | 63247.8 | 65165.1 | 65870.7 | 66578.4
2011 | US | TRE | - | ERCOT | 2a | Supply-Side Direct Control Load Management | 0 | 0 | 0 | 0 | 0 | 0 | 0 | 0 | 0 | 0 | 0 | 0
2011 | US | TRE | - | ERCOT | 2b | Supply-Side Contractually Interruptible (Curtailable) | 336 | 421 | 463 | 509 | 560 | 616 | 678 | 745 | 820 | 902 | 992 | 1000
2011 | US | TRE | - | ERCOT | 2c | Supply-Side Critical Peak-Pricing (CPP) with Control | 0 | 0 | 0 | 0 | 0 | 0 | 0 | 0 | 0 | 0 | 0 | 0
2011 | US | TRE | - | ERCOT | 2d | Supply-Side Load as a Capacity Resource | 1062 | 1063 | 1063 | 1063 | 1063 | 1063 | 1063 | 1063 | 1063 | 1063 | 1063 | 1063
2011 | US | TRE | - | ERCOT | 3 | Net Internal Demand | 55917 | 50158 | 49817 | 51900 | 53503 | 54719 | 56992 | 57522 | 58353 | 60097 | 60679 | 61345
2011 | US | TRE | - | ERCOT | 4a | Demand Response used for Ancillary Services - Spinning Reserves | 0 | 0 | 0 | 0 | 0 | 0 | 0 | 0 | 0 | 0 | 0 | 0
2011 | US | TRE | - | ERCOT | 4b | Demand Response used for Ancillary Services - Non-Spinning Reserves | 0 | 0 | 0 | 0 | 0 | 0 | 0 | 0 | 0 | 0 | 0 | 0
2011 | US | TRE | - | ERCOT | 4c | Demand Response used for Regulation | 0 | 0 | 0 | 0 | 0 | 0 | 0 | 0 | 0 | 0 | 0 | 0
2011 | US | TRE | - | ERCOT | 4d | Demand Response used for Energy, Voluntary Services - Emergency | 0 | 0 | 0 | 0 | 0 | 0 | 0 | 0 | 0 | 0 | 0 | 0
2011 | US | TRE | - | ERCOT | 5 | TOTAL INTERNAL CAPACITY | 88760 | 89504.571 | 82809.6817 | 83637.6817 | 85848.6817 | 87304.6817 | 88646.6817 | 88713.6817 | 88788.6817 | 88870.6817 | 88960.6817 | 88968.6817
2011 | US | TRE | - | ERCOT | 6 | EXISTING CAPACITY | 0: 88760; 109: 88679.571
2011 | US | TRE | - | ERCOT | 6a | Existing, Certain | 0: 76953; 109: 76150.4117
2011 | US | TRE | - | ERCOT | 6a1 | Wind Expected On-Peak | 0: 820; 109: 820.1527
2011 | US | TRE | - | ERCOT | 6a2 | Solar Expected On-Peak | 0: 0; 109: 14.86
2011 | US | TRE | - | ERCOT | 6a3 | Hydro Expected On-Peak | 0: 572; 109: 568.28
2011 | US | TRE | - | ERCOT | 6a4 | Biomass Expected On-Peak | 0: 88; 109: 92.47
2011 | US | TRE | - | ERCOT | 6b | Existing, Other (Note: Enter the net expected value only) | 0: 0; 109: 0
2011 | US | TRE | - | ERCOT | 6b1 | Wind Derate On-Peak | 0: 8609; 109: 8606.8893
2011 | US | TRE | - | ERCOT | 6b2 | Solar Derate On-Peak | 0: 0; 109: 0
2011 | US | TRE | - | ERCOT | 6b3 | Hydro Derate On-Peak | 0: 0; 109: 0
2011 | US | TRE | - | ERCOT | 6b4 | Biomass Derate On-Peak | 0: 0; 109: 0
2011 | US | TRE | - | ERCOT | 6b5 | Transmission-Limited Resources | 0: 0; 109: 0
2011 | US | TRE | - | ERCOT | 6b6 | All Other Derates | 0: 0; 109: 0
2011 | US | TRE | - | ERCOT | 6b7 | Energy Only (Existing-Other) | 0: 0; 109: 0
2011 | US | TRE | - | ERCOT | 6c | Existing, Inoperable (Note: Capacity reported on this line is not included in margin calculations) | 0: 4782; 109: 2438.27
2011 | US | TRE | - | ERCOT | 6d | Total Supply-Side Demand Response | 1398 | 1484 | 1526 | 1572 | 1623 | 1679 | 1741 | 1808 | 1883 | 1965 | 2055 | 2063
2011 | US | TRE | - | ERCOT | 7 | FUTURE CAPACITY ADDITIONS |  | 825 | 2008.42 | 2103.834 | 4263.834 | 5663.834 | 6943.834 | 6943.834 | 6943.834 | 6943.834 | 6943.834 | 6943.834
2011 | US | TRE | - | ERCOT | 7a | Future, Planned (Note: Enter the net expected value only) |  | 825 | 2008.42 | 2103.834 | 4263.834 | 5663.834 | 6943.834 | 6943.834 | 6943.834 | 6943.834 | 6943.834 | 6943.834
2011 | US | TRE | - | ERCOT | 7a1 | Wind Expected On-Peak |  | 0 | 65.42 | 130.834 | 130.834 | 130.834 | 130.834 | 130.834 | 130.834 | 130.834 | 130.834 | 130.834
2011 | US | TRE | - | ERCOT | 7a2 | Wind Derate On-Peak |  | 0 | 686.58 | 1373.166 | 1373.166 | 1373.166 | 1373.166 | 1373.166 | 1373.166 | 1373.166 | 1373.166 | 1373.166
2011 | US | TRE | - | ERCOT | 7a3 | Solar Expected On-Peak |  | 0 | 60 | 90 | 90 | 90 | 90 | 90 | 90 | 90 | 90 | 90
2011 | US | TRE | - | ERCOT | 7a4 | Solar Derate On-Peak |  | 0 | 0 | 0 | 0 | 0 | 0 | 0 | 0 | 0 | 0 | 0
2011 | US | TRE | - | ERCOT | 7a5 | Hydro Expected On-Peak |  | 0 | 0 | 0 | 0 | 0 | 0 | 0 | 0 | 0 | 0 | 0
2011 | US | TRE | - | ERCOT | 7a6 | Hydro Derate On-Peak |  | 0 | 0 | 0 | 0 | 0 | 0 | 0 | 0 | 0 | 0 | 0
2011 | US | TRE | - | ERCOT | 7a7 | Biomass Expected On-Peak |  | 0 | 100 | 100 | 100 | 100 | 100 | 100 | 100 | 100 | 100 | 100
2011 | US | TRE | - | ERCOT | 7a8 | Biomass Derate On-Peak |  | 0 | 0 | 0 | 0 | 0 | 0 | 0 | 0 | 0 | 0 | 0
2011 | US | TRE | - | ERCOT | 7a9 | Transmission-Limited Resources |  | 0 | 0 | 0 | 0 | 0 | 0 | 0 | 0 | 0 | 0 | 0
2011 | US | TRE | - | ERCOT | 7a10 | Scheduled Outage - Maintenance |  | 0 | 0 | 0 | 0 | 0 | 0 | 0 | 0 | 0 | 0 | 0
2011 | US | TRE | - | ERCOT | 7a11 | All Other Derates |  | 0 | 0 | 0 | 0 | 0 | 0 | 0 | 0 | 0 | 0 | 0
2011 | US | TRE | - | ERCOT | 7a12 | Energy Only |  | 0 | 0 | 0 | 0 | 0 | 0 | 0 | 0 | 0 | 0 | 0
2011 | US | TRE | - | ERCOT | 7b | Future, Other (Note: Enter the net expected value only) |  | 0 | 0 | 0 | 0 | 0 | 0 | 0 | 0 | 0 | 0 | 0
2011 | US | TRE | - | ERCOT | 7b1 | Wind Expected On-Peak |  | 0 | 0 | 0 | 0 | 0 | 0 | 0 | 0 | 0 | 0 | 0
2011 | US | TRE | - | ERCOT | 7b2 | Wind Derate On-Peak |  | 0 | 0 | 0 | 0 | 0 | 0 | 0 | 0 | 0 | 0 | 0
2011 | US | TRE | - | ERCOT | 7b3 | Solar Expected On-Peak |  | 0 | 0 | 0 | 0 | 0 | 0 | 0 | 0 | 0 | 0 | 0
2011 | US | TRE | - | ERCOT | 7b4 | Solar Derate On-Peak |  | 0 | 0 | 0 | 0 | 0 | 0 | 0 | 0 | 0 | 0 | 0
2011 | US | TRE | - | ERCOT | 7b5 | Hydro Expected On-Peak |  | 0 | 0 | 0 | 0 | 0 | 0 | 0 | 0 | 0 | 0 | 0
2011 | US | TRE | - | ERCOT | 7b6 | Hydro Derate On-Peak |  | 0 | 0 | 0 | 0 | 0 | 0 | 0 | 0 | 0 | 0 | 0
2011 | US | TRE | - | ERCOT | 7b7 | Biomass Expected On-Peak |  | 0 | 0 | 0 | 0 | 0 | 0 | 0 | 0 | 0 | 0 | 0
2011 | US | TRE | - | ERCOT | 7b8 | Biomass Derate On-Peak |  | 0 | 0 | 0 | 0 | 0 | 0 | 0 | 0 | 0 | 0 | 0
2011 | US | TRE | - | ERCOT | 7b9 | Transmission-Limited Resources |  | 0 | 0 | 0 | 0 | 0 | 0 | 0 | 0 | 0 | 0 | 0
2011 | US | TRE | - | ERCOT | 7b10 | Scheduled Outage - Maintenance |  | 0 | 0 | 0 | 0 | 0 | 0 | 0 | 0 | 0 | 0 | 0
2011 | US | TRE | - | ERCOT | 7b11 | All Other Derates |  | 0 | 0 | 0 | 0 | 0 | 0 | 0 | 0 | 0 | 0 | 0
2011 | US | TRE | - | ERCOT | 7b12 | Energy Only |  | 0 | 0 | 0 | 0 | 0 | 0 | 0 | 0 | 0 | 0 | 0
2011 | US | TRE | - | ERCOT | 8 | Conceptual (Note: Enter the net expected value only) |  | 40.455 | 6954.1262 | 10024.9222 | 12444.6722 | 13149.0722 | 15927.2662 | 16627.2662 | 16627.2662 | 19827.2662 | 19827.2662 | 19827.2662
2011 | US | TRE | - | ERCOT | 8a1 | Wind Expected On-Peak |  | 40.455 | 1018.1262 | 2275.9222 | 2645.6722 | 2750.0722 | 2790.2662 | 2790.2662 | 2790.2662 | 2790.2662 | 2790.2662 | 2790.2662
2011 | US | TRE | - | ERCOT | 8a2 | Wind Derate On-Peak |  | 424.545 | 10684.4738 | 22834.6778 | 26714.9278 | 27810.5278 | 28232.3338 | 28232.3338 | 28232.3338 | 28232.3338 | 28232.3338 | 28232.3338
2011 | US | TRE | - | ERCOT | 8a3 | Solar Expected On-Peak |  | 0 | 515 | 749 | 749 | 749 | 787 | 787 | 787 | 787 | 787 | 787
2011 | US | TRE | - | ERCOT | 8a4 | Solar Derate On-Peak |  | 0 | 0 | 0 | 0 | 0 | 0 | 0 | 0 | 0 | 0 | 0
2011 | US | TRE | - | ERCOT | 8a5 | Hydro Expected On-Peak |  | 0 | 0 | 0 | 0 | 0 | 0 | 0 | 0 | 0 | 0 | 0
2011 | US | TRE | - | ERCOT | 8a6 | Hydro Derate On-Peak |  | 0 | 0 | 0 | 0 | 0 | 0 | 0 | 0 | 0 | 0 | 0
2011 | US | TRE | - | ERCOT | 8a7 | Biomass Expected On-Peak |  | 0 | 50 | 50 | 50 | 50 | 50 | 50 | 50 | 50 | 50 | 50
2011 | US | TRE | - | ERCOT | 8a8 | Biomass Derate On-Peak |  | 0 | 0 | 0 | 0 | 0 | 0 | 0 | 0 | 0 | 0 | 0
2011 | US | TRE | - | ERCOT | 8a9 | All Other Derates |  | 0 | 0 | 1.819e-12 | 1.819e-12 | 3.1832e-12 | 2.7285e-12 | 2.7285e-12 | 2.7285e-12 | 2.7285e-12 | 2.7285e-12 | 2.7285e-12
2011 | US | TRE | - | ERCOT | 8a10 | Energy Only |  | 0 | 0 | 0 | 0 | 0 | 0 | 0 | 0 | 0 | 0 | 0
2011 | US | TRE | - | ERCOT | 9 | ANTICIPATED INTERNAL CAPACITY | 78351 | 78459.4117 | 79684.8317 | 79826.2457 | 82037.2457 | 83493.2457 | 84835.2457 | 84902.2457 | 84977.2457 | 85059.2457 | 85149.2457 | 85157.2457
2011 | US | TRE | - | ERCOT | 10 | CAPACITY TRANSACTIONS - IMPORTS | 707 | 598 | 598 | 598 | 598 | 598 | 598 | 598 | 598 | 598 | 598 | 598
2011 | US | TRE | - | ERCOT | 10a | Firm (Note: The sum of 10a1 and 10a2 must be ≤ 10a) | 707 | 598 | 598 | 598 | 598 | 598 | 598 | 598 | 598 | 598 | 598 | 598
2011 | US | TRE | - | ERCOT | 10a1 | Full-Responsibility Purchases | 48 | 48 | 48 | 48 | 48 | 48 | 48 | 48 | 48 | 48 | 48 | 48
2011 | US | TRE | - | ERCOT | 10a2 | Owned Capacity/Entitlement Located Outside the Region/Subregion | 0 | 0 | 0 | 0 | 0 | 0 | 0 | 0 | 0 | 0 | 0 | 0
2011 | US | TRE | - | ERCOT | 10b | Non-firm | 0 |  | 0 | 0 | 0 | 0 | 0 | 0 | 0 | 0 | 0 | 0
2011 | US | TRE | - | ERCOT | 10c | Expected (Note: The sum of 10c1 and 10c2 must be ≤ 10c) |  | 0 | 0 | 0 | 0 | 0 | 0 | 0 | 0 | 0 | 0 | 0
2011 | US | TRE | - | ERCOT | 10c1 | Full-Responsibility Purchases |  | 0 | 0 | 0 | 0 | 0 | 0 | 0 | 0 | 0 | 0 | 0
2011 | US | TRE | - | ERCOT | 10c2 | Owned Capacity/Entitlement Located Outside the Region/Subregion |  | 0 | 0 | 0 | 0 | 0 | 0 | 0 | 0 | 0 | 0 | 0
2011 | US | TRE | - | ERCOT | 10d | Provisional – transactions under study, but negotiations have not begun. |  | 0 | 0 | 0 | 0 | 0 | 0 | 0 | 0 | 0 | 0 | 0
2011 | US | TRE | - | ERCOT | 11 | CAPACITY TRANSACTIONS - EXPORTS | 78 | 317 | 317 | 317 | 317 | 317 | 317 | 317 | 317 | 317 | 317 | 317
2011 | US | TRE | - | ERCOT | 11a | Firm (Note: The sum of 11a1 and 11a2 must be ≤ 11a) | 0 | 317 | 317 | 317 | 317 | 317 | 317 | 317 | 317 | 317 | 317 | 317
2011 | US | TRE | - | ERCOT | 11a1 | Full-Responsibility Purchases | 0 | 0 | 0 | 0 | 0 | 0 | 0 | 0 | 0 | 0 | 0 | 0
2011 | US | TRE | - | ERCOT | 11a2 | Owned Capacity/Entitlement Located Outside the Region/Subregion | 0 | 317 | 317 | 317 | 317 | 317 | 317 | 317 | 317 | 317 | 317 | 317
2011 | US | TRE | - | ERCOT | 11b | Non-firm | 78 |  | 0 | 0 | 0 | 0 | 0 | 0 | 0 | 0 | 0 | 0
2011 | US | TRE | - | ERCOT | 11c | Expected (Note: The sum of 11c1 and 11c2 must be ≤ 11c) |  | 0 | 0 | 0 | 0 | 0 | 0 | 0 | 0 | 0 | 0 | 0
2011 | US | TRE | - | ERCOT | 11c1 | Full-Responsibility Purchases |  | 0 | 0 | 0 | 0 | 0 | 0 | 0 | 0 | 0 | 0 | 0
2011 | US | TRE | - | ERCOT | 11c2 | Owned Capacity/Entitlement Located Outside the Region/Subregion |  | 0 | 0 | 0 | 0 | 0 | 0 | 0 | 0 | 0 | 0 | 0
2011 | US | TRE | - | ERCOT | 11d | Provisional – transactions under study, but negotiations have not begun. |  | 0 | 0 | 0 | 0 | 0 | 0 | 0 | 0 | 0 | 0 | 0
2011 | US | TRE | - | ERCOT | 12 | EXISTING, CERTAIN CAPACITY & NET FIRM TRANSACTIONS | 79058 | 77915.4117 | 77957.4117 | 78003.4117 | 78054.4117 | 78110.4117 | 78172.4117 | 78239.4117 | 78314.4117 | 78396.4117 | 78486.4117 | 78494.4117
2011 | US | TRE | - | ERCOT | 13 | ANTICIPATED CAPACITY RESOURCES |  | 78740.4117 | 79965.8317 | 80107.2457 | 82318.2457 | 83774.2457 | 85116.2457 | 85183.2457 | 85258.2457 | 85340.2457 | 85430.2457 | 85438.2457
2011 | US | TRE | - | ERCOT | 14 | PROSPECTIVE CAPACITY RESOURCES |  | 78740.4117 | 79965.8317 | 80107.2457 | 82318.2457 | 83774.2457 | 85116.2457 | 85183.2457 | 85258.2457 | 85340.2457 | 85430.2457 | 85438.2457
2011 | US | TRE | - | ERCOT | 15 | TOTAL POTENTIAL CAPACITY RESOURCES |  | 78780.8667 | 86919.9579 | 90132.1679 | 94762.9179 | 96923.3179 | 101043.5119 | 101810.5119 | 101885.5119 | 105167.5119 | 105257.5119 | 105265.5119
2011 | US | TRE | - | ERCOT | 15a | ADJUSTED POTENTIAL CAPACITY RESOURCES |  | 78749.3118 | 81495.7394 | 82312.7285 | 85056.0735 | 86667.0415 | 88620.2442 | 88841.2442 | 88916.2442 | 89702.2442 | 89792.2442 | 89800.2442
2011 | US | TRE | - | ERCOT | 16a | Confidence of Future, Other (7b), using reasonable judgement |  | 0.95 | 0.95 | 0.95 | 0.95 | 0.95 | 0.95 | 0.95 | 0.95 | 0.95 | 0.95 | 0.95
2011 | US | TRE | - | ERCOT | 16b | Net Future, Other Resources After Confidence Percentage Is Applied |  | 0 | 0 | 0 | 0 | 0 | 0 | 0 | 0 | 0 | 0 | 0
2011 | US | TRE | - | ERCOT | 16c | Confidence of Conceptual (8), using reasonable judgement |  | 0.22 | 0.22 | 0.22 | 0.22 | 0.22 | 0.22 | 0.22 | 0.22 | 0.22 | 0.22 | 0.22
2011 | US | TRE | - | ERCOT | 16d | Net Conceptual Resources After Confidence Percentage Is Applied |  | 8.9001 | 1529.9078 | 2205.4829 | 2737.8279 | 2892.7959 | 3503.9986 | 3657.9986 | 3657.9986 | 4361.9986 | 4361.9986 | 4361.9986
2011 | US | TRE | - | ERCOT | 17 | Region/Subregion Target Reserve Margin |  | 13.75% | 13.75% | 13.75% | 13.75% | 13.75% | 13.75% | 13.75% | 13.75% | 13.75% | 13.75% | 13.75%
2011 | US | TRE | - | ERCOT | 18 | Existing Certain and Net Firm Transactions Reserve Margin |  | 50.88% | 51.84% | 45.88% | 41.59% | 38.5% | 33.1% | 31.87% | 30.01% | 26.32% | 25.11% | 23.79%
2011 | US | TRE | - | ERCOT | 19 | Anticipated Capacity Resources Reserve Margin |  | 52.47% | 55.75% | 49.81% | 49.33% | 48.54% | 44.92% | 43.58% | 41.54% | 37.51% | 36.18% | 34.74%
2011 | US | TRE | - | ERCOT | 20 | Prospective Capacity Resources Reserve Margin |  | 52.47% | 55.75% | 49.81% | 49.33% | 48.54% | 44.92% | 43.58% | 41.54% | 37.51% | 36.18% | 34.74%
2011 | US | TRE | - | ERCOT | 21 | Total Potential Resources Reserve Margin |  | 52.55% | 69.29% | 68.56% | 71.9% | 71.86% | 72.04% | 71.6% | 69.14% | 69.46% | 67.78% | 66.01%
2011 | US | TRE | - | ERCOT | 22 | Adjusted Potential Resources Reserve Margin |  | 52.49% | 58.73% | 53.94% | 54.29% | 53.67% | 50.89% | 49.74% | 47.61% | 44.54% | 43.13% | 41.62%
2011 | US | TRE | - | ERCOT | 23 | Total Baseline Installed Capacity | 0: 90344
2011 | US | TRE | - | ERCOT | 24 | Distributed or Other Capacity (Behind the Meter) < 1 MW
2011 | US | TRE | - | ERCOT | 25 | Distributed or Other Capacity (Behind the Meter) ≥ 1 MW
2011 | US | TRE | - | ERCOT | 26 | Capacity Total from EIA-860
2011 | TL | WECC | - | WECC | 1 | Unrestricted Coincident Peak Demand | 122743.9442 | 127905.6 | 130286.05 | 133291.68 | 136504.92 | 139284.23 | 141456.22 | 144142.21 | 146653.81 | 149778.5 | 152435.17 | 155143.54
2011 | TL | WECC | - | WECC | 1a | New Conservation (Energy Efficiency) |  | 547 | 937 | 1220 | 1566 | 1806 | 2072 | 2320 | 2563 | 2838 | 2986 | 2986
2011 | TL | WECC | - | WECC | 1b | Estimated Diversity |  | 0 | 0 | 0 | 0 | 0 | 0 | 0 | 0 | 0 | 0 | 0
2011 | TL | WECC | - | WECC | 1c | Additions for non-member load (load served by non-registered LSE's in a region) |  | 0 | 0 | 0 | 0 | 0 | 0 | 0 | 0 | 0 | 0 | 0
2011 | TL | WECC | - | WECC | 1d | Stand-by Load Under Contract (Normally served by behind the meter generation) |  | 2126 | 2165 | 2204 | 2245 | 2287 | 2330 | 2375 | 2421 | 2468 | 2516 | 2516
2011 | TL | WECC | - | WECC | 1e | Non-Controllable Demand-Side Demand Response |  | 0 | 0 | 0 | 0 | 0 | 0 | 0 | 0 | 0 | 0 | 0
2011 | TL | WECC | - | WECC | 2 | Total Internal Demand | 122743.9442 | 129484.6 | 131514.05 | 134275.68 | 137183.92 | 139765.23 | 141714.22 | 144197.21 | 146511.81 | 149408.5 | 151965.17 | 154673.54
2011 | TL | WECC | - | WECC | 2H1 | Load Forecast Uncertainty (Extreme Demand Factor)
2011 | TL | WECC | - | WECC | 2H | Total Internal Demand | 1.05 | 0 | 0 | 0 | 0 | 0 | 0 | 0 | 0 | 0 | 0 | 0
2011 | TL | WECC | - | WECC | 2a | Supply-Side Direct Control Load Management | 685 | 220 | 256 | 390 | 472 | 475 | 475 | 475 | 475 | 475 | 475 | 475
2011 | TL | WECC | - | WECC | 2b | Supply-Side Contractually Interruptible (Curtailable) | 1332 | 1537 | 1427 | 1449 | 1489 | 1495 | 1453 | 1453 | 1508 | 1558 | 1609 | 1415
2011 | TL | WECC | - | WECC | 2c | Supply-Side Critical Peak-Pricing (CPP) with Control | 0 | 2 | 5 | 10 | 12 | 14 | 15 | 16 | 17 | 17 | 18 | 18
2011 | TL | WECC | - | WECC | 2d | Supply-Side Load as a Capacity Resource | 199 | 337 | 709 | 903 | 779 | 789 | 799 | 810 | 820 | 830 | 839 | 839
2011 | TL | WECC | - | WECC | 3 | Net Internal Demand | 120527.9442 | 127388.6 | 129117.05 | 131523.68 | 134431.92 | 136992.23 | 138972.22 | 141443.21 | 143691.81 | 146528.5 | 149024.17 | 151926.54
2011 | TL | WECC | - | WECC | 4a | Demand Response used for Ancillary Services - Spinning Reserves | 0 | 531 | 534 | 549 | 559 | 568 | 578 | 583 | 593 | 598 | 608 | 416
2011 | TL | WECC | - | WECC | 4b | Demand Response used for Ancillary Services - Non-Spinning Reserves | 0 | 755 | 542 | 548 | 554 | 558 | 563 | 568 | 573 | 578 | 583 | 340
2011 | TL | WECC | - | WECC | 4c | Demand Response used for Regulation | 0 | 25 | 25 | 30 | 35 | 40 | 45 | 45 | 50 | 50 | 55 | 55
2011 | TL | WECC | - | WECC | 4d | Demand Response used for Energy, Voluntary Services - Emergency | 0 | 85 | 65 | 65 | 65 | 65 | 35 | 35 | 35 | 35 | 35 | 35
2011 | TL | WECC | - | WECC | 5 | TOTAL INTERNAL CAPACITY | 235521 | 262701 | 230320 | 249743 | 263688 | 269587 | 271021 | 270019 | 270867 | 271091 | 271151 | 271297
2011 | TL | WECC | - | WECC | 6 | EXISTING CAPACITY | 235521 | 253122 | 199599 | 199954 | 199954 | 199975 | 199944 | 199956 | 200022 | 200082 | 200143 | 199949
2011 | TL | WECC | - | WECC | 6a | Existing, Certain | 181884.5998 | 185252 | 185252 | 185252 | 185252 | 185252 | 185252 | 185252 | 185252 | 185252 | 185252 | 185252
2011 | TL | WECC | - | WECC | 6a1 | Wind Expected On-Peak | 0: 1301.4659; 109: 2334
2011 | TL | WECC | - | WECC | 6a2 | Solar Expected On-Peak | 0: 89.1034; 109: 19
2011 | TL | WECC | - | WECC | 6a3 | Hydro Expected On-Peak | 0: 37559.0265; 109: 40577
2011 | TL | WECC | - | WECC | 6a4 | Biomass Expected On-Peak | 0: 1106.004; 109: 1326
2011 | TL | WECC | - | WECC | 6b | Existing, Other (Note: Enter the net expected value only) | 0 | 0 | 0 | 0 | 0 | 0 | 0 | 0 | 0 | 0 | 0 | 0
2011 | TL | WECC | - | WECC | 6b1 | Wind Derate On-Peak | 0: 11440.5341; 109: 10465
2011 | TL | WECC | - | WECC | 6b2 | Solar Derate On-Peak | 0: 571.8966; 109: 642
2011 | TL | WECC | - | WECC | 6b3 | Hydro Derate On-Peak | 0: 30909.9735; 109: 28869
2011 | TL | WECC | - | WECC | 6b4 | Biomass Derate On-Peak | 0: 411.996; 109: 210
2011 | TL | WECC | - | WECC | 6b5 | Transmission-Limited Resources | 0: 0; 109: 0
2011 | TL | WECC | - | WECC | 6b6 | All Other Derates | 0: 8086; 109: 13638
2011 | TL | WECC | - | WECC | 6b7 | Energy Only (Existing-Other) | 0: 0; 109: 0
2011 | TL | WECC | - | WECC | 6c | Existing, Inoperable (Note: Capacity reported on this line is not included in margin calculations) | 0 | 11950 | 11950 | 11950 | 11950 | 11950 | 11950 | 11950 | 11950 | 11950 | 11950 | 11950
2011 | TL | WECC | - | WECC | 6d | Total Supply-Side Demand Response | 2216 | 2096 | 2397 | 2752 | 2752 | 2773 | 2742 | 2754 | 2820 | 2880 | 2941 | 2747
2011 | TL | WECC | - | WECC | 7 | FUTURE CAPACITY ADDITIONS |  | 7585 | 25156 | 42386 | 54905 | 63268 | 62868 | 61310 | 61853 | 61790 | 64769 | 65302
2011 | TL | WECC | - | WECC | 7a | Future, Planned (Note: Enter the net expected value only) |  | 7585 | 25156 | 42386 | 54905 | 63268 | 62868 | 61310 | 61853 | 61790 | 64769 | 65302
2011 | TL | WECC | - | WECC | 7a1 | Wind Expected On-Peak |  | 5025 | 9291 | 11952 | 14691 | 17341 | 15277 | 15304 | 15273 | 15244 | 18239 | 18438
2011 | TL | WECC | - | WECC | 7a2 | Wind Derate On-Peak |  | 1250 | 2774 | 4311 | 5682 | 3192 | 5406 | 5633 | 5864 | 6101 | 3106 | 2907
2011 | TL | WECC | - | WECC | 7a3 | Solar Expected On-Peak |  | 3576 | 11303 | 20799 | 25248 | 26188 | 26488 | 26488 | 26488 | 26488 | 26488 | 26488
2011 | TL | WECC | - | WECC | 7a4 | Solar Derate On-Peak |  | 673 | 1053 | 1493 | 1493 | 1493 | 1493 | 1493 | 1493 | 1493 | 1493 | 1493
2011 | TL | WECC | - | WECC | 7a5 | Hydro Expected On-Peak |  | 28 | 287 | 496 | 512 | 500 | 834 | 517 | 515 | 515 | 504 | 498
2011 | TL | WECC | - | WECC | 7a6 | Hydro Derate On-Peak |  | 64 | 1649 | 1569 | 1613 | 1625 | 1291 | 1608 | 1610 | 1610 | 1621 | 1627
2011 | TL | WECC | - | WECC | 7a7 | Biomass Expected On-Peak |  | 105 | 444 | 550 | 539 | 546 | 561 | 561 | 555 | 565 | 561 | 561
2011 | TL | WECC | - | WECC | 7a8 | Biomass Derate On-Peak |  | 7 | 89 | 30 | 41 | 34 | 19 | 19 | 25 | 15 | 19 | 19
2011 | TL | WECC | - | WECC | 7a9 | Transmission-Limited Resources |  | 0 | 0 | 0 | 0 | 0 | 0 | 0 | 0 | 0 | 0 | 0
2011 | TL | WECC | - | WECC | 7a10 | Scheduled Outage - Maintenance |  | 0 | 0 | 0 | 0 | 0 | 0 | 0 | 0 | 0 | 0 | 0
2011 | TL | WECC | - | WECC | 7a11 | All Other Derates |  | 0 | 0 | 0 | 0 | 0 | 0 | 0 | 0 | 0 | 0 | 0
2011 | TL | WECC | - | WECC | 7a12 | Energy Only |  | 0 | 0 | 0 | 0 | 0 | 0 | 0 | 0 | 0 | 0 | 0
2011 | TL | WECC | - | WECC | 7b | Future, Other (Note: Enter the net expected value only) |  | 0 | 0 | 0 | 0 | 0 | 0 | 0 | 0 | 0 | 0 | 0
2011 | TL | WECC | - | WECC | 7b1 | Wind Expected On-Peak |  | 0 | 0 | 0 | 0 | 0 | 0 | 0 | 0 | 0 | 0 | 0
2011 | TL | WECC | - | WECC | 7b2 | Wind Derate On-Peak |  | 0 | 0 | 0 | 0 | 0 | 0 | 0 | 0 | 0 | 0 | 0
2011 | TL | WECC | - | WECC | 7b3 | Solar Expected On-Peak |  | 0 | 0 | 0 | 0 | 0 | 0 | 0 | 0 | 0 | 0 | 0
2011 | TL | WECC | - | WECC | 7b4 | Solar Derate On-Peak |  | 0 | 0 | 0 | 0 | 0 | 0 | 0 | 0 | 0 | 0 | 0
2011 | TL | WECC | - | WECC | 7b5 | Hydro Expected On-Peak |  | 0 | 0 | 0 | 0 | 0 | 0 | 0 | 0 | 0 | 0 | 0
2011 | TL | WECC | - | WECC | 7b6 | Hydro Derate On-Peak |  | 0 | 0 | 0 | 0 | 0 | 0 | 0 | 0 | 0 | 0 | 0
2011 | TL | WECC | - | WECC | 7b7 | Biomass Expected On-Peak |  | 0 | 0 | 0 | 0 | 0 | 0 | 0 | 0 | 0 | 0 | 0
2011 | TL | WECC | - | WECC | 7b8 | Biomass Derate On-Peak |  | 0 | 0 | 0 | 0 | 0 | 0 | 0 | 0 | 0 | 0 | 0
2011 | TL | WECC | - | WECC | 7b9 | Transmission-Limited Resources |  | 0 | 0 | 0 | 0 | 0 | 0 | 0 | 0 | 0 | 0 | 0
2011 | TL | WECC | - | WECC | 7b10 | Scheduled Outage - Maintenance |  | 0 | 0 | 0 | 0 | 0 | 0 | 0 | 0 | 0 | 0 | 0
2011 | TL | WECC | - | WECC | 7b11 | All Other Derates |  | 0 | 0 | 0 | 0 | 0 | 0 | 0 | 0 | 0 | 0 | 0
2011 | TL | WECC | - | WECC | 7b12 | Energy Only |  | 0 | 0 | 0 | 0 | 0 | 0 | 0 | 0 | 0 | 0 | 0
2011 | TL | WECC | - | WECC | 8 | Conceptual (Note: Enter the net expected value only) |  | 304 | 931 | 1822 | 2814 | 3978 | 5113 | 5716 | 7858 | 8584 | 11063 | 11461
2011 | TL | WECC | - | WECC | 8a1 | Wind Expected On-Peak |  | 233 | 430 | 436 | 436 | 584 | 646 | 678 | 683 | 752 | 2213 | 2507
2011 | TL | WECC | - | WECC | 8a2 | Wind Derate On-Peak |  | 626 | 1035 | 1381 | 1432 | 2216 | 3205 | 4024 | 5750 | 6232 | 5122 | 5128
2011 | TL | WECC | - | WECC | 8a3 | Solar Expected On-Peak |  | 0 | 0 | 0 | 0 | 0 | 0 | 0 | 0 | 0 | 0 | 0
2011 | TL | WECC | - | WECC | 8a4 | Solar Derate On-Peak |  | 2 | 68 | 763 | 1514 | 1724 | 1724 | 1744 | 1781 | 1781 | 1781 | 1781
2011 | TL | WECC | - | WECC | 8a5 | Hydro Expected On-Peak |  | 0 | 0 | 100 | 100 | 163 | 163 | 163 | 1163 | 1163 | 1163 | 1163
2011 | TL | WECC | - | WECC | 8a6 | Hydro Derate On-Peak |  | 0 | 0 | 0 | 0 | 16 | 16 | 16 | 16 | 16 | 16 | 16
2011 | TL | WECC | - | WECC | 8a7 | Biomass Expected On-Peak |  | 0 | 0 | 0 | 98 | 98 | 98 | 98 | 98 | 98 | 57 | 17
2011 | TL | WECC | - | WECC | 8a8 | Biomass Derate On-Peak |  | 0 | 0 | 0 | 0 | 0 | 0 | 0 | 0 | 0 | 41 | 81
2011 | TL | WECC | - | WECC | 8a9 | All Other Derates |  | 0 | 0 | 0 | 0 | 0 | 0 | 0 | 0 | 0 | 0 | 0
2011 | TL | WECC | - | WECC | 8a10 | Energy Only |  | 0 | 0 | 0 | 0 | 0 | 0 | 0 | 0 | 0 | 0 | 0
2011 | TL | WECC | - | WECC | 9 | ANTICIPATED INTERNAL CAPACITY | 184100.5998 | 194933 | 212805 | 230390 | 242909 | 251293 | 250862 | 249316 | 249925 | 249922 | 252962 | 253301
2011 | TL | WECC | - | WECC | 10 | CAPACITY TRANSACTIONS - IMPORTS | 0 | 0 | 0 | 0 | 0 | 0 | 0 | 0 | 0 | 0 | 0 | 0
2011 | TL | WECC | - | WECC | 10a | Firm (Note: The sum of 10a1 and 10a2 must be ≤ 10a) |  | 0 | 0 | 0 | 0 | 0 | 0 | 0 | 0 | 0 | 0 | 0
2011 | TL | WECC | - | WECC | 10a1 | Full-Responsibility Purchases |  | 0 | 0 | 0 | 0 | 0 | 0 | 0 | 0 | 0 | 0 | 0
2011 | TL | WECC | - | WECC | 10a2 | Owned Capacity/Entitlement Located Outside the Region/Subregion |  | 0 | 0 | 0 | 0 | 0 | 0 | 0 | 0 | 0 | 0 | 0
2011 | TL | WECC | - | WECC | 10b | Non-firm | 0 |  | 0 | 0 | 0 | 0 | 0 | 0 | 0 | 0 | 0 | 0
2011 | TL | WECC | - | WECC | 10c | Expected (Note: The sum of 10c1 and 10c2 must be ≤ 10c) |  | 0 | 0 | 0 | 0 | 0 | 0 | 0 | 0 | 0 | 0 | 0
2011 | TL | WECC | - | WECC | 10c1 | Full-Responsibility Purchases |  | 0 | 0 | 0 | 0 | 0 | 0 | 0 | 0 | 0 | 0 | 0
2011 | TL | WECC | - | WECC | 10c2 | Owned Capacity/Entitlement Located Outside the Region/Subregion |  | 0 | 0 | 0 | 0 | 0 | 0 | 0 | 0 | 0 | 0 | 0
2011 | TL | WECC | - | WECC | 10d | Provisional – transactions under study, but negotiations have not begun. |  | 0 | 0 | 0 | 0 | 0 | 0 | 0 | 0 | 0 | 0 | 0
2011 | TL | WECC | - | WECC | 11 | CAPACITY TRANSACTIONS - EXPORTS | 0 | 0 | 0 | 0 | 0 | 0 | 0 | 0 | 0 | 0 | 0 | 0
2011 | TL | WECC | - | WECC | 11a | Firm (Note: The sum of 11a1 and 11a2 must be ≤ 11a) |  | 0 | 0 | 0 | 0 | 0 | 0 | 0 | 0 | 0 | 0 | 0
2011 | TL | WECC | - | WECC | 11a1 | Full-Responsibility Purchases |  | 0 | 0 | 0 | 0 | 0 | 0 | 0 | 0 | 0 | 0 | 0
2011 | TL | WECC | - | WECC | 11a2 | Owned Capacity/Entitlement Located Outside the Region/Subregion |  | 0 | 0 | 0 | 0 | 0 | 0 | 0 | 0 | 0 | 0 | 0
2011 | TL | WECC | - | WECC | 11b | Non-firm | 0 |  | 0 | 0 | 0 | 0 | 0 | 0 | 0 | 0 | 0 | 0
2011 | TL | WECC | - | WECC | 11c | Expected (Note: The sum of 11c1 and 11c2 must be ≤ 11c) |  | 0 | 0 | 0 | 0 | 0 | 0 | 0 | 0 | 0 | 0 | 0
2011 | TL | WECC | - | WECC | 11c1 | Full-Responsibility Purchases |  | 0 | 0 | 0 | 0 | 0 | 0 | 0 | 0 | 0 | 0 | 0
2011 | TL | WECC | - | WECC | 11c2 | Owned Capacity/Entitlement Located Outside the Region/Subregion |  | 0 | 0 | 0 | 0 | 0 | 0 | 0 | 0 | 0 | 0 | 0
2011 | TL | WECC | - | WECC | 11d | Provisional – transactions under study, but negotiations have not begun. |  | 0 | 0 | 0 | 0 | 0 | 0 | 0 | 0 | 0 | 0 | 0
2011 | TL | WECC | - | WECC | 12 | EXISTING, CERTAIN CAPACITY & NET FIRM TRANSACTIONS | 184100.5998 | 187348 | 187649 | 188004 | 188004 | 188025 | 187994 | 188006 | 188072 | 188132 | 188193 | 187999
2011 | TL | WECC | - | WECC | 13 | ANTICIPATED CAPACITY RESOURCES |  | 194933 | 212805 | 230390 | 242909 | 251293 | 250862 | 249316 | 249925 | 249922 | 252962 | 253301
2011 | TL | WECC | - | WECC | 14 | PROSPECTIVE CAPACITY RESOURCES |  | 194933 | 212805 | 230390 | 242909 | 251293 | 250862 | 249316 | 249925 | 249922 | 252962 | 253301
2011 | TL | WECC | - | WECC | 15 | TOTAL POTENTIAL CAPACITY RESOURCES |  | 195237 | 213736 | 232212 | 245723 | 255271 | 255975 | 255032 | 257783 | 258506 | 264025 | 264762
2011 | TL | WECC | - | WECC | 15a | ADJUSTED POTENTIAL CAPACITY RESOURCES |  | 195237 | 213736 | 232212 | 245723 | 255271 | 255975 | 255032 | 257783 | 258506 | 264025 | 264762
2011 | TL | WECC | - | WECC | 16a | Confidence of Future, Other (7b), using reasonable judgement |  | 0 | 0 | 0 | 0 | 0 | 0 | 0 | 0 | 0 | 0 | 0
2011 | TL | WECC | - | WECC | 16b | Net Future, Other Resources After Confidence Percentage Is Applied |  | 0 | 0 | 0 | 0 | 0 | 0 | 0 | 0 | 0 | 0 | 0
2011 | TL | WECC | - | WECC | 16c | Confidence of Conceptual (8), using reasonable judgement | [11 empty] | 1 | bar: 109 to 125
2011 | TL | WECC | - | WECC | 16d | Net Conceptual Resources After Confidence Percentage Is Applied |  | 304 | 931 | 1822 | 2814 | 3978 | 5113 | 5716 | 7858 | 8584 | 11063 | 11461
2011 | TL | WECC | - | WECC | 17 | Region/Subregion Target Reserve Margin |  | 14.5% | 14.5% | 14.5% | 14.5% | 14.5% | 14.5% | 14.5% | 14.5% | 14.5% | 14.5% | 14.5%
2011 | TL | WECC | - | WECC | 18 | Existing Certain and Net Firm Transactions Reserve Margin |  | 44.69% | 42.68% | 40.01% | 37.05% | 34.53% | 32.66% | 30.38% | 28.37% | 25.92% | 23.84% | 21.55%
2011 | TL | WECC | - | WECC | 19 | Anticipated Capacity Resources Reserve Margin |  | 50.55% | 61.81% | 71.58% | 77.07% | 79.8% | 77.02% | 72.9% | 70.58% | 67.27% | 66.46% | 63.76%
2011 | TL | WECC | - | WECC | 20 | Prospective Capacity Resources Reserve Margin |  | 50.55% | 61.81% | 71.58% | 77.07% | 79.8% | 77.02% | 72.9% | 70.58% | 67.27% | 66.46% | 63.76%
2011 | TL | WECC | - | WECC | 21 | Total Potential Resources Reserve Margin |  | 50.78% | 62.52% | 72.94% | 79.12% | 82.64% | 80.63% | 76.86% | 75.95% | 73.02% | 73.74% | 71.17%
2011 | TL | WECC | - | WECC | 22 | Adjusted Potential Resources Reserve Margin |  | 50.78% | 62.52% | 72.94% | 79.12% | 82.64% | 80.63% | 76.86% | 75.95% | 73.02% | 73.74% | 71.17%
2011 | TL | WECC | - | WECC | 23 | Total Baseline Installed Capacity | 0: 233305
2011 | TL | WECC | - | WECC | 24 | Distributed or Other Capacity (Behind the Meter) < 1 MW
2011 | TL | WECC | - | WECC | 25 | Distributed or Other Capacity (Behind the Meter) ≥ 1 MW
2011 | TL | WECC | - | WECC | 26 | Capacity Total from EIA-860
2011 | CAN | WECC | - | AB | 1 | Unrestricted Coincident Peak Demand | 10196 | 10261 | 10739 | 11336 | 12099 | 12517 | 12983 | 13485 | 13919 | 14299 | 14750 | 15315
2011 | CAN | WECC | - | AB | 1a | New Conservation (Energy Efficiency) |  | 0 | 0 | 0 | 0 | 0 | 0 | 0 | 0 | 0 | 0 | 0
2011 | CAN | WECC | - | AB | 1b | Estimated Diversity |  | 0 | 0 | 0 | 0 | 0 | 0 | 0 | 0 | 0 | 0 | 0
2011 | CAN | WECC | - | AB | 1c | Additions for non-member load (load served by non-registered LSE's in a region) |  | 0 | 0 | 0 | 0 | 0 | 0 | 0 | 0 | 0 | 0 | 0
2011 | CAN | WECC | - | AB | 1d | Stand-by Load Under Contract (Normally served by behind the meter generation) |  | 0 | 0 | 0 | 0 | 0 | 0 | 0 | 0 | 0 | 0 | 0
2011 | CAN | WECC | - | AB | 1e | Non-Controllable Demand-Side Demand Response |  | 0 | 0 | 0 | 0 | 0 | 0 | 0 | 0 | 0 | 0 | 0
2011 | CAN | WECC | - | AB | 2 | Total Internal Demand | 10196 | 10261 | 10739 | 11336 | 12099 | 12517 | 12983 | 13485 | 13919 | 14299 | 14750 | 15315
2011 | CAN | WECC | - | AB | 2H1 | Load Forecast Uncertainty (Extreme Demand Factor)
2011 | CAN | WECC | - | AB | 2H | Total Internal Demand | 1.05 | 0 | 0 | 0 | 0 | 0 | 0 | 0 | 0 | 0 | 0 | 0
2011 | CAN | WECC | - | AB | 2a | Supply-Side Direct Control Load Management | 63 | 63 | 63 | 63 | 63 | 63 | 63 | 63 | 63 | 63 | 63 | 63
2011 | CAN | WECC | - | AB | 2b | Supply-Side Contractually Interruptible (Curtailable) | 0 | 56 | 56 | 0 | 0 | 0 | 0 | 0 | 0 | 0 | 0 | 0
2011 | CAN | WECC | - | AB | 2c | Supply-Side Critical Peak-Pricing (CPP) with Control | 0 | 0 | 0 | 0 | 0 | 0 | 0 | 0 | 0 | 0 | 0 | 0
2011 | CAN | WECC | - | AB | 2d | Supply-Side Load as a Capacity Resource | 0 | 0 | 0 | 0 | 0 | 0 | 0 | 0 | 0 | 0 | 0 | 0
2011 | CAN | WECC | - | AB | 3 | Net Internal Demand | 10133 | 10142 | 10620 | 11273 | 12036 | 12454 | 12920 | 13422 | 13856 | 14236 | 14687 | 15252
2011 | CAN | WECC | - | AB | 4a | Demand Response used for Ancillary Services - Spinning Reserves | 0 | 0 | 0 | 0 | 0 | 0 | 0 | 0 | 0 | 0 | 0 | 0
2011 | CAN | WECC | - | AB | 4b | Demand Response used for Ancillary Services - Non-Spinning Reserves | 0 | 0 | 0 | 0 | 0 | 0 | 0 | 0 | 0 | 0 | 0 | 0
2011 | CAN | WECC | - | AB | 4c | Demand Response used for Regulation | 0 | 0 | 0 | 0 | 0 | 0 | 0 | 0 | 0 | 0 | 0 | 0
2011 | CAN | WECC | - | AB | 4d | Demand Response used for Energy, Voluntary Services - Emergency | 0 | 0 | 0 | 0 | 0 | 0 | 0 | 0 | 0 | 0 | 0 | 0
2011 | CAN | WECC | - | AB | 5 | TOTAL INTERNAL CAPACITY | 13269 | 14814 | 14223 | 14831 | 15421 | 16156 | 16156 | 16156 | 16156 | 16156 | 16156 | 16156
2011 | CAN | WECC | - | AB | 6 | EXISTING CAPACITY | 13269 | 13631 | 11870 | 11814 | 11814 | 11814 | 11814 | 11814 | 11814 | 11814 | 11814 | 11814
2011 | CAN | WECC | - | AB | 6a | Existing, Certain | 11248 | 11751 | 11751 | 11751 | 11751 | 11751 | 11751 | 11751 | 11751 | 11751 | 11751 | 11751
2011 | CAN | WECC | - | AB | 6a1 | Wind Expected On-Peak | 0: 96; 109: 713
2011 | CAN | WECC | - | AB | 6a2 | Solar Expected On-Peak | 0: 0; 109: 0
2011 | CAN | WECC | - | AB | 6a3 | Hydro Expected On-Peak | 0: 378; 109: 348
2011 | CAN | WECC | - | AB | 6a4 | Biomass Expected On-Peak | 0: 185; 109: 312
2011 | CAN | WECC | - | AB | 6b | Existing, Other (Note: Enter the net expected value only) | 0 | 0 | 0 | 0 | 0 | 0 | 0 | 0 | 0 | 0 | 0 | 0
2011 | CAN | WECC | - | AB | 6b1 | Wind Derate On-Peak | 0: 844; 109: 227
2011 | CAN | WECC | - | AB | 6b2 | Solar Derate On-Peak | 0: 0; 109: 0
2011 | CAN | WECC | - | AB | 6b3 | Hydro Derate On-Peak | 0: 506; 109: 536
2011 | CAN | WECC | - | AB | 6b4 | Biomass Derate On-Peak | 0: 139; 109: 12
2011 | CAN | WECC | - | AB | 6b5 | Transmission-Limited Resources | 0: 0; 109: 0
2011 | CAN | WECC | - | AB | 6b6 | All Other Derates | 0: 469; 109: 986
2011 | CAN | WECC | - | AB | 6b7 | Energy Only (Existing-Other) | 0: 0; 109: 0
2011 | CAN | WECC | - | AB | 6c | Existing, Inoperable (Note: Capacity reported on this line is not included in margin calculations) | 0 | 0 | 0 | 0 | 0 | 0 | 0 | 0 | 0 | 0 | 0 | 0
2011 | CAN | WECC | - | AB | 6d | Total Supply-Side Demand Response | 63 | 119 | 119 | 63 | 63 | 63 | 63 | 63 | 63 | 63 | 63 | 63
2011 | CAN | WECC | - | AB | 7 | FUTURE CAPACITY ADDITIONS |  | 1087 | 2066 | 2596 | 3002 | 3674 | 3709 | 3688 | 3670 | 3656 | 3674 | 3669
2011 | CAN | WECC | - | AB | 7a | Future, Planned (Note: Enter the net expected value only) |  | 1087 | 2066 | 2596 | 3002 | 3674 | 3709 | 3688 | 3670 | 3656 | 3674 | 3669
2011 | CAN | WECC | - | AB | 7a1 | Wind Expected On-Peak |  | 271 | 882 | 1246 | 1636 | 1748 | 1768 | 1747 | 1744 | 1715 | 1733 | 1728
2011 | CAN | WECC | - | AB | 7a2 | Wind Derate On-Peak |  | 89 | 256 | 385 | 584 | 632 | 612 | 633 | 636 | 665 | 647 | 652
2011 | CAN | WECC | - | AB | 7a3 | Solar Expected On-Peak |  | 0 | 0 | 0 | 0 | 0 | 0 | 0 | 0 | 0 | 0 | 0
2011 | CAN | WECC | - | AB | 7a4 | Solar Derate On-Peak |  | 0 | 0 | 0 | 0 | 0 | 0 | 0 | 0 | 0 | 0 | 0
2011 | CAN | WECC | - | AB | 7a5 | Hydro Expected On-Peak |  | 0 | 0 | 0 | 0 | 0 | 0 | 0 | 0 | 0 | 0 | 0
2011 | CAN | WECC | - | AB | 7a6 | Hydro Derate On-Peak |  | 0 | 0 | 0 | 0 | 0 | 0 | 0 | 0 | 0 | 0 | 0
2011 | CAN | WECC | - | AB | 7a7 | Biomass Expected On-Peak |  | 28 | 51 | 46 | 61 | 46 | 61 | 61 | 46 | 61 | 61 | 61
2011 | CAN | WECC | - | AB | 7a8 | Biomass Derate On-Peak |  | 7 | 31 | 36 | 21 | 36 | 21 | 21 | 36 | 21 | 21 | 21
2011 | CAN | WECC | - | AB | 7a9 | Transmission-Limited Resources |  | 0 | 0 | 0 | 0 | 0 | 0 | 0 | 0 | 0 | 0 | 0
2011 | CAN | WECC | - | AB | 7a10 | Scheduled Outage - Maintenance |  | 0 | 0 | 0 | 0 | 0 | 0 | 0 | 0 | 0 | 0 | 0
2011 | CAN | WECC | - | AB | 7a11 | All Other Derates |  | 0 | 0 | 0 | 0 | 0 | 0 | 0 | 0 | 0 | 0 | 0
2011 | CAN | WECC | - | AB | 7a12 | Energy Only |  | 0 | 0 | 0 | 0 | 0 | 0 | 0 | 0 | 0 | 0 | 0
2011 | CAN | WECC | - | AB | 7b | Future, Other (Note: Enter the net expected value only) |  | 0 | 0 | 0 | 0 | 0 | 0 | 0 | 0 | 0 | 0 | 0
2011 | CAN | WECC | - | AB | 7b1 | Wind Expected On-Peak |  | 0 | 0 | 0 | 0 | 0 | 0 | 0 | 0 | 0 | 0 | 0
2011 | CAN | WECC | - | AB | 7b2 | Wind Derate On-Peak |  | 0 | 0 | 0 | 0 | 0 | 0 | 0 | 0 | 0 | 0 | 0
2011 | CAN | WECC | - | AB | 7b3 | Solar Expected On-Peak |  | 0 | 0 | 0 | 0 | 0 | 0 | 0 | 0 | 0 | 0 | 0
2011 | CAN | WECC | - | AB | 7b4 | Solar Derate On-Peak |  | 0 | 0 | 0 | 0 | 0 | 0 | 0 | 0 | 0 | 0 | 0
2011 | CAN | WECC | - | AB | 7b5 | Hydro Expected On-Peak |  | 0 | 0 | 0 | 0 | 0 | 0 | 0 | 0 | 0 | 0 | 0
2011 | CAN | WECC | - | AB | 7b6 | Hydro Derate On-Peak |  | 0 | 0 | 0 | 0 | 0 | 0 | 0 | 0 | 0 | 0 | 0
2011 | CAN | WECC | - | AB | 7b7 | Biomass Expected On-Peak |  | 0 | 0 | 0 | 0 | 0 | 0 | 0 | 0 | 0 | 0 | 0
2011 | CAN | WECC | - | AB | 7b8 | Biomass Derate On-Peak |  | 0 | 0 | 0 | 0 | 0 | 0 | 0 | 0 | 0 | 0 | 0
2011 | CAN | WECC | - | AB | 7b9 | Transmission-Limited Resources |  | 0 | 0 | 0 | 0 | 0 | 0 | 0 | 0 | 0 | 0 | 0
2011 | CAN | WECC | - | AB | 7b10 | Scheduled Outage - Maintenance |  | 0 | 0 | 0 | 0 | 0 | 0 | 0 | 0 | 0 | 0 | 0
2011 | CAN | WECC | - | AB | 7b11 | All Other Derates |  | 0 | 0 | 0 | 0 | 0 | 0 | 0 | 0 | 0 | 0 | 0
2011 | CAN | WECC | - | AB | 7b12 | Energy Only |  | 0 | 0 | 0 | 0 | 0 | 0 | 0 | 0 | 0 | 0 | 0
2011 | CAN | WECC | - | AB | 8 | Conceptual (Note: Enter the net expected value only) |  | 15 | 135 | 315 | 315 | 354 | 354 | 354 | 1354 | 1354 | 1498 | 1642
2011 | CAN | WECC | - | AB | 8a1 | Wind Expected On-Peak |  | 0 | 0 | 0 | 0 | 0 | 0 | 0 | 0 | 0 | 0 | 0
2011 | CAN | WECC | - | AB | 8a2 | Wind Derate On-Peak |  | 0 | 0 | 0 | 0 | 0 | 0 | 0 | 0 | 0 | 0 | 0
2011 | CAN | WECC | - | AB | 8a3 | Solar Expected On-Peak |  | 0 | 0 | 0 | 0 | 0 | 0 | 0 | 0 | 0 | 0 | 0
2011 | CAN | WECC | - | AB | 8a4 | Solar Derate On-Peak |  | 0 | 0 | 0 | 0 | 0 | 0 | 0 | 0 | 0 | 0 | 0
2011 | CAN | WECC | - | AB | 8a5 | Hydro Expected On-Peak |  | 0 | 0 | 0 | 100 | 100 | 100 | 100 | 100 | 1100 | 1100 | 1100
2011 | CAN | WECC | - | AB | 8a6 | Hydro Derate On-Peak |  | 0 | 0 | 0 | 0 | 0 | 0 | 0 | 0 | 0 | 0 | 0
2011 | CAN | WECC | - | AB | 8a7 | Biomass Expected On-Peak |  | 0 | 0 | 0 | 0 | 0 | 0 | 0 | 0 | 0 | 0 | 0
2011 | CAN | WECC | - | AB | 8a8 | Biomass Derate On-Peak |  | 0 | 0 | 0 | 0 | 0 | 0 | 0 | 0 | 0 | 0 | 0
2011 | CAN | WECC | - | AB | 8a9 | All Other Derates |  | 0 | 0 | 0 | 0 | 0 | 0 | 0 | 0 | 0 | 0 | 0
2011 | CAN | WECC | - | AB | 8a10 | Energy Only |  | 0 | 0 | 0 | 0 | 0 | 0 | 0 | 0 | 0 | 0 | 0
2011 | CAN | WECC | - | AB | 9 | ANTICIPATED INTERNAL CAPACITY | 11311 | 12957 | 13936 | 14410 | 14816 | 15488 | 15523 | 15502 | 15484 | 15470 | 15488 | 15483
2011 | CAN | WECC | - | AB | 10 | CAPACITY TRANSACTIONS - IMPORTS | 464 | 600 | 600 | 600 | 600 | 600 | 600 | 600 | 600 | 600 | 600 | 600
2011 | CAN | WECC | - | AB | 10a | Firm (Note: The sum of 10a1 and 10a2 must be ≤ 10a) |  | 600 | 600 | 600 | 600 | 600 | 600 | 600 | 600 | 600 | 600 | 600
2011 | CAN | WECC | - | AB | 10a1 | Full-Responsibility Purchases |  | 0 | 0 | 0 | 0 | 0 | 0 | 0 | 0 | 0 | 0 | 0
2011 | CAN | WECC | - | AB | 10a2 | Owned Capacity/Entitlement Located Outside the Region/Subregion |  | 0 | 0 | 0 | 0 | 0 | 0 | 0 | 0 | 0 | 0 | 0
2011 | CAN | WECC | - | AB | 10b | Non-firm | 0 |  | 0 | 0 | 0 | 0 | 0 | 0 | 0 | 0 | 0 | 0
2011 | CAN | WECC | - | AB | 10c | Expected (Note: The sum of 10c1 and 10c2 must be ≤ 10c) |  | 0 | 0 | 0 | 0 | 0 | 0 | 0 | 0 | 0 | 0 | 0
2011 | CAN | WECC | - | AB | 10c1 | Full-Responsibility Purchases |  | 0 | 0 | 0 | 0 | 0 | 0 | 0 | 0 | 0 | 0 | 0
2011 | CAN | WECC | - | AB | 10c2 | Owned Capacity/Entitlement Located Outside the Region/Subregion |  | 0 | 0 | 0 | 0 | 0 | 0 | 0 | 0 | 0 | 0 | 0
2011 | CAN | WECC | - | AB | 10d | Provisional – transactions under study, but negotiations have not begun. |  | 0 | 0 | 0 | 0 | 0 | 0 | 0 | 0 | 0 | 0 | 0
2011 | CAN | WECC | - | AB | 11 | CAPACITY TRANSACTIONS - EXPORTS | 0 | 0 | 0 | 0 | 0 | 0 | 0 | 0 | 0 | 0 | 0 | 0
2011 | CAN | WECC | - | AB | 11a | Firm (Note: The sum of 11a1 and 11a2 must be ≤ 11a) |  | 0 | 0 | 0 | 0 | 0 | 0 | 0 | 0 | 0 | 0 | 0
2011 | CAN | WECC | - | AB | 11a1 | Full-Responsibility Purchases |  | 0 | 0 | 0 | 0 | 0 | 0 | 0 | 0 | 0 | 0 | 0
2011 | CAN | WECC | - | AB | 11a2 | Owned Capacity/Entitlement Located Outside the Region/Subregion |  | 0 | 0 | 0 | 0 | 0 | 0 | 0 | 0 | 0 | 0 | 0
2011 | CAN | WECC | - | AB | 11b | Non-firm | 0 |  | 0 | 0 | 0 | 0 | 0 | 0 | 0 | 0 | 0 | 0
2011 | CAN | WECC | - | AB | 11c | Expected (Note: The sum of 11c1 and 11c2 must be ≤ 11c) |  | 0 | 0 | 0 | 0 | 0 | 0 | 0 | 0 | 0 | 0 | 0
2011 | CAN | WECC | - | AB | 11c1 | Full-Responsibility Purchases |  | 0 | 0 | 0 | 0 | 0 | 0 | 0 | 0 | 0 | 0 | 0
2011 | CAN | WECC | - | AB | 11c2 | Owned Capacity/Entitlement Located Outside the Region/Subregion |  | 0 | 0 | 0 | 0 | 0 | 0 | 0 | 0 | 0 | 0 | 0
2011 | CAN | WECC | - | AB | 11d | Provisional – transactions under study, but negotiations have not begun. |  | 0 | 0 | 0 | 0 | 0 | 0 | 0 | 0 | 0 | 0 | 0
2011 | CAN | WECC | - | AB | 12 | EXISTING, CERTAIN CAPACITY & NET FIRM TRANSACTIONS | 11311 | 12470 | 12470 | 12414 | 12414 | 12414 | 12414 | 12414 | 12414 | 12414 | 12414 | 12414
2011 | CAN | WECC | - | AB | 13 | ANTICIPATED CAPACITY RESOURCES |  | 13557 | 14536 | 15010 | 15416 | 16088 | 16123 | 16102 | 16084 | 16070 | 16088 | 16083
2011 | CAN | WECC | - | AB | 14 | PROSPECTIVE CAPACITY RESOURCES |  | 13557 | 14536 | 15010 | 15416 | 16088 | 16123 | 16102 | 16084 | 16070 | 16088 | 16083
2011 | CAN | WECC | - | AB | 15 | TOTAL POTENTIAL CAPACITY RESOURCES |  | 13572 | 14671 | 15325 | 15731 | 16442 | 16477 | 16456 | 17438 | 17424 | 17586 | 17725
2011 | CAN | WECC | - | AB | 15a | ADJUSTED POTENTIAL CAPACITY RESOURCES |  | 13572 | 14671 | 15325 | 15731 | 16442 | 16477 | 16456 | 17438 | 17424 | 17586 | 17725
2011 | CAN | WECC | - | AB | 16a | Confidence of Future, Other (7b), using reasonable judgement |  | 0 | 0 | 0 | 0 | 0 | 0 | 0 | 0 | 0 | 0 | 0
2011 | CAN | WECC | - | AB | 16b | Net Future, Other Resources After Confidence Percentage Is Applied |  | 0 | 0 | 0 | 0 | 0 | 0 | 0 | 0 | 0 | 0 | 0
2011 | CAN | WECC | - | AB | 16c | Confidence of Conceptual (8), using reasonable judgement | [11 empty] | 1 | bar: 109 to 125
2011 | CAN | WECC | - | AB | 16d | Net Conceptual Resources After Confidence Percentage Is Applied |  | 15 | 135 | 315 | 315 | 354 | 354 | 354 | 1354 | 1354 | 1498 | 1642
2011 | CAN | WECC | - | AB | 17 | Region/Subregion Target Reserve Margin |  | 14.1% | 14.1% | 14.1% | 14.1% | 14.1% | 14.1% | 14.1% | 14.1% | 14.1% | 14.1% | 14.1%
2011 | CAN | WECC | - | AB | 18 | Existing Certain and Net Firm Transactions Reserve Margin |  | 21.53% | 16.12% | 9.51% | 2.604% | -0.8229% | -4.383% | -7.942% | -10.81% | -13.18% | -15.84% | -18.94%
2011 | CAN | WECC | - | AB | 19 | Anticipated Capacity Resources Reserve Margin |  | 32.12% | 35.36% | 32.41% | 27.42% | 28.53% | 24.19% | 19.41% | 15.55% | 12.39% | 9.071% | 5.015%
2011 | CAN | WECC | - | AB | 20 | Prospective Capacity Resources Reserve Margin |  | 32.12% | 35.36% | 32.41% | 27.42% | 28.53% | 24.19% | 19.41% | 15.55% | 12.39% | 9.071% | 5.015%
2011 | CAN | WECC | - | AB | 21 | Total Potential Resources Reserve Margin |  | 32.27% | 36.61% | 35.19% | 30.02% | 31.36% | 26.91% | 22.03% | 25.28% | 21.85% | 19.23% | 15.74%
2011 | CAN | WECC | - | AB | 22 | Adjusted Potential Resources Reserve Margin |  | 32.27% | 36.61% | 35.19% | 30.02% | 31.36% | 26.91% | 22.03% | 25.28% | 21.85% | 19.23% | 15.74%
2011 | CAN | WECC | - | AB | 23 | Total Baseline Installed Capacity | 0: 13206
2011 | CAN | WECC | - | AB | 24 | Distributed or Other Capacity (Behind the Meter) < 1 MW
2011 | CAN | WECC | - | AB | 25 | Distributed or Other Capacity (Behind the Meter) ≥ 1 MW
2011 | CAN | WECC | - | AB | 26 | Capacity Total from EIA-860
2011 | US | WECC | - | BASN | 1 | Unrestricted Coincident Peak Demand | 10505 | 11432 | 11763.1 | 12032.9 | 12304.5 | 12535.6 | 12735.5 | 12943.4 | 13137.8 | 13355.1 | 13537.9 | 13724.9
2011 | US | WECC | - | BASN | 1a | New Conservation (Energy Efficiency) |  | 5 | 7 | 11 | 13 | 14 | 16 | 18 | 19 | 21 | 23 | 23
2011 | US | WECC | - | BASN | 1b | Estimated Diversity |  | 0 | 0 | 0 | 0 | 0 | 0 | 0 | 0 | 0 | 0 | 0
2011 | US | WECC | - | BASN | 1c | Additions for non-member load (load served by non-registered LSE's in a region) |  | 0 | 0 | 0 | 0 | 0 | 0 | 0 | 0 | 0 | 0 | 0
2011 | US | WECC | - | BASN | 1d | Stand-by Load Under Contract (Normally served by behind the meter generation) |  | 0 | 0 | 0 | 0 | 0 | 0 | 0 | 0 | 0 | 0 | 0
2011 | US | WECC | - | BASN | 1e | Non-Controllable Demand-Side Demand Response |  | 0 | 0 | 0 | 0 | 0 | 0 | 0 | 0 | 0 | 0 | 0
2011 | US | WECC | - | BASN | 2 | Total Internal Demand | 10505 | 11427 | 11756.1 | 12021.9 | 12291.5 | 12521.6 | 12719.5 | 12925.4 | 13118.8 | 13334.1 | 13514.9 | 13701.9
2011 | US | WECC | - | BASN | 2H1 | Load Forecast Uncertainty (Extreme Demand Factor)
2011 | US | WECC | - | BASN | 2H | Total Internal Demand | 1.05 | 0 | 0 | 0 | 0 | 0 | 0 | 0 | 0 | 0 | 0 | 0
2011 | US | WECC | - | BASN | 2a | Supply-Side Direct Control Load Management | 0 | 0 | 20 | 40 | 50 | 53 | 53 | 53 | 53 | 53 | 53 | 53
2011 | US | WECC | - | BASN | 2b | Supply-Side Contractually Interruptible (Curtailable) | 0 | 252 | 252 | 252 | 252 | 252 | 252 | 252 | 252 | 252 | 252 | 252
2011 | US | WECC | - | BASN | 2c | Supply-Side Critical Peak-Pricing (CPP) with Control | 0 | 0 | 0 | 0 | 0 | 0 | 0 | 0 | 0 | 0 | 0 | 0
2011 | US | WECC | - | BASN | 2d | Supply-Side Load as a Capacity Resource | 0 | 0 | 0 | 0 | 0 | 0 | 0 | 0 | 0 | 0 | 0 | 0
2011 | US | WECC | - | BASN | 3 | Net Internal Demand | 10505 | 11175 | 11484.1 | 11729.9 | 11989.5 | 12216.6 | 12414.5 | 12620.4 | 12813.8 | 13029.1 | 13209.9 | 13396.9
2011 | US | WECC | - | BASN | 4a | Demand Response used for Ancillary Services - Spinning Reserves | 0 | 0 | 0 | 0 | 0 | 0 | 0 | 0 | 0 | 0 | 0 | 0
2011 | US | WECC | - | BASN | 4b | Demand Response used for Ancillary Services - Non-Spinning Reserves | 0 | 0 | 0 | 0 | 0 | 0 | 0 | 0 | 0 | 0 | 0 | 0
2011 | US | WECC | - | BASN | 4c | Demand Response used for Regulation | 0 | 0 | 0 | 0 | 0 | 0 | 0 | 0 | 0 | 0 | 0 | 0
2011 | US | WECC | - | BASN | 4d | Demand Response used for Energy, Voluntary Services - Emergency | 0 | 85 | 65 | 65 | 65 | 65 | 35 | 35 | 35 | 35 | 35 | 35
2011 | US | WECC | - | BASN | 5 | TOTAL INTERNAL CAPACITY | 17350 | 18437 | 16522 | 16595 | 16753 | 16774 | 16774 | 16774 | 16774 | 16774 | 16774 | 16774
2011 | US | WECC | - | BASN | 6 | EXISTING CAPACITY | 17350 | 17483 | 14490 | 14510 | 14520 | 14523 | 14523 | 14523 | 14523 | 14523 | 14523 | 14523
2011 | US | WECC | - | BASN | 6a | Existing, Certain | 13560 | 14218 | 14218 | 14218 | 14218 | 14218 | 14218 | 14218 | 14218 | 14218 | 14218 | 14218
2011 | US | WECC | - | BASN | 6a1 | Wind Expected On-Peak | 0: 6; 109: 206
2011 | US | WECC | - | BASN | 6a2 | Solar Expected On-Peak | 0: 0; 109: 0
2011 | US | WECC | - | BASN | 6a3 | Hydro Expected On-Peak | 0: 1266; 109: 1517
2011 | US | WECC | - | BASN | 6a4 | Biomass Expected On-Peak | 0: 0; 109: 43
2011 | US | WECC | - | BASN | 6b | Existing, Other (Note: Enter the net expected value only) | 0 | 0 | 0 | 0 | 0 | 0 | 0 | 0 | 0 | 0 | 0 | 0
2011 | US | WECC | - | BASN | 6b1 | Wind Derate On-Peak | 0: 1983; 109: 1803
2011 | US | WECC | - | BASN | 6b2 | Solar Derate On-Peak | 0: 0; 109: 0
2011 | US | WECC | - | BASN | 6b3 | Hydro Derate On-Peak | 0: 1056; 109: 805
2011 | US | WECC | - | BASN | 6b4 | Biomass Derate On-Peak | 0: 60; 109: 34
2011 | US | WECC | - | BASN | 6b5 | Transmission-Limited Resources | 0: 0; 109: 0
2011 | US | WECC | - | BASN | 6b6 | All Other Derates | 0: 691; 109: 371
2011 | US | WECC | - | BASN | 6b7 | Energy Only (Existing-Other) | 0: 0; 109: 0
2011 | US | WECC | - | BASN | 6c | Existing, Inoperable (Note: Capacity reported on this line is not included in margin calculations) | 0 | 0 | 0 | 0 | 0 | 0 | 0 | 0 | 0 | 0 | 0 | 0
2011 | US | WECC | - | BASN | 6d | Total Supply-Side Demand Response | 0 | 252 | 272 | 292 | 302 | 305 | 305 | 305 | 305 | 305 | 305 | 305
2011 | US | WECC | - | BASN | 7 | FUTURE CAPACITY ADDITIONS |  | 554 | 1457 | 1487 | 1486 | 1504 | 1510 | 1510 | 1506 | 1504 | 1504 | 1504
2011 | US | WECC | - | BASN | 7a | Future, Planned (Note: Enter the net expected value only) |  | 554 | 1457 | 1487 | 1486 | 1504 | 1510 | 1510 | 1506 | 1504 | 1504 | 1504
2011 | US | WECC | - | BASN | 7a1 | Wind Expected On-Peak |  | 18 | 43 | 41 | 41 | 41 | 47 | 47 | 43 | 41 | 41 | 41
2011 | US | WECC | - | BASN | 7a2 | Wind Derate On-Peak |  | 380 | 555 | 578 | 578 | 578 | 572 | 572 | 576 | 578 | 578 | 578
2011 | US | WECC | - | BASN | 7a3 | Solar Expected On-Peak |  | 0 | 0 | 0 | 0 | 0 | 0 | 0 | 0 | 0 | 0 | 0
2011 | US | WECC | - | BASN | 7a4 | Solar Derate On-Peak |  | 20 | 20 | 20 | 169 | 169 | 169 | 169 | 169 | 169 | 169 | 169
2011 | US | WECC | - | BASN | 7a5 | Hydro Expected On-Peak |  | 0 | 0 | 0 | 0 | 0 | 0 | 0 | 0 | 0 | 0 | 0
2011 | US | WECC | - | BASN | 7a6 | Hydro Derate On-Peak |  | 0 | 0 | 0 | 0 | 0 | 0 | 0 | 0 | 0 | 0 | 0
2011 | US | WECC | - | BASN | 7a7 | Biomass Expected On-Peak |  | 3 | 3 | 3 | 3 | 3 | 3 | 3 | 3 | 3 | 3 | 3
2011 | US | WECC | - | BASN | 7a8 | Biomass Derate On-Peak |  | 0 | 0 | 0 | 0 | 0 | 0 | 0 | 0 | 0 | 0 | 0
2011 | US | WECC | - | BASN | 7a9 | Transmission-Limited Resources |  | 0 | 0 | 0 | 0 | 0 | 0 | 0 | 0 | 0 | 0 | 0
2011 | US | WECC | - | BASN | 7a10 | Scheduled Outage - Maintenance |  | 0 | 0 | 0 | 0 | 0 | 0 | 0 | 0 | 0 | 0 | 0
2011 | US | WECC | - | BASN | 7a11 | All Other Derates |  | 0 | 0 | 0 | 0 | 0 | 0 | 0 | 0 | 0 | 0 | 0
2011 | US | WECC | - | BASN | 7a12 | Energy Only |  | 0 | 0 | 0 | 0 | 0 | 0 | 0 | 0 | 0 | 0 | 0
2011 | US | WECC | - | BASN | 7b | Future, Other (Note: Enter the net expected value only) |  | 0 | 0 | 0 | 0 | 0 | 0 | 0 | 0 | 0 | 0 | 0
2011 | US | WECC | - | BASN | 7b1 | Wind Expected On-Peak |  | 0 | 0 | 0 | 0 | 0 | 0 | 0 | 0 | 0 | 0 | 0
2011 | US | WECC | - | BASN | 7b2 | Wind Derate On-Peak |  | 0 | 0 | 0 | 0 | 0 | 0 | 0 | 0 | 0 | 0 | 0
2011 | US | WECC | - | BASN | 7b3 | Solar Expected On-Peak |  | 0 | 0 | 0 | 0 | 0 | 0 | 0 | 0 | 0 | 0 | 0
2011 | US | WECC | - | BASN | 7b4 | Solar Derate On-Peak |  | 0 | 0 | 0 | 0 | 0 | 0 | 0 | 0 | 0 | 0 | 0
2011 | US | WECC | - | BASN | 7b5 | Hydro Expected On-Peak |  | 0 | 0 | 0 | 0 | 0 | 0 | 0 | 0 | 0 | 0 | 0
2011 | US | WECC | - | BASN | 7b6 | Hydro Derate On-Peak |  | 0 | 0 | 0 | 0 | 0 | 0 | 0 | 0 | 0 | 0 | 0
2011 | US | WECC | - | BASN | 7b7 | Biomass Expected On-Peak |  | 0 | 0 | 0 | 0 | 0 | 0 | 0 | 0 | 0 | 0 | 0
2011 | US | WECC | - | BASN | 7b8 | Biomass Derate On-Peak |  | 0 | 0 | 0 | 0 | 0 | 0 | 0 | 0 | 0 | 0 | 0
2011 | US | WECC | - | BASN | 7b9 | Transmission-Limited Resources |  | 0 | 0 | 0 | 0 | 0 | 0 | 0 | 0 | 0 | 0 | 0
2011 | US | WECC | - | BASN | 7b10 | Scheduled Outage - Maintenance |  | 0 | 0 | 0 | 0 | 0 | 0 | 0 | 0 | 0 | 0 | 0
2011 | US | WECC | - | BASN | 7b11 | All Other Derates |  | 0 | 0 | 0 | 0 | 0 | 0 | 0 | 0 | 0 | 0 | 0
2011 | US | WECC | - | BASN | 7b12 | Energy Only |  | 0 | 0 | 0 | 0 | 0 | 0 | 0 | 0 | 0 | 0 | 0
2011 | US | WECC | - | BASN | 8 | Conceptual (Note: Enter the net expected value only) |  | 24 | 24 | 86 | 716 | 779 | 1082 | 1082 | 1098 | 1182 | 1783 | 1976
2011 | US | WECC | - | BASN | 8a1 | Wind Expected On-Peak |  | 0 | 0 | 0 | 0 | 0 | 0 | 0 | 16 | 100 | 701 | 894
2011 | US | WECC | - | BASN | 8a2 | Wind Derate On-Peak |  | 0 | 0 | 0 | 0 | 0 | 0 | 0 | 264 | 480 | 179 | 286
2011 | US | WECC | - | BASN | 8a3 | Solar Expected On-Peak |  | 0 | 0 | 0 | 0 | 0 | 0 | 0 | 0 | 0 | 0 | 0
2011 | US | WECC | - | BASN | 8a4 | Solar Derate On-Peak |  | 0 | 0 | 0 | 0 | 0 | 0 | 0 | 0 | 0 | 0 | 0
2011 | US | WECC | - | BASN | 8a5 | Hydro Expected On-Peak |  | 0 | 0 | 0 | 0 | 63 | 63 | 63 | 63 | 63 | 63 | 63
2011 | US | WECC | - | BASN | 8a6 | Hydro Derate On-Peak |  | 0 | 0 | 0 | 0 | 16 | 16 | 16 | 16 | 16 | 16 | 16
2011 | US | WECC | - | BASN | 8a7 | Biomass Expected On-Peak |  | 0 | 0 | 0 | 0 | 0 | 0 | 0 | 0 | 0 | 0 | 0
2011 | US | WECC | - | BASN | 8a8 | Biomass Derate On-Peak |  | 0 | 0 | 0 | 0 | 0 | 0 | 0 | 0 | 0 | 0 | 0
2011 | US | WECC | - | BASN | 8a9 | All Other Derates |  | 0 | 0 | 0 | 0 | 0 | 0 | 0 | 0 | 0 | 0 | 0
2011 | US | WECC | - | BASN | 8a10 | Energy Only |  | 0 | 0 | 0 | 0 | 0 | 0 | 0 | 0 | 0 | 0 | 0
2011 | US | WECC | - | BASN | 9 | ANTICIPATED INTERNAL CAPACITY | 13560 | 15024 | 15947 | 15997 | 16006 | 16027 | 16033 | 16033 | 16029 | 16027 | 16027 | 16027
2011 | US | WECC | - | BASN | 10 | CAPACITY TRANSACTIONS - IMPORTS | 2218 | 1970 | 2367 | 2863 | 3085 | 3044 | 3530 | 3470 | 3584 | 3286 | 2509 | 2509
2011 | US | WECC | - | BASN | 10a | Firm (Note: The sum of 10a1 and 10a2 must be ≤ 10a) |  | 1970 | 2367 | 2863 | 3085 | 3044 | 3530 | 3470 | 3584 | 3286 | 2509 | 2509
2011 | US | WECC | - | BASN | 10a1 | Full-Responsibility Purchases |  | 0 | 0 | 0 | 0 | 0 | 0 | 0 | 0 | 0 | 0 | 0
2011 | US | WECC | - | BASN | 10a2 | Owned Capacity/Entitlement Located Outside the Region/Subregion |  | 0 | 0 | 0 | 0 | 0 | 0 | 0 | 0 | 0 | 0 | 0
2011 | US | WECC | - | BASN | 10b | Non-firm | 0 |  | 0 | 0 | 0 | 0 | 0 | 0 | 0 | 0 | 0 | 0
2011 | US | WECC | - | BASN | 10c | Expected (Note: The sum of 10c1 and 10c2 must be ≤ 10c) |  | 0 | 0 | 0 | 0 | 0 | 0 | 0 | 0 | 0 | 0 | 0
2011 | US | WECC | - | BASN | 10c1 | Full-Responsibility Purchases |  | 0 | 0 | 0 | 0 | 0 | 0 | 0 | 0 | 0 | 0 | 0
2011 | US | WECC | - | BASN | 10c2 | Owned Capacity/Entitlement Located Outside the Region/Subregion |  | 0 | 0 | 0 | 0 | 0 | 0 | 0 | 0 | 0 | 0 | 0
2011 | US | WECC | - | BASN | 10d | Provisional – transactions under study, but negotiations have not begun. |  | 0 | 0 | 0 | 0 | 0 | 0 | 0 | 0 | 0 | 0 | 0
2011 | US | WECC | - | BASN | 11 | CAPACITY TRANSACTIONS - EXPORTS | 1336 | 3094 | 3009 | 3009 | 3009 | 3018 | 3009 | 3009 | 3161 | 3009 | 3009 | 3009
2011 | US | WECC | - | BASN | 11a | Firm (Note: The sum of 11a1 and 11a2 must be ≤ 11a) |  | 3094 | 3009 | 3009 | 3009 | 3018 | 3009 | 3009 | 3161 | 3009 | 3009 | 3009
2011 | US | WECC | - | BASN | 11a1 | Full-Responsibility Purchases |  | 0 | 0 | 0 | 0 | 0 | 0 | 0 | 0 | 0 | 0 | 0
2011 | US | WECC | - | BASN | 11a2 | Owned Capacity/Entitlement Located Outside the Region/Subregion |  | 3009 | 3009 | 3009 | 3009 | 3009 | 3009 | 3009 | 3009 | 3009 | 3009 | 3009
2011 | US | WECC | - | BASN | 11b | Non-firm | 0 |  | 0 | 0 | 0 | 0 | 0 | 0 | 0 | 0 | 0 | 0
2011 | US | WECC | - | BASN | 11c | Expected (Note: The sum of 11c1 and 11c2 must be ≤ 11c) |  | 0 | 0 | 0 | 0 | 0 | 0 | 0 | 0 | 0 | 0 | 0
2011 | US | WECC | - | BASN | 11c1 | Full-Responsibility Purchases |  | 0 | 0 | 0 | 0 | 0 | 0 | 0 | 0 | 0 | 0 | 0
2011 | US | WECC | - | BASN | 11c2 | Owned Capacity/Entitlement Located Outside the Region/Subregion |  | 0 | 0 | 0 | 0 | 0 | 0 | 0 | 0 | 0 | 0 | 0
2011 | US | WECC | - | BASN | 11d | Provisional – transactions under study, but negotiations have not begun. |  | 0 | 0 | 0 | 0 | 0 | 0 | 0 | 0 | 0 | 0 | 0
2011 | US | WECC | - | BASN | 12 | EXISTING, CERTAIN CAPACITY & NET FIRM TRANSACTIONS | 13560 | 13346 | 13848 | 14364 | 14596 | 14549 | 15044 | 14984 | 14946 | 14800 | 14023 | 14023
2011 | US | WECC | - | BASN | 13 | ANTICIPATED CAPACITY RESOURCES |  | 13900 | 15305 | 15851 | 16082 | 16053 | 16554 | 16494 | 16452 | 16304 | 15527 | 15527
2011 | US | WECC | - | BASN | 14 | PROSPECTIVE CAPACITY RESOURCES |  | 13900 | 15305 | 15851 | 16082 | 16053 | 16554 | 16494 | 16452 | 16304 | 15527 | 15527
2011 | US | WECC | - | BASN | 15 | TOTAL POTENTIAL CAPACITY RESOURCES |  | 13924 | 15329 | 15937 | 16798 | 16832 | 17636 | 17576 | 17550 | 17486 | 17310 | 17503
2011 | US | WECC | - | BASN | 15a | ADJUSTED POTENTIAL CAPACITY RESOURCES |  | 13924 | 15329 | 15937 | 16798 | 16832 | 17636 | 17576 | 17550 | 17486 | 17310 | 17503
2011 | US | WECC | - | BASN | 16a | Confidence of Future, Other (7b), using reasonable judgement |  | 0 | 0 | 0 | 0 | 0 | 0 | 0 | 0 | 0 | 0 | 0
2011 | US | WECC | - | BASN | 16b | Net Future, Other Resources After Confidence Percentage Is Applied |  | 0 | 0 | 0 | 0 | 0 | 0 | 0 | 0 | 0 | 0 | 0
2011 | US | WECC | - | BASN | 16c | Confidence of Conceptual (8), using reasonable judgement | [11 empty] | 1 | bar: 109 to 125
2011 | US | WECC | - | BASN | 16d | Net Conceptual Resources After Confidence Percentage Is Applied |  | 24 | 24 | 86 | 716 | 779 | 1082 | 1082 | 1098 | 1182 | 1783 | 1976
2011 | US | WECC | - | BASN | 17 | Region/Subregion Target Reserve Margin |  | 12.5% | 12.5% | 12.5% | 12.5% | 12.5% | 12.5% | 12.5% | 12.5% | 12.5% | 12.5% | 12.5%
2011 | US | WECC | - | BASN | 18 | Existing Certain and Net Firm Transactions Reserve Margin |  | 16.79% | 17.79% | 19.48% | 18.75% | 16.19% | 18.28% | 15.93% | 13.93% | 10.99% | 3.76% | 2.343%
2011 | US | WECC | - | BASN | 19 | Anticipated Capacity Resources Reserve Margin |  | 21.64% | 30.19% | 31.85% | 30.84% | 28.2% | 30.15% | 27.61% | 25.41% | 22.27% | 14.89% | 13.32%
2011 | US | WECC | - | BASN | 20 | Prospective Capacity Resources Reserve Margin |  | 21.64% | 30.19% | 31.85% | 30.84% | 28.2% | 30.15% | 27.61% | 25.41% | 22.27% | 14.89% | 13.32%
2011 | US | WECC | - | BASN | 21 | Total Potential Resources Reserve Margin |  | 21.85% | 30.39% | 32.57% | 36.66% | 34.42% | 38.65% | 35.98% | 33.78% | 31.14% | 28.08% | 27.74%
2011 | US | WECC | - | BASN | 22 | Adjusted Potential Resources Reserve Margin |  | 21.85% | 30.39% | 32.57% | 36.66% | 34.42% | 38.65% | 35.98% | 33.78% | 31.14% | 28.08% | 27.74%
2011 | US | WECC | - | BASN | 23 | Total Baseline Installed Capacity | 0: 17350
2011 | US | WECC | - | BASN | 24 | Distributed or Other Capacity (Behind the Meter) < 1 MW
2011 | US | WECC | - | BASN | 25 | Distributed or Other Capacity (Behind the Meter) ≥ 1 MW
2011 | US | WECC | - | BASN | 26 | Capacity Total from EIA-860
2011 | CAN | WECC | - | BC | 1 | Unrestricted Coincident Peak Demand | 10124 | 11106 | 11152 | 11142 | 11138 | 11006 | 11917 | 11946 | 11935 | 11869 | 11799 | 12077
2011 | CAN | WECC | - | BC | 1a | New Conservation (Energy Efficiency) |  | 0 | 0 | 0 | 0 | 0 | 0 | 0 | 0 | 0 | 0 | 0
2011 | CAN | WECC | - | BC | 1b | Estimated Diversity |  | 0 | 0 | 0 | 0 | 0 | 0 | 0 | 0 | 0 | 0 | 0
2011 | CAN | WECC | - | BC | 1c | Additions for non-member load (load served by non-registered LSE's in a region) |  | 0 | 0 | 0 | 0 | 0 | 0 | 0 | 0 | 0 | 0 | 0
2011 | CAN | WECC | - | BC | 1d | Stand-by Load Under Contract (Normally served by behind the meter generation) |  | 0 | 0 | 0 | 0 | 0 | 0 | 0 | 0 | 0 | 0 | 0
2011 | CAN | WECC | - | BC | 1e | Non-Controllable Demand-Side Demand Response |  | 0 | 0 | 0 | 0 | 0 | 0 | 0 | 0 | 0 | 0 | 0
2011 | CAN | WECC | - | BC | 2 | Total Internal Demand | 10124 | 11106 | 11152 | 11142 | 11138 | 11006 | 11917 | 11946 | 11935 | 11869 | 11799 | 12077
2011 | CAN | WECC | - | BC | 2H1 | Load Forecast Uncertainty (Extreme Demand Factor)
2011 | CAN | WECC | - | BC | 2H | Total Internal Demand | 1.05 | 0 | 0 | 0 | 0 | 0 | 0 | 0 | 0 | 0 | 0 | 0
2011 | CAN | WECC | - | BC | 2a | Supply-Side Direct Control Load Management | 0 | 63 | 63 | 63 | 63 | 63 | 63 | 63 | 63 | 63 | 63 | 63
2011 | CAN | WECC | - | BC | 2b | Supply-Side Contractually Interruptible (Curtailable) | 0 | 56 | 56 | 0 | 0 | 0 | 0 | 0 | 0 | 0 | 0 | 0
2011 | CAN | WECC | - | BC | 2c | Supply-Side Critical Peak-Pricing (CPP) with Control | 0 | 0 | 0 | 0 | 0 | 0 | 0 | 0 | 0 | 0 | 0 | 0
2011 | CAN | WECC | - | BC | 2d | Supply-Side Load as a Capacity Resource | 0 | 0 | 0 | 0 | 0 | 0 | 0 | 0 | 0 | 0 | 0 | 0
2011 | CAN | WECC | - | BC | 3 | Net Internal Demand | 10124 | 10987 | 11033 | 11079 | 11075 | 10943 | 11854 | 11883 | 11872 | 11806 | 11736 | 12014
2011 | CAN | WECC | - | BC | 4a | Demand Response used for Ancillary Services - Spinning Reserves | 0 | 0 | 0 | 0 | 0 | 0 | 0 | 0 | 0 | 0 | 0 | 0
2011 | CAN | WECC | - | BC | 4b | Demand Response used for Ancillary Services - Non-Spinning Reserves | 0 | 0 | 0 | 0 | 0 | 0 | 0 | 0 | 0 | 0 | 0 | 0
2011 | CAN | WECC | - | BC | 4c | Demand Response used for Regulation | 0 | 0 | 0 | 0 | 0 | 0 | 0 | 0 | 0 | 0 | 0 | 0
2011 | CAN | WECC | - | BC | 4d | Demand Response used for Energy, Voluntary Services - Emergency | 0 | 0 | 0 | 0 | 0 | 0 | 0 | 0 | 0 | 0 | 0 | 0
2011 | CAN | WECC | - | BC | 5 | TOTAL INTERNAL CAPACITY | 15299 | 16935 | 13893 | 14848 | 15298 | 15328 | 15328 | 15328 | 15828 | 15828 | 15828 | 15828
2011 | CAN | WECC | - | BC | 6 | EXISTING CAPACITY | 15299 | 16642 | 13135 | 13079 | 13079 | 13079 | 13079 | 13079 | 13079 | 13079 | 13079 | 13079
2011 | CAN | WECC | - | BC | 6a | Existing, Certain | 10409 | 13016 | 13016 | 13016 | 13016 | 13016 | 13016 | 13016 | 13016 | 13016 | 13016 | 13016
2011 | CAN | WECC | - | BC | 6a1 | Wind Expected On-Peak | 0: 16; 109: 23
2011 | CAN | WECC | - | BC | 6a2 | Solar Expected On-Peak | 0: 0; 109: 0
2011 | CAN | WECC | - | BC | 6a3 | Hydro Expected On-Peak | 0: 8974; 109: 10610
2011 | CAN | WECC | - | BC | 6a4 | Biomass Expected On-Peak | 0: 209; 109: 173
2011 | CAN | WECC | - | BC | 6b | Existing, Other (Note: Enter the net expected value only) | 0 | 0 | 0 | 0 | 0 | 0 | 0 | 0 | 0 | 0 | 0 | 0
2011 | CAN | WECC | - | BC | 6b1 | Wind Derate On-Peak | 0: 131; 109: 124
2011 | CAN | WECC | - | BC | 6b2 | Solar Derate On-Peak | 0: 0; 109: 0
2011 | CAN | WECC | - | BC | 6b3 | Hydro Derate On-Peak | 0: 4539; 109: 2903
2011 | CAN | WECC | - | BC | 6b4 | Biomass Derate On-Peak | 0: 36; 109: 0
2011 | CAN | WECC | - | BC | 6b5 | Transmission-Limited Resources | 0: 0; 109: 0
2011 | CAN | WECC | - | BC | 6b6 | All Other Derates | 0: 184; 109: 480
2011 | CAN | WECC | - | BC | 6b7 | Energy Only (Existing-Other) | 0: 0; 109: 0
2011 | CAN | WECC | - | BC | 6c | Existing, Inoperable (Note: Capacity reported on this line is not included in margin calculations) | 0 | 0 | 0 | 0 | 0 | 0 | 0 | 0 | 0 | 0 | 0 | 0
2011 | CAN | WECC | - | BC | 6d | Total Supply-Side Demand Response | 0 | 119 | 119 | 63 | 63 | 63 | 63 | 63 | 63 | 63 | 63 | 63
2011 | CAN | WECC | - | BC | 7 | FUTURE CAPACITY ADDITIONS |  | 78 | 172 | 344 | 262 | 349 | 306 | 320 | 317 | 272 | 282 | 290
2011 | CAN | WECC | - | BC | 7a | Future, Planned (Note: Enter the net expected value only) |  | 78 | 172 | 344 | 262 | 349 | 306 | 320 | 317 | 272 | 282 | 290
2011 | CAN | WECC | - | BC | 7a1 | Wind Expected On-Peak |  | 29 | 55 | 127 | 89 | 129 | 102 | 104 | 101 | 96 | 90 | 86
2011 | CAN | WECC | - | BC | 7a2 | Wind Derate On-Peak |  | 151 | 485 | 647 | 685 | 645 | 672 | 670 | 673 | 678 | 684 | 688
2011 | CAN | WECC | - | BC | 7a3 | Solar Expected On-Peak |  | 0 | 0 | 0 | 0 | 0 | 0 | 0 | 0 | 0 | 0 | 0
2011 | CAN | WECC | - | BC | 7a4 | Solar Derate On-Peak |  | 0 | 0 | 0 | 0 | 0 | 0 | 0 | 0 | 0 | 0 | 0
2011 | CAN | WECC | - | BC | 7a5 | Hydro Expected On-Peak |  | 16 | 68 | 168 | 124 | 171 | 155 | 167 | 167 | 127 | 143 | 155
2011 | CAN | WECC | - | BC | 7a6 | Hydro Derate On-Peak |  | 64 | 101 | 778 | 1272 | 1255 | 1271 | 1259 | 1759 | 1799 | 1783 | 1771
2011 | CAN | WECC | - | BC | 7a7 | Biomass Expected On-Peak |  | 8 | 24 | 24 | 24 | 24 | 24 | 24 | 24 | 24 | 24 | 24
2011 | CAN | WECC | - | BC | 7a8 | Biomass Derate On-Peak |  | 0 | 0 | 0 | 0 | 0 | 0 | 0 | 0 | 0 | 0 | 0
2011 | CAN | WECC | - | BC | 7a9 | Transmission-Limited Resources |  | 0 | 0 | 0 | 0 | 0 | 0 | 0 | 0 | 0 | 0 | 0
2011 | CAN | WECC | - | BC | 7a10 | Scheduled Outage - Maintenance |  | 0 | 0 | 0 | 0 | 0 | 0 | 0 | 0 | 0 | 0 | 0
2011 | CAN | WECC | - | BC | 7a11 | All Other Derates |  | 0 | 0 | 0 | 0 | 0 | 0 | 0 | 0 | 0 | 0 | 0
2011 | CAN | WECC | - | BC | 7a12 | Energy Only |  | 0 | 0 | 0 | 0 | 0 | 0 | 0 | 0 | 0 | 0 | 0
2011 | CAN | WECC | - | BC | 7b | Future, Other (Note: Enter the net expected value only) |  | 0 | 0 | 0 | 0 | 0 | 0 | 0 | 0 | 0 | 0 | 0
2011 | CAN | WECC | - | BC | 7b1 | Wind Expected On-Peak |  | 0 | 0 | 0 | 0 | 0 | 0 | 0 | 0 | 0 | 0 | 0
2011 | CAN | WECC | - | BC | 7b2 | Wind Derate On-Peak |  | 0 | 0 | 0 | 0 | 0 | 0 | 0 | 0 | 0 | 0 | 0
2011 | CAN | WECC | - | BC | 7b3 | Solar Expected On-Peak |  | 0 | 0 | 0 | 0 | 0 | 0 | 0 | 0 | 0 | 0 | 0
2011 | CAN | WECC | - | BC | 7b4 | Solar Derate On-Peak |  | 0 | 0 | 0 | 0 | 0 | 0 | 0 | 0 | 0 | 0 | 0
2011 | CAN | WECC | - | BC | 7b5 | Hydro Expected On-Peak |  | 0 | 0 | 0 | 0 | 0 | 0 | 0 | 0 | 0 | 0 | 0
2011 | CAN | WECC | - | BC | 7b6 | Hydro Derate On-Peak |  | 0 | 0 | 0 | 0 | 0 | 0 | 0 | 0 | 0 | 0 | 0
2011 | CAN | WECC | - | BC | 7b7 | Biomass Expected On-Peak |  | 0 | 0 | 0 | 0 | 0 | 0 | 0 | 0 | 0 | 0 | 0
2011 | CAN | WECC | - | BC | 7b8 | Biomass Derate On-Peak |  | 0 | 0 | 0 | 0 | 0 | 0 | 0 | 0 | 0 | 0 | 0
2011 | CAN | WECC | - | BC | 7b9 | Transmission-Limited Resources |  | 0 | 0 | 0 | 0 | 0 | 0 | 0 | 0 | 0 | 0 | 0
2011 | CAN | WECC | - | BC | 7b10 | Scheduled Outage - Maintenance |  | 0 | 0 | 0 | 0 | 0 | 0 | 0 | 0 | 0 | 0 | 0
2011 | CAN | WECC | - | BC | 7b11 | All Other Derates |  | 0 | 0 | 0 | 0 | 0 | 0 | 0 | 0 | 0 | 0 | 0
2011 | CAN | WECC | - | BC | 7b12 | Energy Only |  | 0 | 0 | 0 | 0 | 0 | 0 | 0 | 0 | 0 | 0 | 0
2011 | CAN | WECC | - | BC | 8 | Conceptual (Note: Enter the net expected value only) |  | 0 | 20 | 20 | 20 | 26 | 116 | 116 | 116 | 116 | 116 | 116
2011 | CAN | WECC | - | BC | 8a1 | Wind Expected On-Peak |  | 0 | 0 | 0 | 0 | 0 | 0 | 0 | 0 | 0 | 0 | 0
2011 | CAN | WECC | - | BC | 8a2 | Wind Derate On-Peak |  | 0 | 0 | 0 | 0 | 0 | 0 | 0 | 0 | 0 | 0 | 0
2011 | CAN | WECC | - | BC | 8a3 | Solar Expected On-Peak |  | 0 | 0 | 0 | 0 | 0 | 0 | 0 | 0 | 0 | 0 | 0
2011 | CAN | WECC | - | BC | 8a4 | Solar Derate On-Peak |  | 0 | 0 | 0 | 0 | 0 | 0 | 0 | 0 | 0 | 0 | 0
2011 | CAN | WECC | - | BC | 8a5 | Hydro Expected On-Peak |  | 0 | 0 | 0 | 0 | 0 | 0 | 0 | 0 | 0 | 0 | 0
2011 | CAN | WECC | - | BC | 8a6 | Hydro Derate On-Peak |  | 0 | 0 | 0 | 0 | 0 | 0 | 0 | 0 | 0 | 0 | 0
2011 | CAN | WECC | - | BC | 8a7 | Biomass Expected On-Peak |  | 0 | 0 | 0 | 0 | 0 | 90 | 90 | 90 | 90 | 90 | 90
2011 | CAN | WECC | - | BC | 8a8 | Biomass Derate On-Peak |  | 0 | 0 | 0 | 0 | 90 | 0 | 0 | 0 | 0 | 0 | 0
2011 | CAN | WECC | - | BC | 8a9 | All Other Derates |  | 0 | 0 | 0 | 0 | 0 | 0 | 0 | 0 | 0 | 0 | 0
2011 | CAN | WECC | - | BC | 8a10 | Energy Only |  | 0 | 0 | 0 | 0 | 0 | 0 | 0 | 0 | 0 | 0 | 0
2011 | CAN | WECC | - | BC | 9 | ANTICIPATED INTERNAL CAPACITY | 10409 | 13213 | 13307 | 13423 | 13341 | 13428 | 13385 | 13399 | 13396 | 13351 | 13361 | 13369
2011 | CAN | WECC | - | BC | 10 | CAPACITY TRANSACTIONS - IMPORTS | 0 | 722 | 646 | 673 | 433 | 653 | 1406 | 1334 | 1965 | 1106 | 1678 | 1978
2011 | CAN | WECC | - | BC | 10a | Firm (Note: The sum of 10a1 and 10a2 must be ≤ 10a) |  | 608 | 646 | 600 | 300 | 200 | 1129 | 1184 | 1191 | 1106 | 1031 | 1331
2011 | CAN | WECC | - | BC | 10a1 | Full-Responsibility Purchases |  | 0 | 0 | 0 | 0 | 0 | 0 | 0 | 0 | 0 | 0 | 0
2011 | CAN | WECC | - | BC | 10a2 | Owned Capacity/Entitlement Located Outside the Region/Subregion |  | 0 | 0 | 0 | 0 | 0 | 0 | 0 | 0 | 0 | 0 | 0
2011 | CAN | WECC | - | BC | 10b | Non-firm | 0 |  | 0 | 0 | 0 | 0 | 0 | 0 | 0 | 0 | 0 | 0
2011 | CAN | WECC | - | BC | 10c | Expected (Note: The sum of 10c1 and 10c2 must be ≤ 10c) |  | 0 | 0 | 0 | 0 | 209 | 183 | 100 | 423 | 0 | 243 | 243
2011 | CAN | WECC | - | BC | 10c1 | Full-Responsibility Purchases |  | 0 | 0 | 0 | 0 | 0 | 0 | 0 | 0 | 0 | 0 | 0
2011 | CAN | WECC | - | BC | 10c2 | Owned Capacity/Entitlement Located Outside the Region/Subregion |  | 0 | 0 | 0 | 0 | 0 | 0 | 0 | 0 | 0 | 0 | 0
2011 | CAN | WECC | - | BC | 10d | Provisional – transactions under study, but negotiations have not begun. |  | 114 | 0 | 73 | 133 | 244 | 94 | 50 | 351 | 0 | 404 | 404
2011 | CAN | WECC | - | BC | 11 | CAPACITY TRANSACTIONS - EXPORTS | 0 | 547 | 569 | 600 | 600 | 703 | 600 | 600 | 600 | 600 | 600 | 600
2011 | CAN | WECC | - | BC | 11a | Firm (Note: The sum of 11a1 and 11a2 must be ≤ 11a) |  | 547 | 569 | 600 | 600 | 703 | 600 | 600 | 600 | 600 | 600 | 600
2011 | CAN | WECC | - | BC | 11a1 | Full-Responsibility Purchases |  | 0 | 0 | 0 | 0 | 0 | 0 | 0 | 0 | 0 | 0 | 0
2011 | CAN | WECC | - | BC | 11a2 | Owned Capacity/Entitlement Located Outside the Region/Subregion |  | 0 | 0 | 0 | 0 | 0 | 0 | 0 | 0 | 0 | 0 | 0
2011 | CAN | WECC | - | BC | 11b | Non-firm | 0 |  | 0 | 0 | 0 | 0 | 0 | 0 | 0 | 0 | 0 | 0
2011 | CAN | WECC | - | BC | 11c | Expected (Note: The sum of 11c1 and 11c2 must be ≤ 11c) |  | 0 | 0 | 0 | 0 | 0 | 0 | 0 | 0 | 0 | 0 | 0
2011 | CAN | WECC | - | BC | 11c1 | Full-Responsibility Purchases |  | 0 | 0 | 0 | 0 | 0 | 0 | 0 | 0 | 0 | 0 | 0
2011 | CAN | WECC | - | BC | 11c2 | Owned Capacity/Entitlement Located Outside the Region/Subregion |  | 0 | 0 | 0 | 0 | 0 | 0 | 0 | 0 | 0 | 0 | 0
2011 | CAN | WECC | - | BC | 11d | Provisional – transactions under study, but negotiations have not begun. |  | 0 | 0 | 0 | 0 | 0 | 0 | 0 | 0 | 0 | 0 | 0
2011 | CAN | WECC | - | BC | 12 | EXISTING, CERTAIN CAPACITY & NET FIRM TRANSACTIONS | 10409 | 13196 | 13212 | 13079 | 12779 | 12576 | 13608 | 13663 | 13670 | 13585 | 13510 | 13810
2011 | CAN | WECC | - | BC | 13 | ANTICIPATED CAPACITY RESOURCES |  | 13274 | 13384 | 13423 | 13041 | 13134 | 14097 | 14083 | 14410 | 13857 | 14035 | 14343
2011 | CAN | WECC | - | BC | 14 | PROSPECTIVE CAPACITY RESOURCES |  | 13274 | 13384 | 13423 | 13041 | 13134 | 14097 | 14083 | 14410 | 13857 | 14035 | 14343
2011 | CAN | WECC | - | BC | 15 | TOTAL POTENTIAL CAPACITY RESOURCES |  | 13388 | 13404 | 13516 | 13194 | 13404 | 14307 | 14249 | 14877 | 13973 | 14555 | 14863
2011 | CAN | WECC | - | BC | 15a | ADJUSTED POTENTIAL CAPACITY RESOURCES |  | 13388 | 13404 | 13516 | 13194 | 13404 | 14307 | 14249 | 14877 | 13973 | 14555 | 14863
2011 | CAN | WECC | - | BC | 16a | Confidence of Future, Other (7b), using reasonable judgement |  | 0 | 0 | 0 | 0 | 0 | 0 | 0 | 0 | 0 | 0 | 0
2011 | CAN | WECC | - | BC | 16b | Net Future, Other Resources After Confidence Percentage Is Applied |  | 0 | 0 | 0 | 0 | 0 | 0 | 0 | 0 | 0 | 0 | 0
2011 | CAN | WECC | - | BC | 16c | Confidence of Conceptual (8), using reasonable judgement | [11 empty] | 1 | bar: 109 to 125
2011 | CAN | WECC | - | BC | 16d | Net Conceptual Resources After Confidence Percentage Is Applied |  | 0 | 20 | 20 | 20 | 26 | 116 | 116 | 116 | 116 | 116 | 116
2011 | CAN | WECC | - | BC | 17 | Region/Subregion Target Reserve Margin |  | 14.1% | 14.1% | 14.1% | 14.1% | 14.1% | 14.1% | 14.1% | 14.1% | 14.1% | 14.1% | 14.1%
2011 | CAN | WECC | - | BC | 18 | Existing Certain and Net Firm Transactions Reserve Margin |  | 18.82% | 18.47% | 17.38% | 14.73% | 14.26% | 14.19% | 14.37% | 14.54% | 14.46% | 14.5% | 14.35%
2011 | CAN | WECC | - | BC | 19 | Anticipated Capacity Resources Reserve Margin |  | 19.52% | 20.01% | 20.47% | 17.09% | 19.33% | 18.29% | 17.89% | 20.74% | 16.75% | 18.95% | 18.76%
2011 | CAN | WECC | - | BC | 20 | Prospective Capacity Resources Reserve Margin |  | 19.52% | 20.01% | 20.47% | 17.09% | 19.33% | 18.29% | 17.89% | 20.74% | 16.75% | 18.95% | 18.76%
2011 | CAN | WECC | - | BC | 21 | Total Potential Resources Reserve Margin |  | 20.55% | 20.19% | 21.31% | 18.46% | 21.79% | 20.06% | 19.28% | 24.65% | 17.73% | 23.36% | 23.07%
2011 | CAN | WECC | - | BC | 22 | Adjusted Potential Resources Reserve Margin |  | 20.55% | 20.19% | 21.31% | 18.46% | 21.79% | 20.06% | 19.28% | 24.65% | 17.73% | 23.36% | 23.07%
2011 | CAN | WECC | - | BC | 23 | Total Baseline Installed Capacity | 0: 15299
2011 | CAN | WECC | - | BC | 24 | Distributed or Other Capacity (Behind the Meter) < 1 MW
2011 | CAN | WECC | - | BC | 25 | Distributed or Other Capacity (Behind the Meter) ≥ 1 MW
2011 | CAN | WECC | - | BC | 26 | Capacity Total from EIA-860
2011 | US | WECC | - | CALN | 1 | Unrestricted Coincident Peak Demand | 17305.9218 | 16712 | 17040.3 | 17383.5 | 17687 | 18024.9 | 18395.5 | 18742.4 | 19090 | 19466.7 | 19750.7 | 20099.7
2011 | US | WECC | - | CALN | 1a | New Conservation (Energy Efficiency) |  | 155 | 298 | 386 | 479 | 553 | 620 | 687 | 754 | 822 | 886 | 886
2011 | US | WECC | - | CALN | 1b | Estimated Diversity |  | 0 | 0 | 0 | 0 | 0 | 0 | 0 | 0 | 0 | 0 | 0
2011 | US | WECC | - | CALN | 1c | Additions for non-member load (load served by non-registered LSE's in a region) |  | 0 | 0 | 0 | 0 | 0 | 0 | 0 | 0 | 0 | 0 | 0
2011 | US | WECC | - | CALN | 1d | Stand-by Load Under Contract (Normally served by behind the meter generation) |  | 1280 | 1319 | 1358 | 1399 | 1441 | 1484 | 1529 | 1575 | 1622 | 1670 | 1670
2011 | US | WECC | - | CALN | 1e | Non-Controllable Demand-Side Demand Response |  | 0 | 0 | 0 | 0 | 0 | 0 | 0 | 0 | 0 | 0 | 0
2011 | US | WECC | - | CALN | 2 | Total Internal Demand | 17305.9218 | 17837 | 18061.3 | 18355.5 | 18607 | 18912.9 | 19259.5 | 19584.4 | 19911 | 20266.7 | 20534.7 | 20883.7
2011 | US | WECC | - | CALN | 2H1 | Load Forecast Uncertainty (Extreme Demand Factor)
2011 | US | WECC | - | CALN | 2H | Total Internal Demand | 1.05 | 0 | 0 | 0 | 0 | 0 | 0 | 0 | 0 | 0 | 0 | 0
2011 | US | WECC | - | CALN | 2a | Supply-Side Direct Control Load Management | 0 | 8 | 8 | 8 | 8 | 8 | 8 | 8 | 8 | 8 | 8 | 8
2011 | US | WECC | - | CALN | 2b | Supply-Side Contractually Interruptible (Curtailable) | 8 | 49 | 48 | 48 | 48 | 47 | 46 | 45 | 45 | 44 | 43 | 43
2011 | US | WECC | - | CALN | 2c | Supply-Side Critical Peak-Pricing (CPP) with Control | 0 | 0 | 0 | 0 | 0 | 0 | 0 | 0 | 0 | 0 | 0 | 0
2011 | US | WECC | - | CALN | 2d | Supply-Side Load as a Capacity Resource | 0 | 173 | 181 | 191 | 199 | 207 | 215 | 223 | 231 | 240 | 248 | 248
2011 | US | WECC | - | CALN | 3 | Net Internal Demand | 17297.9218 | 17607 | 17824.3 | 18108.5 | 18352 | 18650.9 | 18990.5 | 19308.4 | 19627 | 19974.7 | 20235.7 | 20584.7
2011 | US | WECC | - | CALN | 4a | Demand Response used for Ancillary Services - Spinning Reserves | 0 | 1 | 1 | 3 | 3 | 3 | 3 | 3 | 3 | 3 | 3 | 3
2011 | US | WECC | - | CALN | 4b | Demand Response used for Ancillary Services - Non-Spinning Reserves | 0 | 108 | 0 | 0 | 1 | 1 | 1 | 1 | 1 | 1 | 1 | 1
2011 | US | WECC | - | CALN | 4c | Demand Response used for Regulation | 0 | 0 | 0 | 0 | 0 | 0 | 0 | 0 | 0 | 0 | 0 | 0
2011 | US | WECC | - | CALN | 4d | Demand Response used for Energy, Voluntary Services - Emergency | 0 | 0 | 0 | 0 | 0 | 0 | 0 | 0 | 0 | 0 | 0 | 0
2011 | US | WECC | - | CALN | 5 | TOTAL INTERNAL CAPACITY | 36720.2983 | 39927 | 33101 | 35377 | 37436 | 37863 | 37870 | 37877 | 37885 | 37893 | 37900 | 37598
2011 | US | WECC | - | CALN | 6 | EXISTING CAPACITY | 36720.2983 | 38581 | 28128 | 28138 | 28146 | 28153 | 28160 | 28167 | 28175 | 28183 | 28190 | 28190
2011 | US | WECC | - | CALN | 6a | Existing, Certain | 27242.9165 | 26650 | 26650 | 26650 | 26650 | 26650 | 26650 | 26650 | 26650 | 26650 | 26650 | 26650
2011 | US | WECC | - | CALN | 6a1 | Wind Expected On-Peak | 0: 73.9295; 109: 112
2011 | US | WECC | - | CALN | 6a2 | Solar Expected On-Peak | 0: 0.925; 109: 0
2011 | US | WECC | - | CALN | 6a3 | Hydro Expected On-Peak | 0: 4239.9129; 109: 3668
2011 | US | WECC | - | CALN | 6a4 | Biomass Expected On-Peak | 0: 292.1491; 109: 234
2011 | US | WECC | - | CALN | 6b | Existing, Other (Note: Enter the net expected value only) | 0 | 0 | 0 | 0 | 0 | 0 | 0 | 0 | 0 | 0 | 0 | 0
2011 | US | WECC | - | CALN | 6b1 | Wind Derate On-Peak | 0: 1101.0705; 109: 1101
2011 | US | WECC | - | CALN | 6b2 | Solar Derate On-Peak | 0: 8.075; 109: 9
2011 | US | WECC | - | CALN | 6b3 | Hydro Derate On-Peak | 0: 5891.0871; 109: 6463
2011 | US | WECC | - | CALN | 6b4 | Biomass Derate On-Peak | 0: 14.1491; 109: 44
2011 | US | WECC | - | CALN | 6b5 | Transmission-Limited Resources | 0: 0; 109: 0
2011 | US | WECC | - | CALN | 6b6 | All Other Derates | 0: 2455; 109: 2843
2011 | US | WECC | - | CALN | 6b7 | Energy Only (Existing-Other) | 0: 0; 109: 0
2011 | US | WECC | - | CALN | 6c | Existing, Inoperable (Note: Capacity reported on this line is not included in margin calculations) | 0 | 1241 | 1241 | 1241 | 1241 | 1241 | 1241 | 1241 | 1241 | 1241 | 1241 | 1241
2011 | US | WECC | - | CALN | 6d | Total Supply-Side Demand Response | 8 | 230 | 237 | 247 | 255 | 262 | 269 | 276 | 284 | 292 | 299 | 299
2011 | US | WECC | - | CALN | 7 | FUTURE CAPACITY ADDITIONS |  | 127 | 2142 | 3566 | 5293 | 5709 | 5710 | 5712 | 5707 | 5694 | 5709 | 5710
2011 | US | WECC | - | CALN | 7a | Future, Planned (Note: Enter the net expected value only) |  | 127 | 2142 | 3566 | 5293 | 5709 | 5710 | 5712 | 5707 | 5694 | 5709 | 5710
2011 | US | WECC | - | CALN | 7a1 | Wind Expected On-Peak |  | 7 | 40 | 37 | 31 | 47 | 48 | 48 | 44 | 34 | 47 | 48
2011 | US | WECC | - | CALN | 7a2 | Wind Derate On-Peak |  | 115 | 634 | 757 | 883 | 867 | 866 | 866 | 870 | 880 | 867 | 866
2011 | US | WECC | - | CALN | 7a3 | Solar Expected On-Peak |  | 0 | 0 | 0 | 0 | 0 | 0 | 0 | 0 | 0 | 0 | 0
2011 | US | WECC | - | CALN | 7a4 | Solar Derate On-Peak |  | 791 | 1885 | 2601 | 2801 | 2821 | 2821 | 2821 | 2821 | 2821 | 2821 | 2821
2011 | US | WECC | - | CALN | 7a5 | Hydro Expected On-Peak |  | 3 | 4 | 1 | 3 | 3 | 3 | 5 | 4 | 1 | 3 | 3
2011 | US | WECC | - | CALN | 7a6 | Hydro Derate On-Peak |  | 11 | 10 | 13 | 11 | 11 | 11 | 9 | 10 | 13 | 11 | 11
2011 | US | WECC | - | CALN | 7a7 | Biomass Expected On-Peak |  | 8 | 8 | 8 | 8 | 8 | 8 | 8 | 8 | 8 | 8 | 0
2011 | US | WECC | - | CALN | 7a8 | Biomass Derate On-Peak |  | 302 | 302 | 302 | 302 | 302 | 302 | 302 | 302 | 302 | 302 | 0
2011 | US | WECC | - | CALN | 7a9 | Transmission-Limited Resources |  | 0 | 0 | 0 | 0 | 0 | 0 | 0 | 0 | 0 | 0 | 0
2011 | US | WECC | - | CALN | 7a10 | Scheduled Outage - Maintenance |  | 0 | 0 | 0 | 0 | 0 | 0 | 0 | 0 | 0 | 0 | 0
2011 | US | WECC | - | CALN | 7a11 | All Other Derates |  | 0 | 0 | 0 | 0 | 0 | 0 | 0 | 0 | 0 | 0 | 0
2011 | US | WECC | - | CALN | 7a12 | Energy Only |  | 0 | 0 | 0 | 0 | 0 | 0 | 0 | 0 | 0 | 0 | 0
2011 | US | WECC | - | CALN | 7b | Future, Other (Note: Enter the net expected value only) |  | 0 | 0 | 0 | 0 | 0 | 0 | 0 | 0 | 0 | 0 | 0
2011 | US | WECC | - | CALN | 7b1 | Wind Expected On-Peak |  | 0 | 0 | 0 | 0 | 0 | 0 | 0 | 0 | 0 | 0 | 0
2011 | US | WECC | - | CALN | 7b2 | Wind Derate On-Peak |  | 0 | 0 | 0 | 0 | 0 | 0 | 0 | 0 | 0 | 0 | 0
2011 | US | WECC | - | CALN | 7b3 | Solar Expected On-Peak |  | 0 | 0 | 0 | 0 | 0 | 0 | 0 | 0 | 0 | 0 | 0
2011 | US | WECC | - | CALN | 7b4 | Solar Derate On-Peak |  | 0 | 0 | 0 | 0 | 0 | 0 | 0 | 0 | 0 | 0 | 0
2011 | US | WECC | - | CALN | 7b5 | Hydro Expected On-Peak |  | 0 | 0 | 0 | 0 | 0 | 0 | 0 | 0 | 0 | 0 | 0
2011 | US | WECC | - | CALN | 7b6 | Hydro Derate On-Peak |  | 0 | 0 | 0 | 0 | 0 | 0 | 0 | 0 | 0 | 0 | 0
2011 | US | WECC | - | CALN | 7b7 | Biomass Expected On-Peak |  | 0 | 0 | 0 | 0 | 0 | 0 | 0 | 0 | 0 | 0 | 0
2011 | US | WECC | - | CALN | 7b8 | Biomass Derate On-Peak |  | 0 | 0 | 0 | 0 | 0 | 0 | 0 | 0 | 0 | 0 | 0
2011 | US | WECC | - | CALN | 7b9 | Transmission-Limited Resources |  | 0 | 0 | 0 | 0 | 0 | 0 | 0 | 0 | 0 | 0 | 0
2011 | US | WECC | - | CALN | 7b10 | Scheduled Outage - Maintenance |  | 0 | 0 | 0 | 0 | 0 | 0 | 0 | 0 | 0 | 0 | 0
2011 | US | WECC | - | CALN | 7b11 | All Other Derates |  | 0 | 0 | 0 | 0 | 0 | 0 | 0 | 0 | 0 | 0 | 0
2011 | US | WECC | - | CALN | 7b12 | Energy Only |  | 0 | 0 | 0 | 0 | 0 | 0 | 0 | 0 | 0 | 0 | 0
2011 | US | WECC | - | CALN | 8 | Conceptual (Note: Enter the net expected value only) |  | 13 | 13 | 13 | 13 | 13 | 13 | 113 | 475 | 475 | 475 | 475
2011 | US | WECC | - | CALN | 8a1 | Wind Expected On-Peak |  | 0 | 0 | 0 | 0 | 0 | 0 | 0 | 0 | 0 | 0 | 0
2011 | US | WECC | - | CALN | 8a2 | Wind Derate On-Peak |  | 0 | 0 | 0 | 0 | 0 | 0 | 0 | 200 | 200 | 200 | 200
2011 | US | WECC | - | CALN | 8a3 | Solar Expected On-Peak |  | 0 | 0 | 0 | 0 | 0 | 0 | 0 | 0 | 0 | 0 | 0
2011 | US | WECC | - | CALN | 8a4 | Solar Derate On-Peak |  | 0 | 20 | 20 | 20 | 20 | 20 | 40 | 40 | 40 | 40 | 40
2011 | US | WECC | - | CALN | 8a5 | Hydro Expected On-Peak |  | 0 | 0 | 0 | 0 | 0 | 0 | 0 | 0 | 0 | 0 | 0
2011 | US | WECC | - | CALN | 8a6 | Hydro Derate On-Peak |  | 0 | 0 | 0 | 0 | 0 | 0 | 0 | 0 | 0 | 0 | 0
2011 | US | WECC | - | CALN | 8a7 | Biomass Expected On-Peak |  | 0 | 0 | 0 | 0 | 0 | 0 | 0 | 0 | 0 | 0 | 0
2011 | US | WECC | - | CALN | 8a8 | Biomass Derate On-Peak |  | 0 | 0 | 0 | 0 | 0 | 0 | 0 | 0 | 0 | 0 | 0
2011 | US | WECC | - | CALN | 8a9 | All Other Derates |  | 0 | 0 | 0 | 0 | 0 | 0 | 0 | 0 | 0 | 0 | 0
2011 | US | WECC | - | CALN | 8a10 | Energy Only |  | 0 | 0 | 0 | 0 | 0 | 0 | 0 | 0 | 0 | 0 | 0
2011 | US | WECC | - | CALN | 9 | ANTICIPATED INTERNAL CAPACITY | 27250.9165 | 27007 | 29029 | 30463 | 32198 | 32621 | 32629 | 32638 | 32641 | 32636 | 32658 | 32659
2011 | US | WECC | - | CALN | 10 | CAPACITY TRANSACTIONS - IMPORTS | 4293 | 2945 | 3374 | 2020 | 1050 | 3428 | 4714 | 4800 | 4800 | 1723 | 4568 | 4568
2011 | US | WECC | - | CALN | 10a | Firm (Note: The sum of 10a1 and 10a2 must be ≤ 10a) |  | 2511 | 1732 | 2020 | 1050 | 1521 | 2098 | 2218 | 2424 | 1696 | 1815 | 1815
2011 | US | WECC | - | CALN | 10a1 | Full-Responsibility Purchases |  | 0 | 0 | 0 | 0 | 0 | 0 | 0 | 0 | 0 | 0 | 0
2011 | US | WECC | - | CALN | 10a2 | Owned Capacity/Entitlement Located Outside the Region/Subregion |  | 0 | 0 | 0 | 0 | 0 | 0 | 0 | 0 | 0 | 0 | 0
2011 | US | WECC | - | CALN | 10b | Non-firm | 0 |  | 0 | 0 | 0 | 0 | 0 | 0 | 0 | 0 | 0 | 0
2011 | US | WECC | - | CALN | 10c | Expected (Note: The sum of 10c1 and 10c2 must be ≤ 10c) |  | 434 | 1642 | 0 | 0 | 1907 | 2616 | 2582 | 2376 | 0 | 2753 | 2753
2011 | US | WECC | - | CALN | 10c1 | Full-Responsibility Purchases |  | 0 | 0 | 0 | 0 | 0 | 0 | 0 | 0 | 0 | 0 | 0
2011 | US | WECC | - | CALN | 10c2 | Owned Capacity/Entitlement Located Outside the Region/Subregion |  | 0 | 0 | 0 | 0 | 0 | 0 | 0 | 0 | 0 | 0 | 0
2011 | US | WECC | - | CALN | 10d | Provisional – transactions under study, but negotiations have not begun. |  | 0 | 0 | 0 | 0 | 0 | 0 | 0 | 0 | 27 | 0 | 0
2011 | US | WECC | - | CALN | 11 | CAPACITY TRANSACTIONS - EXPORTS | 1595 | 1375 | 1375 | 1275 | 1560 | 1375 | 1375 | 1375 | 1375 | 1375 | 1375 | 1375
2011 | US | WECC | - | CALN | 11a | Firm (Note: The sum of 11a1 and 11a2 must be ≤ 11a) |  | 1375 | 1375 | 1275 | 1369 | 1375 | 1375 | 1375 | 1375 | 1368 | 1275 | 1275
2011 | US | WECC | - | CALN | 11a1 | Full-Responsibility Purchases |  | 0 | 0 | 0 | 0 | 0 | 0 | 0 | 0 | 0 | 0 | 0
2011 | US | WECC | - | CALN | 11a2 | Owned Capacity/Entitlement Located Outside the Region/Subregion |  | 0 | 0 | 0 | 0 | 0 | 0 | 0 | 0 | 0 | 0 | 0
2011 | US | WECC | - | CALN | 11b | Non-firm | 0 |  | 0 | 0 | 0 | 0 | 0 | 0 | 0 | 0 | 0 | 0
2011 | US | WECC | - | CALN | 11c | Expected (Note: The sum of 11c1 and 11c2 must be ≤ 11c) |  | 0 | 0 | 0 | 191 | 0 | 0 | 0 | 0 | 7 | 100 | 100
2011 | US | WECC | - | CALN | 11c1 | Full-Responsibility Purchases |  | 0 | 0 | 0 | 0 | 0 | 0 | 0 | 0 | 0 | 0 | 0
2011 | US | WECC | - | CALN | 11c2 | Owned Capacity/Entitlement Located Outside the Region/Subregion |  | 0 | 0 | 0 | 0 | 0 | 0 | 0 | 0 | 0 | 0 | 0
2011 | US | WECC | - | CALN | 11d | Provisional – transactions under study, but negotiations have not begun. |  | 0 | 0 | 0 | 0 | 0 | 0 | 0 | 0 | 0 | 0 | 0
2011 | US | WECC | - | CALN | 12 | EXISTING, CERTAIN CAPACITY & NET FIRM TRANSACTIONS | 27250.9165 | 28016 | 27244 | 27642 | 26586 | 27058 | 27642 | 27769 | 27983 | 27270 | 27489 | 27489
2011 | US | WECC | - | CALN | 13 | ANTICIPATED CAPACITY RESOURCES |  | 28577 | 31028 | 31208 | 31688 | 34674 | 35968 | 36063 | 36066 | 32957 | 35851 | 35852
2011 | US | WECC | - | CALN | 14 | PROSPECTIVE CAPACITY RESOURCES |  | 28577 | 31028 | 31208 | 31688 | 34674 | 35968 | 36063 | 36066 | 32957 | 35851 | 35852
2011 | US | WECC | - | CALN | 15 | TOTAL POTENTIAL CAPACITY RESOURCES |  | 28590 | 31041 | 31221 | 31701 | 34687 | 35981 | 36176 | 36541 | 33459 | 36326 | 36327
2011 | US | WECC | - | CALN | 15a | ADJUSTED POTENTIAL CAPACITY RESOURCES |  | 28590 | 31041 | 31221 | 31701 | 34687 | 35981 | 36176 | 36541 | 33459 | 36326 | 36327
2011 | US | WECC | - | CALN | 16a | Confidence of Future, Other (7b), using reasonable judgement |  | 0 | 0 | 0 | 0 | 0 | 0 | 0 | 0 | 0 | 0 | 0
2011 | US | WECC | - | CALN | 16b | Net Future, Other Resources After Confidence Percentage Is Applied |  | 0 | 0 | 0 | 0 | 0 | 0 | 0 | 0 | 0 | 0 | 0
2011 | US | WECC | - | CALN | 16c | Confidence of Conceptual (8), using reasonable judgement | [11 empty] | 1 | bar: 109 to 125
2011 | US | WECC | - | CALN | 16d | Net Conceptual Resources After Confidence Percentage Is Applied |  | 13 | 13 | 13 | 13 | 13 | 13 | 113 | 475 | 475 | 475 | 475
2011 | US | WECC | - | CALN | 17 | Region/Subregion Target Reserve Margin |  | 11% | 11% | 11% | 11% | 11% | 11% | 11% | 11% | 11% | 11% | 11%
2011 | US | WECC | - | CALN | 18 | Existing Certain and Net Firm Transactions Reserve Margin |  | 57.07% | 50.84% | 50.59% | 42.88% | 43.07% | 43.52% | 41.79% | 40.54% | 34.56% | 33.87% | 31.63%
2011 | US | WECC | - | CALN | 19 | Anticipated Capacity Resources Reserve Margin |  | 60.21% | 71.79% | 70.02% | 70.3% | 83.34% | 86.75% | 84.14% | 81.14% | 62.62% | 74.59% | 71.67%
2011 | US | WECC | - | CALN | 20 | Prospective Capacity Resources Reserve Margin |  | 60.21% | 71.79% | 70.02% | 70.3% | 83.34% | 86.75% | 84.14% | 81.14% | 62.62% | 74.59% | 71.67%
2011 | US | WECC | - | CALN | 21 | Total Potential Resources Reserve Margin |  | 60.28% | 71.86% | 70.09% | 70.37% | 83.4% | 86.82% | 84.72% | 83.52% | 65.09% | 76.9% | 73.95%
2011 | US | WECC | - | CALN | 22 | Adjusted Potential Resources Reserve Margin |  | 60.28% | 71.86% | 70.09% | 70.37% | 83.4% | 86.82% | 84.72% | 83.52% | 65.09% | 76.9% | 73.95%
2011 | US | WECC | - | CALN | 23 | Total Baseline Installed Capacity | 0: 36712.2983
2011 | US | WECC | - | CALN | 24 | Distributed or Other Capacity (Behind the Meter) < 1 MW
2011 | US | WECC | - | CALN | 25 | Distributed or Other Capacity (Behind the Meter) ≥ 1 MW
2011 | US | WECC | - | CALN | 26 | Capacity Total from EIA-860
2011 | US | WECC | - | CALS | 1 | Unrestricted Coincident Peak Demand | 22400.494 | 21711.5 | 22244.8 | 22774.6 | 23362.3 | 23879.5 | 24349.1 | 24872 | 25423.1 | 25965.4 | 26580.8 | 27056.7333
2011 | US | WECC | - | CALS | 1a | New Conservation (Energy Efficiency) |  | 146 | 289 | 399 | 509 | 618 | 722 | 823 | 922 | 1016 | 1104 | 1104
2011 | US | WECC | - | CALS | 1b | Estimated Diversity |  | 0 | 0 | 0 | 0 | 0 | 0 | 0 | 0 | 0 | 0 | 0
2011 | US | WECC | - | CALS | 1c | Additions for non-member load (load served by non-registered LSE's in a region) |  | 0 | 0 | 0 | 0 | 0 | 0 | 0 | 0 | 0 | 0 | 0
2011 | US | WECC | - | CALS | 1d | Stand-by Load Under Contract (Normally served by behind the meter generation) |  | 830 | 830 | 830 | 830 | 830 | 830 | 830 | 830 | 830 | 830 | 830
2011 | US | WECC | - | CALS | 1e | Non-Controllable Demand-Side Demand Response |  | 0 | 0 | 0 | 0 | 0 | 0 | 0 | 0 | 0 | 0 | 0
2011 | US | WECC | - | CALS | 2 | Total Internal Demand | 22400.494 | 22395.5 | 22785.8 | 23205.6 | 23683.3 | 24091.5 | 24457.1 | 24879 | 25331.1 | 25779.4 | 26306.8 | 26782.7333
2011 | US | WECC | - | CALS | 2H1 | Load Forecast Uncertainty (Extreme Demand Factor)
2011 | US | WECC | - | CALS | 2H | Total Internal Demand | 1.05 | 0 | 0 | 0 | 0 | 0 | 0 | 0 | 0 | 0 | 0 | 0
2011 | US | WECC | - | CALS | 2a | Supply-Side Direct Control Load Management | 622 | 149 | 165 | 279 | 351 | 351 | 351 | 351 | 351 | 351 | 351 | 351
2011 | US | WECC | - | CALS | 2b | Supply-Side Contractually Interruptible (Curtailable) | 553 | 448 | 502 | 573 | 636 | 636 | 636 | 636 | 686 | 736 | 786 | 836
2011 | US | WECC | - | CALS | 2c | Supply-Side Critical Peak-Pricing (CPP) with Control | 0 | 2 | 5 | 10 | 12 | 14 | 15 | 16 | 17 | 17 | 18 | 18
2011 | US | WECC | - | CALS | 2d | Supply-Side Load as a Capacity Resource | 199 | 164 | 528 | 712 | 580 | 582 | 584 | 587 | 589 | 590 | 591 | 591
2011 | US | WECC | - | CALS | 3 | Net Internal Demand | 21026.494 | 21632.5 | 21585.8 | 21631.6 | 22104.3 | 22508.5 | 22871.1 | 23289 | 23688.1 | 24085.4 | 24560.8 | 24986.7333
2011 | US | WECC | - | CALS | 4a | Demand Response used for Ancillary Services - Spinning Reserves | 0 | 1 | 1 | 3 | 3 | 3 | 3 | 3 | 3 | 3 | 3 | 3
2011 | US | WECC | - | CALS | 4b | Demand Response used for Ancillary Services - Non-Spinning Reserves | 0 | 133 | 25 | 25 | 25 | 25 | 25 | 25 | 25 | 25 | 25 | 25
2011 | US | WECC | - | CALS | 4c | Demand Response used for Regulation | 0 | 0 | 0 | 0 | 0 | 0 | 0 | 0 | 0 | 0 | 0 | 0
2011 | US | WECC | - | CALS | 4d | Demand Response used for Energy, Voluntary Services - Emergency | 0 | 0 | 0 | 0 | 0 | 0 | 0 | 0 | 0 | 0 | 0 | 0
2011 | US | WECC | - | CALS | 5 | TOTAL INTERNAL CAPACITY | 40344 | 47950 | 50880 | 62805 | 69169 | 70120 | 71385 | 71389 | 71442 | 71493 | 71545 | 71595
2011 | US | WECC | - | CALS | 6 | EXISTING CAPACITY | 40344 | 40842 | 32851 | 33225 | 33230 | 33234 | 33237 | 33241 | 33294 | 33345 | 33397 | 33447
2011 | US | WECC | - | CALS | 6a | Existing, Certain | 32755.8634 | 31577 | 31577 | 31577 | 31577 | 31577 | 31577 | 31577 | 31577 | 31577 | 31577 | 31577
2011 | US | WECC | - | CALS | 6a1 | Wind Expected On-Peak | 0: 364.0864; 109: 230
2011 | US | WECC | - | CALS | 6a2 | Solar Expected On-Peak | 0: 85.2784; 109: 19
2011 | US | WECC | - | CALS | 6a3 | Hydro Expected On-Peak | 0: 2195.1136; 109: 1144
2011 | US | WECC | - | CALS | 6a4 | Biomass Expected On-Peak | 0: 110.3849; 109: 183
2011 | US | WECC | - | CALS | 6b | Existing, Other (Note: Enter the net expected value only) | 0 | 0 | 0 | 0 | 0 | 0 | 0 | 0 | 0 | 0 | 0 | 0
2011 | US | WECC | - | CALS | 6b1 | Wind Derate On-Peak | 0: 1186.9136; 109: 1321
2011 | US | WECC | - | CALS | 6b2 | Solar Derate On-Peak | 0: 388.7216; 109: 455
2011 | US | WECC | - | CALS | 6b3 | Hydro Derate On-Peak | 0: 1740.8864; 109: 2792
2011 | US | WECC | - | CALS | 6b4 | Biomass Derate On-Peak | 0: 128.6151; 109: 56
2011 | US | WECC | - | CALS | 6b5 | Transmission-Limited Resources | 0: 0; 109: 0
2011 | US | WECC | - | CALS | 6b6 | All Other Derates | 0: 2769; 109: 3804
2011 | US | WECC | - | CALS | 6b7 | Energy Only (Existing-Other) | 0: 0; 109: 0
2011 | US | WECC | - | CALS | 6c | Existing, Inoperable (Note: Capacity reported on this line is not included in margin calculations) | 0 | 74 | 74 | 74 | 74 | 74 | 74 | 74 | 74 | 74 | 74 | 74
2011 | US | WECC | - | CALS | 6d | Total Supply-Side Demand Response | 1374 | 763 | 1200 | 1574 | 1579 | 1583 | 1586 | 1590 | 1643 | 1694 | 1746 | 1796
2011 | US | WECC | - | CALS | 7 | FUTURE CAPACITY ADDITIONS |  | 840 | 3755 | 4657 | 4974 | 5015 | 5877 | 5926 | 5967 | 6016 | 6024 | 6012
2011 | US | WECC | - | CALS | 7a | Future, Planned (Note: Enter the net expected value only) |  | 840 | 3755 | 4657 | 4974 | 5015 | 5877 | 5926 | 5967 | 6016 | 6024 | 6012
2011 | US | WECC | - | CALS | 7a1 | Wind Expected On-Peak |  | 249 | 1036 | 1231 | 1408 | 1401 | 1455 | 1534 | 1578 | 1630 | 1598 | 1591
2011 | US | WECC | - | CALS | 7a2 | Wind Derate On-Peak |  | 3786 | 5019 | 6986 | 8939 | 8946 | 9042 | 8963 | 8919 | 8867 | 8899 | 8906
2011 | US | WECC | - | CALS | 7a3 | Solar Expected On-Peak |  | 58 | 77 | 77 | 77 | 77 | 77 | 77 | 77 | 77 | 77 | 77
2011 | US | WECC | - | CALS | 7a4 | Solar Derate On-Peak |  | 2442 | 8789 | 17489 | 21569 | 22469 | 22769 | 22769 | 22769 | 22769 | 22769 | 22769
2011 | US | WECC | - | CALS | 7a5 | Hydro Expected On-Peak |  | 0 | 90 | 108 | 148 | 149 | 145 | 115 | 112 | 109 | 149 | 144
2011 | US | WECC | - | CALS | 7a6 | Hydro Derate On-Peak |  | 40 | 466 | 448 | 457 | 456 | 460 | 490 | 493 | 496 | 456 | 461
2011 | US | WECC | - | CALS | 7a7 | Biomass Expected On-Peak |  | 27 | 27 | 27 | 27 | 27 | 27 | 27 | 27 | 27 | 27 | 27
2011 | US | WECC | - | CALS | 7a8 | Biomass Derate On-Peak |  | 0 | 0 | 0 | 0 | 0 | 0 | 0 | 0 | 0 | 0 | 0
2011 | US | WECC | - | CALS | 7a9 | Transmission-Limited Resources |  | 0 | 0 | 0 | 0 | 0 | 0 | 0 | 0 | 0 | 0 | 0
2011 | US | WECC | - | CALS | 7a10 | Scheduled Outage - Maintenance |  | 0 | 0 | 0 | 0 | 0 | 0 | 0 | 0 | 0 | 0 | 0
2011 | US | WECC | - | CALS | 7a11 | All Other Derates |  | 0 | 0 | 0 | 0 | 0 | 0 | 0 | 0 | 0 | 0 | 0
2011 | US | WECC | - | CALS | 7a12 | Energy Only |  | 0 | 0 | 0 | 0 | 0 | 0 | 0 | 0 | 0 | 0 | 0
2011 | US | WECC | - | CALS | 7b | Future, Other (Note: Enter the net expected value only) |  | 0 | 0 | 0 | 0 | 0 | 0 | 0 | 0 | 0 | 0 | 0
2011 | US | WECC | - | CALS | 7b1 | Wind Expected On-Peak |  | 0 | 0 | 0 | 0 | 0 | 0 | 0 | 0 | 0 | 0 | 0
2011 | US | WECC | - | CALS | 7b2 | Wind Derate On-Peak |  | 0 | 0 | 0 | 0 | 0 | 0 | 0 | 0 | 0 | 0 | 0
2011 | US | WECC | - | CALS | 7b3 | Solar Expected On-Peak |  | 0 | 0 | 0 | 0 | 0 | 0 | 0 | 0 | 0 | 0 | 0
2011 | US | WECC | - | CALS | 7b4 | Solar Derate On-Peak |  | 0 | 0 | 0 | 0 | 0 | 0 | 0 | 0 | 0 | 0 | 0
2011 | US | WECC | - | CALS | 7b5 | Hydro Expected On-Peak |  | 0 | 0 | 0 | 0 | 0 | 0 | 0 | 0 | 0 | 0 | 0
2011 | US | WECC | - | CALS | 7b6 | Hydro Derate On-Peak |  | 0 | 0 | 0 | 0 | 0 | 0 | 0 | 0 | 0 | 0 | 0
2011 | US | WECC | - | CALS | 7b7 | Biomass Expected On-Peak |  | 0 | 0 | 0 | 0 | 0 | 0 | 0 | 0 | 0 | 0 | 0
2011 | US | WECC | - | CALS | 7b8 | Biomass Derate On-Peak |  | 0 | 0 | 0 | 0 | 0 | 0 | 0 | 0 | 0 | 0 | 0
2011 | US | WECC | - | CALS | 7b9 | Transmission-Limited Resources |  | 0 | 0 | 0 | 0 | 0 | 0 | 0 | 0 | 0 | 0 | 0
2011 | US | WECC | - | CALS | 7b10 | Scheduled Outage - Maintenance |  | 0 | 0 | 0 | 0 | 0 | 0 | 0 | 0 | 0 | 0 | 0
2011 | US | WECC | - | CALS | 7b11 | All Other Derates |  | 0 | 0 | 0 | 0 | 0 | 0 | 0 | 0 | 0 | 0 | 0
2011 | US | WECC | - | CALS | 7b12 | Energy Only |  | 0 | 0 | 0 | 0 | 0 | 0 | 0 | 0 | 0 | 0 | 0
2011 | US | WECC | - | CALS | 8 | Conceptual (Note: Enter the net expected value only) |  | 0 | 153 | 200 | 217 | 257 | 377 | 401 | 502 | 502 | 619 | 619
2011 | US | WECC | - | CALS | 8a1 | Wind Expected On-Peak |  | 0 | 0 | 0 | 0 | 0 | 0 | 0 | 0 | 0 | 0 | 0
2011 | US | WECC | - | CALS | 8a2 | Wind Derate On-Peak |  | 0 | 0 | 0 | 0 | 0 | 0 | 0 | 0 | 0 | 0 | 0
2011 | US | WECC | - | CALS | 8a3 | Solar Expected On-Peak |  | 0 | 0 | 0 | 0 | 0 | 0 | 0 | 0 | 0 | 0 | 0
2011 | US | WECC | - | CALS | 8a4 | Solar Derate On-Peak |  | 0 | 0 | 0 | 0 | 0 | 0 | 0 | 0 | 0 | 0 | 0
2011 | US | WECC | - | CALS | 8a5 | Hydro Expected On-Peak |  | 0 | 0 | 0 | 0 | 0 | 0 | 0 | 0 | 0 | 0 | 0
2011 | US | WECC | - | CALS | 8a6 | Hydro Derate On-Peak |  | 0 | 0 | 0 | 0 | 0 | 0 | 0 | 0 | 0 | 0 | 0
2011 | US | WECC | - | CALS | 8a7 | Biomass Expected On-Peak |  | 0 | 0 | 0 | 0 | 0 | 0 | 0 | 0 | 0 | 0 | 0
2011 | US | WECC | - | CALS | 8a8 | Biomass Derate On-Peak |  | 0 | 0 | 0 | 0 | 0 | 0 | 0 | 0 | 0 | 0 | 0
2011 | US | WECC | - | CALS | 8a9 | All Other Derates |  | 0 | 0 | 0 | 0 | 0 | 0 | 0 | 0 | 0 | 0 | 0
2011 | US | WECC | - | CALS | 8a10 | Energy Only |  | 0 | 0 | 0 | 0 | 0 | 0 | 0 | 0 | 0 | 0 | 0
2011 | US | WECC | - | CALS | 9 | ANTICIPATED INTERNAL CAPACITY | 34129.8634 | 33180 | 36532 | 37808 | 38130 | 38175 | 39040 | 39093 | 39187 | 39287 | 39347 | 39385
2011 | US | WECC | - | CALS | 10 | CAPACITY TRANSACTIONS - IMPORTS | 7833 | 11316 | 12118 | 12078 | 12446 | 13575 | 13625 | 13716 | 14315 | 14484 | 15232 | 15232
2011 | US | WECC | - | CALS | 10a | Firm (Note: The sum of 10a1 and 10a2 must be ≤ 10a) |  | 11316 | 12118 | 12078 | 12446 | 13575 | 13625 | 13716 | 14315 | 14484 | 15232 | 15232
2011 | US | WECC | - | CALS | 10a1 | Full-Responsibility Purchases |  | 0 | 0 | 0 | 0 | 0 | 0 | 0 | 0 | 0 | 0 | 0
2011 | US | WECC | - | CALS | 10a2 | Owned Capacity/Entitlement Located Outside the Region/Subregion |  | 4926 | 4926 | 4926 | 4926 | 4926 | 4926 | 4926 | 4926 | 4926 | 4926 | 4926
2011 | US | WECC | - | CALS | 10b | Non-firm | 0 |  | 0 | 0 | 0 | 0 | 0 | 0 | 0 | 0 | 0 | 0
2011 | US | WECC | - | CALS | 10c | Expected (Note: The sum of 10c1 and 10c2 must be ≤ 10c) |  | 0 | 0 | 0 | 0 | 0 | 0 | 0 | 0 | 0 | 0 | 0
2011 | US | WECC | - | CALS | 10c1 | Full-Responsibility Purchases |  | 0 | 0 | 0 | 0 | 0 | 0 | 0 | 0 | 0 | 0 | 0
2011 | US | WECC | - | CALS | 10c2 | Owned Capacity/Entitlement Located Outside the Region/Subregion |  | 0 | 0 | 0 | 0 | 0 | 0 | 0 | 0 | 0 | 0 | 0
2011 | US | WECC | - | CALS | 10d | Provisional – transactions under study, but negotiations have not begun. |  | 0 | 0 | 0 | 0 | 0 | 0 | 0 | 0 | 0 | 0 | 0
2011 | US | WECC | - | CALS | 11 | CAPACITY TRANSACTIONS - EXPORTS | 1297 | 163 | 686 | 248 | 505 | 1072 | 1261 | 1074 | 1114 | 1400 | 855 | 855
2011 | US | WECC | - | CALS | 11a | Firm (Note: The sum of 11a1 and 11a2 must be ≤ 11a) |  | 99 | 460 | 248 | 29 | 279 | 1261 | 1074 | 1114 | 1400 | 855 | 855
2011 | US | WECC | - | CALS | 11a1 | Full-Responsibility Purchases |  | 0 | 0 | 0 | 0 | 0 | 0 | 0 | 0 | 0 | 0 | 0
2011 | US | WECC | - | CALS | 11a2 | Owned Capacity/Entitlement Located Outside the Region/Subregion |  | 0 | 0 | 0 | 0 | 0 | 0 | 0 | 0 | 0 | 0 | 0
2011 | US | WECC | - | CALS | 11b | Non-firm | 0 |  | 0 | 0 | 0 | 0 | 0 | 0 | 0 | 0 | 0 | 0
2011 | US | WECC | - | CALS | 11c | Expected (Note: The sum of 11c1 and 11c2 must be ≤ 11c) |  | 64 | 226 | 0 | 476 | 793 | 0 | 0 | 0 | 0 | 0 | 0
2011 | US | WECC | - | CALS | 11c1 | Full-Responsibility Purchases |  | 0 | 0 | 0 | 0 | 0 | 0 | 0 | 0 | 0 | 0 | 0
2011 | US | WECC | - | CALS | 11c2 | Owned Capacity/Entitlement Located Outside the Region/Subregion |  | 0 | 0 | 0 | 0 | 0 | 0 | 0 | 0 | 0 | 0 | 0
2011 | US | WECC | - | CALS | 11d | Provisional – transactions under study, but negotiations have not begun. |  | 0 | 0 | 0 | 0 | 0 | 0 | 0 | 0 | 0 | 0 | 0
2011 | US | WECC | - | CALS | 12 | EXISTING, CERTAIN CAPACITY & NET FIRM TRANSACTIONS | 34129.8634 | 43557 | 44435 | 44981 | 45573 | 46456 | 45527 | 45809 | 46421 | 46355 | 47700 | 47750
2011 | US | WECC | - | CALS | 13 | ANTICIPATED CAPACITY RESOURCES |  | 44333 | 47964 | 49638 | 50071 | 50678 | 51404 | 51735 | 52388 | 52371 | 53724 | 53762
2011 | US | WECC | - | CALS | 14 | PROSPECTIVE CAPACITY RESOURCES |  | 44333 | 47964 | 49638 | 50071 | 50678 | 51404 | 51735 | 52388 | 52371 | 53724 | 53762
2011 | US | WECC | - | CALS | 15 | TOTAL POTENTIAL CAPACITY RESOURCES |  | 44333 | 48117 | 49838 | 50288 | 50935 | 51781 | 52136 | 52890 | 52873 | 54343 | 54381
2011 | US | WECC | - | CALS | 15a | ADJUSTED POTENTIAL CAPACITY RESOURCES |  | 44333 | 48117 | 49838 | 50288 | 50935 | 51781 | 52136 | 52890 | 52873 | 54343 | 54381
2011 | US | WECC | - | CALS | 16a | Confidence of Future, Other (7b), using reasonable judgement |  | 0 | 0 | 0 | 0 | 0 | 0 | 0 | 0 | 0 | 0 | 0
2011 | US | WECC | - | CALS | 16b | Net Future, Other Resources After Confidence Percentage Is Applied |  | 0 | 0 | 0 | 0 | 0 | 0 | 0 | 0 | 0 | 0 | 0
2011 | US | WECC | - | CALS | 16c | Confidence of Conceptual (8), using reasonable judgement | [11 empty] | 1 | bar: 109 to 125
2011 | US | WECC | - | CALS | 16d | Net Conceptual Resources After Confidence Percentage Is Applied |  | 0 | 153 | 200 | 217 | 257 | 377 | 401 | 502 | 502 | 619 | 619
2011 | US | WECC | - | CALS | 17 | Region/Subregion Target Reserve Margin |  | 12.1% | 12.1% | 12.1% | 12.1% | 12.1% | 12.1% | 12.1% | 12.1% | 12.1% | 12.1% | 12.1%
2011 | US | WECC | - | CALS | 18 | Existing Certain and Net Firm Transactions Reserve Margin |  | 94.49% | 95.01% | 93.84% | 92.43% | 92.83% | 86.15% | 84.13% | 83.26% | 79.81% | 81.32% | 78.29%
2011 | US | WECC | - | CALS | 19 | Anticipated Capacity Resources Reserve Margin |  | 97.95% | 110.5% | 113.9% | 111.4% | 110.4% | 110.2% | 107.9% | 106.8% | 103.2% | 104.2% | 100.7%
2011 | US | WECC | - | CALS | 20 | Prospective Capacity Resources Reserve Margin |  | 97.95% | 110.5% | 113.9% | 111.4% | 110.4% | 110.2% | 107.9% | 106.8% | 103.2% | 104.2% | 100.7%
2011 | US | WECC | - | CALS | 21 | Total Potential Resources Reserve Margin |  | 97.95% | 111.2% | 114.8% | 112.3% | 111.4% | 111.7% | 109.6% | 108.8% | 105.1% | 106.6% | 103%
2011 | US | WECC | - | CALS | 22 | Adjusted Potential Resources Reserve Margin |  | 97.95% | 111.2% | 114.8% | 112.3% | 111.4% | 111.7% | 109.6% | 108.8% | 105.1% | 106.6% | 103%
2011 | US | WECC | - | CALS | 23 | Total Baseline Installed Capacity | 0: 38970
2011 | US | WECC | - | CALS | 24 | Distributed or Other Capacity (Behind the Meter) < 1 MW
2011 | US | WECC | - | CALS | 25 | Distributed or Other Capacity (Behind the Meter) ≥ 1 MW
2011 | US | WECC | - | CALS | 26 | Capacity Total from EIA-860
2011 | US | WECC | - | DSW | 1 | Unrestricted Coincident Peak Demand | 17327.35 | 17521.8 | 17641.9 | 17912.2 | 18352.3 | 18650.2 | 19124.3 | 19561.1 | 20012.8 | 20460.9 | 20800.7 | 21160.4
2011 | US | WECC | - | DSW | 1a | New Conservation (Energy Efficiency) |  | 60 | 68 | 70 | 122 | 68 | 71 | 67 | 65 | 106 | 44 | 44
2011 | US | WECC | - | DSW | 1b | Estimated Diversity |  | 0 | 0 | 0 | 0 | 0 | 0 | 0 | 0 | 0 | 0 | 0
2011 | US | WECC | - | DSW | 1c | Additions for non-member load (load served by non-registered LSE's in a region) |  | 0 | 0 | 0 | 0 | 0 | 0 | 0 | 0 | 0 | 0 | 0
2011 | US | WECC | - | DSW | 1d | Stand-by Load Under Contract (Normally served by behind the meter generation) |  | 16 | 16 | 16 | 16 | 16 | 16 | 16 | 16 | 16 | 16 | 16
2011 | US | WECC | - | DSW | 1e | Non-Controllable Demand-Side Demand Response |  | 0 | 0 | 0 | 0 | 0 | 0 | 0 | 0 | 0 | 0 | 0
2011 | US | WECC | - | DSW | 2 | Total Internal Demand | 17327.35 | 17477.8 | 17589.9 | 17858.2 | 18246.3 | 18598.2 | 19069.3 | 19510.1 | 19963.8 | 20370.9 | 20772.7 | 21132.4
2011 | US | WECC | - | DSW | 2H1 | Load Forecast Uncertainty (Extreme Demand Factor)
2011 | US | WECC | - | DSW | 2H | Total Internal Demand | 1.05 | 0 | 0 | 0 | 0 | 0 | 0 | 0 | 0 | 0 | 0 | 0
2011 | US | WECC | - | DSW | 2a | Supply-Side Direct Control Load Management | 0 | 0 | 0 | 0 | 0 | 0 | 0 | 0 | 0 | 0 | 0 | 0
2011 | US | WECC | - | DSW | 2b | Supply-Side Contractually Interruptible (Curtailable) | 528 | 448 | 274 | 266 | 236 | 242 | 242 | 242 | 245 | 245 | 245 | 245
2011 | US | WECC | - | DSW | 2c | Supply-Side Critical Peak-Pricing (CPP) with Control | 0 | 0 | 0 | 0 | 0 | 0 | 0 | 0 | 0 | 0 | 0 | 0
2011 | US | WECC | - | DSW | 2d | Supply-Side Load as a Capacity Resource | 0 | 0 | 0 | 0 | 0 | 0 | 0 | 0 | 0 | 0 | 0 | 0
2011 | US | WECC | - | DSW | 3 | Net Internal Demand | 16799.35 | 17029.8 | 17315.9 | 17592.2 | 18010.3 | 18356.2 | 18827.3 | 19268.1 | 19718.8 | 20125.9 | 20527.7 | 20887.4
2011 | US | WECC | - | DSW | 4a | Demand Response used for Ancillary Services - Spinning Reserves | 0 | 126 | 129 | 133 | 138 | 142 | 147 | 152 | 157 | 162 | 167 | 171
2011 | US | WECC | - | DSW | 4b | Demand Response used for Ancillary Services - Non-Spinning Reserves | 0 | 232 | 235 | 239 | 244 | 248 | 253 | 258 | 263 | 268 | 273 | 171
2011 | US | WECC | - | DSW | 4c | Demand Response used for Regulation | 0 | 0 | 0 | 0 | 0 | 0 | 0 | 0 | 0 | 0 | 0 | 0
2011 | US | WECC | - | DSW | 4d | Demand Response used for Energy, Voluntary Services - Emergency | 0 | 0 | 0 | 0 | 0 | 0 | 0 | 0 | 0 | 0 | 0 | 0
2011 | US | WECC | - | DSW | 5 | TOTAL INTERNAL CAPACITY | 40644 | 42290 | 39864 | 40440 | 40421 | 40427 | 40427 | 40427 | 40430 | 40430 | 40430 | 40430
2011 | US | WECC | - | DSW | 6 | EXISTING CAPACITY | 40644 | 40355 | 36403 | 36395 | 36365 | 36371 | 36371 | 36371 | 36374 | 36374 | 36374 | 36374
2011 | US | WECC | - | DSW | 6a | Existing, Certain | 36353.65 | 36063 | 36063 | 36063 | 36063 | 36063 | 36063 | 36063 | 36063 | 36063 | 36063 | 36063
2011 | US | WECC | - | DSW | 6a1 | Wind Expected On-Peak | 0: 146.45; 109: 80
2011 | US | WECC | - | DSW | 6a2 | Solar Expected On-Peak | 0: 2.2; 109: 0
2011 | US | WECC | - | DSW | 6a3 | Hydro Expected On-Peak | 0: 1312; 109: 1090
2011 | US | WECC | - | DSW | 6a4 | Biomass Expected On-Peak | 0: 30; 109: 30
2011 | US | WECC | - | DSW | 6b | Existing, Other (Note: Enter the net expected value only) | 0 | 0 | 0 | 0 | 0 | 0 | 0 | 0 | 0 | 0 | 0 | 0
2011 | US | WECC | - | DSW | 6b1 | Wind Derate On-Peak | 0: 437.55; 109: 504
2011 | US | WECC | - | DSW | 6b2 | Solar Derate On-Peak | 0: 167.8; 109: 170
2011 | US | WECC | - | DSW | 6b3 | Hydro Derate On-Peak | 0: 1750; 109: 1972
2011 | US | WECC | - | DSW | 6b4 | Biomass Derate On-Peak | 0: 27; 109: 27
2011 | US | WECC | - | DSW | 6b5 | Transmission-Limited Resources | 0: 0; 109: 0
2011 | US | WECC | - | DSW | 6b6 | All Other Derates | 0: 1380; 109: 1105
2011 | US | WECC | - | DSW | 6b7 | Energy Only (Existing-Other) | 0: 0; 109: 0
2011 | US | WECC | - | DSW | 6c | Existing, Inoperable (Note: Capacity reported on this line is not included in margin calculations) | 0 | 66 | 66 | 66 | 66 | 66 | 66 | 66 | 66 | 66 | 66 | 66
2011 | US | WECC | - | DSW | 6d | Total Supply-Side Demand Response | 528 | 448 | 274 | 266 | 236 | 242 | 242 | 242 | 245 | 245 | 245 | 245
2011 | US | WECC | - | DSW | 7 | FUTURE CAPACITY ADDITIONS |  | 1028 | 1974 | 2059 | 2068 | 2073 | 2071 | 2071 | 2071 | 2072 | 2073 | 2075
2011 | US | WECC | - | DSW | 7a | Future, Planned (Note: Enter the net expected value only) |  | 1028 | 1974 | 2059 | 2068 | 2073 | 2071 | 2071 | 2071 | 2072 | 2073 | 2075
2011 | US | WECC | - | DSW | 7a1 | Wind Expected On-Peak |  | 0 | 0 | 0 | 0 | 0 | 0 | 0 | 0 | 0 | 0 | 0
2011 | US | WECC | - | DSW | 7a2 | Wind Derate On-Peak |  | 0 | 0 | 0 | 0 | 0 | 0 | 0 | 0 | 0 | 0 | 0
2011 | US | WECC | - | DSW | 7a3 | Solar Expected On-Peak |  | 0 | 5 | 6 | 4 | 7 | 5 | 5 | 5 | 6 | 7 | 9
2011 | US | WECC | - | DSW | 7a4 | Solar Derate On-Peak |  | 889 | 1471 | 1970 | 1972 | 1969 | 1971 | 1971 | 1971 | 1970 | 1969 | 1967
2011 | US | WECC | - | DSW | 7a5 | Hydro Expected On-Peak |  | 0 | 0 | 0 | 11 | 11 | 11 | 11 | 11 | 11 | 11 | 11
2011 | US | WECC | - | DSW | 7a6 | Hydro Derate On-Peak |  | 14 | 14 | 14 | 14 | 14 | 14 | 14 | 14 | 14 | 14 | 14
2011 | US | WECC | - | DSW | 7a7 | Biomass Expected On-Peak |  | 6 | 8 | 8 | 8 | 10 | 10 | 10 | 10 | 10 | 10 | 10
2011 | US | WECC | - | DSW | 7a8 | Biomass Derate On-Peak |  | 4 | 2 | 2 | 2 | 0 | 0 | 0 | 0 | 0 | 0 | 0
2011 | US | WECC | - | DSW | 7a9 | Transmission-Limited Resources |  | 0 | 0 | 0 | 0 | 0 | 0 | 0 | 0 | 0 | 0 | 0
2011 | US | WECC | - | DSW | 7a10 | Scheduled Outage - Maintenance |  | 0 | 0 | 0 | 0 | 0 | 0 | 0 | 0 | 0 | 0 | 0
2011 | US | WECC | - | DSW | 7a11 | All Other Derates |  | 0 | 0 | 0 | 0 | 0 | 0 | 0 | 0 | 0 | 0 | 0
2011 | US | WECC | - | DSW | 7a12 | Energy Only |  | 0 | 0 | 0 | 0 | 0 | 0 | 0 | 0 | 0 | 0 | 0
2011 | US | WECC | - | DSW | 7b | Future, Other (Note: Enter the net expected value only) |  | 0 | 0 | 0 | 0 | 0 | 0 | 0 | 0 | 0 | 0 | 0
2011 | US | WECC | - | DSW | 7b1 | Wind Expected On-Peak |  | 0 | 0 | 0 | 0 | 0 | 0 | 0 | 0 | 0 | 0 | 0
2011 | US | WECC | - | DSW | 7b2 | Wind Derate On-Peak |  | 0 | 0 | 0 | 0 | 0 | 0 | 0 | 0 | 0 | 0 | 0
2011 | US | WECC | - | DSW | 7b3 | Solar Expected On-Peak |  | 0 | 0 | 0 | 0 | 0 | 0 | 0 | 0 | 0 | 0 | 0
2011 | US | WECC | - | DSW | 7b4 | Solar Derate On-Peak |  | 0 | 0 | 0 | 0 | 0 | 0 | 0 | 0 | 0 | 0 | 0
2011 | US | WECC | - | DSW | 7b5 | Hydro Expected On-Peak |  | 0 | 0 | 0 | 0 | 0 | 0 | 0 | 0 | 0 | 0 | 0
2011 | US | WECC | - | DSW | 7b6 | Hydro Derate On-Peak |  | 0 | 0 | 0 | 0 | 0 | 0 | 0 | 0 | 0 | 0 | 0
2011 | US | WECC | - | DSW | 7b7 | Biomass Expected On-Peak |  | 0 | 0 | 0 | 0 | 0 | 0 | 0 | 0 | 0 | 0 | 0
2011 | US | WECC | - | DSW | 7b8 | Biomass Derate On-Peak |  | 0 | 0 | 0 | 0 | 0 | 0 | 0 | 0 | 0 | 0 | 0
2011 | US | WECC | - | DSW | 7b9 | Transmission-Limited Resources |  | 0 | 0 | 0 | 0 | 0 | 0 | 0 | 0 | 0 | 0 | 0
2011 | US | WECC | - | DSW | 7b10 | Scheduled Outage - Maintenance |  | 0 | 0 | 0 | 0 | 0 | 0 | 0 | 0 | 0 | 0 | 0
2011 | US | WECC | - | DSW | 7b11 | All Other Derates |  | 0 | 0 | 0 | 0 | 0 | 0 | 0 | 0 | 0 | 0 | 0
2011 | US | WECC | - | DSW | 7b12 | Energy Only |  | 0 | 0 | 0 | 0 | 0 | 0 | 0 | 0 | 0 | 0 | 0
2011 | US | WECC | - | DSW | 8 | Conceptual (Note: Enter the net expected value only) |  | 12 | 149 | 757 | 1089 | 2231 | 2245 | 2694 | 3364 | 3476 | 4125 | 4143
2011 | US | WECC | - | DSW | 8a1 | Wind Expected On-Peak |  | 12 | 19 | 19 | 19 | 320 | 37 | 39 | 36 | 34 | 320 | 336
2011 | US | WECC | - | DSW | 8a2 | Wind Derate On-Peak |  | 488 | 631 | 881 | 881 | 1113 | 1396 | 1394 | 1397 | 1399 | 1113 | 1097
2011 | US | WECC | - | DSW | 8a3 | Solar Expected On-Peak |  | 0 | 3 | 15 | 99 | 114 | 36 | 37 | 36 | 38 | 113 | 115
2011 | US | WECC | - | DSW | 8a4 | Solar Derate On-Peak |  | 2 | 45 | 728 | 1395 | 1590 | 1668 | 1667 | 1705 | 1703 | 1628 | 1626
2011 | US | WECC | - | DSW | 8a5 | Hydro Expected On-Peak |  | 0 | 0 | 0 | 0 | 0 | 0 | 0 | 0 | 0 | 0 | 0
2011 | US | WECC | - | DSW | 8a6 | Hydro Derate On-Peak |  | 0 | 0 | 0 | 0 | 0 | 0 | 0 | 0 | 0 | 0 | 0
2011 | US | WECC | - | DSW | 8a7 | Biomass Expected On-Peak |  | 0 | 0 | 0 | 8 | 8 | 8 | 8 | 8 | 8 | 8 | 8
2011 | US | WECC | - | DSW | 8a8 | Biomass Derate On-Peak |  | 0 | 0 | 0 | 0 | 0 | 0 | 0 | 0 | 0 | 0 | 0
2011 | US | WECC | - | DSW | 8a9 | All Other Derates |  | 0 | 0 | 0 | 0 | 0 | 0 | 0 | 0 | 0 | 0 | 0
2011 | US | WECC | - | DSW | 8a10 | Energy Only |  | 0 | 0 | 0 | 0 | 0 | 0 | 0 | 0 | 0 | 0 | 0
2011 | US | WECC | - | DSW | 9 | ANTICIPATED INTERNAL CAPACITY | 36881.65 | 37539 | 38311 | 38388 | 38367 | 38378 | 38376 | 38376 | 38379 | 38380 | 38381 | 38383
2011 | US | WECC | - | DSW | 10 | CAPACITY TRANSACTIONS - IMPORTS | 0 | 2654 | 2973 | 2836 | 3193 | 1712 | 2957 | 2686 | 2358 | 2286 | 2028 | 2028
2011 | US | WECC | - | DSW | 10a | Firm (Note: The sum of 10a1 and 10a2 must be ≤ 10a) |  | 1972 | 1551 | 1753 | 1684 | 131 | 435 | 591 | 235 | 131 | 131 | 131
2011 | US | WECC | - | DSW | 10a1 | Full-Responsibility Purchases |  | 0 | 0 | 0 | 0 | 0 | 0 | 0 | 0 | 0 | 0 | 0
2011 | US | WECC | - | DSW | 10a2 | Owned Capacity/Entitlement Located Outside the Region/Subregion |  | 131 | 131 | 131 | 131 | 131 | 131 | 131 | 131 | 131 | 131 | 131
2011 | US | WECC | - | DSW | 10b | Non-firm | 0 |  | 0 | 0 | 0 | 0 | 0 | 0 | 0 | 0 | 0 | 0
2011 | US | WECC | - | DSW | 10c | Expected (Note: The sum of 10c1 and 10c2 must be ≤ 10c) |  | 615 | 1104 | 841 | 1206 | 1540 | 1618 | 1385 | 1724 | 1646 | 1304 | 1304
2011 | US | WECC | - | DSW | 10c1 | Full-Responsibility Purchases |  | 0 | 0 | 0 | 0 | 0 | 0 | 0 | 0 | 0 | 0 | 0
2011 | US | WECC | - | DSW | 10c2 | Owned Capacity/Entitlement Located Outside the Region/Subregion |  | 0 | 0 | 0 | 0 | 0 | 0 | 0 | 0 | 0 | 0 | 0
2011 | US | WECC | - | DSW | 10d | Provisional – transactions under study, but negotiations have not begun. |  | 67 | 318 | 242 | 303 | 41 | 904 | 710 | 399 | 509 | 593 | 593
2011 | US | WECC | - | DSW | 11 | CAPACITY TRANSACTIONS - EXPORTS | 2754 | 6420 | 6579 | 6807 | 7987 | 8429 | 7015 | 7888 | 8042 | 8237 | 9324 | 9324
2011 | US | WECC | - | DSW | 11a | Firm (Note: The sum of 11a1 and 11a2 must be ≤ 11a) |  | 6420 | 6579 | 6807 | 7987 | 8429 | 7015 | 7888 | 8042 | 8237 | 9324 | 9324
2011 | US | WECC | - | DSW | 11a1 | Full-Responsibility Purchases |  | 0 | 0 | 0 | 0 | 0 | 0 | 0 | 0 | 0 | 0 | 0
2011 | US | WECC | - | DSW | 11a2 | Owned Capacity/Entitlement Located Outside the Region/Subregion |  | 3217 | 3217 | 3217 | 3217 | 3217 | 3217 | 3217 | 3217 | 3217 | 3217 | 3217
2011 | US | WECC | - | DSW | 11b | Non-firm | 0 |  | 0 | 0 | 0 | 0 | 0 | 0 | 0 | 0 | 0 | 0
2011 | US | WECC | - | DSW | 11c | Expected (Note: The sum of 11c1 and 11c2 must be ≤ 11c) |  | 0 | 0 | 0 | 0 | 0 | 0 | 0 | 0 | 0 | 0 | 0
2011 | US | WECC | - | DSW | 11c1 | Full-Responsibility Purchases |  | 0 | 0 | 0 | 0 | 0 | 0 | 0 | 0 | 0 | 0 | 0
2011 | US | WECC | - | DSW | 11c2 | Owned Capacity/Entitlement Located Outside the Region/Subregion |  | 0 | 0 | 0 | 0 | 0 | 0 | 0 | 0 | 0 | 0 | 0
2011 | US | WECC | - | DSW | 11d | Provisional – transactions under study, but negotiations have not begun. |  | 0 | 0 | 0 | 0 | 0 | 0 | 0 | 0 | 0 | 0 | 0
2011 | US | WECC | - | DSW | 12 | EXISTING, CERTAIN CAPACITY & NET FIRM TRANSACTIONS | 36881.65 | 32063 | 31309 | 31275 | 29996 | 28007 | 29725 | 29008 | 28501 | 28202 | 27115 | 27115
2011 | US | WECC | - | DSW | 13 | ANTICIPATED CAPACITY RESOURCES |  | 33706 | 34387 | 34175 | 33270 | 31620 | 33414 | 32464 | 32296 | 31920 | 30492 | 30494
2011 | US | WECC | - | DSW | 14 | PROSPECTIVE CAPACITY RESOURCES |  | 33706 | 34387 | 34175 | 33270 | 31620 | 33414 | 32464 | 32296 | 31920 | 30492 | 30494
2011 | US | WECC | - | DSW | 15 | TOTAL POTENTIAL CAPACITY RESOURCES |  | 33785 | 34854 | 35174 | 34662 | 33892 | 36563 | 35868 | 36059 | 35905 | 35210 | 35230
2011 | US | WECC | - | DSW | 15a | ADJUSTED POTENTIAL CAPACITY RESOURCES |  | 33785 | 34854 | 35174 | 34662 | 33892 | 36563 | 35868 | 36059 | 35905 | 35210 | 35230
2011 | US | WECC | - | DSW | 16a | Confidence of Future, Other (7b), using reasonable judgement |  | 0 | 0 | 0 | 0 | 0 | 0 | 0 | 0 | 0 | 0 | 0
2011 | US | WECC | - | DSW | 16b | Net Future, Other Resources After Confidence Percentage Is Applied |  | 0 | 0 | 0 | 0 | 0 | 0 | 0 | 0 | 0 | 0 | 0
2011 | US | WECC | - | DSW | 16c | Confidence of Conceptual (8), using reasonable judgement | [11 empty] | 1 | bar: 109 to 125
2011 | US | WECC | - | DSW | 16d | Net Conceptual Resources After Confidence Percentage Is Applied |  | 12 | 149 | 757 | 1089 | 2231 | 2245 | 2694 | 3364 | 3476 | 4125 | 4143
2011 | US | WECC | - | DSW | 17 | Region/Subregion Target Reserve Margin |  | 13.8% | 13.8% | 13.8% | 13.8% | 13.8% | 13.8% | 13.8% | 13.8% | 13.8% | 13.8% | 13.8%
2011 | US | WECC | - | DSW | 18 | Existing Certain and Net Firm Transactions Reserve Margin |  | 83.45% | 77.99% | 75.13% | 64.39% | 50.59% | 55.88% | 48.68% | 42.76% | 38.44% | 30.53% | 28.31%
2011 | US | WECC | - | DSW | 19 | Anticipated Capacity Resources Reserve Margin |  | 92.85% | 95.49% | 91.37% | 82.34% | 70.02% | 75.22% | 66.4% | 61.77% | 56.69% | 46.79% | 44.3%
2011 | US | WECC | - | DSW | 20 | Prospective Capacity Resources Reserve Margin |  | 92.85% | 95.49% | 91.37% | 82.34% | 70.02% | 75.22% | 66.4% | 61.77% | 56.69% | 46.79% | 44.3%
2011 | US | WECC | - | DSW | 21 | Total Potential Resources Reserve Margin |  | 93.3% | 98.15% | 96.96% | 89.97% | 82.23% | 91.74% | 83.84% | 80.62% | 76.26% | 69.5% | 66.71%
2011 | US | WECC | - | DSW | 22 | Adjusted Potential Resources Reserve Margin |  | 93.3% | 98.15% | 96.96% | 89.97% | 82.23% | 91.74% | 83.84% | 80.62% | 76.26% | 69.5% | 66.71%
2011 | US | WECC | - | DSW | 23 | Total Baseline Installed Capacity | 0: 40116
2011 | US | WECC | - | DSW | 24 | Distributed or Other Capacity (Behind the Meter) < 1 MW
2011 | US | WECC | - | DSW | 25 | Distributed or Other Capacity (Behind the Meter) ≥ 1 MW
2011 | US | WECC | - | DSW | 26 | Capacity Total from EIA-860
2011 | MX | WECC | - | MEXW | 1 | Unrestricted Coincident Peak Demand | 1370.512 | 1458 | 1519 | 1593 | 1672 | 1749 | 1829 | 1913 | 1995 | 2081 | 2167 | 2257
2011 | MX | WECC | - | MEXW | 1a | New Conservation (Energy Efficiency) |  | 0 | 0 | 0 | 0 | 0 | 0 | 0 | 0 | 0 | 0 | 0
2011 | MX | WECC | - | MEXW | 1b | Estimated Diversity |  | 0 | 0 | 0 | 0 | 0 | 0 | 0 | 0 | 0 | 0 | 0
2011 | MX | WECC | - | MEXW | 1c | Additions for non-member load (load served by non-registered LSE's in a region) |  | 0 | 0 | 0 | 0 | 0 | 0 | 0 | 0 | 0 | 0 | 0
2011 | MX | WECC | - | MEXW | 1d | Stand-by Load Under Contract (Normally served by behind the meter generation) |  | 0 | 0 | 0 | 0 | 0 | 0 | 0 | 0 | 0 | 0 | 0
2011 | MX | WECC | - | MEXW | 1e | Non-Controllable Demand-Side Demand Response |  | 0 | 0 | 0 | 0 | 0 | 0 | 0 | 0 | 0 | 0 | 0
2011 | MX | WECC | - | MEXW | 2 | Total Internal Demand | 1370.512 | 1458 | 1519 | 1593 | 1672 | 1749 | 1829 | 1913 | 1995 | 2081 | 2167 | 2257
2011 | MX | WECC | - | MEXW | 2H1 | Load Forecast Uncertainty (Extreme Demand Factor)
2011 | MX | WECC | - | MEXW | 2H | Total Internal Demand | 1.05 | 0 | 0 | 0 | 0 | 0 | 0 | 0 | 0 | 0 | 0 | 0
2011 | MX | WECC | - | MEXW | 2a | Supply-Side Direct Control Load Management | 0 | 0 | 0 | 0 | 0 | 0 | 0 | 0 | 0 | 0 | 0 | 0
2011 | MX | WECC | - | MEXW | 2b | Supply-Side Contractually Interruptible (Curtailable) | 0 | 0 | 0 | 0 | 0 | 0 | 0 | 0 | 0 | 0 | 0 | 0
2011 | MX | WECC | - | MEXW | 2c | Supply-Side Critical Peak-Pricing (CPP) with Control | 0 | 0 | 0 | 0 | 0 | 0 | 0 | 0 | 0 | 0 | 0 | 0
2011 | MX | WECC | - | MEXW | 2d | Supply-Side Load as a Capacity Resource | 0 | 0 | 0 | 0 | 0 | 0 | 0 | 0 | 0 | 0 | 0 | 0
2011 | MX | WECC | - | MEXW | 3 | Net Internal Demand | 1370.512 | 1458 | 1519 | 1593 | 1672 | 1749 | 1829 | 1913 | 1995 | 2081 | 2167 | 2257
2011 | MX | WECC | - | MEXW | 4a | Demand Response used for Ancillary Services - Spinning Reserves | 0 | 164 | 164 | 171 | 176 | 181 | 186 | 186 | 191 | 191 | 196 | 0
2011 | MX | WECC | - | MEXW | 4b | Demand Response used for Ancillary Services - Non-Spinning Reserves | 0 | 139 | 139 | 141 | 141 | 141 | 141 | 141 | 141 | 141 | 141 | 0
2011 | MX | WECC | - | MEXW | 4c | Demand Response used for Regulation | 0 | 25 | 25 | 30 | 35 | 40 | 45 | 45 | 50 | 50 | 55 | 55
2011 | MX | WECC | - | MEXW | 4d | Demand Response used for Energy, Voluntary Services - Emergency | 0 | 0 | 0 | 0 | 0 | 0 | 0 | 0 | 0 | 0 | 0 | 0
2011 | MX | WECC | - | MEXW | 5 | TOTAL INTERNAL CAPACITY | 2848 | 2848 | 2799 | 3087 | 3087 | 3087 | 3243 | 3243 | 3243 | 3243 | 3243 | 3243
2011 | MX | WECC | - | MEXW | 6 | EXISTING CAPACITY | 2848 | 2848 | 2568 | 2568 | 2568 | 2568 | 2568 | 2568 | 2568 | 2568 | 2568 | 2568
2011 | MX | WECC | - | MEXW | 6a | Existing, Certain | 2838 | 2568 | 2568 | 2568 | 2568 | 2568 | 2568 | 2568 | 2568 | 2568 | 2568 | 2568
2011 | MX | WECC | - | MEXW | 6a1 | Wind Expected On-Peak | 0: 0; 109: 0
2011 | MX | WECC | - | MEXW | 6a2 | Solar Expected On-Peak | 0: 0; 109: 0
2011 | MX | WECC | - | MEXW | 6a3 | Hydro Expected On-Peak | 0: 0; 109: 0
2011 | MX | WECC | - | MEXW | 6a4 | Biomass Expected On-Peak | 0: 0; 109: 0
2011 | MX | WECC | - | MEXW | 6b | Existing, Other (Note: Enter the net expected value only) | 0 | 0 | 0 | 0 | 0 | 0 | 0 | 0 | 0 | 0 | 0 | 0
2011 | MX | WECC | - | MEXW | 6b1 | Wind Derate On-Peak | 0: 10; 109: 10
2011 | MX | WECC | - | MEXW | 6b2 | Solar Derate On-Peak | 0: 0; 109: 0
2011 | MX | WECC | - | MEXW | 6b3 | Hydro Derate On-Peak | 0: 0; 109: 0
2011 | MX | WECC | - | MEXW | 6b4 | Biomass Derate On-Peak | 0: 0; 109: 0
2011 | MX | WECC | - | MEXW | 6b5 | Transmission-Limited Resources | 0: 0; 109: 0
2011 | MX | WECC | - | MEXW | 6b6 | All Other Derates | 0: 0; 109: 270
2011 | MX | WECC | - | MEXW | 6b7 | Energy Only (Existing-Other) | 0: 0; 109: 0
2011 | MX | WECC | - | MEXW | 6c | Existing, Inoperable (Note: Capacity reported on this line is not included in margin calculations) | 0 | 0 | 0 | 0 | 0 | 0 | 0 | 0 | 0 | 0 | 0 | 0
2011 | MX | WECC | - | MEXW | 6d | Total Supply-Side Demand Response | 0 | 0 | 0 | 0 | 0 | 0 | 0 | 0 | 0 | 0 | 0 | 0
2011 | MX | WECC | - | MEXW | 7 | FUTURE CAPACITY ADDITIONS |  | 0 | 231 | 519 | 519 | 519 | 675 | 675 | 675 | 675 | 675 | 675
2011 | MX | WECC | - | MEXW | 7a | Future, Planned (Note: Enter the net expected value only) |  | 0 | 231 | 519 | 519 | 519 | 675 | 675 | 675 | 675 | 675 | 675
2011 | MX | WECC | - | MEXW | 7a1 | Wind Expected On-Peak |  | 0 | 0 | 0 | 0 | 0 | 0 | 0 | 0 | 0 | 0 | 0
2011 | MX | WECC | - | MEXW | 7a2 | Wind Derate On-Peak |  | 0 | 0 | 0 | 0 | 0 | 0 | 0 | 0 | 0 | 0 | 0
2011 | MX | WECC | - | MEXW | 7a3 | Solar Expected On-Peak |  | 0 | 0 | 0 | 0 | 0 | 0 | 0 | 0 | 0 | 0 | 0
2011 | MX | WECC | - | MEXW | 7a4 | Solar Derate On-Peak |  | 0 | 0 | 0 | 0 | 0 | 0 | 0 | 0 | 0 | 0 | 0
2011 | MX | WECC | - | MEXW | 7a5 | Hydro Expected On-Peak |  | 0 | 0 | 0 | 0 | 0 | 0 | 0 | 0 | 0 | 0 | 0
2011 | MX | WECC | - | MEXW | 7a6 | Hydro Derate On-Peak |  | 0 | 0 | 0 | 0 | 0 | 0 | 0 | 0 | 0 | 0 | 0
2011 | MX | WECC | - | MEXW | 7a7 | Biomass Expected On-Peak |  | 0 | 0 | 0 | 0 | 0 | 0 | 0 | 0 | 0 | 0 | 0
2011 | MX | WECC | - | MEXW | 7a8 | Biomass Derate On-Peak |  | 0 | 0 | 0 | 0 | 0 | 0 | 0 | 0 | 0 | 0 | 0
2011 | MX | WECC | - | MEXW | 7a9 | Transmission-Limited Resources |  | 0 | 0 | 0 | 0 | 0 | 0 | 0 | 0 | 0 | 0 | 0
2011 | MX | WECC | - | MEXW | 7a10 | Scheduled Outage - Maintenance |  | 0 | 0 | 0 | 0 | 0 | 0 | 0 | 0 | 0 | 0 | 0
2011 | MX | WECC | - | MEXW | 7a11 | All Other Derates |  | 0 | 0 | 0 | 0 | 0 | 0 | 0 | 0 | 0 | 0 | 0
2011 | MX | WECC | - | MEXW | 7a12 | Energy Only |  | 0 | 0 | 0 | 0 | 0 | 0 | 0 | 0 | 0 | 0 | 0
2011 | MX | WECC | - | MEXW | 7b | Future, Other (Note: Enter the net expected value only) |  | 0 | 0 | 0 | 0 | 0 | 0 | 0 | 0 | 0 | 0 | 0
2011 | MX | WECC | - | MEXW | 7b1 | Wind Expected On-Peak |  | 0 | 0 | 0 | 0 | 0 | 0 | 0 | 0 | 0 | 0 | 0
2011 | MX | WECC | - | MEXW | 7b2 | Wind Derate On-Peak |  | 0 | 0 | 0 | 0 | 0 | 0 | 0 | 0 | 0 | 0 | 0
2011 | MX | WECC | - | MEXW | 7b3 | Solar Expected On-Peak |  | 0 | 0 | 0 | 0 | 0 | 0 | 0 | 0 | 0 | 0 | 0
2011 | MX | WECC | - | MEXW | 7b4 | Solar Derate On-Peak |  | 0 | 0 | 0 | 0 | 0 | 0 | 0 | 0 | 0 | 0 | 0
2011 | MX | WECC | - | MEXW | 7b5 | Hydro Expected On-Peak |  | 0 | 0 | 0 | 0 | 0 | 0 | 0 | 0 | 0 | 0 | 0
2011 | MX | WECC | - | MEXW | 7b6 | Hydro Derate On-Peak |  | 0 | 0 | 0 | 0 | 0 | 0 | 0 | 0 | 0 | 0 | 0
2011 | MX | WECC | - | MEXW | 7b7 | Biomass Expected On-Peak |  | 0 | 0 | 0 | 0 | 0 | 0 | 0 | 0 | 0 | 0 | 0
2011 | MX | WECC | - | MEXW | 7b8 | Biomass Derate On-Peak |  | 0 | 0 | 0 | 0 | 0 | 0 | 0 | 0 | 0 | 0 | 0
2011 | MX | WECC | - | MEXW | 7b9 | Transmission-Limited Resources |  | 0 | 0 | 0 | 0 | 0 | 0 | 0 | 0 | 0 | 0 | 0
2011 | MX | WECC | - | MEXW | 7b10 | Scheduled Outage - Maintenance |  | 0 | 0 | 0 | 0 | 0 | 0 | 0 | 0 | 0 | 0 | 0
2011 | MX | WECC | - | MEXW | 7b11 | All Other Derates |  | 0 | 0 | 0 | 0 | 0 | 0 | 0 | 0 | 0 | 0 | 0
2011 | MX | WECC | - | MEXW | 7b12 | Energy Only |  | 0 | 0 | 0 | 0 | 0 | 0 | 0 | 0 | 0 | 0 | 0
2011 | MX | WECC | - | MEXW | 8 | Conceptual (Note: Enter the net expected value only) |  | 0 | 0 | 30 | 30 | 30 | 30 | 305 | 305 | 305 | 850 | 850
2011 | MX | WECC | - | MEXW | 8a1 | Wind Expected On-Peak |  | 0 | 0 | 0 | 0 | 0 | 0 | 0 | 0 | 0 | 0 | 0
2011 | MX | WECC | - | MEXW | 8a2 | Wind Derate On-Peak |  | 0 | 0 | 0 | 0 | 0 | 0 | 0 | 0 | 0 | 0 | 0
2011 | MX | WECC | - | MEXW | 8a3 | Solar Expected On-Peak |  | 0 | 0 | 0 | 0 | 0 | 0 | 0 | 0 | 0 | 0 | 0
2011 | MX | WECC | - | MEXW | 8a4 | Solar Derate On-Peak |  | 0 | 0 | 0 | 0 | 0 | 0 | 0 | 0 | 0 | 0 | 0
2011 | MX | WECC | - | MEXW | 8a5 | Hydro Expected On-Peak |  | 0 | 0 | 0 | 0 | 0 | 0 | 0 | 0 | 0 | 0 | 0
2011 | MX | WECC | - | MEXW | 8a6 | Hydro Derate On-Peak |  | 0 | 0 | 0 | 0 | 0 | 0 | 0 | 0 | 0 | 0 | 0
2011 | MX | WECC | - | MEXW | 8a7 | Biomass Expected On-Peak |  | 0 | 0 | 0 | 0 | 0 | 0 | 0 | 0 | 0 | 0 | 0
2011 | MX | WECC | - | MEXW | 8a8 | Biomass Derate On-Peak |  | 0 | 0 | 0 | 0 | 0 | 0 | 0 | 0 | 0 | 0 | 0
2011 | MX | WECC | - | MEXW | 8a9 | All Other Derates |  | 0 | 0 | 0 | 0 | 0 | 0 | 0 | 0 | 0 | 0 | 0
2011 | MX | WECC | - | MEXW | 8a10 | Energy Only |  | 0 | 0 | 0 | 0 | 0 | 0 | 0 | 0 | 0 | 0 | 0
2011 | MX | WECC | - | MEXW | 9 | ANTICIPATED INTERNAL CAPACITY | 2838 | 2568 | 2799 | 3087 | 3087 | 3087 | 3243 | 3243 | 3243 | 3243 | 3243 | 3243
2011 | MX | WECC | - | MEXW | 10 | CAPACITY TRANSACTIONS - IMPORTS | 0 | 67 | 111 | 45 | 97 | 26 | 80 | 173 | 131 | 226 | 321 | 321
2011 | MX | WECC | - | MEXW | 10a | Firm (Note: The sum of 10a1 and 10a2 must be ≤ 10a) |  | 56 | 111 | 0 | 0 | 26 | 54 | 41 | 131 | 226 | 321 | 321
2011 | MX | WECC | - | MEXW | 10a1 | Full-Responsibility Purchases |  | 0 | 0 | 0 | 0 | 0 | 0 | 0 | 0 | 0 | 0 | 0
2011 | MX | WECC | - | MEXW | 10a2 | Owned Capacity/Entitlement Located Outside the Region/Subregion |  | 0 | 0 | 0 | 0 | 0 | 0 | 0 | 0 | 0 | 0 | 0
2011 | MX | WECC | - | MEXW | 10b | Non-firm | 0 |  | 0 | 0 | 0 | 0 | 0 | 0 | 0 | 0 | 0 | 0
2011 | MX | WECC | - | MEXW | 10c | Expected (Note: The sum of 10c1 and 10c2 must be ≤ 10c) |  | 6 | 0 | 0 | 97 | 0 | 26 | 132 | 0 | 0 | 0 | 0
2011 | MX | WECC | - | MEXW | 10c1 | Full-Responsibility Purchases |  | 0 | 0 | 0 | 0 | 0 | 0 | 0 | 0 | 0 | 0 | 0
2011 | MX | WECC | - | MEXW | 10c2 | Owned Capacity/Entitlement Located Outside the Region/Subregion |  | 0 | 0 | 0 | 0 | 0 | 0 | 0 | 0 | 0 | 0 | 0
2011 | MX | WECC | - | MEXW | 10d | Provisional – transactions under study, but negotiations have not begun. |  | 5 | 0 | 45 | 0 | 0 | 0 | 0 | 0 | 0 | 0 | 0
2011 | MX | WECC | - | MEXW | 11 | CAPACITY TRANSACTIONS - EXPORTS | 0 | 0 | 0 | 97 | 34 | 15 | 0 | 0 | 100 | 124 | 38 | 38
2011 | MX | WECC | - | MEXW | 11a | Firm (Note: The sum of 11a1 and 11a2 must be ≤ 11a) |  | 0 | 0 | 60 | 0 | 0 | 0 | 0 | 0 | 0 | 0 | 0
2011 | MX | WECC | - | MEXW | 11a1 | Full-Responsibility Purchases |  | 0 | 0 | 0 | 0 | 0 | 0 | 0 | 0 | 0 | 0 | 0
2011 | MX | WECC | - | MEXW | 11a2 | Owned Capacity/Entitlement Located Outside the Region/Subregion |  | 0 | 0 | 0 | 0 | 0 | 0 | 0 | 0 | 0 | 0 | 0
2011 | MX | WECC | - | MEXW | 11b | Non-firm | 0 |  | 0 | 0 | 0 | 0 | 0 | 0 | 0 | 0 | 0 | 0
2011 | MX | WECC | - | MEXW | 11c | Expected (Note: The sum of 11c1 and 11c2 must be ≤ 11c) |  | 0 | 0 | 37 | 0 | 9 | 0 | 0 | 0 | 124 | 38 | 38
2011 | MX | WECC | - | MEXW | 11c1 | Full-Responsibility Purchases |  | 0 | 0 | 0 | 0 | 0 | 0 | 0 | 0 | 0 | 0 | 0
2011 | MX | WECC | - | MEXW | 11c2 | Owned Capacity/Entitlement Located Outside the Region/Subregion |  | 0 | 0 | 0 | 0 | 0 | 0 | 0 | 0 | 0 | 0 | 0
2011 | MX | WECC | - | MEXW | 11d | Provisional – transactions under study, but negotiations have not begun. |  | 0 | 0 | 0 | 34 | 6 | 0 | 0 | 100 | 0 | 0 | 0
2011 | MX | WECC | - | MEXW | 12 | EXISTING, CERTAIN CAPACITY & NET FIRM TRANSACTIONS | 2838 | 2624 | 2679 | 2508 | 2568 | 2594 | 2622 | 2609 | 2699 | 2794 | 2889 | 2889
2011 | MX | WECC | - | MEXW | 13 | ANTICIPATED CAPACITY RESOURCES |  | 2630 | 2910 | 2990 | 3184 | 3104 | 3323 | 3416 | 3374 | 3345 | 3526 | 3526
2011 | MX | WECC | - | MEXW | 14 | PROSPECTIVE CAPACITY RESOURCES |  | 2630 | 2910 | 2990 | 3184 | 3104 | 3323 | 3416 | 3374 | 3345 | 3526 | 3526
2011 | MX | WECC | - | MEXW | 15 | TOTAL POTENTIAL CAPACITY RESOURCES |  | 2635 | 2910 | 3065 | 3180 | 3128 | 3353 | 3721 | 3579 | 3650 | 4376 | 4376
2011 | MX | WECC | - | MEXW | 15a | ADJUSTED POTENTIAL CAPACITY RESOURCES |  | 2635 | 2910 | 3065 | 3180 | 3128 | 3353 | 3721 | 3579 | 3650 | 4376 | 4376
2011 | MX | WECC | - | MEXW | 16a | Confidence of Future, Other (7b), using reasonable judgement |  | 0 | 0 | 0 | 0 | 0 | 0 | 0 | 0 | 0 | 0 | 0
2011 | MX | WECC | - | MEXW | 16b | Net Future, Other Resources After Confidence Percentage Is Applied |  | 0 | 0 | 0 | 0 | 0 | 0 | 0 | 0 | 0 | 0 | 0
2011 | MX | WECC | - | MEXW | 16c | Confidence of Conceptual (8), using reasonable judgement | [11 empty] | 1 | bar: 109 to 125
2011 | MX | WECC | - | MEXW | 16d | Net Conceptual Resources After Confidence Percentage Is Applied |  | 0 | 0 | 30 | 30 | 30 | 30 | 305 | 305 | 305 | 850 | 850
2011 | MX | WECC | - | MEXW | 17 | Region/Subregion Target Reserve Margin |  | 10.6% | 10.6% | 10.6% | 10.6% | 10.6% | 10.6% | 10.6% | 10.6% | 10.6% | 10.6% | 10.6%
2011 | MX | WECC | - | MEXW | 18 | Existing Certain and Net Firm Transactions Reserve Margin |  | 79.97% | 76.37% | 57.44% | 53.59% | 48.31% | 43.36% | 36.38% | 35.29% | 34.26% | 33.32% | 28%
2011 | MX | WECC | - | MEXW | 19 | Anticipated Capacity Resources Reserve Margin |  | 80.38% | 91.57% | 87.7% | 90.43% | 77.47% | 81.68% | 78.57% | 69.12% | 60.74% | 62.71% | 56.23%
2011 | MX | WECC | - | MEXW | 20 | Prospective Capacity Resources Reserve Margin |  | 80.38% | 91.57% | 87.7% | 90.43% | 77.47% | 81.68% | 78.57% | 69.12% | 60.74% | 62.71% | 56.23%
2011 | MX | WECC | - | MEXW | 21 | Total Potential Resources Reserve Margin |  | 80.73% | 91.57% | 92.4% | 90.19% | 78.85% | 83.32% | 94.51% | 79.4% | 75.4% | 101.9% | 93.89%
2011 | MX | WECC | - | MEXW | 22 | Adjusted Potential Resources Reserve Margin |  | 80.73% | 91.57% | 92.4% | 90.19% | 78.85% | 83.32% | 94.51% | 79.4% | 75.4% | 101.9% | 93.89%
2011 | MX | WECC | - | MEXW | 23 | Total Baseline Installed Capacity | 0: 2848
2011 | MX | WECC | - | MEXW | 24 | Distributed or Other Capacity (Behind the Meter) < 1 MW
2011 | MX | WECC | - | MEXW | 25 | Distributed or Other Capacity (Behind the Meter) ≥ 1 MW
2011 | MX | WECC | - | MEXW | 26 | Capacity Total from EIA-860
2011 | US | WECC | - | NORW | 1 | Unrestricted Coincident Peak Demand | 27495.894 | 29649.39 | 30092.65 | 30451.72 | 30798.23 | 31162.74 | 31523.63 | 31890.51 | 32232.64 | 32597.12 | 32963.73 | 33411.85
2011 | US | WECC | - | NORW | 1a | New Conservation (Energy Efficiency) |  | 181 | 275 | 354 | 443 | 553 | 643 | 725 | 803 | 873 | 929 | 929
2011 | US | WECC | - | NORW | 1b | Estimated Diversity |  | 0 | 0 | 0 | 0 | 0 | 0 | 0 | 0 | 0 | 0 | 0
2011 | US | WECC | - | NORW | 1c | Additions for non-member load (load served by non-registered LSE's in a region) |  | 0 | 0 | 0 | 0 | 0 | 0 | 0 | 0 | 0 | 0 | 0
2011 | US | WECC | - | NORW | 1d | Stand-by Load Under Contract (Normally served by behind the meter generation) |  | 0 | 0 | 0 | 0 | 0 | 0 | 0 | 0 | 0 | 0 | 0
2011 | US | WECC | - | NORW | 1e | Non-Controllable Demand-Side Demand Response |  | 0 | 0 | 0 | 0 | 0 | 0 | 0 | 0 | 0 | 0 | 0
2011 | US | WECC | - | NORW | 2 | Total Internal Demand | 27495.894 | 29468.39 | 29817.65 | 30097.72 | 30355.23 | 30609.74 | 30880.63 | 31165.51 | 31429.64 | 31724.12 | 32034.73 | 32482.85
2011 | US | WECC | - | NORW | 2H1 | Load Forecast Uncertainty (Extreme Demand Factor)
2011 | US | WECC | - | NORW | 2H | Total Internal Demand | 1.05 | 0 | 0 | 0 | 0 | 0 | 0 | 0 | 0 | 0 | 0 | 0
2011 | US | WECC | - | NORW | 2a | Supply-Side Direct Control Load Management | 0 | 0 | 0 | 0 | 0 | 0 | 0 | 0 | 0 | 0 | 0 | 0
2011 | US | WECC | - | NORW | 2b | Supply-Side Contractually Interruptible (Curtailable) | 2 | 43 | 50 | 60 | 65 | 65 | 65 | 65 | 65 | 65 | 65 | 65
2011 | US | WECC | - | NORW | 2c | Supply-Side Critical Peak-Pricing (CPP) with Control | 0 | 0 | 0 | 0 | 0 | 0 | 0 | 0 | 0 | 0 | 0 | 0
2011 | US | WECC | - | NORW | 2d | Supply-Side Load as a Capacity Resource | 0 | 0 | 0 | 0 | 0 | 0 | 0 | 0 | 0 | 0 | 0 | 0
2011 | US | WECC | - | NORW | 3 | Net Internal Demand | 27493.894 | 29425.39 | 29767.65 | 30037.72 | 30290.23 | 30544.74 | 30815.63 | 31100.51 | 31364.64 | 31659.12 | 31969.73 | 32417.85
2011 | US | WECC | - | NORW | 4a | Demand Response used for Ancillary Services - Spinning Reserves | 0 | 239 | 239 | 239 | 239 | 239 | 239 | 239 | 239 | 239 | 239 | 239
2011 | US | WECC | - | NORW | 4b | Demand Response used for Ancillary Services - Non-Spinning Reserves | 0 | 143 | 143 | 143 | 143 | 143 | 143 | 143 | 143 | 143 | 143 | 143
2011 | US | WECC | - | NORW | 4c | Demand Response used for Regulation | 0 | 0 | 0 | 0 | 0 | 0 | 0 | 0 | 0 | 0 | 0 | 0
2011 | US | WECC | - | NORW | 4d | Demand Response used for Energy, Voluntary Services - Emergency | 0 | 0 | 0 | 0 | 0 | 0 | 0 | 0 | 0 | 0 | 0 | 0
2011 | US | WECC | - | NORW | 5 | TOTAL INTERNAL CAPACITY | 54577.7 | 70328 | 51550 | 52926 | 54221 | 54241 | 54241 | 54495 | 54695 | 54903 | 54903 | 54903
2011 | US | WECC | - | NORW | 6 | EXISTING CAPACITY | 54577.7 | 69368 | 48829 | 48839 | 48844 | 48844 | 48844 | 48844 | 48844 | 48844 | 48844 | 48844
2011 | US | WECC | - | NORW | 6a | Existing, Certain | 34103.17 | 38367 | 38367 | 38367 | 38367 | 38367 | 38367 | 38367 | 38367 | 38367 | 38367 | 38367
2011 | US | WECC | - | NORW | 6a1 | Wind Expected On-Peak | 0: 217; 109: 119
2011 | US | WECC | - | NORW | 6a2 | Solar Expected On-Peak | 0: 0; 109: 0
2011 | US | WECC | - | NORW | 6a3 | Hydro Expected On-Peak | 0: 18635; 109: 21350
2011 | US | WECC | - | NORW | 6a4 | Biomass Expected On-Peak | 0: 279.47; 109: 283
2011 | US | WECC | - | NORW | 6b | Existing, Other (Note: Enter the net expected value only) | 0 | 0 | 0 | 0 | 0 | 0 | 0 | 0 | 0 | 0 | 0 | 0
2011 | US | WECC | - | NORW | 6b1 | Wind Derate On-Peak | 0: 5009; 109: 5107
2011 | US | WECC | - | NORW | 6b2 | Solar Derate On-Peak | 0: 0; 109: 0
2011 | US | WECC | - | NORW | 6b3 | Hydro Derate On-Peak | 0: 15227; 109: 12512
2011 | US | WECC | - | NORW | 6b4 | Biomass Derate On-Peak | 0: 98.53; 109: 95
2011 | US | WECC | - | NORW | 6b5 | Transmission-Limited Resources | 0: 0; 109: 0
2011 | US | WECC | - | NORW | 6b6 | All Other Derates | 0: 138; 109: 2832
2011 | US | WECC | - | NORW | 6b7 | Energy Only (Existing-Other) | 0: 0; 109: 0
2011 | US | WECC | - | NORW | 6c | Existing, Inoperable (Note: Capacity reported on this line is not included in margin calculations) | 0 | 10412 | 10412 | 10412 | 10412 | 10412 | 10412 | 10412 | 10412 | 10412 | 10412 | 10412
2011 | US | WECC | - | NORW | 6d | Total Supply-Side Demand Response | 2 | 43 | 50 | 60 | 65 | 65 | 65 | 65 | 65 | 65 | 65 | 65
2011 | US | WECC | - | NORW | 7 | FUTURE CAPACITY ADDITIONS |  | 59 | 196 | 323 | 399 | 391 | 400 | 415 | 426 | 439 | 456 | 442
2011 | US | WECC | - | NORW | 7a | Future, Planned (Note: Enter the net expected value only) |  | 59 | 196 | 323 | 399 | 391 | 400 | 415 | 426 | 439 | 456 | 442
2011 | US | WECC | - | NORW | 7a1 | Wind Expected On-Peak |  | 28 | 50 | 72 | 150 | 145 | 157 | 172 | 168 | 172 | 195 | 182
2011 | US | WECC | - | NORW | 7a2 | Wind Derate On-Peak |  | 852 | 2409 | 3556 | 4748 | 4753 | 4741 | 4980 | 5184 | 5388 | 5365 | 5378
2011 | US | WECC | - | NORW | 7a3 | Solar Expected On-Peak |  | 0 | 0 | 0 | 0 | 0 | 0 | 0 | 0 | 0 | 0 | 0
2011 | US | WECC | - | NORW | 7a4 | Solar Derate On-Peak |  | 36 | 89 | 109 | 129 | 149 | 149 | 149 | 149 | 149 | 149 | 149
2011 | US | WECC | - | NORW | 7a5 | Hydro Expected On-Peak |  | 11 | 78 | 136 | 136 | 136 | 133 | 133 | 148 | 151 | 151 | 150
2011 | US | WECC | - | NORW | 7a6 | Hydro Derate On-Peak |  | 13 | 18 | 89 | 89 | 89 | 92 | 92 | 77 | 74 | 74 | 75
2011 | US | WECC | - | NORW | 7a7 | Biomass Expected On-Peak |  | 20 | 68 | 114 | 112 | 109 | 109 | 109 | 109 | 115 | 109 | 109
2011 | US | WECC | - | NORW | 7a8 | Biomass Derate On-Peak |  | 0 | 9 | 10 | 12 | 15 | 15 | 15 | 15 | 9 | 15 | 15
2011 | US | WECC | - | NORW | 7a9 | Transmission-Limited Resources |  | 0 | 0 | 0 | 0 | 0 | 0 | 0 | 0 | 0 | 0 | 0
2011 | US | WECC | - | NORW | 7a10 | Scheduled Outage - Maintenance |  | 0 | 0 | 0 | 0 | 0 | 0 | 0 | 0 | 0 | 0 | 0
2011 | US | WECC | - | NORW | 7a11 | All Other Derates |  | 0 | 0 | 0 | 0 | 0 | 0 | 0 | 0 | 0 | 0 | 0
2011 | US | WECC | - | NORW | 7a12 | Energy Only |  | 0 | 0 | 0 | 0 | 0 | 0 | 0 | 0 | 0 | 0 | 0
2011 | US | WECC | - | NORW | 7b | Future, Other (Note: Enter the net expected value only) |  | 0 | 0 | 0 | 0 | 0 | 0 | 0 | 0 | 0 | 0 | 0
2011 | US | WECC | - | NORW | 7b1 | Wind Expected On-Peak |  | 0 | 0 | 0 | 0 | 0 | 0 | 0 | 0 | 0 | 0 | 0
2011 | US | WECC | - | NORW | 7b2 | Wind Derate On-Peak |  | 0 | 0 | 0 | 0 | 0 | 0 | 0 | 0 | 0 | 0 | 0
2011 | US | WECC | - | NORW | 7b3 | Solar Expected On-Peak |  | 0 | 0 | 0 | 0 | 0 | 0 | 0 | 0 | 0 | 0 | 0
2011 | US | WECC | - | NORW | 7b4 | Solar Derate On-Peak |  | 0 | 0 | 0 | 0 | 0 | 0 | 0 | 0 | 0 | 0 | 0
2011 | US | WECC | - | NORW | 7b5 | Hydro Expected On-Peak |  | 0 | 0 | 0 | 0 | 0 | 0 | 0 | 0 | 0 | 0 | 0
2011 | US | WECC | - | NORW | 7b6 | Hydro Derate On-Peak |  | 0 | 0 | 0 | 0 | 0 | 0 | 0 | 0 | 0 | 0 | 0
2011 | US | WECC | - | NORW | 7b7 | Biomass Expected On-Peak |  | 0 | 0 | 0 | 0 | 0 | 0 | 0 | 0 | 0 | 0 | 0
2011 | US | WECC | - | NORW | 7b8 | Biomass Derate On-Peak |  | 0 | 0 | 0 | 0 | 0 | 0 | 0 | 0 | 0 | 0 | 0
2011 | US | WECC | - | NORW | 7b9 | Transmission-Limited Resources |  | 0 | 0 | 0 | 0 | 0 | 0 | 0 | 0 | 0 | 0 | 0
2011 | US | WECC | - | NORW | 7b10 | Scheduled Outage - Maintenance |  | 0 | 0 | 0 | 0 | 0 | 0 | 0 | 0 | 0 | 0 | 0
2011 | US | WECC | - | NORW | 7b11 | All Other Derates |  | 0 | 0 | 0 | 0 | 0 | 0 | 0 | 0 | 0 | 0 | 0
2011 | US | WECC | - | NORW | 7b12 | Energy Only |  | 0 | 0 | 0 | 0 | 0 | 0 | 0 | 0 | 0 | 0 | 0
2011 | US | WECC | - | NORW | 8 | Conceptual (Note: Enter the net expected value only) |  | 0 | 1 | 1 | 1 | 187 | 55 | 58 | 65 | 66 | 1150 | 1182
2011 | US | WECC | - | NORW | 8a1 | Wind Expected On-Peak |  | 0 | 1 | 1 | 1 | 139 | 7 | 10 | 17 | 18 | 1102 | 1134
2011 | US | WECC | - | NORW | 8a2 | Wind Derate On-Peak |  | 53 | 52 | 52 | 52 | 314 | 1446 | 2243 | 3436 | 3635 | 2551 | 2519
2011 | US | WECC | - | NORW | 8a3 | Solar Expected On-Peak |  | 0 | 0 | 0 | 0 | 0 | 0 | 0 | 0 | 0 | 0 | 0
2011 | US | WECC | - | NORW | 8a4 | Solar Derate On-Peak |  | 0 | 0 | 0 | 0 | 0 | 0 | 0 | 0 | 0 | 0 | 0
2011 | US | WECC | - | NORW | 8a5 | Hydro Expected On-Peak |  | 0 | 0 | 0 | 0 | 0 | 0 | 0 | 0 | 0 | 0 | 0
2011 | US | WECC | - | NORW | 8a6 | Hydro Derate On-Peak |  | 0 | 0 | 0 | 0 | 0 | 0 | 0 | 0 | 0 | 0 | 0
2011 | US | WECC | - | NORW | 8a7 | Biomass Expected On-Peak |  | 0 | 0 | 0 | 0 | 0 | 0 | 0 | 0 | 0 | 0 | 0
2011 | US | WECC | - | NORW | 8a8 | Biomass Derate On-Peak |  | 0 | 0 | 0 | 0 | 0 | 0 | 0 | 0 | 0 | 0 | 0
2011 | US | WECC | - | NORW | 8a9 | All Other Derates |  | 0 | 0 | 0 | 0 | 0 | 0 | 0 | 0 | 0 | 0 | 0
2011 | US | WECC | - | NORW | 8a10 | Energy Only |  | 0 | 0 | 0 | 0 | 0 | 0 | 0 | 0 | 0 | 0 | 0
2011 | US | WECC | - | NORW | 9 | ANTICIPATED INTERNAL CAPACITY | 34105.17 | 38469 | 38613 | 38750 | 38831 | 38823 | 38832 | 38847 | 38858 | 38871 | 38888 | 38874
2011 | US | WECC | - | NORW | 10 | CAPACITY TRANSACTIONS - IMPORTS | 1895 | 1300 | 1300 | 1300 | 1300 | 1300 | 1300 | 2418 | 2800 | 3578 | 3300 | 3800
2011 | US | WECC | - | NORW | 10a | Firm (Note: The sum of 10a1 and 10a2 must be ≤ 10a) |  | 1300 | 1300 | 1300 | 1300 | 1300 | 1300 | 2300 | 2800 | 3500 | 3300 | 3800
2011 | US | WECC | - | NORW | 10a1 | Full-Responsibility Purchases |  | 0 | 0 | 0 | 0 | 0 | 0 | 0 | 0 | 0 | 0 | 0
2011 | US | WECC | - | NORW | 10a2 | Owned Capacity/Entitlement Located Outside the Region/Subregion |  | 1300 | 1300 | 1300 | 1300 | 1300 | 1300 | 1300 | 1300 | 1300 | 1300 | 1300
2011 | US | WECC | - | NORW | 10b | Non-firm | 0 |  | 0 | 0 | 0 | 0 | 0 | 0 | 0 | 0 | 0 | 0
2011 | US | WECC | - | NORW | 10c | Expected (Note: The sum of 10c1 and 10c2 must be ≤ 10c) |  | 0 | 0 | 0 | 0 | 0 | 0 | 118 | 0 | 0 | 0 | 0
2011 | US | WECC | - | NORW | 10c1 | Full-Responsibility Purchases |  | 0 | 0 | 0 | 0 | 0 | 0 | 0 | 0 | 0 | 0 | 0
2011 | US | WECC | - | NORW | 10c2 | Owned Capacity/Entitlement Located Outside the Region/Subregion |  | 0 | 0 | 0 | 0 | 0 | 0 | 0 | 0 | 0 | 0 | 0
2011 | US | WECC | - | NORW | 10d | Provisional – transactions under study, but negotiations have not begun. |  | 0 | 0 | 0 | 0 | 0 | 0 | 0 | 0 | 78 | 0 | 0
2011 | US | WECC | - | NORW | 11 | CAPACITY TRANSACTIONS - EXPORTS | 3422 | 3096 | 2313 | 3491 | 4408 | 4196 | 3453 | 4401 | 4196 | 4139 | 4196 | 4196
2011 | US | WECC | - | NORW | 11a | Firm (Note: The sum of 11a1 and 11a2 must be ≤ 11a) |  | 2890 | 2227 | 3491 | 3134 | 2886 | 2549 | 3031 | 3329 | 3759 | 3184 | 3134
2011 | US | WECC | - | NORW | 11a1 | Full-Responsibility Purchases |  | 0 | 0 | 0 | 0 | 0 | 0 | 0 | 0 | 0 | 0 | 0
2011 | US | WECC | - | NORW | 11a2 | Owned Capacity/Entitlement Located Outside the Region/Subregion |  | 0 | 0 | 0 | 0 | 0 | 0 | 0 | 0 | 0 | 0 | 0
2011 | US | WECC | - | NORW | 11b | Non-firm | 0 |  | 0 | 0 | 0 | 0 | 0 | 0 | 0 | 0 | 0 | 0
2011 | US | WECC | - | NORW | 11c | Expected (Note: The sum of 11c1 and 11c2 must be ≤ 11c) |  | 0 | 0 | 0 | 0 | 0 | 0 | 0 | 0 | 0 | 0 | 0
2011 | US | WECC | - | NORW | 11c1 | Full-Responsibility Purchases |  | 0 | 0 | 0 | 0 | 0 | 0 | 0 | 0 | 0 | 0 | 0
2011 | US | WECC | - | NORW | 11c2 | Owned Capacity/Entitlement Located Outside the Region/Subregion |  | 0 | 0 | 0 | 0 | 0 | 0 | 0 | 0 | 0 | 0 | 0
2011 | US | WECC | - | NORW | 11d | Provisional – transactions under study, but negotiations have not begun. |  | 0 | 0 | 0 | 0 | 0 | 0 | 0 | 0 | 0 | 0 | 0
2011 | US | WECC | - | NORW | 12 | EXISTING, CERTAIN CAPACITY & NET FIRM TRANSACTIONS | 34105.17 | 36820 | 37490 | 36236 | 36598 | 36846 | 37183 | 37701 | 37903 | 38173 | 38548 | 39098
2011 | US | WECC | - | NORW | 13 | ANTICIPATED CAPACITY RESOURCES |  | 36879 | 37686 | 36559 | 36997 | 37237 | 37583 | 38234 | 38329 | 38612 | 39004 | 39540
2011 | US | WECC | - | NORW | 14 | PROSPECTIVE CAPACITY RESOURCES |  | 36879 | 37686 | 36559 | 36997 | 37237 | 37583 | 38234 | 38329 | 38612 | 39004 | 39540
2011 | US | WECC | - | NORW | 15 | TOTAL POTENTIAL CAPACITY RESOURCES |  | 36879 | 37687 | 36560 | 36998 | 37424 | 37638 | 38292 | 38394 | 38756 | 40154 | 40722
2011 | US | WECC | - | NORW | 15a | ADJUSTED POTENTIAL CAPACITY RESOURCES |  | 36879 | 37687 | 36560 | 36998 | 37424 | 37638 | 38292 | 38394 | 38756 | 40154 | 40722
2011 | US | WECC | - | NORW | 16a | Confidence of Future, Other (7b), using reasonable judgement |  | 0 | 0 | 0 | 0 | 0 | 0 | 0 | 0 | 0 | 0 | 0
2011 | US | WECC | - | NORW | 16b | Net Future, Other Resources After Confidence Percentage Is Applied |  | 0 | 0 | 0 | 0 | 0 | 0 | 0 | 0 | 0 | 0 | 0
2011 | US | WECC | - | NORW | 16c | Confidence of Conceptual (8), using reasonable judgement | [11 empty] | 1 | bar: 109 to 125
2011 | US | WECC | - | NORW | 16d | Net Conceptual Resources After Confidence Percentage Is Applied |  | 0 | 1 | 1 | 1 | 187 | 55 | 58 | 65 | 66 | 1150 | 1182
2011 | US | WECC | - | NORW | 17 | Region/Subregion Target Reserve Margin |  | 20.3% | 20.3% | 20.3% | 20.3% | 20.3% | 20.3% | 20.3% | 20.3% | 20.3% | 20.3% | 20.3%
2011 | US | WECC | - | NORW | 18 | Existing Certain and Net Firm Transactions Reserve Margin |  | 24.95% | 25.73% | 20.39% | 20.57% | 20.37% | 20.41% | 20.97% | 20.6% | 20.33% | 20.33% | 20.37%
2011 | US | WECC | - | NORW | 19 | Anticipated Capacity Resources Reserve Margin |  | 25.15% | 26.39% | 21.47% | 21.88% | 21.65% | 21.7% | 22.68% | 21.95% | 21.71% | 21.76% | 21.73%
2011 | US | WECC | - | NORW | 20 | Prospective Capacity Resources Reserve Margin |  | 25.15% | 26.39% | 21.47% | 21.88% | 21.65% | 21.7% | 22.68% | 21.95% | 21.71% | 21.76% | 21.73%
2011 | US | WECC | - | NORW | 21 | Total Potential Resources Reserve Margin |  | 25.15% | 26.39% | 21.47% | 21.88% | 22.26% | 21.88% | 22.87% | 22.16% | 22.17% | 25.35% | 25.36%
2011 | US | WECC | - | NORW | 22 | Adjusted Potential Resources Reserve Margin |  | 25.15% | 26.39% | 21.47% | 21.88% | 22.26% | 21.88% | 22.87% | 22.16% | 22.17% | 25.35% | 25.36%
2011 | US | WECC | - | NORW | 23 | Total Baseline Installed Capacity | 0: 54575.7
2011 | US | WECC | - | NORW | 24 | Distributed or Other Capacity (Behind the Meter) < 1 MW
2011 | US | WECC | - | NORW | 25 | Distributed or Other Capacity (Behind the Meter) ≥ 1 MW
2011 | US | WECC | - | NORW | 26 | Capacity Total from EIA-860
2011 | US | WECC | - | ROCK | 1 | Unrestricted Coincident Peak Demand | 9767 | 9561 | 9706 | 9923 | 10091 | 10332 | 10633 | 10908 | 11141 | 11379 | 11526 | 11768
2011 | US | WECC | - | ROCK | 1a | New Conservation (Energy Efficiency) |  | 0 | 0 | 0 | 0 | 0 | 0 | 0 | 0 | 0 | 0 | 0
2011 | US | WECC | - | ROCK | 1b | Estimated Diversity |  | 0 | 0 | 0 | 0 | 0 | 0 | 0 | 0 | 0 | 0 | 0
2011 | US | WECC | - | ROCK | 1c | Additions for non-member load (load served by non-registered LSE's in a region) |  | 0 | 0 | 0 | 0 | 0 | 0 | 0 | 0 | 0 | 0 | 0
2011 | US | WECC | - | ROCK | 1d | Stand-by Load Under Contract (Normally served by behind the meter generation) |  | 0 | 0 | 0 | 0 | 0 | 0 | 0 | 0 | 0 | 0 | 0
2011 | US | WECC | - | ROCK | 1e | Non-Controllable Demand-Side Demand Response |  | 0 | 0 | 0 | 0 | 0 | 0 | 0 | 0 | 0 | 0 | 0
2011 | US | WECC | - | ROCK | 2 | Total Internal Demand | 9767 | 9561 | 9706 | 9923 | 10091 | 10332 | 10633 | 10908 | 11141 | 11379 | 11526 | 11768
2011 | US | WECC | - | ROCK | 2H1 | Load Forecast Uncertainty (Extreme Demand Factor)
2011 | US | WECC | - | ROCK | 2H | Total Internal Demand | 1.05 | 0 | 0 | 0 | 0 | 0 | 0 | 0 | 0 | 0 | 0 | 0
2011 | US | WECC | - | ROCK | 2a | Supply-Side Direct Control Load Management | 0 | 0 | 0 | 0 | 0 | 0 | 0 | 0 | 0 | 0 | 0 | 0
2011 | US | WECC | - | ROCK | 2b | Supply-Side Contractually Interruptible (Curtailable) | 241 | 241 | 245 | 250 | 252 | 253 | 212 | 213 | 215 | 216 | 218 | 219
2011 | US | WECC | - | ROCK | 2c | Supply-Side Critical Peak-Pricing (CPP) with Control | 0 | 0 | 0 | 0 | 0 | 0 | 0 | 0 | 0 | 0 | 0 | 0
2011 | US | WECC | - | ROCK | 2d | Supply-Side Load as a Capacity Resource | 0 | 0 | 0 | 0 | 0 | 0 | 0 | 0 | 0 | 0 | 0 | 0
2011 | US | WECC | - | ROCK | 3 | Net Internal Demand | 9526 | 9320 | 9461 | 9673 | 9839 | 10079 | 10421 | 10695 | 10926 | 11163 | 11308 | 11549
2011 | US | WECC | - | ROCK | 4a | Demand Response used for Ancillary Services - Spinning Reserves | 0 | 0 | 0 | 0 | 0 | 0 | 0 | 0 | 0 | 0 | 0 | 0
2011 | US | WECC | - | ROCK | 4b | Demand Response used for Ancillary Services - Non-Spinning Reserves | 0 | 0 | 0 | 0 | 0 | 0 | 0 | 0 | 0 | 0 | 0 | 0
2011 | US | WECC | - | ROCK | 4c | Demand Response used for Regulation | 0 | 0 | 0 | 0 | 0 | 0 | 0 | 0 | 0 | 0 | 0 | 0
2011 | US | WECC | - | ROCK | 4d | Demand Response used for Energy, Voluntary Services - Emergency | 0 | 0 | 0 | 0 | 0 | 0 | 0 | 0 | 0 | 0 | 0 | 0
2011 | US | WECC | - | ROCK | 5 | TOTAL INTERNAL CAPACITY | 15905 | 16794 | 16190 | 16195 | 16577 | 16578 | 16537 | 16538 | 16540 | 16541 | 16543 | 16544
2011 | US | WECC | - | ROCK | 6 | EXISTING CAPACITY | 15905 | 16096 | 14803 | 14808 | 14810 | 14811 | 14770 | 14771 | 14773 | 14774 | 14776 | 14777
2011 | US | WECC | - | ROCK | 6a | Existing, Certain | 13752 | 14401 | 14401 | 14401 | 14401 | 14401 | 14401 | 14401 | 14401 | 14401 | 14401 | 14401
2011 | US | WECC | - | ROCK | 6a1 | Wind Expected On-Peak | 0: 382; 109: 841
2011 | US | WECC | - | ROCK | 6a2 | Solar Expected On-Peak | 0: 0; 109: 0
2011 | US | WECC | - | ROCK | 6a3 | Hydro Expected On-Peak | 0: 559; 109: 740
2011 | US | WECC | - | ROCK | 6a4 | Biomass Expected On-Peak | 0: 0; 109: 9
2011 | US | WECC | - | ROCK | 6b | Existing, Other (Note: Enter the net expected value only) | 0 | 0 | 0 | 0 | 0 | 0 | 0 | 0 | 0 | 0 | 0 | 0
2011 | US | WECC | - | ROCK | 6b1 | Wind Derate On-Peak | 0: 738; 109: 279
2011 | US | WECC | - | ROCK | 6b2 | Solar Derate On-Peak | 0: 8; 109: 8
2011 | US | WECC | - | ROCK | 6b3 | Hydro Derate On-Peak | 0: 1157; 109: 976
2011 | US | WECC | - | ROCK | 6b4 | Biomass Derate On-Peak | 0: 9; 109: 0
2011 | US | WECC | - | ROCK | 6b5 | Transmission-Limited Resources | 0: 0; 109: 0
2011 | US | WECC | - | ROCK | 6b6 | All Other Derates | 0: 0; 109: 34
2011 | US | WECC | - | ROCK | 6b7 | Energy Only (Existing-Other) | 0: 0; 109: 0
2011 | US | WECC | - | ROCK | 6c | Existing, Inoperable (Note: Capacity reported on this line is not included in margin calculations) | 0 | 157 | 157 | 157 | 157 | 157 | 157 | 157 | 157 | 157 | 157 | 157
2011 | US | WECC | - | ROCK | 6d | Total Supply-Side Demand Response | 241 | 241 | 245 | 250 | 252 | 253 | 212 | 213 | 215 | 216 | 218 | 219
2011 | US | WECC | - | ROCK | 7 | FUTURE CAPACITY ADDITIONS |  | 557 | 1025 | 1028 | 1406 | 1408 | 1406 | 1405 | 1403 | 1401 | 1408 | 1448
2011 | US | WECC | - | ROCK | 7a | Future, Planned (Note: Enter the net expected value only) |  | 557 | 1025 | 1028 | 1406 | 1408 | 1406 | 1405 | 1403 | 1401 | 1408 | 1448
2011 | US | WECC | - | ROCK | 7a1 | Wind Expected On-Peak |  | 172 | 260 | 263 | 261 | 263 | 261 | 260 | 258 | 256 | 263 | 303
2011 | US | WECC | - | ROCK | 7a2 | Wind Derate On-Peak |  | 128 | 340 | 337 | 339 | 337 | 339 | 340 | 342 | 344 | 337 | 297
2011 | US | WECC | - | ROCK | 7a3 | Solar Expected On-Peak |  | 0 | 0 | 0 | 0 | 0 | 0 | 0 | 0 | 0 | 0 | 0
2011 | US | WECC | - | ROCK | 7a4 | Solar Derate On-Peak |  | 13 | 22 | 22 | 22 | 22 | 22 | 22 | 22 | 22 | 22 | 22
2011 | US | WECC | - | ROCK | 7a5 | Hydro Expected On-Peak |  | 0 | 0 | 0 | 0 | 0 | 0 | 0 | 0 | 0 | 0 | 0
2011 | US | WECC | - | ROCK | 7a6 | Hydro Derate On-Peak |  | 0 | 0 | 0 | 0 | 0 | 0 | 0 | 0 | 0 | 0 | 0
2011 | US | WECC | - | ROCK | 7a7 | Biomass Expected On-Peak |  | 0 | 0 | 0 | 0 | 0 | 0 | 0 | 0 | 0 | 0 | 0
2011 | US | WECC | - | ROCK | 7a8 | Biomass Derate On-Peak |  | 0 | 0 | 0 | 0 | 0 | 0 | 0 | 0 | 0 | 0 | 0
2011 | US | WECC | - | ROCK | 7a9 | Transmission-Limited Resources |  | 0 | 0 | 0 | 0 | 0 | 0 | 0 | 0 | 0 | 0 | 0
2011 | US | WECC | - | ROCK | 7a10 | Scheduled Outage - Maintenance |  | 0 | 0 | 0 | 0 | 0 | 0 | 0 | 0 | 0 | 0 | 0
2011 | US | WECC | - | ROCK | 7a11 | All Other Derates |  | 0 | 0 | 0 | 0 | 0 | 0 | 0 | 0 | 0 | 0 | 0
2011 | US | WECC | - | ROCK | 7a12 | Energy Only |  | 0 | 0 | 0 | 0 | 0 | 0 | 0 | 0 | 0 | 0 | 0
2011 | US | WECC | - | ROCK | 7b | Future, Other (Note: Enter the net expected value only) |  | 0 | 0 | 0 | 0 | 0 | 0 | 0 | 0 | 0 | 0 | 0
2011 | US | WECC | - | ROCK | 7b1 | Wind Expected On-Peak |  | 0 | 0 | 0 | 0 | 0 | 0 | 0 | 0 | 0 | 0 | 0
2011 | US | WECC | - | ROCK | 7b2 | Wind Derate On-Peak |  | 0 | 0 | 0 | 0 | 0 | 0 | 0 | 0 | 0 | 0 | 0
2011 | US | WECC | - | ROCK | 7b3 | Solar Expected On-Peak |  | 0 | 0 | 0 | 0 | 0 | 0 | 0 | 0 | 0 | 0 | 0
2011 | US | WECC | - | ROCK | 7b4 | Solar Derate On-Peak |  | 0 | 0 | 0 | 0 | 0 | 0 | 0 | 0 | 0 | 0 | 0
2011 | US | WECC | - | ROCK | 7b5 | Hydro Expected On-Peak |  | 0 | 0 | 0 | 0 | 0 | 0 | 0 | 0 | 0 | 0 | 0
2011 | US | WECC | - | ROCK | 7b6 | Hydro Derate On-Peak |  | 0 | 0 | 0 | 0 | 0 | 0 | 0 | 0 | 0 | 0 | 0
2011 | US | WECC | - | ROCK | 7b7 | Biomass Expected On-Peak |  | 0 | 0 | 0 | 0 | 0 | 0 | 0 | 0 | 0 | 0 | 0
2011 | US | WECC | - | ROCK | 7b8 | Biomass Derate On-Peak |  | 0 | 0 | 0 | 0 | 0 | 0 | 0 | 0 | 0 | 0 | 0
2011 | US | WECC | - | ROCK | 7b9 | Transmission-Limited Resources |  | 0 | 0 | 0 | 0 | 0 | 0 | 0 | 0 | 0 | 0 | 0
2011 | US | WECC | - | ROCK | 7b10 | Scheduled Outage - Maintenance |  | 0 | 0 | 0 | 0 | 0 | 0 | 0 | 0 | 0 | 0 | 0
2011 | US | WECC | - | ROCK | 7b11 | All Other Derates |  | 0 | 0 | 0 | 0 | 0 | 0 | 0 | 0 | 0 | 0 | 0
2011 | US | WECC | - | ROCK | 7b12 | Energy Only |  | 0 | 0 | 0 | 0 | 0 | 0 | 0 | 0 | 0 | 0 | 0
2011 | US | WECC | - | ROCK | 8 | Conceptual (Note: Enter the net expected value only) |  | 95 | 18 | 20 | 22 | 136 | 22 | 23 | 24 | 140 | 898 | 1016
2011 | US | WECC | - | ROCK | 8a1 | Wind Expected On-Peak |  | 95 | 18 | 20 | 22 | 136 | 22 | 23 | 24 | 140 | 388 | 506
2011 | US | WECC | - | ROCK | 8a2 | Wind Derate On-Peak |  | 211 | 744 | 844 | 893 | 779 | 944 | 994 | 1044 | 979 | 782 | 664
2011 | US | WECC | - | ROCK | 8a3 | Solar Expected On-Peak |  | 0 | 0 | 0 | 0 | 0 | 0 | 0 | 0 | 0 | 0 | 0
2011 | US | WECC | - | ROCK | 8a4 | Solar Derate On-Peak |  | 0 | 0 | 0 | 0 | 0 | 0 | 0 | 0 | 0 | 0 | 0
2011 | US | WECC | - | ROCK | 8a5 | Hydro Expected On-Peak |  | 0 | 0 | 0 | 0 | 0 | 0 | 0 | 0 | 0 | 0 | 0
2011 | US | WECC | - | ROCK | 8a6 | Hydro Derate On-Peak |  | 0 | 0 | 0 | 0 | 0 | 0 | 0 | 0 | 0 | 0 | 0
2011 | US | WECC | - | ROCK | 8a7 | Biomass Expected On-Peak |  | 0 | 0 | 0 | 0 | 0 | 0 | 0 | 0 | 0 | 0 | 0
2011 | US | WECC | - | ROCK | 8a8 | Biomass Derate On-Peak |  | 0 | 0 | 0 | 0 | 0 | 0 | 0 | 0 | 0 | 0 | 0
2011 | US | WECC | - | ROCK | 8a9 | All Other Derates |  | 0 | 0 | 0 | 0 | 0 | 0 | 0 | 0 | 0 | 0 | 0
2011 | US | WECC | - | ROCK | 8a10 | Energy Only |  | 0 | 0 | 0 | 0 | 0 | 0 | 0 | 0 | 0 | 0 | 0
2011 | US | WECC | - | ROCK | 9 | ANTICIPATED INTERNAL CAPACITY | 13993 | 15199 | 15671 | 15679 | 16059 | 16062 | 16019 | 16019 | 16019 | 16018 | 16027 | 16068
2011 | US | WECC | - | ROCK | 10 | CAPACITY TRANSACTIONS - IMPORTS | 738 | 72 | 1142 | 1296 | 1543 | 1664 | 1714 | 1714 | 1710 | 1714 | 1687 | 1687
2011 | US | WECC | - | ROCK | 10a | Firm (Note: The sum of 10a1 and 10a2 must be ≤ 10a) |  | 72 | 1142 | 1296 | 1324 | 1664 | 1714 | 1600 | 1710 | 1714 | 1687 | 1687
2011 | US | WECC | - | ROCK | 10a1 | Full-Responsibility Purchases |  | 0 | 0 | 0 | 0 | 0 | 0 | 0 | 0 | 0 | 0 | 0
2011 | US | WECC | - | ROCK | 10a2 | Owned Capacity/Entitlement Located Outside the Region/Subregion |  | 0 | 0 | 0 | 0 | 0 | 0 | 0 | 0 | 0 | 0 | 0
2011 | US | WECC | - | ROCK | 10b | Non-firm | 0 |  | 0 | 0 | 0 | 0 | 0 | 0 | 0 | 0 | 0 | 0
2011 | US | WECC | - | ROCK | 10c | Expected (Note: The sum of 10c1 and 10c2 must be ≤ 10c) |  | 0 | 0 | 0 | 0 | 0 | 0 | 114 | 0 | 0 | 0 | 0
2011 | US | WECC | - | ROCK | 10c1 | Full-Responsibility Purchases |  | 0 | 0 | 0 | 0 | 0 | 0 | 0 | 0 | 0 | 0 | 0
2011 | US | WECC | - | ROCK | 10c2 | Owned Capacity/Entitlement Located Outside the Region/Subregion |  | 0 | 0 | 0 | 0 | 0 | 0 | 0 | 0 | 0 | 0 | 0
2011 | US | WECC | - | ROCK | 10d | Provisional – transactions under study, but negotiations have not begun. |  | 0 | 0 | 0 | 219 | 0 | 0 | 0 | 0 | 0 | 0 | 0
2011 | US | WECC | - | ROCK | 11 | CAPACITY TRANSACTIONS - EXPORTS | 897 | 688 | 531 | 531 | 531 | 531 | 484 | 531 | 531 | 440 | 131 | 131
2011 | US | WECC | - | ROCK | 11a | Firm (Note: The sum of 11a1 and 11a2 must be ≤ 11a) |  | 499 | 531 | 531 | 531 | 531 | 484 | 531 | 531 | 440 | 131 | 131
2011 | US | WECC | - | ROCK | 11a1 | Full-Responsibility Purchases |  | 0 | 0 | 0 | 0 | 0 | 0 | 0 | 0 | 0 | 0 | 0
2011 | US | WECC | - | ROCK | 11a2 | Owned Capacity/Entitlement Located Outside the Region/Subregion |  | 131 | 131 | 131 | 131 | 131 | 131 | 131 | 131 | 131 | 131 | 131
2011 | US | WECC | - | ROCK | 11b | Non-firm | 0 |  | 0 | 0 | 0 | 0 | 0 | 0 | 0 | 0 | 0 | 0
2011 | US | WECC | - | ROCK | 11c | Expected (Note: The sum of 11c1 and 11c2 must be ≤ 11c) |  | 96 | 0 | 0 | 0 | 0 | 0 | 0 | 0 | 0 | 0 | 0
2011 | US | WECC | - | ROCK | 11c1 | Full-Responsibility Purchases |  | 0 | 0 | 0 | 0 | 0 | 0 | 0 | 0 | 0 | 0 | 0
2011 | US | WECC | - | ROCK | 11c2 | Owned Capacity/Entitlement Located Outside the Region/Subregion |  | 0 | 0 | 0 | 0 | 0 | 0 | 0 | 0 | 0 | 0 | 0
2011 | US | WECC | - | ROCK | 11d | Provisional – transactions under study, but negotiations have not begun. |  | 93 | 0 | 0 | 0 | 0 | 0 | 0 | 0 | 0 | 0 | 0
2011 | US | WECC | - | ROCK | 12 | EXISTING, CERTAIN CAPACITY & NET FIRM TRANSACTIONS | 13993 | 14215 | 15257 | 15416 | 15446 | 15787 | 15843 | 15683 | 15795 | 15891 | 16175 | 16176
2011 | US | WECC | - | ROCK | 13 | ANTICIPATED CAPACITY RESOURCES |  | 14676 | 16282 | 16444 | 16852 | 17195 | 17249 | 17202 | 17198 | 17292 | 17583 | 17624
2011 | US | WECC | - | ROCK | 14 | PROSPECTIVE CAPACITY RESOURCES |  | 14676 | 16282 | 16444 | 16852 | 17195 | 17249 | 17202 | 17198 | 17292 | 17583 | 17624
2011 | US | WECC | - | ROCK | 15 | TOTAL POTENTIAL CAPACITY RESOURCES |  | 14678 | 16300 | 16464 | 17093 | 17331 | 17271 | 17225 | 17222 | 17432 | 18481 | 18640
2011 | US | WECC | - | ROCK | 15a | ADJUSTED POTENTIAL CAPACITY RESOURCES |  | 14678 | 16300 | 16464 | 17093 | 17331 | 17271 | 17225 | 17222 | 17432 | 18481 | 18640
2011 | US | WECC | - | ROCK | 16a | Confidence of Future, Other (7b), using reasonable judgement |  | 0 | 0 | 0 | 0 | 0 | 0 | 0 | 0 | 0 | 0 | 0
2011 | US | WECC | - | ROCK | 16b | Net Future, Other Resources After Confidence Percentage Is Applied |  | 0 | 0 | 0 | 0 | 0 | 0 | 0 | 0 | 0 | 0 | 0
2011 | US | WECC | - | ROCK | 16c | Confidence of Conceptual (8), using reasonable judgement | [11 empty] | 1 | bar: 109 to 125
2011 | US | WECC | - | ROCK | 16d | Net Conceptual Resources After Confidence Percentage Is Applied |  | 95 | 18 | 20 | 22 | 136 | 22 | 23 | 24 | 140 | 898 | 1016
2011 | US | WECC | - | ROCK | 17 | Region/Subregion Target Reserve Margin |  | 13.9% | 13.9% | 13.9% | 13.9% | 13.9% | 13.9% | 13.9% | 13.9% | 13.9% | 13.9% | 13.9%
2011 | US | WECC | - | ROCK | 18 | Existing Certain and Net Firm Transactions Reserve Margin |  | 48.68% | 57.19% | 55.36% | 53.07% | 52.8% | 49% | 43.78% | 41.77% | 39.65% | 40.33% | 37.46%
2011 | US | WECC | - | ROCK | 19 | Anticipated Capacity Resources Reserve Margin |  | 53.5% | 67.75% | 65.72% | 67% | 66.42% | 62.22% | 57.7% | 54.37% | 51.96% | 52.55% | 49.76%
2011 | US | WECC | - | ROCK | 20 | Prospective Capacity Resources Reserve Margin |  | 53.5% | 67.75% | 65.72% | 67% | 66.42% | 62.22% | 57.7% | 54.37% | 51.96% | 52.55% | 49.76%
2011 | US | WECC | - | ROCK | 21 | Total Potential Resources Reserve Margin |  | 53.52% | 67.94% | 65.92% | 69.39% | 67.74% | 62.43% | 57.91% | 54.58% | 53.19% | 60.34% | 58.4%
2011 | US | WECC | - | ROCK | 22 | Adjusted Potential Resources Reserve Margin |  | 53.52% | 67.94% | 65.92% | 69.39% | 67.74% | 62.43% | 57.91% | 54.58% | 53.19% | 60.34% | 58.4%
2011 | US | WECC | - | ROCK | 23 | Total Baseline Installed Capacity | 0: 15664
2011 | US | WECC | - | ROCK | 24 | Distributed or Other Capacity (Behind the Meter) < 1 MW
2011 | US | WECC | - | ROCK | 25 | Distributed or Other Capacity (Behind the Meter) ≥ 1 MW
2011 | US | WECC | - | ROCK | 26 | Capacity Total from EIA-860
2012 | US | FRCC | - | FRCC | 1 | Unrestricted Non-coincident Peak Demand |  | 46994 | 46703 | 48117 | 48941 | 49766 | 50471 | 51282 | 52140 | 52955 | 53808 | 54294.9333
2012 | US | FRCC | - | FRCC | 1a | New Conservation (Energy Efficiency) |  | 130 | 336 | 549 | 769 | 969 | 1173 | 1374 | 1570 | 1737 | 1887 | 1887
2012 | US | FRCC | - | FRCC | 1b | Estimated Diversity |  | 0 | 0 | 0 | 0 | 0 | 0 | 0 | 0 | 0 | 0 | 0
2012 | US | FRCC | - | FRCC | 1c | Additions for non-member load (load served by non-registered LSE's in a region) |  | 0 | 0 | 0 | 0 | 0 | 0 | 0 | 0 | 0 | 0 | 0
2012 | US | FRCC | - | FRCC | 1d | Stand-by Load Under Contract (Normally served by behind the meter generation) |  | 0 | 0 | 0 | 0 | 0 | 0 | 0 | 0 | 0 | 0 | 0
2012 | US | FRCC | - | FRCC | 1e | Non-Controllable Demand-Side Demand Response |  | 0 | 0 | 0 | 0 | 0 | 0 | 0 | 0 | 0 | 0 | 0
2012 | US | FRCC | - | FRCC | 2 | Total Internal Demand | 40117 | 46864 | 46367 | 47568 | 48172 | 48797 | 49298 | 49908 | 50570 | 51218 | 51921 | 52407.9333
2012 | US | FRCC | - | FRCC | 2a | Supply-Side Direct Control Load Management (DCLM) | 0 | 0 | 0 | 0 | 0 | 0 | 0 | 0 | 0 | 0 | 0 | 0
2012 | US | FRCC | - | FRCC | 2b | Supply-Side Contractually Interruptible (Curtailable) | 0 | 0 | 0 | 0 | 0 | 0 | 0 | 0 | 0 | 0 | 0 | 0
2012 | US | FRCC | - | FRCC | 2c | Supply-Side Critical Peak-Pricing (CPP) with Control | 0 | 0 | 0 | 0 | 0 | 0 | 0 | 0 | 0 | 0 | 0 | 0
2012 | US | FRCC | - | FRCC | 2d | Supply-Side Load as a Capacity Resource | 0 | 0 | 0 | 0 | 0 | 0 | 0 | 0 | 0 | 0 | 0 | 0
2012 | US | FRCC | - | FRCC | 3 | Net Internal Demand | 39924 | 43558 | 43049 | 44228 | 44790 | 45297 | 45752 | 46305 | 46910 | 47509 | 48169 | 48655.9333
2012 | US | FRCC | - | FRCC | 3a | Demand-Side Direct Control Load Management (DCLM) | 133 | 2727 | 2766 | 2795 | 2835 | 2945 | 2987 | 3030 | 3073 | 3114 | 3157 | 3157
2012 | US | FRCC | - | FRCC | 3b | Demand-Side Contractually Interruptible (Curtailable) | 60 | 579 | 552 | 545 | 547 | 555 | 559 | 573 | 587 | 595 | 595 | 595
2012 | US | FRCC | - | FRCC | 3c | Demand-Side Critical Peak-Pricing (CPP) with Control | 0 | 0 | 0 | 0 | 0 | 0 | 0 | 0 | 0 | 0 | 0 | 0
2012 | US | FRCC | - | FRCC | 3d | Demand-Side Load as a Capacity Resource | 0 | 0 | 0 | 0 | 0 | 0 | 0 | 0 | 0 | 0 | 0 | 0
2012 | US | FRCC | - | FRCC | 4 | Total Controllable Demand Response | 193 | 3306 | 3318 | 3340 | 3382 | 3500 | 3546 | 3603 | 3660 | 3709 | 3752 | 3752
2012 | US | FRCC | - | FRCC | 4a | Demand Response used for Ancillary Services - Spinning Reserves | 0 | 0 | 0 | 0 | 0 | 0 | 0 | 0 | 0 | 0 | 0 | 0
2012 | US | FRCC | - | FRCC | 4b | Demand Response used for Ancillary Services - Non-Spinning Reserves | 0 | 0 | 0 | 0 | 0 | 0 | 0 | 0 | 0 | 0 | 0 | 0
2012 | US | FRCC | - | FRCC | 4c | Demand Response used for Regulation | 0 | 0 | 0 | 0 | 0 | 0 | 0 | 0 | 0 | 0 | 0 | 0
2012 | US | FRCC | - | FRCC | 4d | Demand Response used for Energy, Voluntary Services - Emergency | 0 | 0 | 0 | 0 | 0 | 0 | 0 | 0 | 0 | 0 | 0 | 0
2012 | US | FRCC | - | FRCC | 5 | TOTAL INTERNAL CAPACITY | 54444 | 61935.36 | 60480.76 | 62858.12 | 63058.44 | 64398.63 | 64397.24 | 64908.47 | 65803.12 | 66812.29 | 68930.11 | 68943.93
2012 | US | FRCC | - | FRCC | 6a | Existing-Certain | 54444 | 55344.56 | 55344.56 | 55344.56 | 55344.56 | 55344.56 | 55344.56 | 55344.56 | 55344.56 | 55344.56 | 55344.56 | 55344.56
2012 | US | FRCC | - | FRCC | 6a1 | Wind Expected On-Peak | 0 | 0 | 0 | 0 | 0 | 0 | 0 | 0 | 0 | 0 | 0 | 0
2012 | US | FRCC | - | FRCC | 6a2 | Solar Expected On-Peak | 1.2 | 0.86 | 0.86 | 0.86 | 0.86 | 0.86 | 0.86 | 0.86 | 0.86 | 0.86 | 0.86 | 0.86
2012 | US | FRCC | - | FRCC | 6a3 | Hydro Expected On-Peak | 43.5 | 43.5 | 43.5 | 43.5 | 43.5 | 43.5 | 43.5 | 43.5 | 43.5 | 43.5 | 43.5 | 43.5
2012 | US | FRCC | - | FRCC | 6a4 | Biomass Expected On-Peak | 366.5 | 339.4 | 339.4 | 339.4 | 339.4 | 339.4 | 339.4 | 339.4 | 339.4 | 339.4 | 339.4 | 339.4
2012 | US | FRCC | - | FRCC | 6b | Existing-Other | 3022 | 2226.2 | 2226.2 | 2226.2 | 2226.2 | 2226.2 | 2226.2 | 2226.2 | 2226.2 | 2226.2 | 2226.2 | 2226.2
2012 | US | FRCC | - | FRCC | 6b1 | Wind Derate On-Peak | 0 | 0 | 0 | 0 | 0 | 0 | 0 | 0 | 0 | 0 | 0 | 0
2012 | US | FRCC | - | FRCC | 6b2 | Solar Derate On-Peak | 46 | 48.43 | 48.43 | 48.43 | 48.43 | 48.43 | 48.43 | 48.43 | 48.43 | 48.43 | 48.43 | 48.43
2012 | US | FRCC | - | FRCC | 6b3 | Hydro Derate On-Peak | 11 | 11 | 11 | 11 | 11 | 11 | 11 | 11 | 11 | 11 | 11 | 11
2012 | US | FRCC | - | FRCC | 6b4 | Biomass Derate On-Peak | 14 | 0 | 0 | 0 | 0 | 0 | 0 | 0 | 0 | 0 | 0 | 0
2012 | US | FRCC | - | FRCC | 6b5 | Transmission-Limited Resources | 0 | 0 | 0 | 0 | 0 | 0 | 0 | 0 | 0 | 0 | 0 | 0
2012 | US | FRCC | - | FRCC | 6b6 | All Other Derates | 0 | 818 | 818 | 818 | 818 | 818 | 818 | 818 | 818 | 818 | 818 | 818
2012 | US | FRCC | - | FRCC | 6b7 | Energy-Only (Existing-Other) | 176.9 | 183.4 | 183.4 | 183.4 | 183.4 | 183.4 | 183.4 | 183.4 | 183.4 | 183.4 | 183.4 | 183.4
2012 | US | FRCC | - | FRCC | 6c | Unplanned Outages (Actual) / Current and Future Inoperable Resources | 0 | 0 | 0 | 0 | 0 | 0 | 0 | 0 | 0 | 0 | 0 | 0
2012 | US | FRCC | - | FRCC | 6d | Total Supply-Side Demand Response | 0 | 0 | 0 | 0 | 0 | 0 | 0 | 0 | 0 | 0 | 0 | 0
2012 | US | FRCC | - | FRCC | 7 | TOTAL FUTURE CAPACITY ADDITIONS |  | 3296.21 | 1833.48 | 4200.65 | 4388.72 | 5716.91 | 5703 | 6201.19 | 7082.28 | 8077.37 | 10181.37 | 10181.37
2012 | US | FRCC | - | FRCC | 7a | Future-Planned |  | 48.21 | 672.28 | 3784.65 | 3949.72 | 4850.91 | 4821.8 | 5043.99 | 5923.48 | 6918.57 | 8476.57 | 8476.57
2012 | US | FRCC | - | FRCC | 7a1 | Wind Expected On-Peak |  | 0 | 0 | 0 | 0 | 0 | 0 | 0 | 0 | 0 | 0 | 0
2012 | US | FRCC | - | FRCC | 7a2 | Wind Derate On-Peak |  | 0 | 0 | 0 | 0 | 0 | 0 | 0 | 0 | 0 | 0 | 0
2012 | US | FRCC | - | FRCC | 7a3 | Solar Expected On-Peak |  | 0.91 | 1.28 | 1.65 | 2.02 | 2.11 | 2.2 | 2.29 | 2.38 | 2.47 | 2.47 | 2.47
2012 | US | FRCC | - | FRCC | 7a4 | Solar Derate On-Peak |  | 2.52 | 3.55 | 4.58 | 5.61 | 5.87 | 6.13 | 6.39 | 6.65 | 6.91 | 6.91 | 6.91
2012 | US | FRCC | - | FRCC | 7a5 | Hydro Expected On-Peak |  | 0 | 0 | 0 | 0 | 0 | 0 | 0 | 0 | 0 | 0 | 0
2012 | US | FRCC | - | FRCC | 7a6 | Hydro Derate On-Peak |  | 0 | 0 | 0 | 0 | 0 | 0 | 0 | 0 | 0 | 0 | 0
2012 | US | FRCC | - | FRCC | 7a7 | Biomass Expected On-Peak |  | 52.4 | 325.6 | 312.9 | 312.9 | 383 | 367.8 | 367.9 | 366.3 | 366.3 | 366.3 | 366.3
2012 | US | FRCC | - | FRCC | 7a8 | Biomass Derate On-Peak |  | 0 | 0 | 0 | 0 | 0 | 0 | 0 | 0 | 0 | 0 | 0
2012 | US | FRCC | - | FRCC | 7a9 | Transmission-Limited Resources |  |  | 0 | 0 | 0 | 0 | 0 | 0 | 0 | 0 | 0 | 0
2012 | US | FRCC | - | FRCC | 7a10 | Scheduled Outage - Maintenance |  | 0 | 0 | 805 | 805 | 805 | 805 | 805 | 805 | 805 | 805 | 805
2012 | US | FRCC | - | FRCC | 7a11 | All Other Derates |  | 5.04 | 12.14 | 21.3 | 32.52 | 44.26 | 56.52 | 69.3 | 82.6 | 96.42 | 110.24 | 124.06
2012 | US | FRCC | - | FRCC | 7a12 | Energy-Only |  | 0 | 0 | 0 | 0 | 0 | 0 | 0 | 0 | 0 | 0 | 0
2012 | US | FRCC | - | FRCC | 7b | Future-Other |  | 3248 | 1161.2 | 416 | 439 | 866 | 881.2 | 1157.2 | 1158.8 | 1158.8 | 1704.8 | 1704.8
2012 | US | FRCC | - | FRCC | 7b1 | Wind Expected On-Peak |  | 0 | 0 | 0 | 0 | 0 | 0 | 0 | 0 | 0 | 0 | 0
2012 | US | FRCC | - | FRCC | 7b2 | Wind Derate On-Peak |  | 0 | 0 | 0 | 0 | 0 | 0 | 0 | 0 | 0 | 0 | 0
2012 | US | FRCC | - | FRCC | 7b3 | Solar Expected On-Peak |  | 0 | 0 | 0 | 0 | 0 | 0 | 0 | 0 | 0 | 0 | 0
2012 | US | FRCC | - | FRCC | 7b4 | Solar Derate On-Peak |  | 0 | 0 | 0 | 0 | 0 | 0 | 0 | 0 | 0 | 0 | 0
2012 | US | FRCC | - | FRCC | 7b5 | Hydro Expected On-Peak |  | 0 | 0 | 0 | 0 | 0 | 0 | 0 | 0 | 0 | 0 | 0
2012 | US | FRCC | - | FRCC | 7b6 | Hydro Derate On-Peak |  | 0 | 0 | 0 | 0 | 0 | 0 | 0 | 0 | 0 | 0 | 0
2012 | US | FRCC | - | FRCC | 7b7 | Biomass Expected On-Peak |  | 0 | 43 | 55.8 | 55.8 | 55.8 | 71 | 71 | 72.6 | 72.6 | 72.6 | 72.6
2012 | US | FRCC | - | FRCC | 7b8 | Biomass Derate On-Peak |  | 0 | 0 | 0 | 0 | 0 | 0 | 0 | 0 | 0 | 0 | 0
2012 | US | FRCC | - | FRCC | 7b9 | Transmission-Limited Resources
2012 | US | FRCC | - | FRCC | 7b10 | Scheduled Outage - Maintenance |  | 0 | 0 | 0 | 0 | 0 | 0 | 0 | 0 | 0 | 0 | 0
2012 | US | FRCC | - | FRCC | 7b11 | All Other Derates |  | 0 | 0 | 0 | 0 | 0 | 0 | 0 | 0 | 0 | 0 | 0
2012 | US | FRCC | - | FRCC | 7b12 | Energy-Only |  | 0 | 0 | 0 | 0 | 0 | 0 | 0 | 0 | 0 | 0 | 0
2012 | US | FRCC | - | FRCC | 8 | Conceptual |  | 0 | 0 | 0 | 0 | 0 | 0 | 0 | 0 | 0 | 0 | 0
2012 | US | FRCC | - | FRCC | 8a1 | Wind Expected On-Peak |  | 0 | 0 | 0 | 0 | 0 | 0 | 0 | 0 | 0 | 0 | 0
2012 | US | FRCC | - | FRCC | 8a2 | Wind Derate On-Peak |  | 0 | 0 | 0 | 0 | 0 | 0 | 0 | 0 | 0 | 0 | 0
2012 | US | FRCC | - | FRCC | 8a3 | Solar Expected On-Peak |  | 0 | 0 | 0 | 0 | 0 | 0 | 0 | 0 | 0 | 0 | 0
2012 | US | FRCC | - | FRCC | 8a4 | Solar Derate On-Peak |  | 0 | 0 | 0 | 0 | 0 | 0 | 0 | 0 | 0 | 0 | 0
2012 | US | FRCC | - | FRCC | 8a5 | Hydro Expected On-Peak |  | 0 | 0 | 0 | 0 | 0 | 0 | 0 | 0 | 0 | 0 | 0
2012 | US | FRCC | - | FRCC | 8a6 | Hydro Derate On-Peak |  | 0 | 0 | 0 | 0 | 0 | 0 | 0 | 0 | 0 | 0 | 0
2012 | US | FRCC | - | FRCC | 8a7 | Biomass Expected On-Peak |  | 0 | 0 | 0 | 0 | 0 | 0 | 0 | 0 | 0 | 0 | 0
2012 | US | FRCC | - | FRCC | 8a8 | Biomass Derate On-Peak |  | 0 | 0 | 0 | 0 | 0 | 0 | 0 | 0 | 0 | 0 | 0
2012 | US | FRCC | - | FRCC | 8a9 | All Other Derates |  | 0 | 0 | 0 | 0 | 0 | 0 | 0 | 0 | 0 | 0 | 0
2012 | US | FRCC | - | FRCC | 8a10 | Energy-Only |  | 0 | 0 | 0 | 0 | 0 | 0 | 0 | 0 | 0 | 0 | 0
2012 | US | FRCC | - | FRCC | 9 | ANTICIPATED INTERNAL CAPACITY |  | 55392.77 | 56016.84 | 59129.21 | 59294.28 | 60195.47 | 60166.36 | 60388.55 | 61268.04 | 62263.13 | 63821.13 | 63821.13
2012 | US | FRCC | - | FRCC | 10 | CAPACITY TRANSACTIONS - IMPORTS | 2215 | 2212 | 2212 | 2212 | 872 | 972 | 1072 | 1072 | 1072 | 1072 | 1072 | 1072
2012 | US | FRCC | - | FRCC | 10a | Firm | 2215 | 2212 | 2212 | 2212 | 872 | 972 | 1072 | 1072 | 1072 | 1072 | 1072 | 1072
2012 | US | FRCC | - | FRCC | 10a1 | Full-Responsibility Purchases | 1343 | 1340 | 1340 | 1340 | 0 | 100 | 200 | 200 | 200 | 200 | 200 | 200
2012 | US | FRCC | - | FRCC | 10a2 | Owned Capacity/Entitlement Located Outside the Region/Subregion | 872 | 872 | 872 | 872 | 872 | 872 | 872 | 872 | 872 | 872 | 872 | 872
2012 | US | FRCC | - | FRCC | 10b | Non-firm | 0: 0
2012 | US | FRCC | - | FRCC | 10c | Expected |  | 0 | 0 | 0 | 0 | 0 | 0 | 0 | 0 | 0 | 0 | 0
2012 | US | FRCC | - | FRCC | 10c1 | Full-Responsibility Purchases |  | 0 | 0 | 0 | 0 | 0 | 0 | 0 | 0 | 0 | 0 | 0
2012 | US | FRCC | - | FRCC | 10c2 | Owned Capacity/Entitlement Located Outside the Region/Subregion |  | 0 | 0 | 0 | 0 | 0 | 0 | 0 | 0 | 0 | 0 | 0
2012 | US | FRCC | - | FRCC | 11 | CAPACITY TRANSACTIONS - EXPORTS | 0 | 0 | 0 | 0 | 0 | 0 | 0 | 0 | 0 | 0 | 0 | 0
2012 | US | FRCC | - | FRCC | 11a | Firm | 0 | 0 | 0 | 0 | 0 | 0 | 0 | 0 | 0 | 0 | 0 | 0
2012 | US | FRCC | - | FRCC | 11a1 | Full-Responsibility Purchases | 0 | 0 | 0 | 0 | 0 | 0 | 0 | 0 | 0 | 0 | 0 | 0
2012 | US | FRCC | - | FRCC | 11a2 | Owned Capacity/Entitlement Located Outside the Region/Subregion | 0 | 0 | 0 | 0 | 0 | 0 | 0 | 0 | 0 | 0 | 0 | 0
2012 | US | FRCC | - | FRCC | 11b | Non-firm | 0: 0
2012 | US | FRCC | - | FRCC | 11c | Expected |  | 0 | 0 | 0 | 0 | 0 | 0 | 0 | 0 | 0 | 0 | 0
2012 | US | FRCC | - | FRCC | 11c1 | Full-Responsibility Purchases |  | 0 | 0 | 0 | 0 | 0 | 0 | 0 | 0 | 0 | 0 | 0
2012 | US | FRCC | - | FRCC | 11c2 | Owned Capacity/Entitlement Located Outside the Region/Subregion |  | 0 | 0 | 0 | 0 | 0 | 0 | 0 | 0 | 0 | 0 | 0
2012 | US | FRCC | - | FRCC | 12 | EXISTING-CERTAIN & NET FIRM TRANSACTIONS | 56659 | 57556.56 | 57556.56 | 57556.56 | 56216.56 | 56316.56 | 56416.56 | 56416.56 | 56416.56 | 56416.56 | 56416.56 | 56416.56
2012 | US | FRCC | - | FRCC | 13 | ANTICIPATED CAPACITY RESOURCES |  | 57604.77 | 58228.84 | 61341.21 | 60166.28 | 61167.47 | 61238.36 | 61460.55 | 62340.04 | 63335.13 | 64893.13 | 64893.13
2012 | US | FRCC | - | FRCC | 14 | PROSPECTIVE CAPACITY RESOURCES |  | 63078.97 | 61616.24 | 63983.41 | 62831.48 | 64259.67 | 64345.76 | 64843.95 | 65725.04 | 66720.13 | 68824.13 | 68824.13
2012 | US | FRCC | - | FRCC | 15 | TOTAL POTENTIAL CAPACITY RESOURCES |  |  | 61616.24 | 63983.41 | 62831.48 | 64259.67 | 64345.76 | 64843.95 | 65725.04 | 66720.13 | 68824.13 | 68824.13
2012 | US | FRCC | - | FRCC | 16 | ADJUSTED POTENTIAL CAPACITY RESOURCES |  |  | 62777.4284 | 64399.4058 | 63270.4756 | 65125.6613 | 65226.9512 | 66001.1384 | 66883.8284 | 67878.9184 | 70528.913 | 70528.913
2012 | US | FRCC | - | FRCC | 16a | Confidence of Future-Other |  |  | 0.99999 | 0.99999 | 0.99999 | 0.99999 | 0.99999 | 0.99999 | 0.99999 | 0.99999 | 0.99999 | 0.99999
2012 | US | FRCC | - | FRCC | 16b | Net Future-Other Resources After Confidence Percentage Is Applied |  |  | 1161.1884 | 415.9958 | 438.9956 | 865.9913 | 881.1912 | 1157.1884 | 1158.7884 | 1158.7884 | 1704.783 | 1704.783
2012 | US | FRCC | - | FRCC | 16c | Confidence of Conceptual |  |  | 0.99999 | 0.99999 | 0.99999 | 0.99999 | 0.99999 | 0.99999 | 0.99999 | 0.99999 | 0.99999 | 0.99999
2012 | US | FRCC | - | FRCC | 16d | Net Conceptual Resources After Confidence Percentage Is Applied |  |  | 0 | 0 | 0 | 0 | 0 | 0 | 0 | 0 | 0 | 0
2012 | US | FRCC | - | FRCC | 17 | ASSESSMENT AREA TARGET RESERVE MARGIN |  | 15% | 15% | 15% | 15% | 15% | 15% | 15% | 15% | 15% | 15% | 15%
2012 | US | FRCC | - | FRCC | 18 | EXISTING-CERTAIN AND NET FIRM TRANSACTIONS RESERVE MARGIN | 0: 41.92%; 109: 32.14%
2012 | US | FRCC | - | FRCC | 19 | ANTICIPATED CAPACITY RESOURCES RESERVE MARGIN |  |  | 35.26% | 38.69% | 34.33% | 35.04% | 33.85% | 32.73% | 32.89% | 33.31% | 34.72% | 33.37%
2012 | US | FRCC | - | FRCC | 20 | PROSPECTIVE CAPACITY RESOURCES RESERVE MARGIN |  | 44.82% | 43.13% | 44.67% | 40.28% | 41.86% | 40.64% | 40.04% | 40.11% | 40.44% | 42.88% | 41.45%
2012 | US | FRCC | - | FRCC | 21 | TOTAL POTENTIAL RESOURCES RESERVE MARGIN |  |  | 43.13% | 44.67% | 40.28% | 41.86% | 40.64% | 40.04% | 40.11% | 40.44% | 42.88% | 41.45%
2012 | US | FRCC | - | FRCC | 22 | ADJUSTED POTENTIAL RESOURCES RESERVE MARGIN |  |  | 45.83% | 45.61% | 41.26% | 43.77% | 42.57% | 42.54% | 42.58% | 42.88% | 46.42% | 44.95%
2012 | US | FRCC | - | FRCC | 23 | Total Baseline Installed Capacity | 0: 57537
2012 | US | FRCC | - | FRCC | 24 | Distributed or Other Capacity (Behind the Meter) < 1 MW | 0 | 0 | 0 | 0 | 0 | 0 | 0 | 0 | 0 | 0 | 0 | 0
2012 | US | FRCC | - | FRCC | 25 | Distributed or Other Capacity (Behind the Meter) ≥ 1 MW | 0 | 0 | 0 | 0 | 0 | 0 | 0 | 0 | 0 | 0 | 0 | 0
2012 | US | FRCC | - | FRCC | 26 | Capacity Total from EIA-860 |  | 0 | 0 | 0 | 0 | 0 | 0 | 0 | 0 | 0 | 0 | 0
2012 | US | MRO | - | MISO | 1 | Unrestricted Non-coincident Peak Demand |  | 78801.6737 | 76276.8369 | 82509.7889 | 83558.4821 | 84736.8329 | 85743.4008 | 86973.9875 | 88177.3797 | 89218.6858 | 90487.881 | 91783.8637
2012 | US | MRO | - | MISO | 1a | New Conservation (Energy Efficiency) |  | 103.7324 | 100.4088 | 306.9608 | 576.0232 | 891.9183 | 1226.6987 | 1581.4992 | 1938.4519 | 2294.6447 | 2658.7568 | 3024.3427
2012 | US | MRO | - | MISO | 1b | Estimated Diversity |  | 3345.5631 | 3345.5631 | 3602.3977 | 3631.439 | 3665.9214 | 3692.7947 | 3729.0705 | 3764.004 | 3791.8378 | 3829.2377 | 3867.53
2012 | US | MRO | - | MISO | 1c | Additions for non-member load (load served by non-registered LSE's in a region) |  | 0 | 0 | 0 | 0 | 0 | 0 | 0 | 0 | 0 | 0 | 0
2012 | US | MRO | - | MISO | 1d | Stand-by Load Under Contract (Normally served by behind the meter generation) |  | 0 | 0 | 0 | 0 | 0 | 0 | 0 | 0 | 0 | 0 | 0
2012 | US | MRO | - | MISO | 1e | Non-Controllable Demand-Side Demand Response |  | 267.5705 | 258.9975 | 457.3143 | 577.9398 | 657.9227 | 719.902 | 772.5181 | 826.2462 | 879.7557 | 936.1629 | 997.63
2012 | US | MRO | - | MISO | 2 | Total Internal Demand | 86844.021 | 75084.8077 | 72571.8675 | 78143.1161 | 78773.0801 | 79521.0705 | 80104.0055 | 80890.8997 | 81648.6776 | 82252.4475 | 83063.7237 | 83894.3609
2012 | US | MRO | - | MISO | 2a | Supply-Side Direct Control Load Management (DCLM) | 0 | 0 | 0 | 0 | 0 | 0 | 0 | 0 | 0 | 0 | 0 | 0
2012 | US | MRO | - | MISO | 2b | Supply-Side Contractually Interruptible (Curtailable) | 0 | 0 | 0 | 0 | 0 | 0 | 0 | 0 | 0 | 0 | 0 | 0
2012 | US | MRO | - | MISO | 2c | Supply-Side Critical Peak-Pricing (CPP) with Control | 0 | 0 | 0 | 0 | 0 | 0 | 0 | 0 | 0 | 0 | 0 | 0
2012 | US | MRO | - | MISO | 2d | Supply-Side Load as a Capacity Resource | 3001 | 3001 | 3001 | 3001 | 3001 | 3001 | 3001 | 3001 | 3001 | 3001 | 3001 | 3001
2012 | US | MRO | - | MISO | 3 | Net Internal Demand | 83946.021 | 72186.8077 | 69663.2952 | 74964.8285 | 75353.9 | 75854.4032 | 76172.374 | 76691.5456 | 77174.2557 | 77497.9987 | 78021.5985 | 78789.0836
2012 | US | MRO | - | MISO | 3a | Demand-Side Direct Control Load Management (DCLM) | 305 | 305 | 328.5609 | 359.0288 | 386.2407 | 414.1976 | 444.1287 | 474.3715 | 505.444 | 537.0766 | 569.5734 | 576.7073
2012 | US | MRO | - | MISO | 3b | Demand-Side Contractually Interruptible (Curtailable) | 2593 | 2593 | 2580.0113 | 2819.2588 | 3032.9394 | 3252.4697 | 3487.5028 | 3724.9826 | 3968.978 | 4217.3722 | 4472.5517 | 4528.5701
2012 | US | MRO | - | MISO | 3c | Demand-Side Critical Peak-Pricing (CPP) with Control | 0 | 0 | 0 | 0 | 0 | 0 | 0 | 0 | 0 | 0 | 0 | 0
2012 | US | MRO | - | MISO | 3d | Demand-Side Load as a Capacity Resource | 0 | 0 | 0 | 0 | 0 | 0 | 0 | 0 | 0 | 0 | 0 | 0
2012 | US | MRO | - | MISO | 4 | Total Controllable Demand Response | 5899 | 5899 | 5909.5723 | 6179.2876 | 6420.1801 | 6667.6673 | 6932.6315 | 7200.3541 | 7475.4219 | 7755.4488 | 8043.1251 | 8106.2773
2012 | US | MRO | - | MISO | 4a | Demand Response used for Ancillary Services - Spinning Reserves | 0 | 0 | 0 | 0 | 0 | 0 | 0 | 0 | 0 | 0 | 0 | 0
2012 | US | MRO | - | MISO | 4b | Demand Response used for Ancillary Services - Non-Spinning Reserves | 0 | 0 | 0 | 0 | 0 | 0 | 0 | 0 | 0 | 0 | 0 | 0
2012 | US | MRO | - | MISO | 4c | Demand Response used for Regulation | 0 | 0 | 0 | 0 | 0 | 0 | 0 | 0 | 0 | 0 | 0 | 0
2012 | US | MRO | - | MISO | 4d | Demand Response used for Energy, Voluntary Services - Emergency | 0 | 0 | 0 | 0 | 0 | 0 | 0 | 0 | 0 | 0 | 0 | 0
2012 | US | MRO | - | MISO | 5 | TOTAL INTERNAL CAPACITY | 128518.88 | 126525.8874 | 126669.6808 | 127098.3429 | 128196.7957 | 128347.2254 | 129910.2254 | 130075.3076 | 130075.3076 | 130075.3076 | 130075.3076 | 130075.3076
2012 | US | MRO | - | MISO | 6a | Existing-Certain | 96003.439 | 103825.6178 | 103825.6178 | 103825.6178 | 103825.6178 | 103825.6178 | 103825.6178 | 103825.6178 | 103825.6178 | 103825.6178 | 103825.6178 | 103825.6178
2012 | US | MRO | - | MISO | 6a1 | Wind Expected On-Peak | 3323.539 | 562.83 | 562.83 | 562.83 | 562.83 | 562.83 | 562.83 | 562.83 | 562.83 | 562.83 | 562.83 | 562.83
2012 | US | MRO | - | MISO | 6a2 | Solar Expected On-Peak | 0 | 0 | 0 | 0 | 0 | 0 | 0 | 0 | 0 | 0 | 0 | 0
2012 | US | MRO | - | MISO | 6a3 | Hydro Expected On-Peak | 2970.4 | 793.9222 | 793.9222 | 793.9222 | 793.9222 | 793.9222 | 793.9222 | 793.9222 | 793.9222 | 793.9222 | 793.9222 | 793.9222
2012 | US | MRO | - | MISO | 6a4 | Biomass Expected On-Peak | 480.5 | 493.3351 | 493.3351 | 493.3351 | 493.3351 | 493.3351 | 493.3351 | 493.3351 | 493.3351 | 493.3351 | 493.3351 | 493.3351
2012 | US | MRO | - | MISO | 6b | Existing-Other | 4251.4 | 11652.4018 | 11652.4018 | 11652.4018 | 11652.4018 | 11652.4018 | 11652.4018 | 11652.4018 | 11652.4018 | 11652.4018 | 11652.4018 | 11652.4018
2012 | US | MRO | - | MISO | 6b1 | Wind Derate On-Peak | 5252.741 | 9204.4927 | 9204.4927 | 9204.4927 | 9204.4927 | 9204.4927 | 9204.4927 | 9204.4927 | 9204.4927 | 9204.4927 | 9204.4927 | 9204.4927
2012 | US | MRO | - | MISO | 6b2 | Solar Derate On-Peak | 0 | 0 | 0 | 0 | 0 | 0 | 0 | 0 | 0 | 0 | 0 | 0
2012 | US | MRO | - | MISO | 6b3 | Hydro Derate On-Peak | 0 | 84.7 | 84.7 | 84.7 | 84.7 | 84.7 | 84.7 | 84.7 | 84.7 | 84.7 | 84.7 | 84.7
2012 | US | MRO | - | MISO | 6b4 | Biomass Derate On-Peak | 0 | 106.3 | 106.3 | 106.3 | 106.3 | 106.3 | 106.3 | 106.3 | 106.3 | 106.3 | 106.3 | 106.3
2012 | US | MRO | - | MISO | 6b5 | Transmission-Limited Resources | 0 | 0 | 0 | 0 | 0 | 0 | 0 | 0 | 0 | 0 | 0 | 0
2012 | US | MRO | - | MISO | 6b6 | All Other Derates | 0 | 26.8 | 26.8 | 26.8 | 26.8 | 26.8 | 26.8 | 26.8 | 26.8 | 26.8 | 26.8 | 26.8
2012 | US | MRO | - | MISO | 6b7 | Energy-Only (Existing-Other) | 0 | 0 | 0 | 0 | 0 | 0 | 0 | 0 | 0 | 0 | 0 | 0
2012 | US | MRO | - | MISO | 6c | Unplanned Outages (Actual) / Current and Future Inoperable Resources | 23011.3 | 1625.5752 | 1625.5752 | 1625.5752 | 1625.5752 | 1625.5752 | 1625.5752 | 1625.5752 | 1625.5752 | 1625.5752 | 1625.5752 | 1625.5752
2012 | US | MRO | - | MISO | 6d | Total Supply-Side Demand Response | 3001 | 3001 | 3001 | 3001 | 3001 | 3001 | 3001 | 3001 | 3001 | 3001 | 3001 | 3001
2012 | US | MRO | - | MISO | 7 | TOTAL FUTURE CAPACITY ADDITIONS |  | 0 | -57.7118 | 331.346 | 1429.7988 | 1550.8921 | 3113.8921 | 3138.1592 | 3138.1592 | 3138.1592 | 3138.1592 | 3138.1592
2012 | US | MRO | - | MISO | 7a | Future-Planned |  | 0 | -78.6734 | 151.3845 | 455.2621 | 576.3554 | 2139.3554 | 2163.6225 | 2163.6225 | 2163.6225 | 2163.6225 | 2163.6225
2012 | US | MRO | - | MISO | 7a1 | Wind Expected On-Peak |  | 0 | 34.726 | 41.5511 | 41.5511 | 46.6067 | 46.6067 | 70.8738 | 70.8738 | 70.8738 | 70.8738 | 70.8738
2012 | US | MRO | - | MISO | 7a2 | Wind Derate On-Peak |  | 0 | 201.5052 | 241.1094 | 241.1094 | 270.4459 | 270.4459 | 411.261 | 411.261 | 411.261 | 411.261 | 411.261
2012 | US | MRO | - | MISO | 7a3 | Solar Expected On-Peak |  | 0 | 0 | 0 | 0 | 0 | 0 | 0 | 0 | 0 | 0 | 0
2012 | US | MRO | - | MISO | 7a4 | Solar Derate On-Peak |  | 0 | 0 | 0 | 0 | 0 | 0 | 0 | 0 | 0 | 0 | 0
2012 | US | MRO | - | MISO | 7a5 | Hydro Expected On-Peak |  | 0 | 0 | 0 | 0 | 0 | 0 | 0 | 0 | 0 | 0 | 0
2012 | US | MRO | - | MISO | 7a6 | Hydro Derate On-Peak |  | 0 | 0 | 0 | 0 | 0 | 0 | 0 | 0 | 0 | 0 | 0
2012 | US | MRO | - | MISO | 7a7 | Biomass Expected On-Peak |  | 0 | 0 | 0 | 0 | 0 | 0 | 0 | 0 | 0 | 0 | 0
2012 | US | MRO | - | MISO | 7a8 | Biomass Derate On-Peak |  | 0 | 0 | 0 | 0 | 0 | 0 | 0 | 0 | 0 | 0 | 0
2012 | US | MRO | - | MISO | 7a9 | Transmission-Limited Resources |  |  | 0 | 0 | 0 | 0 | 0 | 0 | 0 | 0 | 0 | 0
2012 | US | MRO | - | MISO | 7a10 | Scheduled Outage - Maintenance |  | 0 | 0 | 0 | 0 | 0 | 0 | 0 | 0 | 0 | 0 | 0
2012 | US | MRO | - | MISO | 7a11 | All Other Derates |  | 0 | 0 | 0 | 0 | -2.4869e-14 | -2.4869e-14 | -2.4869e-14 | -2.4869e-14 | -2.4869e-14 | -2.4869e-14 | -2.4869e-14
2012 | US | MRO | - | MISO | 7a12 | Energy-Only |  | 0 | 0 | 0 | 0 | 0 | 0 | 0 | 0 | 0 | 0 | 0
2012 | US | MRO | - | MISO | 7b | Future-Other |  | 0 | 20.9615 | 179.9615 | 974.5367 | 974.5367 | 974.5367 | 974.5367 | 974.5367 | 974.5367 | 974.5367 | 974.5367
2012 | US | MRO | - | MISO | 7b1 | Wind Expected On-Peak |  | 0 | 0 | 0 | 0 | 0 | 0 | 0 | 0 | 0 | 0 | 0
2012 | US | MRO | - | MISO | 7b2 | Wind Derate On-Peak |  | 0 | 0 | 0 | 0 | 0 | 0 | 0 | 0 | 0 | 0 | 0
2012 | US | MRO | - | MISO | 7b3 | Solar Expected On-Peak |  | 0 | 0 | 0 | 0 | 0 | 0 | 0 | 0 | 0 | 0 | 0
2012 | US | MRO | - | MISO | 7b4 | Solar Derate On-Peak |  | 0 | 0 | 0 | 0 | 0 | 0 | 0 | 0 | 0 | 0 | 0
2012 | US | MRO | - | MISO | 7b5 | Hydro Expected On-Peak |  | 0 | 0 | 0 | 0 | 0 | 0 | 0 | 0 | 0 | 0 | 0
2012 | US | MRO | - | MISO | 7b6 | Hydro Derate On-Peak |  | 0 | 0 | 0 | 0 | 0 | 0 | 0 | 0 | 0 | 0 | 0
2012 | US | MRO | - | MISO | 7b7 | Biomass Expected On-Peak |  | 0 | 0 | 0 | 0 | 0 | 0 | 0 | 0 | 0 | 0 | 0
2012 | US | MRO | - | MISO | 7b8 | Biomass Derate On-Peak |  | 0 | 0 | 0 | 0 | 0 | 0 | 0 | 0 | 0 | 0 | 0
2012 | US | MRO | - | MISO | 7b9 | Transmission-Limited Resources |  |  | 0 | 0 | 0 | 0 | 0 | 0 | 0 | 0 | 0 | 0
2012 | US | MRO | - | MISO | 7b10 | Scheduled Outage - Maintenance |  | 0 | 0 | 0 | 0 | 0 | 0 | 0 | 0 | 0 | 0 | 0
2012 | US | MRO | - | MISO | 7b11 | All Other Derates |  | 0 | 0 | 0 | 0 | 0 | 0 | 0 | 0 | 0 | 0 | 0
2012 | US | MRO | - | MISO | 7b12 | Energy-Only |  | 0 | 0 | 0 | 0 | 0 | 0 | 0 | 0 | 0 | 0 | 0
2012 | US | MRO | - | MISO | 8 | Conceptual |  | 0 | 0 | 0 | 0 | 0 | 0 | 0 | 0 | 0 | 0 | 0
2012 | US | MRO | - | MISO | 8a1 | Wind Expected On-Peak |  | 0 | 0 | 0 | 0 | 0 | 0 | 0 | 0 | 0 | 0 | 0
2012 | US | MRO | - | MISO | 8a2 | Wind Derate On-Peak |  | 0 | 0 | 0 | 0 | 0 | 0 | 0 | 0 | 0 | 0 | 0
2012 | US | MRO | - | MISO | 8a3 | Solar Expected On-Peak |  | 0 | 0 | 0 | 0 | 0 | 0 | 0 | 0 | 0 | 0 | 0
2012 | US | MRO | - | MISO | 8a4 | Solar Derate On-Peak |  | 0 | 0 | 0 | 0 | 0 | 0 | 0 | 0 | 0 | 0 | 0
2012 | US | MRO | - | MISO | 8a5 | Hydro Expected On-Peak |  | 0 | 0 | 0 | 0 | 0 | 0 | 0 | 0 | 0 | 0 | 0
2012 | US | MRO | - | MISO | 8a6 | Hydro Derate On-Peak |  | 0 | 0 | 0 | 0 | 0 | 0 | 0 | 0 | 0 | 0 | 0
2012 | US | MRO | - | MISO | 8a7 | Biomass Expected On-Peak |  | 0 | 0 | 0 | 0 | 0 | 0 | 0 | 0 | 0 | 0 | 0
2012 | US | MRO | - | MISO | 8a8 | Biomass Derate On-Peak |  | 0 | 0 | 0 | 0 | 0 | 0 | 0 | 0 | 0 | 0 | 0
2012 | US | MRO | - | MISO | 8a9 | All Other Derates |  | 0 | 0 | 0 | 0 | 0 | 0 | 0 | 0 | 0 | 0 | 0
2012 | US | MRO | - | MISO | 8a10 | Energy-Only |  | 0 | 0 | 0 | 0 | 0 | 0 | 0 | 0 | 0 | 0 | 0
2012 | US | MRO | - | MISO | 9 | ANTICIPATED INTERNAL CAPACITY |  | 106826.6178 | 106747.9444 | 106978.0023 | 107281.8799 | 107402.9732 | 108965.9732 | 108990.2403 | 108990.2403 | 108990.2403 | 108990.2403 | 108990.2403
2012 | US | MRO | - | MISO | 10 | CAPACITY TRANSACTIONS - IMPORTS | 8161 | 2714 | 2714 | 2714 | 2714 | 2714 | 2714 | 2714 | 2714 | 2714 | 2714 | 2714
2012 | US | MRO | - | MISO | 10a | Firm | 2558 | 2714 | 2714 | 2714 | 2714 | 2714 | 2714 | 2714 | 2714 | 2714 | 2714 | 2714
2012 | US | MRO | - | MISO | 10a1 | Full-Responsibility Purchases | 0 | 0 | 0 | 0 | 0 | 0 | 0 | 0 | 0 | 0 | 0 | 0
2012 | US | MRO | - | MISO | 10a2 | Owned Capacity/Entitlement Located Outside the Region/Subregion | 0 | 0 | 0 | 0 | 0 | 0 | 0 | 0 | 0 | 0 | 0 | 0
2012 | US | MRO | - | MISO | 10b | Non-firm | 0: 5603
2012 | US | MRO | - | MISO | 10c | Expected |  | 0 | 0 | 0 | 0 | 0 | 0 | 0 | 0 | 0 | 0 | 0
2012 | US | MRO | - | MISO | 10c1 | Full-Responsibility Purchases |  | 0 | 0 | 0 | 0 | 0 | 0 | 0 | 0 | 0 | 0 | 0
2012 | US | MRO | - | MISO | 10c2 | Owned Capacity/Entitlement Located Outside the Region/Subregion |  | 0 | 0 | 0 | 0 | 0 | 0 | 0 | 0 | 0 | 0 | 0
2012 | US | MRO | - | MISO | 11 | CAPACITY TRANSACTIONS - EXPORTS | 439 | 0 | 0 | 0 | 0 | 0 | 0 | 0 | 0 | 0 | 0 | 0
2012 | US | MRO | - | MISO | 11a | Firm | 335 | 0 | 0 | 0 | 0 | 0 | 0 | 0 | 0 | 0 | 0 | 0
2012 | US | MRO | - | MISO | 11a1 | Full-Responsibility Purchases | 0 | 0 | 0 | 0 | 0 | 0 | 0 | 0 | 0 | 0 | 0 | 0
2012 | US | MRO | - | MISO | 11a2 | Owned Capacity/Entitlement Located Outside the Region/Subregion | 0 | 0 | 0 | 0 | 0 | 0 | 0 | 0 | 0 | 0 | 0 | 0
2012 | US | MRO | - | MISO | 11b | Non-firm | 0: 104
2012 | US | MRO | - | MISO | 11c | Expected |  | 0 | 0 | 0 | 0 | 0 | 0 | 0 | 0 | 0 | 0 | 0
2012 | US | MRO | - | MISO | 11c1 | Full-Responsibility Purchases |  | 0 | 0 | 0 | 0 | 0 | 0 | 0 | 0 | 0 | 0 | 0
2012 | US | MRO | - | MISO | 11c2 | Owned Capacity/Entitlement Located Outside the Region/Subregion |  | 0 | 0 | 0 | 0 | 0 | 0 | 0 | 0 | 0 | 0 | 0
2012 | US | MRO | - | MISO | 12 | EXISTING-CERTAIN & NET FIRM TRANSACTIONS | 101227.439 | 109540.6178 | 109540.6178 | 109540.6178 | 109540.6178 | 109540.6178 | 109540.6178 | 109540.6178 | 109540.6178 | 109540.6178 | 109540.6178 | 109540.6178
2012 | US | MRO | - | MISO | 13 | ANTICIPATED CAPACITY RESOURCES |  |  | 109461.9444 | 109692.0023 | 109995.8799 | 110116.9732 | 111679.9732 | 111704.2403 | 111704.2403 | 111704.2403 | 111704.2403 | 111704.2403
2012 | US | MRO | - | MISO | 14 | PROSPECTIVE CAPACITY RESOURCES |  |  | 121135.3077 | 121524.3656 | 122622.8184 | 122743.9117 | 124306.9117 | 124331.1788 | 124331.1788 | 124331.1788 | 124331.1788 | 124331.1788
2012 | US | MRO | - | MISO | 15 | TOTAL POTENTIAL CAPACITY RESOURCES |  |  | 121135.3077 | 121524.3656 | 122622.8184 | 122743.9117 | 124306.9117 | 124331.1788 | 124331.1788 | 124331.1788 | 124331.1788 | 124331.1788
2012 | US | MRO | - | MISO | 16 | ADJUSTED POTENTIAL CAPACITY RESOURCES |  |  | 121156.2691 | 121704.3254 | 123597.3453 | 123718.4386 | 125281.4386 | 125305.7057 | 125305.7057 | 125305.7057 | 125305.7057 | 125305.7057
2012 | US | MRO | - | MISO | 16a | Confidence of Future-Other |  |  | 0.99999 | 0.99999 | 0.99999 | 0.99999 | 0.99999 | 0.99999 | 0.99999 | 0.99999 | 0.99999 | 0.99999
2012 | US | MRO | - | MISO | 16b | Net Future-Other Resources After Confidence Percentage Is Applied |  |  | 20.9613 | 179.9597 | 974.5269 | 974.5269 | 974.5269 | 974.5269 | 974.5269 | 974.5269 | 974.5269 | 974.5269
2012 | US | MRO | - | MISO | 16c | Confidence of Conceptual |  |  | 0.99999 | 0.99999 | 0.99999 | 0.99999 | 0.99999 | 0.99999 | 0.99999 | 0.99999 | 0.99999 | 0.99999
2012 | US | MRO | - | MISO | 16d | Net Conceptual Resources After Confidence Percentage Is Applied |  |  | 0 | 0 | 0 | 0 | 0 | 0 | 0 | 0 | 0 | 0
2012 | US | MRO | - | MISO | 17 | ASSESSMENT AREA TARGET RESERVE MARGIN |  |  | 16.3% | 16.3% | 16.3% | 16.3% | 16.3% | 16.3% | 16.3% | 16.3% | 16.3% | 16.3%
2012 | US | MRO | - | MISO | 18 | EXISTING-CERTAIN AND NET FIRM TRANSACTIONS RESERVE MARGIN | 0: 20.59%; 109: 51.75%
2012 | US | MRO | - | MISO | 19 | ANTICIPATED CAPACITY RESOURCES RESERVE MARGIN |  |  | 57.13% | 46.32% | 45.97% | 45.17% | 46.61% | 45.65% | 44.74% | 44.14% | 43.17% | 41.78%
2012 | US | MRO | - | MISO | 20 | PROSPECTIVE CAPACITY RESOURCES RESERVE MARGIN |  |  | 73.89% | 62.11% | 62.73% | 61.82% | 63.19% | 62.12% | 61.1% | 60.43% | 59.35% | 57.8%
2012 | US | MRO | - | MISO | 21 | TOTAL POTENTIAL RESOURCES RESERVE MARGIN |  |  | 73.89% | 62.11% | 62.73% | 61.82% | 63.19% | 62.12% | 61.1% | 60.43% | 59.35% | 57.8%
2012 | US | MRO | - | MISO | 22 | ADJUSTED POTENTIAL RESOURCES RESERVE MARGIN |  |  | 73.92% | 62.35% | 64.02% | 63.1% | 64.47% | 63.39% | 62.37% | 61.69% | 60.6% | 59.04%
2012 | US | MRO | - | MISO | 23 | Total Baseline Installed Capacity | 0: 128518.88
2012 | US | MRO | - | MISO | 24 | Distributed or Other Capacity (Behind the Meter) < 1 MW |  | 0 | 0 | 0 | 0 | 0 | 0 | 0 | 0 | 0 | 0 | 0
2012 | US | MRO | - | MISO | 25 | Distributed or Other Capacity (Behind the Meter) ≥ 1 MW |  | 0 | 0 | 0 | 0 | 0 | 0 | 0 | 0 | 0 | 0 | 0
2012 | US | MRO | - | MISO | 26 | Capacity Total from EIA-860 |  | 0 | 0 | 0 | 0 | 0 | 0 | 0 | 0 | 0 | 0 | 0
2012 | CAN | MRO | - | Manitoba Hydro | 1 | Unrestricted Non-coincident Peak Demand |  | 4580.7502 | 4695.1232 | 4769.9377 | 4802.7974 | 4881.984 | 4966.8536 | 4940.6239 | 5036.4167 | 5150.9154 | 5268.7298 | 5348.249
2012 | CAN | MRO | - | Manitoba Hydro | 1a | New Conservation (Energy Efficiency) |  | 20.974 | 42.191 | 66.3557 | 87.7211 | 109.1025 | 129.6992 | 147.6415 | 166.5518 | 177.5805 | 188.1611 | 193.9647
2012 | CAN | MRO | - | Manitoba Hydro | 1b | Estimated Diversity |  |  |  | 0 | 0 | 0 | 0 | 0 | 0 | 0 | 0 | 0
2012 | CAN | MRO | - | Manitoba Hydro | 1c | Additions for non-member load (load served by non-registered LSE's in a region) |  |  |  | 0 | 0 | 0 | 0 | 0 | 0 | 0 | 0 | 0
2012 | CAN | MRO | - | Manitoba Hydro | 1d | Stand-by Load Under Contract (Normally served by behind the meter generation) |  | 8 | 8 | 8 | 8 | 8 | 8 | 8 | 8 | 8 | 8 | 8
2012 | CAN | MRO | - | Manitoba Hydro | 1e | Non-Controllable Demand-Side Demand Response |  |  |  | 0 | 0 | 0 | 0 | 0 | 0 | 0 | 0 | 0
2012 | CAN | MRO | - | Manitoba Hydro | 2 | Total Internal Demand | 4371.421 | 4567.7762 | 4660.9322 | 4711.5821 | 4723.0763 | 4780.8815 | 4845.1544 | 4800.9825 | 4877.8649 | 4981.3349 | 5088.5687 | 5162.2844
2012 | CAN | MRO | - | Manitoba Hydro | 2a | Supply-Side Direct Control Load Management (DCLM) |  |  |  | 0 | 0 | 0 | 0 | 0 | 0 | 0 | 0 | 0
2012 | CAN | MRO | - | Manitoba Hydro | 2b | Supply-Side Contractually Interruptible (Curtailable) | 227 | 227 | 225 | 225 | 225 | 225 | 225 | 225 | 225 | 225 | 225 | 225
2012 | CAN | MRO | - | Manitoba Hydro | 2c | Supply-Side Critical Peak-Pricing (CPP) with Control |  |  |  | 0 | 0 | 0 | 0 | 0 | 0 | 0 | 0 | 0
2012 | CAN | MRO | - | Manitoba Hydro | 2d | Supply-Side Load as a Capacity Resource |  |  |  | 0 | 0 | 0 | 0 | 0 | 0 | 0 | 0 | 0
2012 | CAN | MRO | - | Manitoba Hydro | 3 | Net Internal Demand | 4371.421 | 4567.7762 | 4660.9322 | 4711.5821 | 4723.0763 | 4780.8815 | 4845.1544 | 4800.9825 | 4877.8649 | 4981.3349 | 5088.5687 | 5162.2844
2012 | CAN | MRO | - | Manitoba Hydro | 3a | Demand-Side Direct Control Load Management (DCLM) |  |  |  | 0 | 0 | 0 | 0 | 0 | 0 | 0 | 0 | 0
2012 | CAN | MRO | - | Manitoba Hydro | 3b | Demand-Side Contractually Interruptible (Curtailable) |  |  |  | 0 | 0 | 0 | 0 | 0 | 0 | 0 | 0 | 0
2012 | CAN | MRO | - | Manitoba Hydro | 3c | Demand-Side Critical Peak-Pricing (CPP) with Control |  |  |  | 0 | 0 | 0 | 0 | 0 | 0 | 0 | 0 | 0
2012 | CAN | MRO | - | Manitoba Hydro | 3d | Demand-Side Load as a Capacity Resource |  |  |  | 0 | 0 | 0 | 0 | 0 | 0 | 0 | 0 | 0
2012 | CAN | MRO | - | Manitoba Hydro | 4 | Total Controllable Demand Response | 227 | 227 | 225 | 225 | 225 | 225 | 225 | 225 | 225 | 225 | 225 | 225
2012 | CAN | MRO | - | Manitoba Hydro | 4a | Demand Response used for Ancillary Services - Spinning Reserves |  |  |  | 0 | 0 | 0 | 0 | 0 | 0 | 0 | 0 | 0
2012 | CAN | MRO | - | Manitoba Hydro | 4b | Demand Response used for Ancillary Services - Non-Spinning Reserves | 50 | 50 | 50 | 50 | 50 | 50 | 50 | 50 | 50 | 50 | 50 | 50
2012 | CAN | MRO | - | Manitoba Hydro | 4c | Demand Response used for Regulation |  |  |  | 0 | 0 | 0 | 0 | 0 | 0 | 0 | 0 | 0
2012 | CAN | MRO | - | Manitoba Hydro | 4d | Demand Response used for Energy, Voluntary Services - Emergency |  |  |  | 0 | 0 | 0 | 0 | 0 | 0 | 0 | 0 | 0
2012 | CAN | MRO | - | Manitoba Hydro | 5 | TOTAL INTERNAL CAPACITY | 5393 | 5782.84 | 5879.02 | 5922.89 | 5914.41 | 5932.5 | 5932.5 | 5932.5 | 5835.25 | 5835.25 | 5835.25 | 5835.25
2012 | CAN | MRO | - | Manitoba Hydro | 6a | Existing-Certain | 5151 | 5444.01 | 5444.01 | 5444.01 | 5444.01 | 5444.01 | 5444.01 | 5444.01 | 5444.01 | 5444.01 | 5444.01 | 5444.01
2012 | CAN | MRO | - | Manitoba Hydro | 6a1 | Wind Expected On-Peak |  | 0 | 0 | 0 | 0 | 0 | 0 | 0 | 0 | 0 | 0 | 0
2012 | CAN | MRO | - | Manitoba Hydro | 6a2 | Solar Expected On-Peak |  | 0 | 0 | 0 | 0 | 0 | 0 | 0 | 0 | 0 | 0 | 0
2012 | CAN | MRO | - | Manitoba Hydro | 6a3 | Hydro Expected On-Peak | 4642 | 4951.29 | 4951.29 | 4951.29 | 4951.29 | 4951.29 | 4951.29 | 4951.29 | 4951.29 | 4951.29 | 4951.29 | 4951.29
2012 | CAN | MRO | - | Manitoba Hydro | 6a4 | Biomass Expected On-Peak |  | 0 | 0 | 0 | 0 | 0 | 0 | 0 | 0 | 0 | 0 | 0
2012 | CAN | MRO | - | Manitoba Hydro | 6b | Existing-Other |  | 0 | 0 | 0 | 0 | 0 | 0 | 0 | 0 | 0 | 0 | 0
2012 | CAN | MRO | - | Manitoba Hydro | 6b1 | Wind Derate On-Peak | 242 | 242 | 242 | 242 | 242 | 242 | 242 | 242 | 242 | 242 | 242 | 242
2012 | CAN | MRO | - | Manitoba Hydro | 6b2 | Solar Derate On-Peak |  | 0 | 0 | 0 | 0 | 0 | 0 | 0 | 0 | 0 | 0 | 0
2012 | CAN | MRO | - | Manitoba Hydro | 6b3 | Hydro Derate On-Peak |  | 0 | 0 | 0 | 0 | 0 | 0 | 0 | 0 | 0 | 0 | 0
2012 | CAN | MRO | - | Manitoba Hydro | 6b4 | Biomass Derate On-Peak |  | 0 | 0 | 0 | 0 | 0 | 0 | 0 | 0 | 0 | 0 | 0
2012 | CAN | MRO | - | Manitoba Hydro | 6b5 | Transmission-Limited Resources |  |  | 0 | 0 | 0 | 0 | 0 | 0 | 0 | 0 | 0 | 0
2012 | CAN | MRO | - | Manitoba Hydro | 6b6 | All Other Derates |  | 0 | 0 | 0 | 0 | 0 | 0 | 0 | 0 | 0 | 0 | 0
2012 | CAN | MRO | - | Manitoba Hydro | 6b7 | Energy-Only (Existing-Other) |  | 0 | 0 | 0 | 0 | 0 | 0 | 0 | 0 | 0 | 0 | 0
2012 | CAN | MRO | - | Manitoba Hydro | 6c | Unplanned Outages (Actual) / Current and Future Inoperable Resources |  |  | 0 | 0 | 0 | 0 | 0 | 0 | 0 | 0 | 0 | 0
2012 | CAN | MRO | - | Manitoba Hydro | 6d | Total Supply-Side Demand Response | 227 | 227 | 225 | 225 | 225 | 225 | 225 | 225 | 225 | 225 | 225 | 225
2012 | CAN | MRO | - | Manitoba Hydro | 7 | TOTAL FUTURE CAPACITY ADDITIONS |  | 80.33 | 176.51 | 220.38 | 211.9 | 229.99 | 229.99 | 229.99 | 132.74 | 132.74 | 132.74 | 132.74
2012 | CAN | MRO | - | Manitoba Hydro | 7a | Future-Planned |  | 80.33 | 176.51 | 220.38 | 211.9 | 229.99 | 229.99 | 229.99 | 132.74 | 132.74 | 132.74 | 132.74
2012 | CAN | MRO | - | Manitoba Hydro | 7a1 | Wind Expected On-Peak |  | 0 | 0 | 0 | 0 | 0 | 0 | 0 | 0 | 0 | 0 | 0
2012 | CAN | MRO | - | Manitoba Hydro | 7a2 | Wind Derate On-Peak |  | 16.5 | 16.5 | 16.5 | 16.5 | 16.5 | 16.5 | 16.5 | 16.5 | 16.5 | 16.5 | 16.5
2012 | CAN | MRO | - | Manitoba Hydro | 7a3 | Solar Expected On-Peak |  | 0 | 0 | 0 | 0 | 0 | 0 | 0 | 0 | 0 | 0 | 0
2012 | CAN | MRO | - | Manitoba Hydro | 7a4 | Solar Derate On-Peak |  | 0 | 0 | 0 | 0 | 0 | 0 | 0 | 0 | 0 | 0 | 0
2012 | CAN | MRO | - | Manitoba Hydro | 7a5 | Hydro Expected On-Peak |  | 80.33 | 229.99 | 229.99 | 229.99 | 229.99 | 229.99 | 229.99 | 229.99 | 229.99 | 229.99 | 229.99
2012 | CAN | MRO | - | Manitoba Hydro | 7a6 | Hydro Derate On-Peak |  | 0 | 0 | 0 | 0 | 0 | 0 | 0 | 0 | 0 | 0 | 0
2012 | CAN | MRO | - | Manitoba Hydro | 7a7 | Biomass Expected On-Peak |  | 0 | 0 | 0 | 0 | 0 | 0 | 0 | 0 | 0 | 0 | 0
2012 | CAN | MRO | - | Manitoba Hydro | 7a8 | Biomass Derate On-Peak |  | 0 | 0 | 0 | 0 | 0 | 0 | 0 | 0 | 0 | 0 | 0
2012 | CAN | MRO | - | Manitoba Hydro | 7a9 | Transmission-Limited Resources
2012 | CAN | MRO | - | Manitoba Hydro | 7a10 | Scheduled Outage - Maintenance |  | 0 | -53.48 | -9.61 | -18.09 | 0 | 0 | 0 | 0 | 0 | 0 | 0
2012 | CAN | MRO | - | Manitoba Hydro | 7a11 | All Other Derates |  | 0 | 0 | 0 | 0 | 0 | 0 | 0 | 0 | 0 | 0 | 0
2012 | CAN | MRO | - | Manitoba Hydro | 7a12 | Energy-Only |  | 0 | 0 | 0 | 0 | 0 | 0 | 0 | 0 | 0 | 0 | 0
2012 | CAN | MRO | - | Manitoba Hydro | 7b | Future-Other |  | 0 | 0 | 0 | 0 | 0 | 0 | 0 | 0 | 0 | 0 | 0
2012 | CAN | MRO | - | Manitoba Hydro | 7b1 | Wind Expected On-Peak |  | 0 | 0 | 0 | 0 | 0 | 0 | 0 | 0 | 0 | 0 | 0
2012 | CAN | MRO | - | Manitoba Hydro | 7b2 | Wind Derate On-Peak |  | 0 | 0 | 0 | 0 | 0 | 0 | 0 | 0 | 0 | 0 | 0
2012 | CAN | MRO | - | Manitoba Hydro | 7b3 | Solar Expected On-Peak |  | 0 | 0 | 0 | 0 | 0 | 0 | 0 | 0 | 0 | 0 | 0
2012 | CAN | MRO | - | Manitoba Hydro | 7b4 | Solar Derate On-Peak |  | 0 | 0 | 0 | 0 | 0 | 0 | 0 | 0 | 0 | 0 | 0
2012 | CAN | MRO | - | Manitoba Hydro | 7b5 | Hydro Expected On-Peak |  | 0 | 0 | 0 | 0 | 0 | 0 | 0 | 0 | 0 | 0 | 0
2012 | CAN | MRO | - | Manitoba Hydro | 7b6 | Hydro Derate On-Peak |  | 0 | 0 | 0 | 0 | 0 | 0 | 0 | 0 | 0 | 0 | 0
2012 | CAN | MRO | - | Manitoba Hydro | 7b7 | Biomass Expected On-Peak |  | 0 | 0 | 0 | 0 | 0 | 0 | 0 | 0 | 0 | 0 | 0
2012 | CAN | MRO | - | Manitoba Hydro | 7b8 | Biomass Derate On-Peak |  | 0 | 0 | 0 | 0 | 0 | 0 | 0 | 0 | 0 | 0 | 0
2012 | CAN | MRO | - | Manitoba Hydro | 7b9 | Transmission-Limited Resources
2012 | CAN | MRO | - | Manitoba Hydro | 7b10 | Scheduled Outage - Maintenance |  | 0 | 0 | 0 | 0 | 0 | 0 | 0 | 0 | 0 | 0 | 0
2012 | CAN | MRO | - | Manitoba Hydro | 7b11 | All Other Derates |  | 0 | 0 | 0 | 0 | 0 | 0 | 0 | 0 | 0 | 0 | 0
2012 | CAN | MRO | - | Manitoba Hydro | 7b12 | Energy-Only |  | 0 | 0 | 0 | 0 | 0 | 0 | 0 | 0 | 0 | 0 | 0
2012 | CAN | MRO | - | Manitoba Hydro | 8 | Conceptual |  | 0 | 0 | 0 | 0 | 0 | 0 | 0 | 0 | 540 | 630 | 630
2012 | CAN | MRO | - | Manitoba Hydro | 8a1 | Wind Expected On-Peak |  | 0 | 0 | 0 | 0 | 0 | 0 | 0 | 0 | 0 | 0 | 0
2012 | CAN | MRO | - | Manitoba Hydro | 8a2 | Wind Derate On-Peak |  | 0 | 0 | 0 | 0 | 0 | 0 | 0 | 0 | 0 | 0 | 0
2012 | CAN | MRO | - | Manitoba Hydro | 8a3 | Solar Expected On-Peak |  | 0 | 0 | 0 | 0 | 0 | 0 | 0 | 0 | 0 | 0 | 0
2012 | CAN | MRO | - | Manitoba Hydro | 8a4 | Solar Derate On-Peak |  | 0 | 0 | 0 | 0 | 0 | 0 | 0 | 0 | 0 | 0 | 0
2012 | CAN | MRO | - | Manitoba Hydro | 8a5 | Hydro Expected On-Peak |  | 0 | 0 | 0 | 0 | 0 | 0 | 0 | 0 | 540 | 630 | 630
2012 | CAN | MRO | - | Manitoba Hydro | 8a6 | Hydro Derate On-Peak |  | 0 | 0 | 0 | 0 | 0 | 0 | 0 | 0 | 0 | 0 | 0
2012 | CAN | MRO | - | Manitoba Hydro | 8a7 | Biomass Expected On-Peak |  | 0 | 0 | 0 | 0 | 0 | 0 | 0 | 0 | 0 | 0 | 0
2012 | CAN | MRO | - | Manitoba Hydro | 8a8 | Biomass Derate On-Peak |  | 0 | 0 | 0 | 0 | 0 | 0 | 0 | 0 | 0 | 0 | 0
2012 | CAN | MRO | - | Manitoba Hydro | 8a9 | All Other Derates |  | 0 | 0 | 0 | 0 | 0 | 0 | 0 | 0 | 0 | 0 | 0
2012 | CAN | MRO | - | Manitoba Hydro | 8a10 | Energy-Only |  | 0 | 0 | 0 | 0 | 0 | 0 | 0 | 0 | 0 | 0 | 0
2012 | CAN | MRO | - | Manitoba Hydro | 9 | ANTICIPATED INTERNAL CAPACITY |  | 5751.34 | 5845.52 | 5889.39 | 5880.91 | 5899 | 5899 | 5899 | 5801.75 | 5801.75 | 5801.75 | 5801.75
2012 | CAN | MRO | - | Manitoba Hydro | 10 | CAPACITY TRANSACTIONS - IMPORTS | 500 | 700 | 700 | 700 | 550 | 550 | 550 | 550 | 550 | 550 | 550 | 550
2012 | CAN | MRO | - | Manitoba Hydro | 10a | Firm | 500 | 500 | 500 | 500 | 350 | 350 | 350 | 350 | 350 | 350 | 350 | 350
2012 | CAN | MRO | - | Manitoba Hydro | 10a1 | Full-Responsibility Purchases |  |  | 0 | 0 | 0 | 0 | 0 | 0 | 0 | 0 | 0 | 0
2012 | CAN | MRO | - | Manitoba Hydro | 10a2 | Owned Capacity/Entitlement Located Outside the Region/Subregion | 500 | 500 | 500 | 500 | 350 | 350 | 350 | 350 | 350 | 350 | 350 | 350
2012 | CAN | MRO | - | Manitoba Hydro | 10b | Non-firm
2012 | CAN | MRO | - | Manitoba Hydro | 10c | Expected |  | 200 | 200 | 200 | 200 | 200 | 200 | 200 | 200 | 200 | 200 | 200
2012 | CAN | MRO | - | Manitoba Hydro | 10c1 | Full-Responsibility Purchases |  |  | 0 | 0 | 0 | 0 | 0 | 0 | 0 | 0 | 0 | 0
2012 | CAN | MRO | - | Manitoba Hydro | 10c2 | Owned Capacity/Entitlement Located Outside the Region/Subregion |  | 200 | 200 | 200 | 200 | 200 | 200 | 200 | 200 | 200 | 200 | 200
2012 | CAN | MRO | - | Manitoba Hydro | 11 | CAPACITY TRANSACTIONS - EXPORTS | 580 | 550 | 550 | 550 | 325 | 325 | 325 | 325 | 325 | 575 | 800 | 800
2012 | CAN | MRO | - | Manitoba Hydro | 11a | Firm | 580 | 550 | 550 | 550 | 325 | 325 | 325 | 325 | 325 | 325 | 325 | 325
2012 | CAN | MRO | - | Manitoba Hydro | 11a1 | Full-Responsibility Purchases |  |  | 0 | 0 | 0 | 0 | 0 | 0 | 0 | 0 | 0 | 0
2012 | CAN | MRO | - | Manitoba Hydro | 11a2 | Owned Capacity/Entitlement Located Outside the Region/Subregion | 580 | 550 | 550 | 550 | 325 | 325 | 325 | 325 | 325 | 325 | 325 | 325
2012 | CAN | MRO | - | Manitoba Hydro | 11b | Non-firm
2012 | CAN | MRO | - | Manitoba Hydro | 11c | Expected |  |  | 0 | 0 | 0 | 0 | 0 | 0 | 0 | 250 | 475 | 475
2012 | CAN | MRO | - | Manitoba Hydro | 11c1 | Full-Responsibility Purchases |  |  | 0 | 0 | 0 | 0 | 0 | 0 | 0 | 0 | 0 | 0
2012 | CAN | MRO | - | Manitoba Hydro | 11c2 | Owned Capacity/Entitlement Located Outside the Region/Subregion |  |  | 0 | 0 | 0 | 0 | 0 | 0 | 0 | 250 | 475 | 475
2012 | CAN | MRO | - | Manitoba Hydro | 12 | EXISTING-CERTAIN & NET FIRM TRANSACTIONS | 5298 | 5621.01 | 5619.01 | 5619.01 | 5694.01 | 5694.01 | 5694.01 | 5694.01 | 5694.01 | 5694.01 | 5694.01 | 5694.01
2012 | CAN | MRO | - | Manitoba Hydro | 13 | ANTICIPATED CAPACITY RESOURCES |  |  | 5995.52 | 6039.39 | 6105.91 | 6124 | 6124 | 6124 | 6026.75 | 5776.75 | 5551.75 | 5551.75
2012 | CAN | MRO | - | Manitoba Hydro | 14 | PROSPECTIVE CAPACITY RESOURCES |  |  | 5995.52 | 6039.39 | 6105.91 | 6124 | 6124 | 6124 | 6026.75 | 5776.75 | 5551.75 | 5551.75
2012 | CAN | MRO | - | Manitoba Hydro | 15 | TOTAL POTENTIAL CAPACITY RESOURCES |  |  | 5995.52 | 6039.39 | 6105.91 | 6124 | 6124 | 6124 | 6026.75 | 6316.75 | 6181.75 | 6181.75
2012 | CAN | MRO | - | Manitoba Hydro | 16 | ADJUSTED POTENTIAL CAPACITY RESOURCES |  |  | 5995.52 | 6039.39 | 6105.91 | 6124 | 6124 | 6124 | 6026.75 | 6316.7446 | 6181.7437 | 6181.7437
2012 | CAN | MRO | - | Manitoba Hydro | 16a | Confidence of Future-Other |  |  | 0.99999 | 0.99999 | 0.99999 | 0.99999 | 0.99999 | 0.99999 | 0.99999 | 0.99999 | 0.99999 | 0.99999
2012 | CAN | MRO | - | Manitoba Hydro | 16b | Net Future-Other Resources After Confidence Percentage Is Applied |  |  | 0 | 0 | 0 | 0 | 0 | 0 | 0 | 0 | 0 | 0
2012 | CAN | MRO | - | Manitoba Hydro | 16c | Confidence of Conceptual |  |  | 0.99999 | 0.99999 | 0.99999 | 0.99999 | 0.99999 | 0.99999 | 0.99999 | 0.99999 | 0.99999 | 0.99999
2012 | CAN | MRO | - | Manitoba Hydro | 16d | Net Conceptual Resources After Confidence Percentage Is Applied |  |  | 0 | 0 | 0 | 0 | 0 | 0 | 0 | 539.9946 | 629.9937 | 629.9937
2012 | CAN | MRO | - | Manitoba Hydro | 17 | ASSESSMENT AREA TARGET RESERVE MARGIN |  | 12% | 12% | 12% | 12% | 12% | 12% | 12% | 12% | 12% | 12% | 12%
2012 | CAN | MRO | - | Manitoba Hydro | 18 | EXISTING-CERTAIN AND NET FIRM TRANSACTIONS RESERVE MARGIN | 0: 21.2%; 109: 23.06%
2012 | CAN | MRO | - | Manitoba Hydro | 19 | ANTICIPATED CAPACITY RESOURCES RESERVE MARGIN |  |  | 28.63% | 28.18% | 29.28% | 28.09% | 26.39% | 27.56% | 23.55% | 15.97% | 9.102% | 7.544%
2012 | CAN | MRO | - | Manitoba Hydro | 20 | PROSPECTIVE CAPACITY RESOURCES RESERVE MARGIN |  |  | 28.63% | 28.18% | 29.28% | 28.09% | 26.39% | 27.56% | 23.55% | 15.97% | 9.102% | 7.544%
2012 | CAN | MRO | - | Manitoba Hydro | 21 | TOTAL POTENTIAL RESOURCES RESERVE MARGIN |  |  | 28.63% | 28.18% | 29.28% | 28.09% | 26.39% | 27.56% | 23.55% | 26.81% | 21.48% | 19.75%
2012 | CAN | MRO | - | Manitoba Hydro | 22 | ADJUSTED POTENTIAL RESOURCES RESERVE MARGIN |  |  | 28.63% | 28.18% | 29.28% | 28.09% | 26.39% | 27.56% | 23.55% | 26.81% | 21.48% | 19.75%
2012 | CAN | MRO | - | Manitoba Hydro | 23 | Total Baseline Installed Capacity | 0: 5393
2012 | CAN | MRO | - | Manitoba Hydro | 24 | Distributed or Other Capacity (Behind the Meter) < 1 MW |  | 0 | 0 | 0 | 0 | 0 | 0 | 0 | 0 | 0 | 0 | 0
2012 | CAN | MRO | - | Manitoba Hydro | 25 | Distributed or Other Capacity (Behind the Meter) ≥ 1 MW |  | 0 | 0 | 0 | 0 | 0 | 0 | 0 | 0 | 0 | 0 | 0
2012 | CAN | MRO | - | Manitoba Hydro | 26 | Capacity Total from EIA-860 |  | 0 | 0 | 0 | 0 | 0 | 0 | 0 | 0 | 0 | 0 | 0
2012 | US | MRO | - | MAPP | 1 | Unrestricted Non-coincident Peak Demand |  | 5145.2477 | 5256.581 | 5409.1888 | 5494.6397 | 5767.1334 | 5854.1115 | 5975.1055 | 6087.0154 | 6193.4495 | 6299.9838 | 6401.2156
2012 | US | MRO | - | MAPP | 1a | New Conservation (Energy Efficiency) |  | 24 | 29 | 35 | 41 | 47 | 52 | 58 | 64 | 70 | 76 | 82
2012 | US | MRO | - | MAPP | 1b | Estimated Diversity |  |  |  | 0 | 0 | 0 | 0 | 0 | 0 | 0 | 0 | 0
2012 | US | MRO | - | MAPP | 1c | Additions for non-member load (load served by non-registered LSE's in a region) |  |  |  | 0 | 0 | 0 | 0 | 0 | 0 | 0 | 0 | 0
2012 | US | MRO | - | MAPP | 1d | Stand-by Load Under Contract (Normally served by behind the meter generation) |  |  |  | 0 | 0 | 0 | 0 | 0 | 0 | 0 | 0 | 0
2012 | US | MRO | - | MAPP | 1e | Non-Controllable Demand-Side Demand Response |  |  |  | 0 | 0 | 0 | 0 | 0 | 0 | 0 | 0 | 0
2012 | US | MRO | - | MAPP | 2 | Total Internal Demand | 4803.2929 | 5121.2477 | 5227.581 | 5374.1888 | 5453.6397 | 5720.1334 | 5802.1115 | 5917.1055 | 6023.0154 | 6123.4495 | 6223.9838 | 6319.2156
2012 | US | MRO | - | MAPP | 2a | Supply-Side Direct Control Load Management (DCLM) | 0.2 | 0.2 | 0.2 | 0.2 | 0.2 | 0.2 | 0.2 | 0.2 | 0.2 | 0.2 | 0.2 | 0.2
2012 | US | MRO | - | MAPP | 2b | Supply-Side Contractually Interruptible (Curtailable) |  |  |  | 0 | 0 | 0 | 0 | 0 | 0 | 0 | 0 | 0
2012 | US | MRO | - | MAPP | 2c | Supply-Side Critical Peak-Pricing (CPP) with Control |  |  |  | 0 | 0 | 0 | 0 | 0 | 0 | 0 | 0 | 0
2012 | US | MRO | - | MAPP | 2d | Supply-Side Load as a Capacity Resource |  |  |  | 0 | 0 | 0 | 0 | 0 | 0 | 0 | 0 | 0
2012 | US | MRO | - | MAPP | 3 | Net Internal Demand | 4443.2929 | 4756.2477 | 4857.581 | 4999.1888 | 5073.6397 | 5335.1334 | 5412.1115 | 5522.1055 | 5623.0154 | 5718.4495 | 5813.9838 | 5904.2156
2012 | US | MRO | - | MAPP | 3a | Demand-Side Direct Control Load Management (DCLM) | 360 | 365 | 370 | 375 | 380 | 385 | 390 | 395 | 400 | 405 | 410 | 415
2012 | US | MRO | - | MAPP | 3b | Demand-Side Contractually Interruptible (Curtailable) |  |  |  | 0 | 0 | 0 | 0 | 0 | 0 | 0 | 0 | 0
2012 | US | MRO | - | MAPP | 3c | Demand-Side Critical Peak-Pricing (CPP) with Control |  |  |  | 0 | 0 | 0 | 0 | 0 | 0 | 0 | 0 | 0
2012 | US | MRO | - | MAPP | 3d | Demand-Side Load as a Capacity Resource |  |  |  | 0 | 0 | 0 | 0 | 0 | 0 | 0 | 0 | 0
2012 | US | MRO | - | MAPP | 4 | Total Controllable Demand Response | 360.2 | 365.2 | 370.2 | 375.2 | 380.2 | 385.2 | 390.2 | 395.2 | 400.2 | 405.2 | 410.2 | 415.2
2012 | US | MRO | - | MAPP | 4a | Demand Response used for Ancillary Services - Spinning Reserves | 50 | 50 | 50 | 50 | 50 | 50 | 50 | 50 | 50 | 50 | 50 | 50
2012 | US | MRO | - | MAPP | 4b | Demand Response used for Ancillary Services - Non-Spinning Reserves | 50 | 50 | 50 | 50 | 50 | 50 | 50 | 50 | 50 | 50 | 50 | 50
2012 | US | MRO | - | MAPP | 4c | Demand Response used for Regulation | 100 | 100 | 100 | 100 | 100 | 100 | 100 | 100 | 100 | 100 | 100 | 100
2012 | US | MRO | - | MAPP | 4d | Demand Response used for Energy, Voluntary Services - Emergency |  |  |  | 0 | 0 | 0 | 0 | 0 | 0 | 0 | 0 | 0
2012 | US | MRO | - | MAPP | 5 | TOTAL INTERNAL CAPACITY | 8106.51 | 8480.686 | 8768.186 | 8793.186 | 8818.186 | 8838.186 | 8838.186 | 8838.186 | 8838.186 | 8838.186 | 8838.186 | 8838.186
2012 | US | MRO | - | MAPP | 6a | Existing-Certain | 6540.18 | 7174.552 | 7174.552 | 7174.552 | 7174.552 | 7174.552 | 7174.552 | 7174.552 | 7174.552 | 7174.552 | 7174.552 | 7174.552
2012 | US | MRO | - | MAPP | 6a1 | Wind Expected On-Peak | 321.8 | 349.828 | 349.828 | 349.828 | 349.828 | 349.828 | 349.828 | 349.828 | 349.828 | 349.828 | 349.828 | 349.828
2012 | US | MRO | - | MAPP | 6a2 | Solar Expected On-Peak | 0 | 0 | 0 | 0 | 0 | 0 | 0 | 0 | 0 | 0 | 0 | 0
2012 | US | MRO | - | MAPP | 6a3 | Hydro Expected On-Peak | 2132.7 | 2134.56 | 2134.56 | 2134.56 | 2134.56 | 2134.56 | 2134.56 | 2134.56 | 2134.56 | 2134.56 | 2134.56 | 2134.56
2012 | US | MRO | - | MAPP | 6a4 | Biomass Expected On-Peak | 2.8 | 3.1 | 3.1 | 3.1 | 3.1 | 3.1 | 3.1 | 3.1 | 3.1 | 3.1 | 3.1 | 3.1
2012 | US | MRO | - | MAPP | 6b | Existing-Other | 0 | 0 | 0 | 0 | 0 | 0 | 0 | 0 | 0 | 0 | 0 | 0
2012 | US | MRO | - | MAPP | 6b1 | Wind Derate On-Peak | 782.202 | 754.004 | 754.004 | 754.004 | 754.004 | 754.004 | 754.004 | 754.004 | 754.004 | 754.004 | 754.004 | 754.004
2012 | US | MRO | - | MAPP | 6b2 | Solar Derate On-Peak | 0 | 0 | 0 | 0 | 0 | 0 | 0 | 0 | 0 | 0 | 0 | 0
2012 | US | MRO | - | MAPP | 6b3 | Hydro Derate On-Peak | 222 | 222 | 222 | 222 | 222 | 222 | 222 | 222 | 222 | 222 | 222 | 222
2012 | US | MRO | - | MAPP | 6b4 | Biomass Derate On-Peak | 0 | 0 | 0 | 0 | 0 | 0 | 0 | 0 | 0 | 0 | 0 | 0
2012 | US | MRO | - | MAPP | 6b5 | Transmission-Limited Resources | 0 |  | 0 | 0 | 0 | 0 | 0 | 0 | 0 | 0 | 0 | 0
2012 | US | MRO | - | MAPP | 6b6 | All Other Derates | 16.6 | 30.13 | 30.13 | 30.13 | 30.13 | 30.13 | 30.13 | 30.13 | 30.13 | 30.13 | 30.13 | 30.13
2012 | US | MRO | - | MAPP | 6b7 | Energy-Only (Existing-Other) | 0 | 0 | 0 | 0 | 0 | 0 | 0 | 0 | 0 | 0 | 0 | 0
2012 | US | MRO | - | MAPP | 6c | Unplanned Outages (Actual) / Current and Future Inoperable Resources |  |  | 0 | 0 | 0 | 0 | 0 | 0 | 0 | 0 | 0 | 0
2012 | US | MRO | - | MAPP | 6d | Total Supply-Side Demand Response | 0.2 | 0.2 | 0.2 | 0.2 | 0.2 | 0.2 | 0.2 | 0.2 | 0.2 | 0.2 | 0.2 | 0.2
2012 | US | MRO | - | MAPP | 7 | TOTAL FUTURE CAPACITY ADDITIONS |  | 300 | 527.5 | 552.5 | 577.5 | 597.5 | 597.5 | 597.5 | 597.5 | 597.5 | 597.5 | 597.5
2012 | US | MRO | - | MAPP | 7a | Future-Planned |  | 300 | 527.5 | 552.5 | 577.5 | 597.5 | 597.5 | 597.5 | 597.5 | 597.5 | 597.5 | 597.5
2012 | US | MRO | - | MAPP | 7a1 | Wind Expected On-Peak |  | 0 | 0 | 0 | 0 | 0 | 0 | 0 | 0 | 0 | 0 | 0
2012 | US | MRO | - | MAPP | 7a2 | Wind Derate On-Peak |  | 0 | 0 | 0 | 0 | 0 | 0 | 0 | 0 | 0 | 0 | 0
2012 | US | MRO | - | MAPP | 7a3 | Solar Expected On-Peak |  | 0 | 0 | 0 | 0 | 0 | 0 | 0 | 0 | 0 | 0 | 0
2012 | US | MRO | - | MAPP | 7a4 | Solar Derate On-Peak |  | 0 | 0 | 0 | 0 | 0 | 0 | 0 | 0 | 0 | 0 | 0
2012 | US | MRO | - | MAPP | 7a5 | Hydro Expected On-Peak |  | 0 | 0 | 0 | 0 | 0 | 0 | 0 | 0 | 0 | 0 | 0
2012 | US | MRO | - | MAPP | 7a6 | Hydro Derate On-Peak |  | 0 | 0 | 0 | 0 | 0 | 0 | 0 | 0 | 0 | 0 | 0
2012 | US | MRO | - | MAPP | 7a7 | Biomass Expected On-Peak |  | 0 | 0 | 0 | 0 | 0 | 0 | 0 | 0 | 0 | 0 | 0
2012 | US | MRO | - | MAPP | 7a8 | Biomass Derate On-Peak |  | 0 | 0 | 0 | 0 | 0 | 0 | 0 | 0 | 0 | 0 | 0
2012 | US | MRO | - | MAPP | 7a9 | Transmission-Limited Resources
2012 | US | MRO | - | MAPP | 7a10 | Scheduled Outage - Maintenance |  | 0 | 0 | 0 | 0 | 0 | 0 | 0 | 0 | 0 | 0 | 0
2012 | US | MRO | - | MAPP | 7a11 | All Other Derates |  | 0 | 0 | 0 | 0 | 0 | 0 | 0 | 0 | 0 | 0 | 0
2012 | US | MRO | - | MAPP | 7a12 | Energy-Only |  | 0 | 60 | 60 | 60 | 60 | 60 | 60 | 60 | 60 | 60 | 60
2012 | US | MRO | - | MAPP | 7b | Future-Other |  | 0 | 0 | 0 | 0 | 0 | 0 | 0 | 0 | 0 | 0 | 0
2012 | US | MRO | - | MAPP | 7b1 | Wind Expected On-Peak |  | 0 | 0 | 0 | 0 | 0 | 0 | 0 | 0 | 0 | 0 | 0
2012 | US | MRO | - | MAPP | 7b2 | Wind Derate On-Peak |  | 0 | 0 | 0 | 0 | 0 | 0 | 0 | 0 | 0 | 0 | 0
2012 | US | MRO | - | MAPP | 7b3 | Solar Expected On-Peak |  | 0 | 0 | 0 | 0 | 0 | 0 | 0 | 0 | 0 | 0 | 0
2012 | US | MRO | - | MAPP | 7b4 | Solar Derate On-Peak |  | 0 | 0 | 0 | 0 | 0 | 0 | 0 | 0 | 0 | 0 | 0
2012 | US | MRO | - | MAPP | 7b5 | Hydro Expected On-Peak |  | 0 | 0 | 0 | 0 | 0 | 0 | 0 | 0 | 0 | 0 | 0
2012 | US | MRO | - | MAPP | 7b6 | Hydro Derate On-Peak |  | 0 | 0 | 0 | 0 | 0 | 0 | 0 | 0 | 0 | 0 | 0
2012 | US | MRO | - | MAPP | 7b7 | Biomass Expected On-Peak |  | 0 | 0 | 0 | 0 | 0 | 0 | 0 | 0 | 0 | 0 | 0
2012 | US | MRO | - | MAPP | 7b8 | Biomass Derate On-Peak |  | 0 | 0 | 0 | 0 | 0 | 0 | 0 | 0 | 0 | 0 | 0
2012 | US | MRO | - | MAPP | 7b9 | Transmission-Limited Resources
2012 | US | MRO | - | MAPP | 7b10 | Scheduled Outage - Maintenance |  | 0 | 0 | 0 | 0 | 0 | 0 | 0 | 0 | 0 | 0 | 0
2012 | US | MRO | - | MAPP | 7b11 | All Other Derates |  | 0 | 0 | 0 | 0 | 0 | 0 | 0 | 0 | 0 | 0 | 0
2012 | US | MRO | - | MAPP | 7b12 | Energy-Only |  | 0 | 0 | 0 | 0 | 0 | 0 | 0 | 0 | 0 | 0 | 0
2012 | US | MRO | - | MAPP | 8 | Conceptual |  | 0 | 0 | 0 | 0 | 0 | 0 | 0 | 0 | 0 | 0 | 0
2012 | US | MRO | - | MAPP | 8a1 | Wind Expected On-Peak |  | 0 | 0 | 0 | 0 | 0 | 0 | 0 | 0 | 0 | 0 | 0
2012 | US | MRO | - | MAPP | 8a2 | Wind Derate On-Peak |  | 0 | 0 | 0 | 0 | 0 | 0 | 0 | 0 | 0 | 0 | 0
2012 | US | MRO | - | MAPP | 8a3 | Solar Expected On-Peak |  | 0 | 0 | 0 | 0 | 0 | 0 | 0 | 0 | 0 | 0 | 0
2012 | US | MRO | - | MAPP | 8a4 | Solar Derate On-Peak |  | 0 | 0 | 0 | 0 | 0 | 0 | 0 | 0 | 0 | 0 | 0
2012 | US | MRO | - | MAPP | 8a5 | Hydro Expected On-Peak |  | 0 | 0 | 0 | 0 | 0 | 0 | 0 | 0 | 0 | 0 | 0
2012 | US | MRO | - | MAPP | 8a6 | Hydro Derate On-Peak |  | 0 | 0 | 0 | 0 | 0 | 0 | 0 | 0 | 0 | 0 | 0
2012 | US | MRO | - | MAPP | 8a7 | Biomass Expected On-Peak |  | 0 | 0 | 0 | 0 | 0 | 0 | 0 | 0 | 0 | 0 | 0
2012 | US | MRO | - | MAPP | 8a8 | Biomass Derate On-Peak |  | 0 | 0 | 0 | 0 | 0 | 0 | 0 | 0 | 0 | 0 | 0
2012 | US | MRO | - | MAPP | 8a9 | All Other Derates |  | 0 | 0 | 0 | 0 | 0 | 0 | 0 | 0 | 0 | 0 | 0
2012 | US | MRO | - | MAPP | 8a10 | Energy-Only |  | 0 | 0 | 0 | 0 | 0 | 0 | 0 | 0 | 0 | 0 | 0
2012 | US | MRO | - | MAPP | 9 | ANTICIPATED INTERNAL CAPACITY |  | 7474.752 | 7702.252 | 7727.252 | 7752.252 | 7772.252 | 7772.252 | 7772.252 | 7772.252 | 7772.252 | 7772.252 | 7772.252
2012 | US | MRO | - | MAPP | 10 | CAPACITY TRANSACTIONS - IMPORTS | 181.78 | 244.88 | 350.88 | 352.88 | 355.88 | 377.88 | 379.88 | 381.88 | 361.88 | 361.88 | 361.88 | 361.88
2012 | US | MRO | - | MAPP | 10a | Firm | 181.78 | 244.88 | 350.88 | 352.88 | 355.88 | 377.88 | 379.88 | 381.88 | 361.88 | 361.88 | 361.88 | 361.88
2012 | US | MRO | - | MAPP | 10a1 | Full-Responsibility Purchases | 50.8 | 13.9 | 15.9 | 17.9 | 20.9 | 22.9 | 24.9 | 26.9 | 6.9 | 6.9 | 6.9 | 6.9
2012 | US | MRO | - | MAPP | 10a2 | Owned Capacity/Entitlement Located Outside the Region/Subregion | 0 | 100 | 190 | 190 | 190 | 240 | 240 | 240 | 240 | 240 | 240 | 240
2012 | US | MRO | - | MAPP | 10b | Non-firm
2012 | US | MRO | - | MAPP | 10c | Expected |  |  | 0 | 0 | 0 | 0 | 0 | 0 | 0 | 0 | 0 | 0
2012 | US | MRO | - | MAPP | 10c1 | Full-Responsibility Purchases |  |  | 0 | 0 | 0 | 0 | 0 | 0 | 0 | 0 | 0 | 0
2012 | US | MRO | - | MAPP | 10c2 | Owned Capacity/Entitlement Located Outside the Region/Subregion |  |  | 0 | 0 | 0 | 0 | 0 | 0 | 0 | 0 | 0 | 0
2012 | US | MRO | - | MAPP | 11 | CAPACITY TRANSACTIONS - EXPORTS | 1401.7 | 1398.8 | 1380.1 | 1367.4 | 1268 | 1268 | 1268 | 1268 | 1268 | 1268 | 1268 | 1268
2012 | US | MRO | - | MAPP | 11a | Firm | 1401.7 | 1398.8 | 1380.1 | 1367.4 | 1268 | 1268 | 1268 | 1268 | 1268 | 1268 | 1268 | 1268
2012 | US | MRO | - | MAPP | 11a1 | Full-Responsibility Purchases | 1381.7 | 1378.8 | 1380.1 | 1367.4 | 1268 | 1268 | 1268 | 1268 | 1268 | 1268 | 1268 | 1268
2012 | US | MRO | - | MAPP | 11a2 | Owned Capacity/Entitlement Located Outside the Region/Subregion |  |  | 0 | 0 | 0 | 0 | 0 | 0 | 0 | 0 | 0 | 0
2012 | US | MRO | - | MAPP | 11b | Non-firm
2012 | US | MRO | - | MAPP | 11c | Expected |  |  | 0 | 0 | 0 | 0 | 0 | 0 | 0 | 0 | 0 | 0
2012 | US | MRO | - | MAPP | 11c1 | Full-Responsibility Purchases |  |  | 0 | 0 | 0 | 0 | 0 | 0 | 0 | 0 | 0 | 0
2012 | US | MRO | - | MAPP | 11c2 | Owned Capacity/Entitlement Located Outside the Region/Subregion |  |  | 0 | 0 | 0 | 0 | 0 | 0 | 0 | 0 | 0 | 0
2012 | US | MRO | - | MAPP | 12 | EXISTING-CERTAIN & NET FIRM TRANSACTIONS | 5320.46 | 6020.832 | 6145.532 | 6160.232 | 6262.632 | 6284.632 | 6286.632 | 6288.632 | 6268.632 | 6268.632 | 6268.632 | 6268.632
2012 | US | MRO | - | MAPP | 13 | ANTICIPATED CAPACITY RESOURCES |  |  | 6673.032 | 6712.732 | 6840.132 | 6882.132 | 6884.132 | 6886.132 | 6866.132 | 6866.132 | 6866.132 | 6866.132
2012 | US | MRO | - | MAPP | 14 | PROSPECTIVE CAPACITY RESOURCES |  |  | 6673.032 | 6712.732 | 6840.132 | 6882.132 | 6884.132 | 6886.132 | 6866.132 | 6866.132 | 6866.132 | 6866.132
2012 | US | MRO | - | MAPP | 15 | TOTAL POTENTIAL CAPACITY RESOURCES |  |  | 6673.032 | 6712.732 | 6840.132 | 6882.132 | 6884.132 | 6886.132 | 6866.132 | 6866.132 | 6866.132 | 6866.132
2012 | US | MRO | - | MAPP | 16 | ADJUSTED POTENTIAL CAPACITY RESOURCES |  |  | 6673.032 | 6712.732 | 6840.132 | 6882.132 | 6884.132 | 6886.132 | 6866.132 | 6866.132 | 6866.132 | 6866.132
2012 | US | MRO | - | MAPP | 16a | Confidence of Future-Other |  |  | 0.99999 | 0.99999 | 0.99999 | 0.99999 | 0.99999 | 0.99999 | 0.99999 | 0.99999 | 0.99999 | 0.99999
2012 | US | MRO | - | MAPP | 16b | Net Future-Other Resources After Confidence Percentage Is Applied |  |  | 0 | 0 | 0 | 0 | 0 | 0 | 0 | 0 | 0 | 0
2012 | US | MRO | - | MAPP | 16c | Confidence of Conceptual |  |  | 0.99999 | 0.99999 | 0.99999 | 0.99999 | 0.99999 | 0.99999 | 0.99999 | 0.99999 | 0.99999 | 0.99999
2012 | US | MRO | - | MAPP | 16d | Net Conceptual Resources After Confidence Percentage Is Applied |  |  | 0 | 0 | 0 | 0 | 0 | 0 | 0 | 0 | 0 | 0
2012 | US | MRO | - | MAPP | 17 | ASSESSMENT AREA TARGET RESERVE MARGIN |  | 15% | 15% | 15% | 15% | 15% | 15% | 15% | 15% | 15% | 15% | 15%
2012 | US | MRO | - | MAPP | 18 | EXISTING-CERTAIN AND NET FIRM TRANSACTIONS RESERVE MARGIN | 360: 19.74%; 365: 26.59%
2012 | US | MRO | - | MAPP | 19 | ANTICIPATED CAPACITY RESOURCES RESERVE MARGIN |  |  | 37.37% | 34.28% | 34.82% | 29% | 27.2% | 24.7% | 22.11% | 20.07% | 18.1% | 16.29%
2012 | US | MRO | - | MAPP | 20 | PROSPECTIVE CAPACITY RESOURCES RESERVE MARGIN |  |  | 37.37% | 34.28% | 34.82% | 29% | 27.2% | 24.7% | 22.11% | 20.07% | 18.1% | 16.29%
2012 | US | MRO | - | MAPP | 21 | TOTAL POTENTIAL RESOURCES RESERVE MARGIN |  |  | 37.37% | 34.28% | 34.82% | 29% | 27.2% | 24.7% | 22.11% | 20.07% | 18.1% | 16.29%
2012 | US | MRO | - | MAPP | 22 | ADJUSTED POTENTIAL RESOURCES RESERVE MARGIN |  |  | 37.37% | 34.28% | 34.82% | 29% | 27.2% | 24.7% | 22.11% | 20.07% | 18.1% | 16.29%
2012 | US | MRO | - | MAPP | 23 | Total Baseline Installed Capacity | 360: 7560.982
2012 | US | MRO | - | MAPP | 24 | Distributed or Other Capacity (Behind the Meter) < 1 MW |  | 0 | 0 | 0 | 0 | 0 | 0 | 0 | 0 | 0 | 0 | 0
2012 | US | MRO | - | MAPP | 25 | Distributed or Other Capacity (Behind the Meter) ≥ 1 MW |  | 0 | 0 | 0 | 0 | 0 | 0 | 0 | 0 | 0 | 0 | 0
2012 | US | MRO | - | MAPP | 26 | Capacity Total from EIA-860 | 2959 | 2959 | 2959 | 2959 | 2959 | 2959 | 2959 | 2959 | 2959 | 2959 | 2959 | 2959
2012 | CAN | MRO | - | SaskPower | 1 | Unrestricted Non-coincident Peak Demand |  | 3509 | 3671 | 3829 | 3950 | 4050 | 4159 | 4145 | 4198 | 4255 | 4330 | 4401
2012 | CAN | MRO | - | SaskPower | 1a | New Conservation (Energy Efficiency) |  |  |  | 0 | 0 | 0 | 0 | 0 | 0 | 0 | 0 | 0
2012 | CAN | MRO | - | SaskPower | 1b | Estimated Diversity |  |  |  | 0 | 0 | 0 | 0 | 0 | 0 | 0 | 0 | 0
2012 | CAN | MRO | - | SaskPower | 1c | Additions for non-member load (load served by non-registered LSE's in a region) |  |  |  | 0 | 0 | 0 | 0 | 0 | 0 | 0 | 0 | 0
2012 | CAN | MRO | - | SaskPower | 1d | Stand-by Load Under Contract (Normally served by behind the meter generation) |  |  |  | 0 | 0 | 0 | 0 | 0 | 0 | 0 | 0 | 0
2012 | CAN | MRO | - | SaskPower | 1e | Non-Controllable Demand-Side Demand Response |  |  |  | 0 | 0 | 0 | 0 | 0 | 0 | 0 | 0 | 0
2012 | CAN | MRO | - | SaskPower | 2 | Total Internal Demand | 3241 | 3509 | 3671 | 3829 | 3950 | 4050 | 4159 | 4145 | 4198 | 4255 | 4330 | 4401
2012 | CAN | MRO | - | SaskPower | 2a | Supply-Side Direct Control Load Management (DCLM) |  |  |  | 0 | 0 | 0 | 0 | 0 | 0 | 0 | 0 | 0
2012 | CAN | MRO | - | SaskPower | 2b | Supply-Side Contractually Interruptible (Curtailable) |  |  |  | 0 | 0 | 0 | 0 | 0 | 0 | 0 | 0 | 0
2012 | CAN | MRO | - | SaskPower | 2c | Supply-Side Critical Peak-Pricing (CPP) with Control |  |  |  | 0 | 0 | 0 | 0 | 0 | 0 | 0 | 0 | 0
2012 | CAN | MRO | - | SaskPower | 2d | Supply-Side Load as a Capacity Resource |  |  |  | 0 | 0 | 0 | 0 | 0 | 0 | 0 | 0 | 0
2012 | CAN | MRO | - | SaskPower | 3 | Net Internal Demand | 3150 | 3418 | 3580 | 3738 | 3859 | 3959 | 4068 | 4054 | 4107 | 4164 | 4239 | 4310
2012 | CAN | MRO | - | SaskPower | 3a | Demand-Side Direct Control Load Management (DCLM) |  |  |  | 0 | 0 | 0 | 0 | 0 | 0 | 0 | 0 | 0
2012 | CAN | MRO | - | SaskPower | 3b | Demand-Side Contractually Interruptible (Curtailable) | 91 | 91 | 91 | 91 | 91 | 91 | 91 | 91 | 91 | 91 | 91 | 91
2012 | CAN | MRO | - | SaskPower | 3c | Demand-Side Critical Peak-Pricing (CPP) with Control |  |  |  | 0 | 0 | 0 | 0 | 0 | 0 | 0 | 0 | 0
2012 | CAN | MRO | - | SaskPower | 3d | Demand-Side Load as a Capacity Resource |  |  |  | 0 | 0 | 0 | 0 | 0 | 0 | 0 | 0 | 0
2012 | CAN | MRO | - | SaskPower | 4 | Total Controllable Demand Response | 91 | 91 | 91 | 91 | 91 | 91 | 91 | 91 | 91 | 91 | 91 | 91
2012 | CAN | MRO | - | SaskPower | 4a | Demand Response used for Ancillary Services - Spinning Reserves |  |  |  | 0 | 0 | 0 | 0 | 0 | 0 | 0 | 0 | 0
2012 | CAN | MRO | - | SaskPower | 4b | Demand Response used for Ancillary Services - Non-Spinning Reserves |  |  |  | 0 | 0 | 0 | 0 | 0 | 0 | 0 | 0 | 0
2012 | CAN | MRO | - | SaskPower | 4c | Demand Response used for Regulation |  |  |  | 0 | 0 | 0 | 0 | 0 | 0 | 0 | 0 | 0
2012 | CAN | MRO | - | SaskPower | 4d | Demand Response used for Energy, Voluntary Services - Emergency |  |  |  | 0 | 0 | 0 | 0 | 0 | 0 | 0 | 0 | 0
2012 | CAN | MRO | - | SaskPower | 5 | TOTAL INTERNAL CAPACITY |  | 4107 | 4294.5 | 4330.5 | 4590.5 | 4984.5 | 5404.5 | 5544.5 | 5684.5 | 5824.5 | 6091.5 | 6356.5
2012 | CAN | MRO | - | SaskPower | 6a | Existing-Certain |  | 3935.42 | 3935.42 | 3935.42 | 3935.42 | 3935.42 | 3935.42 | 3935.42 | 3935.42 | 3935.42 | 3935.42 | 3935.42
2012 | CAN | MRO | - | SaskPower | 6a1 | Wind Expected On-Peak |  | 39.52 | 39.52 | 39.52 | 39.52 | 39.52 | 39.52 | 39.52 | 39.52 | 39.52 | 39.52 | 39.52
2012 | CAN | MRO | - | SaskPower | 6a2 | Solar Expected On-Peak |  | 0 | 0 | 0 | 0 | 0 | 0 | 0 | 0 | 0 | 0 | 0
2012 | CAN | MRO | - | SaskPower | 6a3 | Hydro Expected On-Peak |  | 853.9 | 853.9 | 853.9 | 853.9 | 853.9 | 853.9 | 853.9 | 853.9 | 853.9 | 853.9 | 853.9
2012 | CAN | MRO | - | SaskPower | 6a4 | Biomass Expected On-Peak |  | 10 | 10 | 10 | 10 | 10 | 10 | 10 | 10 | 10 | 10 | 10
2012 | CAN | MRO | - | SaskPower | 6b | Existing-Other |  | 0 | 0 | 0 | 0 | 0 | 0 | 0 | 0 | 0 | 0 | 0
2012 | CAN | MRO | - | SaskPower | 6b1 | Wind Derate On-Peak |  | 158.08 | 158.08 | 158.08 | 158.08 | 158.08 | 158.08 | 158.08 | 158.08 | 158.08 | 158.08 | 158.08
2012 | CAN | MRO | - | SaskPower | 6b2 | Solar Derate On-Peak |  | 0 | 0 | 0 | 0 | 0 | 0 | 0 | 0 | 0 | 0 | 0
2012 | CAN | MRO | - | SaskPower | 6b3 | Hydro Derate On-Peak |  | 2.4 | 2.4 | 2.4 | 2.4 | 2.4 | 2.4 | 2.4 | 2.4 | 2.4 | 2.4 | 2.4
2012 | CAN | MRO | - | SaskPower | 6b4 | Biomass Derate On-Peak |  | 0 | 0 | 0 | 0 | 0 | 0 | 0 | 0 | 0 | 0 | 0
2012 | CAN | MRO | - | SaskPower | 6b5 | Transmission-Limited Resources |  |  | 0 | 0 | 0 | 0 | 0 | 0 | 0 | 0 | 0 | 0
2012 | CAN | MRO | - | SaskPower | 6b6 | All Other Derates |  | 7.6 | 7.6 | 7.6 | 7.6 | 7.6 | 7.6 | 7.6 | 7.6 | 7.6 | 7.6 | 7.6
2012 | CAN | MRO | - | SaskPower | 6b7 | Energy-Only (Existing-Other) |  | 0 | 0 | 0 | 0 | 0 | 0 | 0 | 0 | 0 | 0 | 0
2012 | CAN | MRO | - | SaskPower | 6c | Unplanned Outages (Actual) / Current and Future Inoperable Resources |  |  | 0 | 0 | 0 | 0 | 0 | 0 | 0 | 0 | 0 | 0
2012 | CAN | MRO | - | SaskPower | 6d | Total Supply-Side Demand Response | 0 | 0 | 0 | 0 | 0 | 0 | 0 | 0 | 0 | 0 | 0 | 0
2012 | CAN | MRO | - | SaskPower | 7 | TOTAL FUTURE CAPACITY ADDITIONS |  | 3.5 | 190 | 226 | 442 | 486 | 766 | 766 | 766 | 766 | 893 | 1018
2012 | CAN | MRO | - | SaskPower | 7a | Future-Planned |  | 3.5 | 190 | 226 | 442 | 486 | 766 | 766 | 766 | 766 | 893 | 1018
2012 | CAN | MRO | - | SaskPower | 7a1 | Wind Expected On-Peak |  | 0 | 0 | 0 | 11 | 46 | 46 | 46 | 46 | 46 | 46 | 46
2012 | CAN | MRO | - | SaskPower | 7a2 | Wind Derate On-Peak |  | 0 | 0 | 0 | 44 | 184 | 184 | 184 | 184 | 184 | 184 | 184
2012 | CAN | MRO | - | SaskPower | 7a3 | Solar Expected On-Peak |  | 0 | 0 | 0 | 0 | 0 | 0 | 0 | 0 | 0 | 0 | 0
2012 | CAN | MRO | - | SaskPower | 7a4 | Solar Derate On-Peak |  | 0 | 0 | 0 | 0 | 0 | 0 | 0 | 0 | 0 | 0 | 0
2012 | CAN | MRO | - | SaskPower | 7a5 | Hydro Expected On-Peak |  | 3.5 | 7 | 7 | 7 | 7 | 7 | 7 | 7 | 7 | 7 | 7
2012 | CAN | MRO | - | SaskPower | 7a6 | Hydro Derate On-Peak |  | 0 | 0 | 0 | 0 | 0 | 0 | 0 | 0 | 0 | 0 | 0
2012 | CAN | MRO | - | SaskPower | 7a7 | Biomass Expected On-Peak |  | 0 | 0 | 36 | 36 | 106 | 106 | 106 | 106 | 106 | 106 | 106
2012 | CAN | MRO | - | SaskPower | 7a8 | Biomass Derate On-Peak |  | 0 | 0 | 0 | 0 | 70 | 70 | 70 | 70 | 70 | 70 | 70
2012 | CAN | MRO | - | SaskPower | 7a9 | Transmission-Limited Resources
2012 | CAN | MRO | - | SaskPower | 7a10 | Scheduled Outage - Maintenance |  | 0 | 0 | 0 | 0 | 0 | 0 | 0 | 0 | 0 | 0 | 0
2012 | CAN | MRO | - | SaskPower | 7a11 | All Other Derates |  | 0 | 1 | 1 | 1 | 141 | 281 | 421 | 561 | 701 | 841 | 981
2012 | CAN | MRO | - | SaskPower | 7a12 | Energy-Only |  | 0 | 0 | 0 | 0 | 0 | 0 | 0 | 0 | 0 | 0 | 0
2012 | CAN | MRO | - | SaskPower | 7b | Future-Other |  | 0 | 0 | 0 | 0 | 0 | 0 | 0 | 0 | 0 | 0 | 0
2012 | CAN | MRO | - | SaskPower | 7b1 | Wind Expected On-Peak |  | 0 | 0 | 0 | 0 | 0 | 0 | 0 | 0 | 0 | 0 | 0
2012 | CAN | MRO | - | SaskPower | 7b2 | Wind Derate On-Peak |  | 0 | 0 | 0 | 0 | 0 | 0 | 0 | 0 | 0 | 0 | 0
2012 | CAN | MRO | - | SaskPower | 7b3 | Solar Expected On-Peak |  | 0 | 0 | 0 | 0 | 0 | 0 | 0 | 0 | 0 | 0 | 0
2012 | CAN | MRO | - | SaskPower | 7b4 | Solar Derate On-Peak |  | 0 | 0 | 0 | 0 | 0 | 0 | 0 | 0 | 0 | 0 | 0
2012 | CAN | MRO | - | SaskPower | 7b5 | Hydro Expected On-Peak |  | 0 | 0 | 0 | 0 | 0 | 0 | 0 | 0 | 0 | 0 | 0
2012 | CAN | MRO | - | SaskPower | 7b6 | Hydro Derate On-Peak |  | 0 | 0 | 0 | 0 | 0 | 0 | 0 | 0 | 0 | 0 | 0
2012 | CAN | MRO | - | SaskPower | 7b7 | Biomass Expected On-Peak |  | 0 | 0 | 0 | 0 | 0 | 0 | 0 | 0 | 0 | 0 | 0
2012 | CAN | MRO | - | SaskPower | 7b8 | Biomass Derate On-Peak |  | 0 | 0 | 0 | 0 | 0 | 0 | 0 | 0 | 0 | 0 | 0
2012 | CAN | MRO | - | SaskPower | 7b9 | Transmission-Limited Resources
2012 | CAN | MRO | - | SaskPower | 7b10 | Scheduled Outage - Maintenance |  | 0 | 0 | 0 | 0 | 0 | 0 | 0 | 0 | 0 | 0 | 0
2012 | CAN | MRO | - | SaskPower | 7b11 | All Other Derates |  | 0 | 0 | 0 | 0 | 0 | 0 | 0 | 0 | 0 | 0 | 0
2012 | CAN | MRO | - | SaskPower | 7b12 | Energy-Only |  | 0 | 0 | 0 | 0 | 0 | 0 | 0 | 0 | 0 | 0 | 0
2012 | CAN | MRO | - | SaskPower | 8 | Conceptual |  | 0 | 0 | 0 | 0 | 0 | 0 | 0 | 0 | 0 | 0 | 0
2012 | CAN | MRO | - | SaskPower | 8a1 | Wind Expected On-Peak |  | 0 | 0 | 0 | 0 | 0 | 0 | 0 | 0 | 0 | 0 | 0
2012 | CAN | MRO | - | SaskPower | 8a2 | Wind Derate On-Peak |  | 0 | 0 | 0 | 0 | 0 | 0 | 0 | 0 | 0 | 0 | 0
2012 | CAN | MRO | - | SaskPower | 8a3 | Solar Expected On-Peak |  | 0 | 0 | 0 | 0 | 0 | 0 | 0 | 0 | 0 | 0 | 0
2012 | CAN | MRO | - | SaskPower | 8a4 | Solar Derate On-Peak |  | 0 | 0 | 0 | 0 | 0 | 0 | 0 | 0 | 0 | 0 | 0
2012 | CAN | MRO | - | SaskPower | 8a5 | Hydro Expected On-Peak |  | 0 | 0 | 0 | 0 | 0 | 0 | 0 | 0 | 0 | 0 | 0
2012 | CAN | MRO | - | SaskPower | 8a6 | Hydro Derate On-Peak |  | 0 | 0 | 0 | 0 | 0 | 0 | 0 | 0 | 0 | 0 | 0
2012 | CAN | MRO | - | SaskPower | 8a7 | Biomass Expected On-Peak |  | 0 | 0 | 0 | 0 | 0 | 0 | 0 | 0 | 0 | 0 | 0
2012 | CAN | MRO | - | SaskPower | 8a8 | Biomass Derate On-Peak |  | 0 | 0 | 0 | 0 | 0 | 0 | 0 | 0 | 0 | 0 | 0
2012 | CAN | MRO | - | SaskPower | 8a9 | All Other Derates |  | 0 | 0 | 0 | 0 | 0 | 0 | 0 | 0 | 0 | 0 | 0
2012 | CAN | MRO | - | SaskPower | 8a10 | Energy-Only |  | 0 | 0 | 0 | 0 | 0 | 0 | 0 | 0 | 0 | 0 | 0
2012 | CAN | MRO | - | SaskPower | 9 | ANTICIPATED INTERNAL CAPACITY |  | 3938.92 | 4125.42 | 4161.42 | 4377.42 | 4421.42 | 4701.42 | 4701.42 | 4701.42 | 4701.42 | 4828.42 | 4953.42
2012 | CAN | MRO | - | SaskPower | 10 | CAPACITY TRANSACTIONS - IMPORTS | 0 | 0 | 0 | 0 | 0 | 0 | 0 | 0 | 0 | 0 | 0 | 0
2012 | CAN | MRO | - | SaskPower | 10a | Firm |  |  | 0 | 0 | 0 | 0 | 0 | 0 | 0 | 0 | 0 | 0
2012 | CAN | MRO | - | SaskPower | 10a1 | Full-Responsibility Purchases |  |  | 0 | 0 | 0 | 0 | 0 | 0 | 0 | 0 | 0 | 0
2012 | CAN | MRO | - | SaskPower | 10a2 | Owned Capacity/Entitlement Located Outside the Region/Subregion |  |  | 0 | 0 | 0 | 0 | 0 | 0 | 0 | 0 | 0 | 0
2012 | CAN | MRO | - | SaskPower | 10b | Non-firm
2012 | CAN | MRO | - | SaskPower | 10c | Expected |  |  | 0 | 0 | 0 | 0 | 0 | 0 | 0 | 0 | 0 | 0
2012 | CAN | MRO | - | SaskPower | 10c1 | Full-Responsibility Purchases |  |  | 0 | 0 | 0 | 0 | 0 | 0 | 0 | 0 | 0 | 0
2012 | CAN | MRO | - | SaskPower | 10c2 | Owned Capacity/Entitlement Located Outside the Region/Subregion |  |  | 0 | 0 | 0 | 0 | 0 | 0 | 0 | 0 | 0 | 0
2012 | CAN | MRO | - | SaskPower | 11 | CAPACITY TRANSACTIONS - EXPORTS | 0 | 0 | 0 | 0 | 0 | 0 | 0 | 0 | 0 | 0 | 0 | 0
2012 | CAN | MRO | - | SaskPower | 11a | Firm |  |  | 0 | 0 | 0 | 0 | 0 | 0 | 0 | 0 | 0 | 0
2012 | CAN | MRO | - | SaskPower | 11a1 | Full-Responsibility Purchases |  |  | 0 | 0 | 0 | 0 | 0 | 0 | 0 | 0 | 0 | 0
2012 | CAN | MRO | - | SaskPower | 11a2 | Owned Capacity/Entitlement Located Outside the Region/Subregion |  |  | 0 | 0 | 0 | 0 | 0 | 0 | 0 | 0 | 0 | 0
2012 | CAN | MRO | - | SaskPower | 11b | Non-firm
2012 | CAN | MRO | - | SaskPower | 11c | Expected |  |  | 0 | 0 | 0 | 0 | 0 | 0 | 0 | 0 | 0 | 0
2012 | CAN | MRO | - | SaskPower | 11c1 | Full-Responsibility Purchases |  |  | 0 | 0 | 0 | 0 | 0 | 0 | 0 | 0 | 0 | 0
2012 | CAN | MRO | - | SaskPower | 11c2 | Owned Capacity/Entitlement Located Outside the Region/Subregion |  |  | 0 | 0 | 0 | 0 | 0 | 0 | 0 | 0 | 0 | 0
2012 | CAN | MRO | - | SaskPower | 12 | EXISTING-CERTAIN & NET FIRM TRANSACTIONS | 0 | 3935.42 | 3935.42 | 3935.42 | 3935.42 | 3935.42 | 3935.42 | 3935.42 | 3935.42 | 3935.42 | 3935.42 | 3935.42
2012 | CAN | MRO | - | SaskPower | 13 | ANTICIPATED CAPACITY RESOURCES |  |  | 4125.42 | 4161.42 | 4377.42 | 4421.42 | 4701.42 | 4701.42 | 4701.42 | 4701.42 | 4828.42 | 4953.42
2012 | CAN | MRO | - | SaskPower | 14 | PROSPECTIVE CAPACITY RESOURCES |  |  | 4125.42 | 4161.42 | 4377.42 | 4421.42 | 4701.42 | 4701.42 | 4701.42 | 4701.42 | 4828.42 | 4953.42
2012 | CAN | MRO | - | SaskPower | 15 | TOTAL POTENTIAL CAPACITY RESOURCES |  |  | 4125.42 | 4161.42 | 4377.42 | 4421.42 | 4701.42 | 4701.42 | 4701.42 | 4701.42 | 4828.42 | 4953.42
2012 | CAN | MRO | - | SaskPower | 16 | ADJUSTED POTENTIAL CAPACITY RESOURCES |  |  | 4125.42 | 4161.42 | 4377.42 | 4421.42 | 4701.42 | 4701.42 | 4701.42 | 4701.42 | 4828.42 | 4953.42
2012 | CAN | MRO | - | SaskPower | 16a | Confidence of Future-Other |  |  | 0.99999 | 0.99999 | 0.99999 | 0.99999 | 0.99999 | 0.99999 | 0.99999 | 0.99999 | 0.99999 | 0.99999
2012 | CAN | MRO | - | SaskPower | 16b | Net Future-Other Resources After Confidence Percentage Is Applied |  |  | 0 | 0 | 0 | 0 | 0 | 0 | 0 | 0 | 0 | 0
2012 | CAN | MRO | - | SaskPower | 16c | Confidence of Conceptual |  |  | 0.99999 | 0.99999 | 0.99999 | 0.99999 | 0.99999 | 0.99999 | 0.99999 | 0.99999 | 0.99999 | 0.99999
2012 | CAN | MRO | - | SaskPower | 16d | Net Conceptual Resources After Confidence Percentage Is Applied |  |  | 0 | 0 | 0 | 0 | 0 | 0 | 0 | 0 | 0 | 0
2012 | CAN | MRO | - | SaskPower | 17 | ASSESSMENT AREA TARGET RESERVE MARGIN |  | 11% | 11% | 11% | 11% | 11% | 11% | 11% | 11% | 11% | 11% | 11%
2012 | CAN | MRO | - | SaskPower | 18 | EXISTING-CERTAIN AND NET FIRM TRANSACTIONS RESERVE MARGIN | 360: -100%; 365: 15.14%
2012 | CAN | MRO | - | SaskPower | 19 | ANTICIPATED CAPACITY RESOURCES RESERVE MARGIN |  |  | 15.24% | 11.33% | 13.43% | 11.68% | 15.57% | 15.97% | 14.47% | 12.91% | 13.9% | 14.93%
2012 | CAN | MRO | - | SaskPower | 20 | PROSPECTIVE CAPACITY RESOURCES RESERVE MARGIN |  |  | 15.24% | 11.33% | 13.43% | 11.68% | 15.57% | 15.97% | 14.47% | 12.91% | 13.9% | 14.93%
2012 | CAN | MRO | - | SaskPower | 21 | TOTAL POTENTIAL RESOURCES RESERVE MARGIN |  |  | 15.24% | 11.33% | 13.43% | 11.68% | 15.57% | 15.97% | 14.47% | 12.91% | 13.9% | 14.93%
2012 | CAN | MRO | - | SaskPower | 22 | ADJUSTED POTENTIAL RESOURCES RESERVE MARGIN |  |  | 15.24% | 11.33% | 13.43% | 11.68% | 15.57% | 15.97% | 14.47% | 12.91% | 13.9% | 14.93%
2012 | CAN | MRO | - | SaskPower | 23 | Total Baseline Installed Capacity | 360: 0
2012 | CAN | MRO | - | SaskPower | 24 | Distributed or Other Capacity (Behind the Meter) < 1 MW |  | 0 | 0 | 0 | 0 | 0 | 0 | 0 | 0 | 0 | 0 | 0
2012 | CAN | MRO | - | SaskPower | 25 | Distributed or Other Capacity (Behind the Meter) ≥ 1 MW |  | 0 | 0 | 0 | 0 | 0 | 0 | 0 | 0 | 0 | 0 | 0
2012 | CAN | MRO | - | SaskPower | 26 | Capacity Total from EIA-860 |  | 0 | 0 | 0 | 0 | 0 | 0 | 0 | 0 | 0 | 0 | 0
2012 | CAN | NPCC | - | Maritimes | 1 | Unrestricted Non-coincident Peak Demand |  | 5410 | 5421 | 5420 | 5419 | 5444 | 5462 | 5489 | 5492 | 5513 | 5530 | 5552
2012 | CAN | NPCC | - | Maritimes | 1a | New Conservation (Energy Efficiency) |  |  |  | 0 | 0 | 0 | 0 | 0 | 0 | 0 | 0 | 0
2012 | CAN | NPCC | - | Maritimes | 1b | Estimated Diversity |  |  |  | 0 | 0 | 0 | 0 | 0 | 0 | 0 | 0 | 0
2012 | CAN | NPCC | - | Maritimes | 1c | Additions for non-member load (load served by non-registered LSE's in a region) |  |  |  | 0 | 0 | 0 | 0 | 0 | 0 | 0 | 0 | 0
2012 | CAN | NPCC | - | Maritimes | 1d | Stand-by Load Under Contract (Normally served by behind the meter generation) |  |  |  | 0 | 0 | 0 | 0 | 0 | 0 | 0 | 0 | 0
2012 | CAN | NPCC | - | Maritimes | 1e | Non-Controllable Demand-Side Demand Response |  |  |  | 0 | 0 | 0 | 0 | 0 | 0 | 0 | 0 | 0
2012 | CAN | NPCC | - | Maritimes | 2 | Total Internal Demand | 5243 | 5410 | 5421 | 5420 | 5419 | 5444 | 5462 | 5489 | 5492 | 5513 | 5530 | 5552
2012 | CAN | NPCC | - | Maritimes | 2a | Supply-Side Direct Control Load Management (DCLM) |  |  |  | 0 | 0 | 0 | 0 | 0 | 0 | 0 | 0 | 0
2012 | CAN | NPCC | - | Maritimes | 2b | Supply-Side Contractually Interruptible (Curtailable) |  |  |  | 0 | 0 | 0 | 0 | 0 | 0 | 0 | 0 | 0
2012 | CAN | NPCC | - | Maritimes | 2c | Supply-Side Critical Peak-Pricing (CPP) with Control |  |  |  | 0 | 0 | 0 | 0 | 0 | 0 | 0 | 0 | 0
2012 | CAN | NPCC | - | Maritimes | 2d | Supply-Side Load as a Capacity Resource |  |  |  | 0 | 0 | 0 | 0 | 0 | 0 | 0 | 0 | 0
2012 | CAN | NPCC | - | Maritimes | 3 | Net Internal Demand | 5039.6 | 5157 | 5169 | 5165.6 | 5164.6 | 5184.7 | 5201.3 | 5226.3 | 5227.5 | 5247.3 | 5263.8 | 5285
2012 | CAN | NPCC | - | Maritimes | 3a | Demand-Side Direct Control Load Management (DCLM) |  |  |  | 0 | 0 | 0 | 0 | 0 | 0 | 0 | 0 | 0
2012 | CAN | NPCC | - | Maritimes | 3b | Demand-Side Contractually Interruptible (Curtailable) | 203.4 | 253 | 252 | 254.4 | 254.4 | 259.3 | 260.7 | 262.7 | 264.5 | 265.7 | 266.2 | 267
2012 | CAN | NPCC | - | Maritimes | 3c | Demand-Side Critical Peak-Pricing (CPP) with Control |  |  |  | 0 | 0 | 0 | 0 | 0 | 0 | 0 | 0 | 0
2012 | CAN | NPCC | - | Maritimes | 3d | Demand-Side Load as a Capacity Resource |  |  |  | 0 | 0 | 0 | 0 | 0 | 0 | 0 | 0 | 0
2012 | CAN | NPCC | - | Maritimes | 4 | Total Controllable Demand Response | 203.4 | 253 | 252 | 254.4 | 254.4 | 259.3 | 260.7 | 262.7 | 264.5 | 265.7 | 266.2 | 267
2012 | CAN | NPCC | - | Maritimes | 4a | Demand Response used for Ancillary Services - Spinning Reserves |  |  |  | 0 | 0 | 0 | 0 | 0 | 0 | 0 | 0 | 0
2012 | CAN | NPCC | - | Maritimes | 4b | Demand Response used for Ancillary Services - Non-Spinning Reserves |  |  |  | 0 | 0 | 0 | 0 | 0 | 0 | 0 | 0 | 0
2012 | CAN | NPCC | - | Maritimes | 4c | Demand Response used for Regulation |  |  |  | 0 | 0 | 0 | 0 | 0 | 0 | 0 | 0 | 0
2012 | CAN | NPCC | - | Maritimes | 4d | Demand Response used for Energy, Voluntary Services - Emergency |  |  |  | 0 | 0 | 0 | 0 | 0 | 0 | 0 | 0 | 0
2012 | CAN | NPCC | - | Maritimes | 5 | TOTAL INTERNAL CAPACITY | 7040.54 | 7442.19 | 7492.019 | 7518.719 | 7468.419 | 7485.119 | 7510.119 | 7386.319 | 7386.319 | 7386.319 | 7386.319 | 7386.319
2012 | CAN | NPCC | - | Maritimes | 6a | Existing-Certain | 6480.606 | 6195.456 | 6195.456 | 6195.456 | 6195.456 | 6195.456 | 6195.456 | 6195.456 | 6195.456 | 6195.456 | 6195.456 | 6195.456
2012 | CAN | NPCC | - | Maritimes | 6a1 | Wind Expected On-Peak | 303.586 | 317.436 | 317.436 | 317.436 | 317.436 | 317.436 | 317.436 | 317.436 | 317.436 | 317.436 | 317.436 | 317.436
2012 | CAN | NPCC | - | Maritimes | 6a2 | Solar Expected On-Peak | 0 | 0 | 0 | 0 | 0 | 0 | 0 | 0 | 0 | 0 | 0 | 0
2012 | CAN | NPCC | - | Maritimes | 6a3 | Hydro Expected On-Peak | 1336.83 | 1336.83 | 1336.83 | 1336.83 | 1336.83 | 1336.83 | 1336.83 | 1336.83 | 1336.83 | 1336.83 | 1336.83 | 1336.83
2012 | CAN | NPCC | - | Maritimes | 6a4 | Biomass Expected On-Peak | 141.4 | 141.4 | 141.4 | 141.4 | 141.4 | 141.4 | 141.4 | 141.4 | 141.4 | 141.4 | 141.4 | 141.4
2012 | CAN | NPCC | - | Maritimes | 6b | Existing-Other | 0 | 0 | 0 | 0 | 0 | 0 | 0 | 0 | 0 | 0 | 0 | 0
2012 | CAN | NPCC | - | Maritimes | 6b1 | Wind Derate On-Peak | 471.534 | 497.684 | 497.684 | 497.684 | 497.684 | 497.684 | 497.684 | 497.684 | 497.684 | 497.684 | 497.684 | 497.684
2012 | CAN | NPCC | - | Maritimes | 6b2 | Solar Derate On-Peak | 0 | 0 | 0 | 0 | 0 | 0 | 0 | 0 | 0 | 0 | 0 | 0
2012 | CAN | NPCC | - | Maritimes | 6b3 | Hydro Derate On-Peak | 1.7 | 1.7 | 1.7 | 1.7 | 1.7 | 1.7 | 1.7 | 1.7 | 1.7 | 1.7 | 1.7 | 1.7
2012 | CAN | NPCC | - | Maritimes | 6b4 | Biomass Derate On-Peak | 7 | 7 | 7 | 7 | 7 | 7 | 7 | 7 | 7 | 7 | 7 | 7
2012 | CAN | NPCC | - | Maritimes | 6b5 | Transmission-Limited Resources | 48.5 | 48.5 | 48.5 | 48.5 | 48.5 | 48.5 | 48.5 | 48.5 | 48.5 | 48.5 | 48.5 | 48.5
2012 | CAN | NPCC | - | Maritimes | 6b6 | All Other Derates | -48.5 | -48.5 | -48.5 | -48.5 | -48.5 | -48.5 | -48.5 | -48.5 | -48.5 | -48.5 | -48.5 | -48.5
2012 | CAN | NPCC | - | Maritimes | 6b7 | Energy-Only (Existing-Other) | 0 | 0 | 0 | 0 | 0 | 0 | 0 | 0 | 0 | 0 | 0 | 0
2012 | CAN | NPCC | - | Maritimes | 6c | Unplanned Outages (Actual) / Current and Future Inoperable Resources | 79.7 | 79.7 | 79.7 | 79.7 | 79.7 | 79.7 | 79.7 | 79.7 | 79.7 | 79.7 | 79.7 | 79.7
2012 | CAN | NPCC | - | Maritimes | 6d | Total Supply-Side Demand Response | 0 | 0 | 0 | 0 | 0 | 0 | 0 | 0 | 0 | 0 | 0 | 0
2012 | CAN | NPCC | - | Maritimes | 7 | TOTAL FUTURE CAPACITY ADDITIONS | 0 | 660.195 | 682.245 | 697.945 | 636.645 | 642.345 | 650.845 | 510.545 | 510.545 | 510.545 | 510.545 | 510.545
2012 | CAN | NPCC | - | Maritimes | 7a | Future-Planned | 0 | 660.195 | 682.245 | 697.945 | 636.645 | 642.345 | 650.845 | 510.545 | 510.545 | 510.545 | 510.545 | 510.545
2012 | CAN | NPCC | - | Maritimes | 7a1 | Wind Expected On-Peak | 0 | 0.195 | 19.995 | 25.695 | 31.395 | 37.095 | 45.595 | 54.095 | 54.095 | 54.095 | 54.095 | 54.095
2012 | CAN | NPCC | - | Maritimes | 7a2 | Wind Derate On-Peak | 0 | 0.455 | 28.234 | 39.234 | 50.234 | 61.234 | 77.734 | 94.234 | 94.234 | 94.234 | 94.234 | 94.234
2012 | CAN | NPCC | - | Maritimes | 7a3 | Solar Expected On-Peak | 0 | 0 | 0 | 0 | 0 | 0 | 0 | 0 | 0 | 0 | 0 | 0
2012 | CAN | NPCC | - | Maritimes | 7a4 | Solar Derate On-Peak | 0 | 0 | 0 | 0 | 0 | 0 | 0 | 0 | 0 | 0 | 0 | 0
2012 | CAN | NPCC | - | Maritimes | 7a5 | Hydro Expected On-Peak | 0 | 0 | 0 | 0 | 0 | 0 | 0 | 4.2 | 4.2 | 4.2 | 4.2 | 4.2
2012 | CAN | NPCC | - | Maritimes | 7a6 | Hydro Derate On-Peak | 0 | 0 | 0 | 0 | 0 | 0 | 0 | 0 | 0 | 0 | 0 | 0
2012 | CAN | NPCC | - | Maritimes | 7a7 | Biomass Expected On-Peak | 0 | 0 | 0 | 10 | 63 | 63 | 63 | 63 | 63 | 63 | 63 | 63
2012 | CAN | NPCC | - | Maritimes | 7a8 | Biomass Derate On-Peak | 0 | 0 | 0 | 0 | 0 | 0 | 0 | 0 | 0 | 0 | 0 | 0
2012 | CAN | NPCC | - | Maritimes | 7a9 | Transmission-Limited Resources
2012 | CAN | NPCC | - | Maritimes | 7a10 | Scheduled Outage - Maintenance | 100 | 100 | 100 | 100 | 100 | 100 | 100 | 100 | 100 | 100 | 100 | 100
2012 | CAN | NPCC | - | Maritimes | 7a11 | All Other Derates | 0 | 0 | 0 | 0 | 0 | 0 | -7.1054e-15 | -7.1054e-15 | -7.1054e-15 | -7.1054e-15 | -7.1054e-15 | -7.1054e-15
2012 | CAN | NPCC | - | Maritimes | 7a12 | Energy-Only | 0 | 0 | 0 | 0 | 0 | 0 | 0 | 0 | 0 | 0 | 0 | 0
2012 | CAN | NPCC | - | Maritimes | 7b | Future-Other | 0 | 0 | 0 | 0 | 0 | 0 | 0 | 0 | 0 | 0 | 0 | 0
2012 | CAN | NPCC | - | Maritimes | 7b1 | Wind Expected On-Peak | 0 | 0 | 0 | 0 | 0 | 0 | 0 | 0 | 0 | 0 | 0 | 0
2012 | CAN | NPCC | - | Maritimes | 7b2 | Wind Derate On-Peak | 0 | 0 | 0 | 0 | 0 | 0 | 0 | 0 | 0 | 0 | 0 | 0
2012 | CAN | NPCC | - | Maritimes | 7b3 | Solar Expected On-Peak | 0 | 0 | 0 | 0 | 0 | 0 | 0 | 0 | 0 | 0 | 0 | 0
2012 | CAN | NPCC | - | Maritimes | 7b4 | Solar Derate On-Peak | 0 | 0 | 0 | 0 | 0 | 0 | 0 | 0 | 0 | 0 | 0 | 0
2012 | CAN | NPCC | - | Maritimes | 7b5 | Hydro Expected On-Peak | 0 | 0 | 0 | 0 | 0 | 0 | 0 | 0 | 0 | 0 | 0 | 0
2012 | CAN | NPCC | - | Maritimes | 7b6 | Hydro Derate On-Peak | 0 | 0 | 0 | 0 | 0 | 0 | 0 | 0 | 0 | 0 | 0 | 0
2012 | CAN | NPCC | - | Maritimes | 7b7 | Biomass Expected On-Peak | 0 | 0 | 0 | 0 | 0 | 0 | 0 | 0 | 0 | 0 | 0 | 0
2012 | CAN | NPCC | - | Maritimes | 7b8 | Biomass Derate On-Peak | 0 | 0 | 0 | 0 | 0 | 0 | 0 | 0 | 0 | 0 | 0 | 0
2012 | CAN | NPCC | - | Maritimes | 7b9 | Transmission-Limited Resources
2012 | CAN | NPCC | - | Maritimes | 7b10 | Scheduled Outage - Maintenance | 0 | 0 | 0 | 0 | 0 | 0 | 0 | 0 | 0 | 0 | 0 | 0
2012 | CAN | NPCC | - | Maritimes | 7b11 | All Other Derates | 0 | 0 | 0 | 0 | 0 | 0 | 0 | 0 | 0 | 0 | 0 | 0
2012 | CAN | NPCC | - | Maritimes | 7b12 | Energy-Only | 0 | 0 | 0 | 0 | 0 | 0 | 0 | 0 | 0 | 0 | 0 | 0
2012 | CAN | NPCC | - | Maritimes | 8 | Conceptual | 0 | 0 | 0 | 0 | 0 | 0 | 0 | 0 | 0 | 0 | 0 | 0
2012 | CAN | NPCC | - | Maritimes | 8a1 | Wind Expected On-Peak | 0 | 0 | 0 | 0 | 0 | 0 | 0 | 0 | 0 | 0 | 0 | 0
2012 | CAN | NPCC | - | Maritimes | 8a2 | Wind Derate On-Peak | 0 | 0 | 0 | 0 | 0 | 0 | 0 | 0 | 0 | 0 | 0 | 0
2012 | CAN | NPCC | - | Maritimes | 8a3 | Solar Expected On-Peak | 0 | 0 | 0 | 0 | 0 | 0 | 0 | 0 | 0 | 0 | 0 | 0
2012 | CAN | NPCC | - | Maritimes | 8a4 | Solar Derate On-Peak | 0 | 0 | 0 | 0 | 0 | 0 | 0 | 0 | 0 | 0 | 0 | 0
2012 | CAN | NPCC | - | Maritimes | 8a5 | Hydro Expected On-Peak | 0 | 0 | 0 | 0 | 0 | 0 | 0 | 0 | 0 | 0 | 0 | 0
2012 | CAN | NPCC | - | Maritimes | 8a6 | Hydro Derate On-Peak | 0 | 0 | 0 | 0 | 0 | 0 | 0 | 0 | 0 | 0 | 0 | 0
2012 | CAN | NPCC | - | Maritimes | 8a7 | Biomass Expected On-Peak | 0 | 0 | 0 | 0 | 0 | 0 | 0 | 0 | 0 | 0 | 0 | 0
2012 | CAN | NPCC | - | Maritimes | 8a8 | Biomass Derate On-Peak | 0 | 0 | 0 | 0 | 0 | 0 | 0 | 0 | 0 | 0 | 0 | 0
2012 | CAN | NPCC | - | Maritimes | 8a9 | All Other Derates | 0 | 0 | 0 | 0 | 0 | 0 | 0 | 0 | 0 | 0 | 0 | 0
2012 | CAN | NPCC | - | Maritimes | 8a10 | Energy-Only | 0 | 0 | 0 | 0 | 0 | 0 | 0 | 0 | 0 | 0 | 0 | 0
2012 | CAN | NPCC | - | Maritimes | 9 | ANTICIPATED INTERNAL CAPACITY | 6480.606 | 6855.651 | 6877.701 | 6893.401 | 6832.101 | 6837.801 | 6846.301 | 6706.001 | 6706.001 | 6706.001 | 6706.001 | 6706.001
2012 | CAN | NPCC | - | Maritimes | 10 | CAPACITY TRANSACTIONS - IMPORTS | 383 | 0 | 0 | 0 | 0 | 0 | 0 | 155 | 155 | 155 | 155 | 155
2012 | CAN | NPCC | - | Maritimes | 10a | Firm | 383 | 0 | 0 | 0 | 0 | 0 | 0 | 0 | 0 | 0 | 0 | 0
2012 | CAN | NPCC | - | Maritimes | 10a1 | Full-Responsibility Purchases | 383 | 0 | 0 | 0 | 0 | 0 | 0 | 0 | 0 | 0 | 0 | 0
2012 | CAN | NPCC | - | Maritimes | 10a2 | Owned Capacity/Entitlement Located Outside the Region/Subregion |  |  | 0 | 0 | 0 | 0 | 0 | 0 | 0 | 0 | 0 | 0
2012 | CAN | NPCC | - | Maritimes | 10b | Non-firm
2012 | CAN | NPCC | - | Maritimes | 10c | Expected |  |  | 0 | 0 | 0 | 0 | 0 | 155 | 155 | 155 | 155 | 155
2012 | CAN | NPCC | - | Maritimes | 10c1 | Full-Responsibility Purchases |  |  | 0 | 0 | 0 | 0 | 0 | 0 | 0 | 0 | 0 | 0
2012 | CAN | NPCC | - | Maritimes | 10c2 | Owned Capacity/Entitlement Located Outside the Region/Subregion |  |  | 0 | 0 | 0 | 0 | 0 | 0 | 0 | 0 | 0 | 0
2012 | CAN | NPCC | - | Maritimes | 11 | CAPACITY TRANSACTIONS - EXPORTS | 0 | 0 | 0 | 0 | 0 | 0 | 0 | 0 | 0 | 0 | 0 | 0
2012 | CAN | NPCC | - | Maritimes | 11a | Firm |  |  | 0 | 0 | 0 | 0 | 0 | 0 | 0 | 0 | 0 | 0
2012 | CAN | NPCC | - | Maritimes | 11a1 | Full-Responsibility Purchases |  |  | 0 | 0 | 0 | 0 | 0 | 0 | 0 | 0 | 0 | 0
2012 | CAN | NPCC | - | Maritimes | 11a2 | Owned Capacity/Entitlement Located Outside the Region/Subregion |  |  | 0 | 0 | 0 | 0 | 0 | 0 | 0 | 0 | 0 | 0
2012 | CAN | NPCC | - | Maritimes | 11b | Non-firm
2012 | CAN | NPCC | - | Maritimes | 11c | Expected |  |  | 0 | 0 | 0 | 0 | 0 | 0 | 0 | 0 | 0 | 0
2012 | CAN | NPCC | - | Maritimes | 11c1 | Full-Responsibility Purchases |  |  | 0 | 0 | 0 | 0 | 0 | 0 | 0 | 0 | 0 | 0
2012 | CAN | NPCC | - | Maritimes | 11c2 | Owned Capacity/Entitlement Located Outside the Region/Subregion |  |  | 0 | 0 | 0 | 0 | 0 | 0 | 0 | 0 | 0 | 0
2012 | CAN | NPCC | - | Maritimes | 12 | EXISTING-CERTAIN & NET FIRM TRANSACTIONS | 6863.606 | 6195.456 | 6195.456 | 6195.456 | 6195.456 | 6195.456 | 6195.456 | 6195.456 | 6195.456 | 6195.456 | 6195.456 | 6195.456
2012 | CAN | NPCC | - | Maritimes | 13 | ANTICIPATED CAPACITY RESOURCES |  |  | 6877.701 | 6893.401 | 6832.101 | 6837.801 | 6846.301 | 6861.001 | 6861.001 | 6861.001 | 6861.001 | 6861.001
2012 | CAN | NPCC | - | Maritimes | 14 | PROSPECTIVE CAPACITY RESOURCES |  |  | 6877.701 | 6893.401 | 6832.101 | 6837.801 | 6846.301 | 6861.001 | 6861.001 | 6861.001 | 6861.001 | 6861.001
2012 | CAN | NPCC | - | Maritimes | 15 | TOTAL POTENTIAL CAPACITY RESOURCES |  |  | 6877.701 | 6893.401 | 6832.101 | 6837.801 | 6846.301 | 6861.001 | 6861.001 | 6861.001 | 6861.001 | 6861.001
2012 | CAN | NPCC | - | Maritimes | 16 | ADJUSTED POTENTIAL CAPACITY RESOURCES |  |  | 6877.701 | 6893.401 | 6832.101 | 6837.801 | 6846.301 | 6861.001 | 6861.001 | 6861.001 | 6861.001 | 6861.001
2012 | CAN | NPCC | - | Maritimes | 16a | Confidence of Future-Other |  |  | 0.99999 | 0.99999 | 0.99999 | 0.99999 | 0.99999 | 0.99999 | 0.99999 | 0.99999 | 0.99999 | 0.99999
2012 | CAN | NPCC | - | Maritimes | 16b | Net Future-Other Resources After Confidence Percentage Is Applied |  |  | 0 | 0 | 0 | 0 | 0 | 0 | 0 | 0 | 0 | 0
2012 | CAN | NPCC | - | Maritimes | 16c | Confidence of Conceptual |  |  | 0.99999 | 0.99999 | 0.99999 | 0.99999 | 0.99999 | 0.99999 | 0.99999 | 0.99999 | 0.99999 | 0.99999
2012 | CAN | NPCC | - | Maritimes | 16d | Net Conceptual Resources After Confidence Percentage Is Applied |  |  | 0 | 0 | 0 | 0 | 0 | 0 | 0 | 0 | 0 | 0
2012 | CAN | NPCC | - | Maritimes | 17 | ASSESSMENT AREA TARGET RESERVE MARGIN |  |  | 20% | 20% | 20% | 20% | 20% | 20% | 20% | 20% | 20% | 20%
2012 | CAN | NPCC | - | Maritimes | 18 | EXISTING-CERTAIN AND NET FIRM TRANSACTIONS RESERVE MARGIN | 360: 36.19%; 365: 20.14%
2012 | CAN | NPCC | - | Maritimes | 19 | ANTICIPATED CAPACITY RESOURCES RESERVE MARGIN |  |  | 33.06% | 33.45% | 32.29% | 31.88% | 31.63% | 31.28% | 31.25% | 30.75% | 30.34% | 29.82%
2012 | CAN | NPCC | - | Maritimes | 20 | PROSPECTIVE CAPACITY RESOURCES RESERVE MARGIN |  |  | 33.06% | 33.45% | 32.29% | 31.88% | 31.63% | 31.28% | 31.25% | 30.75% | 30.34% | 29.82%
2012 | CAN | NPCC | - | Maritimes | 21 | TOTAL POTENTIAL RESOURCES RESERVE MARGIN |  |  | 33.06% | 33.45% | 32.29% | 31.88% | 31.63% | 31.28% | 31.25% | 30.75% | 30.34% | 29.82%
2012 | CAN | NPCC | - | Maritimes | 22 | ADJUSTED POTENTIAL RESOURCES RESERVE MARGIN |  |  | 33.06% | 33.45% | 32.29% | 31.88% | 31.63% | 31.28% | 31.25% | 30.75% | 30.34% | 29.82%
2012 | CAN | NPCC | - | Maritimes | 23 | Total Baseline Installed Capacity | 360: 7040.54
2012 | CAN | NPCC | - | Maritimes | 24 | Distributed or Other Capacity (Behind the Meter) < 1 MW |  | 0 | 0 | 0 | 0 | 0 | 0 | 0 | 0 | 0 | 0 | 0
2012 | CAN | NPCC | - | Maritimes | 25 | Distributed or Other Capacity (Behind the Meter) ≥ 1 MW |  | 0 | 0 | 0 | 0 | 0 | 0 | 0 | 0 | 0 | 0 | 0
2012 | CAN | NPCC | - | Maritimes | 26 | Capacity Total from EIA-860 |  | 0 | 0 | 0 | 0 | 0 | 0 | 0 | 0 | 0 | 0 | 0
2012 | US | NPCC | - | New England | 1 | Unrestricted Non-coincident Peak Demand |  | 22355 | 22510 | 22670 | 22825 | 22960 | 23090 | 23210 | 23330 | 23445 | 23565 | 23685.6142
2012 | US | NPCC | - | New England | 1a | New Conservation (Energy Efficiency) |  | 0 | 0 | 0 | 0 | 0 | 0 | 0 | 0 | 0 | 0 | 0
2012 | US | NPCC | - | New England | 1b | Estimated Diversity |  | 0 | 0 | 0 | 0 | 0 | 0 | 0 | 0 | 0 | 0 | 0
2012 | US | NPCC | - | New England | 1c | Additions for non-member load (load served by non-registered LSE's in a region) |  | 0 | 0 | 0 | 0 | 0 | 0 | 0 | 0 | 0 | 0 | 0
2012 | US | NPCC | - | New England | 1d | Stand-by Load Under Contract (Normally served by behind the meter generation) |  | 0 | 0 | 0 | 0 | 0 | 0 | 0 | 0 | 0 | 0 | 0
2012 | US | NPCC | - | New England | 1e | Non-Controllable Demand-Side Demand Response |  | 0 | 0 | 0 | 0 | 0 | 0 | 0 | 0 | 0 | 0 | 0
2012 | US | NPCC | - | New England | 2 | Total Internal Demand | 21333 | 22355 | 22510 | 22670 | 22825 | 22960 | 23090 | 23210 | 23330 | 23445 | 23565 | 23685.6142
2012 | US | NPCC | - | New England | 2a | Supply-Side Direct Control Load Management (DCLM) | 0 | 0 | 0 | 0 | 0 | 0 | 0 | 0 | 0 | 0 | 0 | 0
2012 | US | NPCC | - | New England | 2b | Supply-Side Contractually Interruptible (Curtailable) | 0 | 0 | 0 | 0 | 0 | 0 | 0 | 0 | 0 | 0 | 0 | 0
2012 | US | NPCC | - | New England | 2c | Supply-Side Critical Peak-Pricing (CPP) with Control | 0 | 0 | 0 | 0 | 0 | 0 | 0 | 0 | 0 | 0 | 0 | 0
2012 | US | NPCC | - | New England | 2d | Supply-Side Load as a Capacity Resource | 0 | 957 | 1536 | 1837 | 1795 | 1795 | 1795 | 1795 | 1795 | 1795 | 1795 | 1795
2012 | US | NPCC | - | New England | 3 | Net Internal Demand | 19905 | 21392 | 21383 | 21285 | 21193 | 21097 | 21011 | 20929 | 20859 | 20797 | 20750 | 20710.6142
2012 | US | NPCC | - | New England | 3a | Demand-Side Direct Control Load Management (DCLM) | 0 | 0 | 0 | 0 | 0 | 0 | 0 | 0 | 0 | 0 | 0 | 0
2012 | US | NPCC | - | New England | 3b | Demand-Side Contractually Interruptible (Curtailable) | 0 | 0 | 0 | 0 | 0 | 0 | 0 | 0 | 0 | 0 | 0 | 0
2012 | US | NPCC | - | New England | 3c | Demand-Side Critical Peak-Pricing (CPP) with Control | 0 | 0 | 0 | 0 | 0 | 0 | 0 | 0 | 0 | 0 | 0 | 0
2012 | US | NPCC | - | New England | 3d | Demand-Side Load as a Capacity Resource | 1428 | 963 | 1127 | 1385 | 1632 | 1863 | 2079 | 2281 | 2471 | 2648 | 2815 | 2975
2012 | US | NPCC | - | New England | 4 | Total Controllable Demand Response | 1428 | 1920 | 2663 | 3222 | 3427 | 3658 | 3874 | 4076 | 4266 | 4443 | 4610 | 4770
2012 | US | NPCC | - | New England | 4a | Demand Response used for Ancillary Services - Spinning Reserves | 0 | 0 | 0 | 0 | 0 | 0 | 0 | 0 | 0 | 0 | 0 | 0
2012 | US | NPCC | - | New England | 4b | Demand Response used for Ancillary Services - Non-Spinning Reserves | 0 | 0 | 0 | 0 | 0 | 0 | 0 | 0 | 0 | 0 | 0 | 0
2012 | US | NPCC | - | New England | 4c | Demand Response used for Regulation | 0 | 0 | 0 | 0 | 0 | 0 | 0 | 0 | 0 | 0 | 0 | 0
2012 | US | NPCC | - | New England | 4d | Demand Response used for Energy, Voluntary Services - Emergency | 0 | 0 | 0 | 0 | 0 | 0 | 0 | 0 | 0 | 0 | 0 | 0
2012 | US | NPCC | - | New England | 5 | TOTAL INTERNAL CAPACITY | 35286 | 35545.325 | 35635.079 | 35047.816 | 35047.816 | 35047.816 | 35047.816 | 35047.816 | 35047.816 | 35047.816 | 35047.816 | 35047.816
2012 | US | NPCC | - | New England | 6a | Existing-Certain | 32488 | 34609.602 | 34609.602 | 34609.602 | 34609.602 | 34609.602 | 34609.602 | 34609.602 | 34609.602 | 34609.602 | 34609.602 | 34609.602
2012 | US | NPCC | - | New England | 6a1 | Wind Expected On-Peak | 125.964 | 188.314 | 188.314 | 188.314 | 188.314 | 188.314 | 188.314 | 188.314 | 188.314 | 188.314 | 188.314 | 188.314
2012 | US | NPCC | - | New England | 6a2 | Solar Expected On-Peak | 0.653 | 1.616 | 1.616 | 1.616 | 1.616 | 1.616 | 1.616 | 1.616 | 1.616 | 1.616 | 1.616 | 1.616
2012 | US | NPCC | - | New England | 6a3 | Hydro Expected On-Peak | 1622.056 | 1622.056 | 1622.056 | 1622.056 | 1622.056 | 1622.056 | 1622.056 | 1622.056 | 1622.056 | 1622.056 | 1622.056 | 1622.056
2012 | US | NPCC | - | New England | 6a4 | Biomass Expected On-Peak | 945.454 | 945.454 | 945.454 | 945.454 | 945.454 | 945.454 | 945.454 | 945.454 | 945.454 | 945.454 | 945.454 | 945.454
2012 | US | NPCC | - | New England | 6b | Existing-Other | 0 | 0 | 0 | 0 | 0 | 0 | 0 | 0 | 0 | 0 | 0 | 0
2012 | US | NPCC | - | New England | 6b1 | Wind Derate On-Peak | 440 | 377.786 | 377.786 | 377.786 | 377.786 | 377.786 | 377.786 | 377.786 | 377.786 | 377.786 | 377.786 | 377.786
2012 | US | NPCC | - | New England | 6b2 | Solar Derate On-Peak | 17 | 16.508 | 16.508 | 16.508 | 16.508 | 16.508 | 16.508 | 16.508 | 16.508 | 16.508 | 16.508 | 16.508
2012 | US | NPCC | - | New England | 6b3 | Hydro Derate On-Peak | 421 | 420.611 | 420.611 | 420.611 | 420.611 | 420.611 | 420.611 | 420.611 | 420.611 | 420.611 | 420.611 | 420.611
2012 | US | NPCC | - | New England | 6b4 | Biomass Derate On-Peak | 0 | 0 | 0 | 0 | 0 | 0 | 0 | 0 | 0 | 0 | 0 | 0
2012 | US | NPCC | - | New England | 6b5 | Transmission-Limited Resources | 0 | 0 | 0 | 0 | 0 | 0 | 0 | 0 | 0 | 0 | 0 | 0
2012 | US | NPCC | - | New England | 6b6 | All Other Derates | 954 | 0 | 0 | 0 | 0 | 0 | 0 | 0 | 0 | 0 | 0 | 0
2012 | US | NPCC | - | New England | 6b7 | Energy-Only (Existing-Other) | 0 | 0 | 0 | 0 | 0 | 0 | 0 | 0 | 0 | 0 | 0 | 0
2012 | US | NPCC | - | New England | 6c | Unplanned Outages (Actual) / Current and Future Inoperable Resources | 966 | 0 | 0 | 0 | 0 | 0 | 0 | 0 | 0 | 0 | 0 | 0
2012 | US | NPCC | - | New England | 6d | Total Supply-Side Demand Response | 0 | 957 | 1536 | 1837 | 1795 | 1795 | 1795 | 1795 | 1795 | 1795 | 1795 | 1795
2012 | US | NPCC | - | New England | 7 | TOTAL FUTURE CAPACITY ADDITIONS |  | -33.569 | 56.185 | -531.078 | -531.078 | -531.078 | -531.078 | -531.078 | -531.078 | -531.078 | -531.078 | -531.078
2012 | US | NPCC | - | New England | 7a | Future-Planned |  | -33.569 | 56.185 | -531.078 | -531.078 | -531.078 | -531.078 | -531.078 | -531.078 | -531.078 | -531.078 | -531.078
2012 | US | NPCC | - | New England | 7a1 | Wind Expected On-Peak |  | 73.613 | 73.613 | 73.613 | 73.613 | 73.613 | 73.613 | 73.613 | 73.613 | 73.613 | 73.613 | 73.613
2012 | US | NPCC | - | New England | 7a2 | Wind Derate On-Peak |  | 154.387 | 154.387 | 154.387 | 154.387 | 154.387 | 154.387 | 154.387 | 154.387 | 154.387 | 154.387 | 154.387
2012 | US | NPCC | - | New England | 7a3 | Solar Expected On-Peak |  | 0 | 0 | 0 | 0 | 0 | 0 | 0 | 0 | 0 | 0 | 0
2012 | US | NPCC | - | New England | 7a4 | Solar Derate On-Peak |  | 0 | 0 | 0 | 0 | 0 | 0 | 0 | 0 | 0 | 0 | 0
2012 | US | NPCC | - | New England | 7a5 | Hydro Expected On-Peak |  | 0 | 8 | 8 | 8 | 8 | 8 | 8 | 8 | 8 | 8 | 8
2012 | US | NPCC | - | New England | 7a6 | Hydro Derate On-Peak |  | 0 | 0 | 0 | 0 | 0 | 0 | 0 | 0 | 0 | 0 | 0
2012 | US | NPCC | - | New England | 7a7 | Biomass Expected On-Peak |  | 53 | 111.7 | 111.7 | 111.7 | 111.7 | 111.7 | 111.7 | 111.7 | 111.7 | 111.7 | 111.7
2012 | US | NPCC | - | New England | 7a8 | Biomass Derate On-Peak |  | 0 | 0 | 0 | 0 | 0 | 0 | 0 | 0 | 0 | 0 | 0
2012 | US | NPCC | - | New England | 7a9 | Transmission-Limited Resources |  |  | 0 | 0 | 0 | 0 | 0 | 0 | 0 | 0 | 0 | 0
2012 | US | NPCC | - | New England | 7a10 | Scheduled Outage - Maintenance |  | 0 | 0 | 0 | 0 | 0 | 0 | 0 | 0 | 0 | 0 | 0
2012 | US | NPCC | - | New England | 7a11 | All Other Derates |  | 0 | 0 | 0 | 0 | 0 | 0 | 0 | 0 | 0 | 0 | 0
2012 | US | NPCC | - | New England | 7a12 | Energy-Only |  | 0 | 0 | 0 | 0 | 0 | 0 | 0 | 0 | 0 | 0 | 0
2012 | US | NPCC | - | New England | 7b | Future-Other |  | 0 | 0 | 0 | 0 | 0 | 0 | 0 | 0 | 0 | 0 | 0
2012 | US | NPCC | - | New England | 7b1 | Wind Expected On-Peak |  | 0 | 0 | 0 | 0 | 0 | 0 | 0 | 0 | 0 | 0 | 0
2012 | US | NPCC | - | New England | 7b2 | Wind Derate On-Peak |  | 0 | 0 | 0 | 0 | 0 | 0 | 0 | 0 | 0 | 0 | 0
2012 | US | NPCC | - | New England | 7b3 | Solar Expected On-Peak |  | 0 | 0 | 0 | 0 | 0 | 0 | 0 | 0 | 0 | 0 | 0
2012 | US | NPCC | - | New England | 7b4 | Solar Derate On-Peak |  | 0 | 0 | 0 | 0 | 0 | 0 | 0 | 0 | 0 | 0 | 0
2012 | US | NPCC | - | New England | 7b5 | Hydro Expected On-Peak |  | 0 | 0 | 0 | 0 | 0 | 0 | 0 | 0 | 0 | 0 | 0
2012 | US | NPCC | - | New England | 7b6 | Hydro Derate On-Peak |  | 0 | 0 | 0 | 0 | 0 | 0 | 0 | 0 | 0 | 0 | 0
2012 | US | NPCC | - | New England | 7b7 | Biomass Expected On-Peak |  | 0 | 0 | 0 | 0 | 0 | 0 | 0 | 0 | 0 | 0 | 0
2012 | US | NPCC | - | New England | 7b8 | Biomass Derate On-Peak |  | 0 | 0 | 0 | 0 | 0 | 0 | 0 | 0 | 0 | 0 | 0
2012 | US | NPCC | - | New England | 7b9 | Transmission-Limited Resources |  |  | 0 | 0 | 0 | 0 | 0 | 0 | 0 | 0 | 0 | 0
2012 | US | NPCC | - | New England | 7b10 | Scheduled Outage - Maintenance |  | 0 | 0 | 0 | 0 | 0 | 0 | 0 | 0 | 0 | 0 | 0
2012 | US | NPCC | - | New England | 7b11 | All Other Derates |  | 0 | 0 | 0 | 0 | 0 | 0 | 0 | 0 | 0 | 0 | 0
2012 | US | NPCC | - | New England | 7b12 | Energy-Only |  | 0 | 0 | 0 | 0 | 0 | 0 | 0 | 0 | 0 | 0 | 0
2012 | US | NPCC | - | New England | 8 | Conceptual |  | 190.582 | 1249.094 | 1866.004 | 3643.704 | 6037.314 | 6037.314 | 6037.314 | 6037.314 | 6037.314 | 6037.314 | 6037.314
2012 | US | NPCC | - | New England | 8a1 | Wind Expected On-Peak |  | 40.1 | 1043.3 | 1492.21 | 1741.91 | 1990.52 | 1990.52 | 1990.52 | 1990.52 | 1990.52 | 1990.52 | 1990.52
2012 | US | NPCC | - | New England | 8a2 | Wind Derate On-Peak |  | 0 | 0 | 0 | 0 | 0 | 0 | 0 | 0 | 0 | 0 | 0
2012 | US | NPCC | - | New England | 8a3 | Solar Expected On-Peak |  | 9.84 | 9.84 | 15.84 | 15.84 | 15.84 | 15.84 | 15.84 | 15.84 | 15.84 | 15.84 | 15.84
2012 | US | NPCC | - | New England | 8a4 | Solar Derate On-Peak |  | 0 | 0 | 0 | 0 | 0 | 0 | 0 | 0 | 0 | 0 | 0
2012 | US | NPCC | - | New England | 8a5 | Hydro Expected On-Peak |  | 16.642 | 20.684 | 20.684 | 20.684 | 20.684 | 20.684 | 20.684 | 20.684 | 20.684 | 20.684 | 20.684
2012 | US | NPCC | - | New England | 8a6 | Hydro Derate On-Peak |  | 0 | 0 | 0 | 0 | 0 | 0 | 0 | 0 | 0 | 0 | 0
2012 | US | NPCC | - | New England | 8a7 | Biomass Expected On-Peak |  | 35 | 86.27 | 123.77 | 158.77 | 158.77 | 158.77 | 158.77 | 158.77 | 158.77 | 158.77 | 158.77
2012 | US | NPCC | - | New England | 8a8 | Biomass Derate On-Peak |  | 0 | 0 | 0 | 0 | 0 | 0 | 0 | 0 | 0 | 0 | 0
2012 | US | NPCC | - | New England | 8a9 | All Other Derates |  | 0 | 0 | 0 | 0 | 0 | 0 | 0 | 0 | 0 | 0 | 0
2012 | US | NPCC | - | New England | 8a10 | Energy-Only |  | 0 | 0 | 0 | 0 | 0 | 0 | 0 | 0 | 0 | 0 | 0
2012 | US | NPCC | - | New England | 9 | ANTICIPATED INTERNAL CAPACITY |  | 35533.033 | 36201.787 | 35915.524 | 35873.524 | 35873.524 | 35873.524 | 35873.524 | 35873.524 | 35873.524 | 35873.524 | 35873.524
2012 | US | NPCC | - | New England | 10 | CAPACITY TRANSACTIONS - IMPORTS | 505 | 575 | 1746 | 1381 | 1757 | 95 | 95 | 95 | 95 | 89 | 89 | 89
2012 | US | NPCC | - | New England | 10a | Firm | 505 | 575 | 1746 | 1381 | 1757 | 95 | 95 | 95 | 95 | 89 | 89 | 89
2012 | US | NPCC | - | New England | 10a1 | Full-Responsibility Purchases | 0 | 0 | 0 | 0 | 0 | 0 | 0 | 0 | 0 | 0 | 0 | 0
2012 | US | NPCC | - | New England | 10a2 | Owned Capacity/Entitlement Located Outside the Region/Subregion | 0 | 0 | 0 | 0 | 0 | 0 | 0 | 0 | 0 | 0 | 0 | 0
2012 | US | NPCC | - | New England | 10b | Non-firm | 360: 0; 365: 0
2012 | US | NPCC | - | New England | 10c | Expected |  | 0 | 0 | 0 | 0 | 0 | 0 | 0 | 0 | 0 | 0 | 0
2012 | US | NPCC | - | New England | 10c1 | Full-Responsibility Purchases |  | 0 | 0 | 0 | 0 | 0 | 0 | 0 | 0 | 0 | 0 | 0
2012 | US | NPCC | - | New England | 10c2 | Owned Capacity/Entitlement Located Outside the Region/Subregion |  | 0 | 0 | 0 | 0 | 0 | 0 | 0 | 0 | 0 | 0 | 0
2012 | US | NPCC | - | New England | 11 | CAPACITY TRANSACTIONS - EXPORTS | 100 | 100 | 100 | 100 | 100 | 100 | 100 | 100 | 100 | 100 | 100 | 100
2012 | US | NPCC | - | New England | 11a | Firm | 100 | 100 | 100 | 100 | 100 | 100 | 100 | 100 | 100 | 100 | 100 | 100
2012 | US | NPCC | - | New England | 11a1 | Full-Responsibility Purchases | 0 | 0 | 0 | 0 | 0 | 0 | 0 | 0 | 0 | 0 | 0 | 0
2012 | US | NPCC | - | New England | 11a2 | Owned Capacity/Entitlement Located Outside the Region/Subregion | 0 | 0 | 0 | 0 | 0 | 0 | 0 | 0 | 0 | 0 | 0 | 0
2012 | US | NPCC | - | New England | 11b | Non-firm | 360: 0
2012 | US | NPCC | - | New England | 11c | Expected |  | 0 | 0 | 0 | 0 | 0 | 0 | 0 | 0 | 0 | 0 | 0
2012 | US | NPCC | - | New England | 11c1 | Full-Responsibility Purchases |  | 0 | 0 | 0 | 0 | 0 | 0 | 0 | 0 | 0 | 0 | 0
2012 | US | NPCC | - | New England | 11c2 | Owned Capacity/Entitlement Located Outside the Region/Subregion |  | 0 | 0 | 0 | 0 | 0 | 0 | 0 | 0 | 0 | 0 | 0
2012 | US | NPCC | - | New England | 12 | EXISTING-CERTAIN & NET FIRM TRANSACTIONS | 32893 | 36041.602 | 37791.602 | 37727.602 | 38061.602 | 36399.602 | 36399.602 | 36399.602 | 36399.602 | 36393.602 | 36393.602 | 36393.602
2012 | US | NPCC | - | New England | 13 | ANTICIPATED CAPACITY RESOURCES |  |  | 37847.787 | 37196.524 | 37530.524 | 35868.524 | 35868.524 | 35868.524 | 35868.524 | 35862.524 | 35862.524 | 35862.524
2012 | US | NPCC | - | New England | 14 | PROSPECTIVE CAPACITY RESOURCES |  |  | 37847.787 | 37196.524 | 37530.524 | 35868.524 | 35868.524 | 35868.524 | 35868.524 | 35862.524 | 35862.524 | 35862.524
2012 | US | NPCC | - | New England | 15 | TOTAL POTENTIAL CAPACITY RESOURCES |  |  | 39096.881 | 39062.528 | 41174.228 | 41905.838 | 41905.838 | 41905.838 | 41905.838 | 41899.838 | 41899.838 | 41899.838
2012 | US | NPCC | - | New England | 16 | ADJUSTED POTENTIAL CAPACITY RESOURCES |  |  | 38097.6058 | 37569.7248 | 38259.2648 | 37075.9868 | 37075.9868 | 37075.9868 | 37075.9868 | 37069.9868 | 37069.9868 | 37069.9868
2012 | US | NPCC | - | New England | 16a | Confidence of Future-Other | bar: 370 to 415
2012 | US | NPCC | - | New England | 16b | Net Future-Other Resources After Confidence Percentage Is Applied |  |  | 0 | 0 | 0 | 0 | 0 | 0 | 0 | 0 | 0 | 0
2012 | US | NPCC | - | New England | 16c | Confidence of Conceptual |  |  | 0.2 | 0.2 | 0.2 | 0.2 | 0.2 | 0.2 | 0.2 | 0.2 | 0.2 | 0.2
2012 | US | NPCC | - | New England | 16d | Net Conceptual Resources After Confidence Percentage Is Applied |  |  | 249.8188 | 373.2008 | 728.7408 | 1207.4628 | 1207.4628 | 1207.4628 | 1207.4628 | 1207.4628 | 1207.4628 | 1207.4628
2012 | US | NPCC | - | New England | 17 | ASSESSMENT AREA TARGET RESERVE MARGIN |  |  | 15% | 15% | 15% | 15% | 15% | 15% | 15% | 15% | 15% | 15%
2012 | US | NPCC | - | New England | 18 | EXISTING-CERTAIN AND NET FIRM TRANSACTIONS RESERVE MARGIN | 360: 65.25%; 365: 68.48%
2012 | US | NPCC | - | New England | 19 | ANTICIPATED CAPACITY RESOURCES RESERVE MARGIN |  |  | 77% | 74.75% | 77.09% | 70.02% | 70.71% | 71.38% | 71.96% | 72.44% | 72.83% | 73.16%
2012 | US | NPCC | - | New England | 20 | PROSPECTIVE CAPACITY RESOURCES RESERVE MARGIN |  |  | 77% | 74.75% | 77.09% | 70.02% | 70.71% | 71.38% | 71.96% | 72.44% | 72.83% | 73.16%
2012 | US | NPCC | - | New England | 21 | TOTAL POTENTIAL RESOURCES RESERVE MARGIN |  |  | 82.84% | 83.52% | 94.28% | 98.63% | 99.45% | 100.2% | 100.9% | 101.5% | 101.9% | 102.3%
2012 | US | NPCC | - | New England | 22 | ADJUSTED POTENTIAL RESOURCES RESERVE MARGIN |  |  | 78.17% | 76.51% | 80.53% | 75.74% | 76.46% | 77.15% | 77.75% | 78.25% | 78.65% | 78.99%
2012 | US | NPCC | - | New England | 23 | Total Baseline Installed Capacity | 360: 35286
2012 | US | NPCC | - | New England | 24 | Distributed or Other Capacity (Behind the Meter) < 1 MW |  | 0 | 0 | 0 | 0 | 0 | 0 | 0 | 0 | 0 | 0 | 0
2012 | US | NPCC | - | New England | 25 | Distributed or Other Capacity (Behind the Meter) ≥ 1 MW |  | 0 | 0 | 0 | 0 | 0 | 0 | 0 | 0 | 0 | 0 | 0
2012 | US | NPCC | - | New England | 26 | Capacity Total from EIA-860 |  | 0 | 0 | 0 | 0 | 0 | 0 | 0 | 0 | 0 | 0 | 0
2012 | US | NPCC | - | New York | 1 | Unrestricted Non-coincident Peak Demand |  | 25128 | 25465 | 25781 | 26082 | 26383 | 26585 | 26863 | 27153 | 27479 | 27763 | 27991
2012 | US | NPCC | - | New York | 1a | New Conservation (Energy Efficiency) |  | 296 | 536 | 782 | 1029 | 1234 | 1432 | 1598 | 1731 | 1852 | 1969 | 2083
2012 | US | NPCC | - | New York | 1b | Estimated Diversity |  |  |  | 0 | 0 | 0 | 0 | 0 | 0 | 0 | 0 | 0
2012 | US | NPCC | - | New York | 1c | Additions for non-member load (load served by non-registered LSE's in a region) |  |  |  | 0 | 0 | 0 | 0 | 0 | 0 | 0 | 0 | 0
2012 | US | NPCC | - | New York | 1d | Stand-by Load Under Contract (Normally served by behind the meter generation) |  |  |  | 0 | 0 | 0 | 0 | 0 | 0 | 0 | 0 | 0
2012 | US | NPCC | - | New York | 1e | Non-Controllable Demand-Side Demand Response |  |  |  | 0 | 0 | 0 | 0 | 0 | 0 | 0 | 0 | 0
2012 | US | NPCC | - | New York | 2 | Total Internal Demand | 23901 | 24832 | 24929 | 24999 | 25053 | 25149 | 25153 | 25265 | 25422 | 25627 | 25794 | 25908
2012 | US | NPCC | - | New York | 2a | Supply-Side Direct Control Load Management (DCLM) |  |  |  | 0 | 0 | 0 | 0 | 0 | 0 | 0 | 0 | 0
2012 | US | NPCC | - | New York | 2b | Supply-Side Contractually Interruptible (Curtailable) |  |  |  | 0 | 0 | 0 | 0 | 0 | 0 | 0 | 0 | 0
2012 | US | NPCC | - | New York | 2c | Supply-Side Critical Peak-Pricing (CPP) with Control |  |  |  | 0 | 0 | 0 | 0 | 0 | 0 | 0 | 0 | 0
2012 | US | NPCC | - | New York | 2d | Supply-Side Load as a Capacity Resource | 1424 | 1424 | 1424 | 1424 | 1424 | 1424 | 1424 | 1424 | 1424 | 1424 | 1424 | 1424
2012 | US | NPCC | - | New York | 3 | Net Internal Demand | 23901 | 24832 | 24929 | 24999 | 25053 | 25149 | 25153 | 25265 | 25422 | 25627 | 25794 | 25908
2012 | US | NPCC | - | New York | 3a | Demand-Side Direct Control Load Management (DCLM) |  |  |  | 0 | 0 | 0 | 0 | 0 | 0 | 0 | 0 | 0
2012 | US | NPCC | - | New York | 3b | Demand-Side Contractually Interruptible (Curtailable) |  |  |  | 0 | 0 | 0 | 0 | 0 | 0 | 0 | 0 | 0
2012 | US | NPCC | - | New York | 3c | Demand-Side Critical Peak-Pricing (CPP) with Control |  |  |  | 0 | 0 | 0 | 0 | 0 | 0 | 0 | 0 | 0
2012 | US | NPCC | - | New York | 3d | Demand-Side Load as a Capacity Resource |  |  |  | 0 | 0 | 0 | 0 | 0 | 0 | 0 | 0 | 0
2012 | US | NPCC | - | New York | 4 | Total Controllable Demand Response | 1424 | 1424 | 1424 | 1424 | 1424 | 1424 | 1424 | 1424 | 1424 | 1424 | 1424 | 1424
2012 | US | NPCC | - | New York | 4a | Demand Response used for Ancillary Services - Spinning Reserves |  |  |  | 0 | 0 | 0 | 0 | 0 | 0 | 0 | 0 | 0
2012 | US | NPCC | - | New York | 4b | Demand Response used for Ancillary Services - Non-Spinning Reserves |  |  |  | 0 | 0 | 0 | 0 | 0 | 0 | 0 | 0 | 0
2012 | US | NPCC | - | New York | 4c | Demand Response used for Regulation |  |  |  | 0 | 0 | 0 | 0 | 0 | 0 | 0 | 0 | 0
2012 | US | NPCC | - | New York | 4d | Demand Response used for Energy, Voluntary Services - Emergency | 257 | 257 | 257 | 257 | 257 | 257 | 257 | 257 | 257 | 257 | 257 | 257
2012 | US | NPCC | - | New York | 5 | TOTAL INTERNAL CAPACITY | 38887 | 41258.7 | 40360.6 | 40363.3 | 40366 | 40368.7 | 40371.4 | 40374.1 | 40376.8 | 40379.5 | 40382.2 | 40384.9
2012 | US | NPCC | - | New York | 6a | Existing-Certain | 38887 | 40316.995 | 40316.995 | 40316.995 | 40316.995 | 40316.995 | 40316.995 | 40316.995 | 40316.995 | 40316.995 | 40316.995 | 40316.995
2012 | US | NPCC | - | New York | 6a1 | Wind Expected On-Peak |  | 131.14 | 131.14 | 131.14 | 131.14 | 131.14 | 131.14 | 131.14 | 131.14 | 131.14 | 131.14 | 131.14
2012 | US | NPCC | - | New York | 6a2 | Solar Expected On-Peak |  | 3.15 | 3.15 | 3.15 | 3.15 | 3.15 | 3.15 | 3.15 | 3.15 | 3.15 | 3.15 | 3.15
2012 | US | NPCC | - | New York | 6a3 | Hydro Expected On-Peak |  | 3830.705 | 3830.705 | 3830.705 | 3830.705 | 3830.705 | 3830.705 | 3830.705 | 3830.705 | 3830.705 | 3830.705 | 3830.705
2012 | US | NPCC | - | New York | 6a4 | Biomass Expected On-Peak |  | 388.3 | 388.3 | 388.3 | 388.3 | 388.3 | 388.3 | 388.3 | 388.3 | 388.3 | 388.3 | 388.3
2012 | US | NPCC | - | New York | 6b | Existing-Other |  | 0 | 0 | 0 | 0 | 0 | 0 | 0 | 0 | 0 | 0 | 0
2012 | US | NPCC | - | New York | 6b1 | Wind Derate On-Peak |  | 1180.26 | 1180.26 | 1180.26 | 1180.26 | 1180.26 | 1180.26 | 1180.26 | 1180.26 | 1180.26 | 1180.26 | 1180.26
2012 | US | NPCC | - | New York | 6b2 | Solar Derate On-Peak |  | 28.35 | 28.35 | 28.35 | 28.35 | 28.35 | 28.35 | 28.35 | 28.35 | 28.35 | 28.35 | 28.35
2012 | US | NPCC | - | New York | 6b3 | Hydro Derate On-Peak |  | 453.195 | 453.195 | 453.195 | 453.195 | 453.195 | 453.195 | 453.195 | 453.195 | 453.195 | 453.195 | 453.195
2012 | US | NPCC | - | New York | 6b4 | Biomass Derate On-Peak |  | 0 | 0 | 0 | 0 | 0 | 0 | 0 | 0 | 0 | 0 | 0
2012 | US | NPCC | - | New York | 6b5 | Transmission-Limited Resources |  |  | 0 | 0 | 0 | 0 | 0 | 0 | 0 | 0 | 0 | 0
2012 | US | NPCC | - | New York | 6b6 | All Other Derates |  | 0 | 0 | 0 | 0 | 0 | 0 | 0 | 0 | 0 | 0 | 0
2012 | US | NPCC | - | New York | 6b7 | Energy-Only (Existing-Other) |  | 0 | 0 | 0 | 0 | 0 | 0 | 0 | 0 | 0 | 0 | 0
2012 | US | NPCC | - | New York | 6c | Unplanned Outages (Actual) / Current and Future Inoperable Resources |  |  | 0 | 0 | 0 | 0 | 0 | 0 | 0 | 0 | 0 | 0
2012 | US | NPCC | - | New York | 6d | Total Supply-Side Demand Response | 1424 | 1424 | 1424 | 1424 | 1424 | 1424 | 1424 | 1424 | 1424 | 1424 | 1424 | 1424
2012 | US | NPCC | - | New York | 7 | TOTAL FUTURE CAPACITY ADDITIONS |  | -724.15 | -1629.15 | -1629.15 | -1629.15 | -1629.15 | -1629.15 | -1629.15 | -1629.15 | -1629.15 | -1629.15 | -1629.15
2012 | US | NPCC | - | New York | 7a | Future-Planned |  | -724.15 | -1629.15 | -1629.15 | -1629.15 | -1629.15 | -1629.15 | -1629.15 | -1629.15 | -1629.15 | -1629.15 | -1629.15
2012 | US | NPCC | - | New York | 7a1 | Wind Expected On-Peak |  | 0 | 1.8 | 1.8 | 1.8 | 1.8 | 1.8 | 1.8 | 1.8 | 1.8 | 1.8 | 1.8
2012 | US | NPCC | - | New York | 7a2 | Wind Derate On-Peak |  | 0 | 4.2 | 4.2 | 4.2 | 4.2 | 4.2 | 4.2 | 4.2 | 4.2 | 4.2 | 4.2
2012 | US | NPCC | - | New York | 7a3 | Solar Expected On-Peak |  | 0 | 0 | 0 | 0 | 0 | 0 | 0 | 0 | 0 | 0 | 0
2012 | US | NPCC | - | New York | 7a4 | Solar Derate On-Peak |  | 0 | 0 | 0 | 0 | 0 | 0 | 0 | 0 | 0 | 0 | 0
2012 | US | NPCC | - | New York | 7a5 | Hydro Expected On-Peak |  | 1.65 | 1.65 | 1.65 | 1.65 | 1.65 | 1.65 | 1.65 | 1.65 | 1.65 | 1.65 | 1.65
2012 | US | NPCC | - | New York | 7a6 | Hydro Derate On-Peak |  | 1.35 | 1.35 | 1.35 | 1.35 | 1.35 | 1.35 | 1.35 | 1.35 | 1.35 | 1.35 | 1.35
2012 | US | NPCC | - | New York | 7a7 | Biomass Expected On-Peak |  | 12 | 12 | 12 | 12 | 12 | 12 | 12 | 12 | 12 | 12 | 12
2012 | US | NPCC | - | New York | 7a8 | Biomass Derate On-Peak |  | 0 | 0 | 0 | 0 | 0 | 0 | 0 | 0 | 0 | 0 | 0
2012 | US | NPCC | - | New York | 7a9 | Transmission-Limited Resources
2012 | US | NPCC | - | New York | 7a10 | Scheduled Outage - Maintenance |  | 0 | 0 | 0 | 0 | 0 | 0 | 0 | 0 | 0 | 0 | 0
2012 | US | NPCC | - | New York | 7a11 | All Other Derates |  | 2.7 | 5.4 | 8.1 | 10.8 | 13.5 | 16.2 | 18.9 | 21.6 | 24.3 | 27 | 29.7
2012 | US | NPCC | - | New York | 7a12 | Energy-Only |  | 0 | 0 | 0 | 0 | 0 | 0 | 0 | 0 | 0 | 0 | 0
2012 | US | NPCC | - | New York | 7b | Future-Other |  | 0 | 0 | 0 | 0 | 0 | 0 | 0 | 0 | 0 | 0 | 0
2012 | US | NPCC | - | New York | 7b1 | Wind Expected On-Peak |  | 0 | 0 | 0 | 0 | 0 | 0 | 0 | 0 | 0 | 0 | 0
2012 | US | NPCC | - | New York | 7b2 | Wind Derate On-Peak |  | 0 | 0 | 0 | 0 | 0 | 0 | 0 | 0 | 0 | 0 | 0
2012 | US | NPCC | - | New York | 7b3 | Solar Expected On-Peak |  | 0 | 0 | 0 | 0 | 0 | 0 | 0 | 0 | 0 | 0 | 0
2012 | US | NPCC | - | New York | 7b4 | Solar Derate On-Peak |  | 0 | 0 | 0 | 0 | 0 | 0 | 0 | 0 | 0 | 0 | 0
2012 | US | NPCC | - | New York | 7b5 | Hydro Expected On-Peak |  | 0 | 0 | 0 | 0 | 0 | 0 | 0 | 0 | 0 | 0 | 0
2012 | US | NPCC | - | New York | 7b6 | Hydro Derate On-Peak |  | 0 | 0 | 0 | 0 | 0 | 0 | 0 | 0 | 0 | 0 | 0
2012 | US | NPCC | - | New York | 7b7 | Biomass Expected On-Peak |  | 0 | 0 | 0 | 0 | 0 | 0 | 0 | 0 | 0 | 0 | 0
2012 | US | NPCC | - | New York | 7b8 | Biomass Derate On-Peak |  | 0 | 0 | 0 | 0 | 0 | 0 | 0 | 0 | 0 | 0 | 0
2012 | US | NPCC | - | New York | 7b9 | Transmission-Limited Resources
2012 | US | NPCC | - | New York | 7b10 | Scheduled Outage - Maintenance |  | 0 | 0 | 0 | 0 | 0 | 0 | 0 | 0 | 0 | 0 | 0
2012 | US | NPCC | - | New York | 7b11 | All Other Derates |  | 0 | 0 | 0 | 0 | 0 | 0 | 0 | 0 | 0 | 0 | 0
2012 | US | NPCC | - | New York | 7b12 | Energy-Only |  | 0 | 0 | 0 | 0 | 0 | 0 | 0 | 0 | 0 | 0 | 0
2012 | US | NPCC | - | New York | 8 | Conceptual |  | 74.01 | 332.815 | 663.615 | 1844.435 | 2898.475 | 2898.475 | 2898.475 | 3276.475 | 3276.475 | 3276.475 | 3276.475
2012 | US | NPCC | - | New York | 8a1 | Wind Expected On-Peak |  | 74.01 | 376.62 | 417.42 | 462.24 | 535.68 | 535.68 | 535.68 | 913.68 | 913.68 | 913.68 | 913.68
2012 | US | NPCC | - | New York | 8a2 | Wind Derate On-Peak |  | 172.69 | 706.09 | 801.29 | 905.87 | 1077.23 | 1077.23 | 1077.23 | 1959.23 | 1959.23 | 1959.23 | 1959.23
2012 | US | NPCC | - | New York | 8a3 | Solar Expected On-Peak |  | 0 | 0 | 0 | 0 | 0 | 0 | 0 | 0 | 0 | 0 | 0
2012 | US | NPCC | - | New York | 8a4 | Solar Derate On-Peak |  | 0 | 0 | 0 | 0 | 0 | 0 | 0 | 0 | 0 | 0 | 0
2012 | US | NPCC | - | New York | 8a5 | Hydro Expected On-Peak |  | 0 | 6.105 | 6.105 | 6.105 | 6.105 | 6.105 | 6.105 | 6.105 | 6.105 | 6.105 | 6.105
2012 | US | NPCC | - | New York | 8a6 | Hydro Derate On-Peak |  | 0 | 4.995 | 4.995 | 4.995 | 4.995 | 4.995 | 4.995 | 4.995 | 4.995 | 4.995 | 4.995
2012 | US | NPCC | - | New York | 8a7 | Biomass Expected On-Peak |  | 0 | 24.1 | 24.1 | 24.1 | 24.1 | 24.1 | 24.1 | 24.1 | 24.1 | 24.1 | 24.1
2012 | US | NPCC | - | New York | 8a8 | Biomass Derate On-Peak |  | 0 | 0 | 0 | 0 | 0 | 0 | 0 | 0 | 0 | 0 | 0
2012 | US | NPCC | - | New York | 8a9 | All Other Derates |  | 0 | 182.68 | 192.67 | 202.66 | 212.65 | 222.64 | 232.63 | 242.62 | 252.61 | 262.6 | 272.59
2012 | US | NPCC | - | New York | 8a10 | Energy-Only |  | 0 | 0 | 0 | 0 | 0 | 0 | 0 | 0 | 0 | 0 | 0
2012 | US | NPCC | - | New York | 9 | ANTICIPATED INTERNAL CAPACITY |  | 41016.845 | 40111.845 | 40111.845 | 40111.845 | 40111.845 | 40111.845 | 40111.845 | 40111.845 | 40111.845 | 40111.845 | 40111.845
2012 | US | NPCC | - | New York | 10 | CAPACITY TRANSACTIONS - IMPORTS | 965 | 1099.6 | 2771.6 | 1418.6 | 1368.6 | 1368.6 | 1368.6 | 1368.6 | 1368.6 | 1368.6 | 2721.6 | 2721.6
2012 | US | NPCC | - | New York | 10a | Firm | 965 | 1099.6 | 1418.6 | 1368.6 | 1368.6 | 1368.6 | 1368.6 | 1368.6 | 1368.6 | 1368.6 | 1368.6 | 1368.6
2012 | US | NPCC | - | New York | 10a1 | Full-Responsibility Purchases
2012 | US | NPCC | - | New York | 10a2 | Owned Capacity/Entitlement Located Outside the Region/Subregion |  |  | 0 | 0 | 0 | 0 | 0 | 0 | 0 | 0 | 0 | 0
2012 | US | NPCC | - | New York | 10b | Non-firm
2012 | US | NPCC | - | New York | 10c | Expected |  |  | 1353 | 1353 | 1353 | 1353 | 1353 | 1353 | 1353 | 1353 | 1353 | 1353
2012 | US | NPCC | - | New York | 10c1 | Full-Responsibility Purchases |  |  | 0 | 0 | 0 | 0 | 0 | 0 | 0 | 0 | 0 | 0
2012 | US | NPCC | - | New York | 10c2 | Owned Capacity/Entitlement Located Outside the Region/Subregion |  |  | 0 | 0 | 0 | 0 | 0 | 0 | 0 | 0 | 0 | 0
2012 | US | NPCC | - | New York | 11 | CAPACITY TRANSACTIONS - EXPORTS | 0 | 0 | 0 | 0 | 0 | 0 | 0 | 0 | 0 | 0 | 0 | 0
2012 | US | NPCC | - | New York | 11a | Firm |  |  | 0 | 0 | 0 | 0 | 0 | 0 | 0 | 0 | 0 | 0
2012 | US | NPCC | - | New York | 11a1 | Full-Responsibility Purchases |  |  | 0 | 0 | 0 | 0 | 0 | 0 | 0 | 0 | 0 | 0
2012 | US | NPCC | - | New York | 11a2 | Owned Capacity/Entitlement Located Outside the Region/Subregion |  |  | 0 | 0 | 0 | 0 | 0 | 0 | 0 | 0 | 0 | 0
2012 | US | NPCC | - | New York | 11b | Non-firm
2012 | US | NPCC | - | New York | 11c | Expected |  |  | 0 | 0 | 0 | 0 | 0 | 0 | 0 | 0 | 0 | 0
2012 | US | NPCC | - | New York | 11c1 | Full-Responsibility Purchases |  |  | 0 | 0 | 0 | 0 | 0 | 0 | 0 | 0 | 0 | 0
2012 | US | NPCC | - | New York | 11c2 | Owned Capacity/Entitlement Located Outside the Region/Subregion |  |  | 0 | 0 | 0 | 0 | 0 | 0 | 0 | 0 | 0 | 0
2012 | US | NPCC | - | New York | 12 | EXISTING-CERTAIN & NET FIRM TRANSACTIONS | 41276 | 42840.595 | 43159.595 | 43109.595 | 43109.595 | 43109.595 | 43109.595 | 43109.595 | 43109.595 | 43109.595 | 43109.595 | 43109.595
2012 | US | NPCC | - | New York | 13 | ANTICIPATED CAPACITY RESOURCES |  |  | 42883.445 | 41530.445 | 41480.445 | 41480.445 | 41480.445 | 41480.445 | 41480.445 | 41480.445 | 42833.445 | 42833.445
2012 | US | NPCC | - | New York | 14 | PROSPECTIVE CAPACITY RESOURCES |  |  | 42883.445 | 41530.445 | 41480.445 | 41480.445 | 41480.445 | 41480.445 | 41480.445 | 41480.445 | 42833.445 | 42833.445
2012 | US | NPCC | - | New York | 15 | TOTAL POTENTIAL CAPACITY RESOURCES |  |  | 43216.26 | 42194.06 | 43324.88 | 44378.92 | 44378.92 | 44378.92 | 44756.92 | 44756.92 | 46109.92 | 46109.92
2012 | US | NPCC | - | New York | 16 | ADJUSTED POTENTIAL CAPACITY RESOURCES |  |  | 43216.2567 | 42194.0534 | 43324.8616 | 44378.891 | 44378.891 | 44378.891 | 44756.8872 | 44756.8872 | 46109.8872 | 46109.8872
2012 | US | NPCC | - | New York | 16a | Confidence of Future-Other |  |  | 0.99999 | 0.99999 | 0.99999 | 0.99999 | 0.99999 | 0.99999 | 0.99999 | 0.99999 | 0.99999 | 0.99999
2012 | US | NPCC | - | New York | 16b | Net Future-Other Resources After Confidence Percentage Is Applied |  |  | 0 | 0 | 0 | 0 | 0 | 0 | 0 | 0 | 0 | 0
2012 | US | NPCC | - | New York | 16c | Confidence of Conceptual |  |  | 0.99999 | 0.99999 | 0.99999 | 0.99999 | 0.99999 | 0.99999 | 0.99999 | 0.99999 | 0.99999 | 0.99999
2012 | US | NPCC | - | New York | 16d | Net Conceptual Resources After Confidence Percentage Is Applied |  |  | 332.8117 | 663.6084 | 1844.4166 | 2898.446 | 2898.446 | 2898.446 | 3276.4422 | 3276.4422 | 3276.4422 | 3276.4422
2012 | US | NPCC | - | New York | 17 | ASSESSMENT AREA TARGET RESERVE MARGIN |  |  | 16% | 16% | 16% | 16% | 16% | 16% | 16% | 16% | 16% | 16%
2012 | US | NPCC | - | New York | 18 | EXISTING-CERTAIN AND NET FIRM TRANSACTIONS RESERVE MARGIN | 360: 72.7%; 365: 72.52%
2012 | US | NPCC | - | New York | 19 | ANTICIPATED CAPACITY RESOURCES RESERVE MARGIN |  |  | 72.02% | 66.13% | 65.57% | 64.94% | 64.91% | 64.18% | 63.17% | 61.86% | 66.06% | 65.33%
2012 | US | NPCC | - | New York | 20 | PROSPECTIVE CAPACITY RESOURCES RESERVE MARGIN |  |  | 72.02% | 66.13% | 65.57% | 64.94% | 64.91% | 64.18% | 63.17% | 61.86% | 66.06% | 65.33%
2012 | US | NPCC | - | New York | 21 | TOTAL POTENTIAL RESOURCES RESERVE MARGIN |  |  | 73.36% | 68.78% | 72.93% | 76.46% | 76.44% | 75.65% | 76.06% | 74.65% | 78.76% | 77.98%
2012 | US | NPCC | - | New York | 22 | ADJUSTED POTENTIAL RESOURCES RESERVE MARGIN |  |  | 73.36% | 68.78% | 72.93% | 76.46% | 76.44% | 75.65% | 76.06% | 74.65% | 78.76% | 77.98%
2012 | US | NPCC | - | New York | 23 | Total Baseline Installed Capacity | 360: 38887
2012 | US | NPCC | - | New York | 24 | Distributed or Other Capacity (Behind the Meter) < 1 MW |  | 0 | 0 | 0 | 0 | 0 | 0 | 0 | 0 | 0 | 0 | 0
2012 | US | NPCC | - | New York | 25 | Distributed or Other Capacity (Behind the Meter) ≥ 1 MW |  | 0 | 0 | 0 | 0 | 0 | 0 | 0 | 0 | 0 | 0 | 0
2012 | US | NPCC | - | New York | 26 | Capacity Total from EIA-860 |  | 0 | 0 | 0 | 0 | 0 | 0 | 0 | 0 | 0 | 0 | 0
2012 | CAN | NPCC | - | Ontario | 1 | Unrestricted Non-coincident Peak Demand |  | 21847 | 22985.1157 | 23175.4968 | 23234.0965 | 23225.1547 | 23111.1016 | 23409.1801 | 24067.9208 | 24494.252 | 24944.1297 | 25238.8817
2012 | CAN | NPCC | - | Ontario | 1a | New Conservation (Energy Efficiency) |  |  | 792.9337 | 1285.2862 | 1734.3962 | 2071.6952 | 2392.1117 | 2709.1488 | 3004.4478 | 3260.525 | 3503.6208 | 3709.5855
2012 | CAN | NPCC | - | Ontario | 1b | Estimated Diversity |  |  |  | 0 | 0 | 0 | 0 | 0 | 0 | 0 | 0 | 0
2012 | CAN | NPCC | - | Ontario | 1c | Additions for non-member load (load served by non-registered LSE's in a region) |  |  |  | 0 | 0 | 0 | 0 | 0 | 0 | 0 | 0 | 0
2012 | CAN | NPCC | - | Ontario | 1d | Stand-by Load Under Contract (Normally served by behind the meter generation) |  |  |  | 0 | 0 | 0 | 0 | 0 | 0 | 0 | 0 | 0
2012 | CAN | NPCC | - | Ontario | 1e | Non-Controllable Demand-Side Demand Response |  |  |  | 0 | 0 | 0 | 0 | 0 | 0 | 0 | 0 | 0
2012 | CAN | NPCC | - | Ontario | 2 | Total Internal Demand | 22733 | 21847 | 22192.182 | 21890.2106 | 21499.7004 | 21153.4595 | 20718.99 | 20700.0313 | 21063.473 | 21233.727 | 21440.5089 | 21529.2962
2012 | CAN | NPCC | - | Ontario | 2a | Supply-Side Direct Control Load Management (DCLM) |  |  |  | 0 | 0 | 0 | 0 | 0 | 0 | 0 | 0 | 0
2012 | CAN | NPCC | - | Ontario | 2b | Supply-Side Contractually Interruptible (Curtailable) |  |  |  | 0 | 0 | 0 | 0 | 0 | 0 | 0 | 0 | 0
2012 | CAN | NPCC | - | Ontario | 2c | Supply-Side Critical Peak-Pricing (CPP) with Control |  |  |  | 0 | 0 | 0 | 0 | 0 | 0 | 0 | 0 | 0
2012 | CAN | NPCC | - | Ontario | 2d | Supply-Side Load as a Capacity Resource |  | 1338.7938 | 1528.5802 | 1664.9872 | 1667.7008 | 1670.4376 | 1673.1818 | 1675.9335 | 1678.6926 | 1681.4591 | 1684.2332 | 1687.0148
2012 | CAN | NPCC | - | Ontario | 3 | Net Internal Demand | 22733 | 21847 | 22192.182 | 21890.2106 | 21499.7004 | 21153.4595 | 20718.99 | 20700.0313 | 21063.473 | 21233.727 | 21440.5089 | 21529.2962
2012 | CAN | NPCC | - | Ontario | 3a | Demand-Side Direct Control Load Management (DCLM) |  |  |  | 0 | 0 | 0 | 0 | 0 | 0 | 0 | 0 | 0
2012 | CAN | NPCC | - | Ontario | 3b | Demand-Side Contractually Interruptible (Curtailable) |  |  |  | 0 | 0 | 0 | 0 | 0 | 0 | 0 | 0 | 0
2012 | CAN | NPCC | - | Ontario | 3c | Demand-Side Critical Peak-Pricing (CPP) with Control |  |  |  | 0 | 0 | 0 | 0 | 0 | 0 | 0 | 0 | 0
2012 | CAN | NPCC | - | Ontario | 3d | Demand-Side Load as a Capacity Resource |  |  |  | 0 | 0 | 0 | 0 | 0 | 0 | 0 | 0 | 0
2012 | CAN | NPCC | - | Ontario | 4 | Total Controllable Demand Response | 0 | 1338.7938 | 1528.5802 | 1664.9872 | 1667.7008 | 1670.4376 | 1673.1818 | 1675.9335 | 1678.6926 | 1681.4591 | 1684.2332 | 1687.0148
2012 | CAN | NPCC | - | Ontario | 4a | Demand Response used for Ancillary Services - Spinning Reserves |  |  |  | 0 | 0 | 0 | 0 | 0 | 0 | 0 | 0 | 0
2012 | CAN | NPCC | - | Ontario | 4b | Demand Response used for Ancillary Services - Non-Spinning Reserves |  |  |  | 0 | 0 | 0 | 0 | 0 | 0 | 0 | 0 | 0
2012 | CAN | NPCC | - | Ontario | 4c | Demand Response used for Regulation |  |  |  | 0 | 0 | 0 | 0 | 0 | 0 | 0 | 0 | 0
2012 | CAN | NPCC | - | Ontario | 4d | Demand Response used for Energy, Voluntary Services - Emergency |  |  |  | 0 | 0 | 0 | 0 | 0 | 0 | 0 | 0 | 0
2012 | CAN | NPCC | - | Ontario | 5 | TOTAL INTERNAL CAPACITY |  | 36052.4004 | 35163.0504 | 34537.8838 | 36542.6016 | 34575.3194 | 35079.2372 | 34905.955 | 33635.6728 | 34354.3906 | 35967.1084 | 37564.0262
2012 | CAN | NPCC | - | Ontario | 6a | Existing-Certain |  | 30746.7604 | 30746.7604 | 30746.7604 | 30746.7604 | 30746.7604 | 30746.7604 | 30746.7604 | 30746.7604 | 30746.7604 | 30746.7604 | 30746.7604
2012 | CAN | NPCC | - | Ontario | 6a1 | Wind Expected On-Peak |  | 483.616 | 483.616 | 483.616 | 483.616 | 483.616 | 483.616 | 483.616 | 483.616 | 483.616 | 483.616 | 483.616
2012 | CAN | NPCC | - | Ontario | 6a2 | Solar Expected On-Peak |  | 0 | 0 | 0 | 0 | 0 | 0 | 0 | 0 | 0 | 0 | 0
2012 | CAN | NPCC | - | Ontario | 6a3 | Hydro Expected On-Peak |  | 6119.2197 | 6119.2197 | 6119.2197 | 6119.2197 | 6119.2197 | 6119.2197 | 6119.2197 | 6119.2197 | 6119.2197 | 6119.2197 | 6119.2197
2012 | CAN | NPCC | - | Ontario | 6a4 | Biomass Expected On-Peak |  | 43.1548 | 43.1548 | 43.1548 | 43.1548 | 43.1548 | 43.1548 | 43.1548 | 43.1548 | 43.1548 | 43.1548 | 43.1548
2012 | CAN | NPCC | - | Ontario | 6b | Existing-Other |  | 0 | 0 | 0 | 0 | 0 | 0 | 0 | 0 | 0 | 0 | 0
2012 | CAN | NPCC | - | Ontario | 6b1 | Wind Derate On-Peak |  | 1027.684 | 1027.684 | 1027.684 | 1027.684 | 1027.684 | 1027.684 | 1027.684 | 1027.684 | 1027.684 | 1027.684 | 1027.684
2012 | CAN | NPCC | - | Ontario | 6b2 | Solar Derate On-Peak |  | 0 | 0 | 0 | 0 | 0 | 0 | 0 | 0 | 0 | 0 | 0
2012 | CAN | NPCC | - | Ontario | 6b3 | Hydro Derate On-Peak |  | 1712.8803 | 1712.8803 | 1712.8803 | 1712.8803 | 1712.8803 | 1712.8803 | 1712.8803 | 1712.8803 | 1712.8803 | 1712.8803 | 1712.8803
2012 | CAN | NPCC | - | Ontario | 6b4 | Biomass Derate On-Peak |  | 3.9452 | 3.9452 | 3.9452 | 3.9452 | 3.9452 | 3.9452 | 3.9452 | 3.9452 | 3.9452 | 3.9452 | 3.9452
2012 | CAN | NPCC | - | Ontario | 6b5 | Transmission-Limited Resources |  |  | 0 | 0 | 0 | 0 | 0 | 0 | 0 | 0 | 0 | 0
2012 | CAN | NPCC | - | Ontario | 6b6 | All Other Derates |  | 817.4305 | 817.4305 | 817.4305 | 817.4305 | 817.4305 | 817.4305 | 817.4305 | 817.4305 | 817.4305 | 817.4305 | 817.4305
2012 | CAN | NPCC | - | Ontario | 6b7 | Energy-Only (Existing-Other) |  | 0 | 0 | 0 | 0 | 0 | 0 | 0 | 0 | 0 | 0 | 0
2012 | CAN | NPCC | - | Ontario | 6c | Unplanned Outages (Actual) / Current and Future Inoperable Resources |  |  | 0 | 0 | 0 | 0 | 0 | 0 | 0 | 0 | 0 | 0
2012 | CAN | NPCC | - | Ontario | 6d | Total Supply-Side Demand Response | 0 | 1338.7938 | 1528.5802 | 1664.9872 | 1667.7008 | 1670.4376 | 1673.1818 | 1675.9335 | 1678.6926 | 1681.4591 | 1684.2332 | 1687.0148
2012 | CAN | NPCC | - | Ontario | 7 | TOTAL FUTURE CAPACITY ADDITIONS |  | 1386.01 | -215.038 | -2504.0033 | -1376.5253 | -4085.2253 | -4298.7253 | -5233.7253 | -7265.7253 | -7302.7253 | -6416.7253 | -5575.9253
2012 | CAN | NPCC | - | Ontario | 7a | Future-Planned |  | 1386.01 | -215.038 | -2504.0033 | -1376.5253 | -4085.2253 | -4298.7253 | -5233.7253 | -7265.7253 | -7302.7253 | -6416.7253 | -5575.9253
2012 | CAN | NPCC | - | Ontario | 7a1 | Wind Expected On-Peak |  | 103.01 | 451.762 | 909.8036 | 909.8036 | 909.8036 | 909.8036 | 909.8036 | 909.8036 | 909.8036 | 909.8036 | 909.8036
2012 | CAN | NPCC | - | Ontario | 7a2 | Wind Derate On-Peak |  | 301.69 | 1042.788 | 2016.1264 | 2016.1264 | 2016.1264 | 2016.1264 | 2016.1264 | 2016.1264 | 2016.1264 | 2016.1264 | 2016.1264
2012 | CAN | NPCC | - | Ontario | 7a3 | Solar Expected On-Peak |  | 0 | 0 | 10.4 | 10.4 | 10.4 | 10.4 | 10.4 | 10.4 | 10.4 | 10.4 | 10.4
2012 | CAN | NPCC | - | Ontario | 7a4 | Solar Derate On-Peak |  | 0 | 0 | 249.6 | 249.6 | 249.6 | 249.6 | 249.6 | 249.6 | 249.6 | 249.6 | 249.6
2012 | CAN | NPCC | - | Ontario | 7a5 | Hydro Expected On-Peak |  | 0 | 0 | 44.9231 | 383.0411 | 383.0411 | 383.0411 | 383.0411 | 383.0411 | 383.0411 | 383.0411 | 383.0411
2012 | CAN | NPCC | - | Ontario | 7a6 | Hydro Derate On-Peak |  | 0 | 0 | 18.0769 | 131.9589 | 131.9589 | 131.9589 | 131.9589 | 131.9589 | 131.9589 | 131.9589 | 131.9589
2012 | CAN | NPCC | - | Ontario | 7a7 | Biomass Expected On-Peak |  | 0 | 39.2 | 39.2 | 39.2 | 39.2 | 39.2 | 39.2 | 39.2 | 4.2 | 4.2 | 4.2
2012 | CAN | NPCC | - | Ontario | 7a8 | Biomass Derate On-Peak |  | 0 | 0.8 | 0.8 | 0.8 | 0.8 | 0.8 | 0.8 | 0.8 | -2.2 | -2.2 | -2.2
2012 | CAN | NPCC | - | Ontario | 7a9 | Transmission-Limited Resources
2012 | CAN | NPCC | - | Ontario | 7a10 | Scheduled Outage - Maintenance |  | -164 | -1039 | -1039 | -1039 | -3553 | -3553 | -5249 | -6945 | -7823 | -9333 | -9333
2012 | CAN | NPCC | - | Ontario | 7a11 | All Other Derates |  | 56 | 25.8 | 448.5834 | 1211.9412 | 1953.359 | 2670.7768 | 3432.4946 | 4194.2124 | 4952.9302 | 5679.648 | 6435.7658
2012 | CAN | NPCC | - | Ontario | 7a12 | Energy-Only |  | 0 | 0 | 0 | 0 | 0 | 0 | 0 | 0 | 0 | 0 | 0
2012 | CAN | NPCC | - | Ontario | 7b | Future-Other |  | 0 | 0 | 0 | 0 | 0 | 0 | 0 | 0 | 0 | 0 | 0
2012 | CAN | NPCC | - | Ontario | 7b1 | Wind Expected On-Peak |  | 0 | 0 | 0 | 0 | 0 | 0 | 0 | 0 | 0 | 0 | 0
2012 | CAN | NPCC | - | Ontario | 7b2 | Wind Derate On-Peak |  | 0 | 0 | 0 | 0 | 0 | 0 | 0 | 0 | 0 | 0 | 0
2012 | CAN | NPCC | - | Ontario | 7b3 | Solar Expected On-Peak |  | 0 | 0 | 0 | 0 | 0 | 0 | 0 | 0 | 0 | 0 | 0
2012 | CAN | NPCC | - | Ontario | 7b4 | Solar Derate On-Peak |  | 0 | 0 | 0 | 0 | 0 | 0 | 0 | 0 | 0 | 0 | 0
2012 | CAN | NPCC | - | Ontario | 7b5 | Hydro Expected On-Peak |  | 0 | 0 | 0 | 0 | 0 | 0 | 0 | 0 | 0 | 0 | 0
2012 | CAN | NPCC | - | Ontario | 7b6 | Hydro Derate On-Peak |  | 0 | 0 | 0 | 0 | 0 | 0 | 0 | 0 | 0 | 0 | 0
2012 | CAN | NPCC | - | Ontario | 7b7 | Biomass Expected On-Peak |  | 0 | 0 | 0 | 0 | 0 | 0 | 0 | 0 | 0 | 0 | 0
2012 | CAN | NPCC | - | Ontario | 7b8 | Biomass Derate On-Peak |  | 0 | 0 | 0 | 0 | 0 | 0 | 0 | 0 | 0 | 0 | 0
2012 | CAN | NPCC | - | Ontario | 7b9 | Transmission-Limited Resources
2012 | CAN | NPCC | - | Ontario | 7b10 | Scheduled Outage - Maintenance |  | 0 | 0 | 0 | 0 | 0 | 0 | 0 | 0 | 0 | 0 | 0
2012 | CAN | NPCC | - | Ontario | 7b11 | All Other Derates |  | 0 | 0 | 0 | 0 | 0 | 0 | 0 | 0 | 0 | 0 | 0
2012 | CAN | NPCC | - | Ontario | 7b12 | Energy-Only |  | 0 | 0 | 0 | 0 | 0 | 0 | 0 | 0 | 0 | 0 | 0
2012 | CAN | NPCC | - | Ontario | 8 | Conceptual |  | 0 | 13.464 | 284.188 | 783.292 | 865.08 | 1765.08 | 2961.016 | 3368.016 | 4960.016 | 6350.016 | 6522.016
2012 | CAN | NPCC | - | Ontario | 8a1 | Wind Expected On-Peak |  | 0 | 0 | 128 | 288 | 362.048 | 362.048 | 1167.984 | 1167.984 | 1167.984 | 1167.984 | 1167.984
2012 | CAN | NPCC | - | Ontario | 8a2 | Wind Derate On-Peak |  | 0 | 0 | 272 | 612 | 769.352 | 769.352 | 1419.466 | 1419.466 | 1419.466 | 1419.466 | 1419.466
2012 | CAN | NPCC | - | Ontario | 8a3 | Solar Expected On-Peak |  | 0 | 0 | 4 | 8 | 12 | 12 | 402 | 402 | 402 | 402 | 402
2012 | CAN | NPCC | - | Ontario | 8a4 | Solar Derate On-Peak |  | 0 | 0 | 96 | 192 | 288 | 288 | 288 | 288 | 288 | 288 | 288
2012 | CAN | NPCC | - | Ontario | 8a5 | Hydro Expected On-Peak |  | 0 | 13.464 | 23.188 | 358.292 | 362.032 | 362.032 | 362.032 | 362.032 | 362.032 | 362.032 | 362.032
2012 | CAN | NPCC | - | Ontario | 8a6 | Hydro Derate On-Peak |  | 0 | 4.536 | 7.812 | 120.708 | 121.968 | 121.968 | 121.968 | 121.968 | 121.968 | 121.968 | 121.968
2012 | CAN | NPCC | - | Ontario | 8a7 | Biomass Expected On-Peak |  | 0 | 0 | 129 | 129 | 129 | 129 | 129 | 129 | 157 | 157 | 157
2012 | CAN | NPCC | - | Ontario | 8a8 | Biomass Derate On-Peak |  | 0 | 0 | 77 | 77 | 77 | 77 | 77 | 77 | 87 | 87 | 87
2012 | CAN | NPCC | - | Ontario | 8a9 | All Other Derates |  | 0 | 9.072 | 370.696 | 1150.112 | 2124.048 | 3097.984 | 4071.92 | 5045.856 | 6039.792 | 7033.728 | 8027.664
2012 | CAN | NPCC | - | Ontario | 8a10 | Energy-Only |  | 0 | 0 | 0 | 0 | 0 | 0 | 0 | 0 | 0 | 0 | 0
2012 | CAN | NPCC | - | Ontario | 9 | ANTICIPATED INTERNAL CAPACITY |  | 33471.5643 | 32060.3026 | 29907.7444 | 31037.9359 | 28331.9727 | 28121.2169 | 27188.9686 | 25159.7277 | 25125.4943 | 26014.2683 | 26857.8499
2012 | CAN | NPCC | - | Ontario | 10 | CAPACITY TRANSACTIONS - IMPORTS | 0 | 0 | 0 | 0 | 0 | 0 | 0 | 0 | 0 | 0 | 0 | 0
2012 | CAN | NPCC | - | Ontario | 10a | Firm |  |  | 0 | 0 | 0 | 0 | 0 | 0 | 0 | 0 | 0 | 0
2012 | CAN | NPCC | - | Ontario | 10a1 | Full-Responsibility Purchases |  |  | 0 | 0 | 0 | 0 | 0 | 0 | 0 | 0 | 0 | 0
2012 | CAN | NPCC | - | Ontario | 10a2 | Owned Capacity/Entitlement Located Outside the Region/Subregion |  |  | 0 | 0 | 0 | 0 | 0 | 0 | 0 | 0 | 0 | 0
2012 | CAN | NPCC | - | Ontario | 10b | Non-firm
2012 | CAN | NPCC | - | Ontario | 10c | Expected |  |  | 0 | 0 | 0 | 0 | 0 | 0 | 0 | 0 | 0 | 0
2012 | CAN | NPCC | - | Ontario | 10c1 | Full-Responsibility Purchases |  |  | 0 | 0 | 0 | 0 | 0 | 0 | 0 | 0 | 0 | 0
2012 | CAN | NPCC | - | Ontario | 10c2 | Owned Capacity/Entitlement Located Outside the Region/Subregion |  |  | 0 | 0 | 0 | 0 | 0 | 0 | 0 | 0 | 0 | 0
2012 | CAN | NPCC | - | Ontario | 11 | CAPACITY TRANSACTIONS - EXPORTS | 0 | 0 | 0 | 0 | 0 | 0 | 0 | 0 | 0 | 0 | 0 | 0
2012 | CAN | NPCC | - | Ontario | 11a | Firm |  |  | 0 | 0 | 0 | 0 | 0 | 0 | 0 | 0 | 0 | 0
2012 | CAN | NPCC | - | Ontario | 11a1 | Full-Responsibility Purchases |  |  | 0 | 0 | 0 | 0 | 0 | 0 | 0 | 0 | 0 | 0
2012 | CAN | NPCC | - | Ontario | 11a2 | Owned Capacity/Entitlement Located Outside the Region/Subregion |  |  | 0 | 0 | 0 | 0 | 0 | 0 | 0 | 0 | 0 | 0
2012 | CAN | NPCC | - | Ontario | 11b | Non-firm
2012 | CAN | NPCC | - | Ontario | 11c | Expected |  |  | 0 | 0 | 0 | 0 | 0 | 0 | 0 | 0 | 0 | 0
2012 | CAN | NPCC | - | Ontario | 11c1 | Full-Responsibility Purchases |  |  | 0 | 0 | 0 | 0 | 0 | 0 | 0 | 0 | 0 | 0
2012 | CAN | NPCC | - | Ontario | 11c2 | Owned Capacity/Entitlement Located Outside the Region/Subregion |  |  | 0 | 0 | 0 | 0 | 0 | 0 | 0 | 0 | 0 | 0
2012 | CAN | NPCC | - | Ontario | 12 | EXISTING-CERTAIN & NET FIRM TRANSACTIONS | 0 | 32085.5543 | 32275.3406 | 32411.7477 | 32414.4612 | 32417.198 | 32419.9422 | 32422.6939 | 32425.453 | 32428.2196 | 32430.9936 | 32433.7752
2012 | CAN | NPCC | - | Ontario | 13 | ANTICIPATED CAPACITY RESOURCES |  |  | 32060.3026 | 29907.7444 | 31037.9359 | 28331.9727 | 28121.2169 | 27188.9686 | 25159.7277 | 25125.4943 | 26014.2683 | 26857.8499
2012 | CAN | NPCC | - | Ontario | 14 | PROSPECTIVE CAPACITY RESOURCES |  |  | 32060.3026 | 29907.7444 | 31037.9359 | 28331.9727 | 28121.2169 | 27188.9686 | 25159.7277 | 25125.4943 | 26014.2683 | 26857.8499
2012 | CAN | NPCC | - | Ontario | 15 | TOTAL POTENTIAL CAPACITY RESOURCES |  |  | 32073.7666 | 30191.9324 | 31821.2279 | 29197.0527 | 29886.2969 | 30149.9846 | 28527.7437 | 30085.5103 | 32364.2843 | 33379.8659
2012 | CAN | NPCC | - | Ontario | 16 | ADJUSTED POTENTIAL CAPACITY RESOURCES |  |  | 32073.7665 | 30191.9295 | 31821.22 | 29197.0441 | 29886.2793 | 30149.955 | 28527.71 | 30085.4607 | 32364.2208 | 33379.8007
2012 | CAN | NPCC | - | Ontario | 16a | Confidence of Future-Other |  |  | 0.99999 | 0.99999 | 0.99999 | 0.99999 | 0.99999 | 0.99999 | 0.99999 | 0.99999 | 0.99999 | 0.99999
2012 | CAN | NPCC | - | Ontario | 16b | Net Future-Other Resources After Confidence Percentage Is Applied |  |  | 0 | 0 | 0 | 0 | 0 | 0 | 0 | 0 | 0 | 0
2012 | CAN | NPCC | - | Ontario | 16c | Confidence of Conceptual |  |  | 0.99999 | 0.99999 | 0.99999 | 0.99999 | 0.99999 | 0.99999 | 0.99999 | 0.99999 | 0.99999 | 0.99999
2012 | CAN | NPCC | - | Ontario | 16d | Net Conceptual Resources After Confidence Percentage Is Applied |  |  | 13.4639 | 284.1852 | 783.2842 | 865.0713 | 1765.0623 | 2960.9864 | 3367.9823 | 4959.9664 | 6349.9525 | 6521.9508
2012 | CAN | NPCC | - | Ontario | 17 | ASSESSMENT AREA TARGET RESERVE MARGIN |  |  | 18.6% | 19.8% | 19.2% | 20% | 20% | 20% | 20% | 20% | 20% | 20%
2012 | CAN | NPCC | - | Ontario | 18 | EXISTING-CERTAIN AND NET FIRM TRANSACTIONS RESERVE MARGIN | 360: -100%; 365: 46.86%
2012 | CAN | NPCC | - | Ontario | 19 | ANTICIPATED CAPACITY RESOURCES RESERVE MARGIN |  |  | 44.47% | 36.63% | 44.36% | 33.94% | 35.73% | 31.35% | 19.45% | 18.33% | 21.33% | 24.75%
2012 | CAN | NPCC | - | Ontario | 20 | PROSPECTIVE CAPACITY RESOURCES RESERVE MARGIN |  |  | 44.47% | 36.63% | 44.36% | 33.94% | 35.73% | 31.35% | 19.45% | 18.33% | 21.33% | 24.75%
2012 | CAN | NPCC | - | Ontario | 21 | TOTAL POTENTIAL RESOURCES RESERVE MARGIN |  |  | 44.53% | 37.92% | 48.01% | 38.02% | 44.25% | 45.65% | 35.44% | 41.69% | 50.95% | 55.04%
2012 | CAN | NPCC | - | Ontario | 22 | ADJUSTED POTENTIAL RESOURCES RESERVE MARGIN |  |  | 44.53% | 37.92% | 48.01% | 38.02% | 44.25% | 45.65% | 35.44% | 41.69% | 50.95% | 55.04%
2012 | CAN | NPCC | - | Ontario | 23 | Total Baseline Installed Capacity | 360: 0
2012 | CAN | NPCC | - | Ontario | 24 | Distributed or Other Capacity (Behind the Meter) < 1 MW |  | 0 | 0 | 0 | 0 | 0 | 0 | 0 | 0 | 0 | 0 | 0
2012 | CAN | NPCC | - | Ontario | 25 | Distributed or Other Capacity (Behind the Meter) ≥ 1 MW |  | 0 | 0 | 0 | 0 | 0 | 0 | 0 | 0 | 0 | 0 | 0
2012 | CAN | NPCC | - | Ontario | 26 | Capacity Total from EIA-860 |  | 0 | 0 | 0 | 0 | 0 | 0 | 0 | 0 | 0 | 0 | 0
2012 | CAN | NPCC | - | Quebec | 1 | Unrestricted Non-coincident Peak Demand |  | 39310.381 | 39789.6299 | 40211.6747 | 40826.7547 | 41255.4147 | 41708.6777 | 42116.9408 | 42571.5754 | 42969.2058 | 43357.2058 | 43765.2058
2012 | CAN | NPCC | - | Quebec | 1a | New Conservation (Energy Efficiency) |  | 1770 | 1980 | 2150 | 2300 | 2410 | 2520 | 2630 | 2760 | 2890 | 3040 | 3190
2012 | CAN | NPCC | - | Quebec | 1b | Estimated Diversity |  |  |  | 0 | 0 | 0 | 0 | 0 | 0 | 0 | 0 | 0
2012 | CAN | NPCC | - | Quebec | 1c | Additions for non-member load (load served by non-registered LSE's in a region) |  |  |  | 0 | 0 | 0 | 0 | 0 | 0 | 0 | 0 | 0
2012 | CAN | NPCC | - | Quebec | 1d | Stand-by Load Under Contract (Normally served by behind the meter generation) |  |  |  | 0 | 0 | 0 | 0 | 0 | 0 | 0 | 0 | 0
2012 | CAN | NPCC | - | Quebec | 1e | Non-Controllable Demand-Side Demand Response |  |  |  | 0 | 0 | 0 | 0 | 0 | 0 | 0 | 0 | 0
2012 | CAN | NPCC | - | Quebec | 2 | Total Internal Demand | 35481 | 37540.381 | 37809.6299 | 38061.6747 | 38526.7547 | 38845.4147 | 39188.6777 | 39486.9408 | 39811.5754 | 40079.2058 | 40317.2058 | 40575.2058
2012 | CAN | NPCC | - | Quebec | 2a | Supply-Side Direct Control Load Management (DCLM) |  | 250 | 250 | 250 | 250 | 250 | 250 | 250 | 250 | 250 | 250 | 250
2012 | CAN | NPCC | - | Quebec | 2b | Supply-Side Contractually Interruptible (Curtailable) |  | 1660 | 1660 | 1439 | 1439 | 1537 | 1300 | 1300 | 1300 | 1300 | 1300 | 1300
2012 | CAN | NPCC | - | Quebec | 2c | Supply-Side Critical Peak-Pricing (CPP) with Control |  |  |  | 0 | 0 | 0 | 0 | 0 | 0 | 0 | 0 | 0
2012 | CAN | NPCC | - | Quebec | 2d | Supply-Side Load as a Capacity Resource |  |  |  | 0 | 0 | 0 | 0 | 0 | 0 | 0 | 0 | 0
2012 | CAN | NPCC | - | Quebec | 3 | Net Internal Demand | 35481 | 37540.381 | 37809.6299 | 38061.6747 | 38526.7547 | 38845.4147 | 39188.6777 | 39486.9408 | 39811.5754 | 40079.2058 | 40317.2058 | 40575.2058
2012 | CAN | NPCC | - | Quebec | 3a | Demand-Side Direct Control Load Management (DCLM)
2012 | CAN | NPCC | - | Quebec | 3b | Demand-Side Contractually Interruptible (Curtailable)
2012 | CAN | NPCC | - | Quebec | 3c | Demand-Side Critical Peak-Pricing (CPP) with Control |  |  |  | 0 | 0 | 0 | 0 | 0 | 0 | 0 | 0 | 0
2012 | CAN | NPCC | - | Quebec | 3d | Demand-Side Load as a Capacity Resource |  |  |  | 0 | 0 | 0 | 0 | 0 | 0 | 0 | 0 | 0
2012 | CAN | NPCC | - | Quebec | 4 | Total Controllable Demand Response | 0 | 1910 | 1910 | 1689 | 1689 | 1787 | 1550 | 1550 | 1550 | 1550 | 1550 | 1550
2012 | CAN | NPCC | - | Quebec | 4a | Demand Response used for Ancillary Services - Spinning Reserves |  |  |  | 0 | 0 | 0 | 0 | 0 | 0 | 0 | 0 | 0
2012 | CAN | NPCC | - | Quebec | 4b | Demand Response used for Ancillary Services - Non-Spinning Reserves |  |  |  | 0 | 0 | 0 | 0 | 0 | 0 | 0 | 0 | 0
2012 | CAN | NPCC | - | Quebec | 4c | Demand Response used for Regulation |  |  |  | 0 | 0 | 0 | 0 | 0 | 0 | 0 | 0 | 0
2012 | CAN | NPCC | - | Quebec | 4d | Demand Response used for Energy, Voluntary Services - Emergency |  |  |  | 0 | 0 | 0 | 0 | 0 | 0 | 0 | 0 | 0
2012 | CAN | NPCC | - | Quebec | 5 | TOTAL INTERNAL CAPACITY |  | 43446.202 | 44339.702 | 45568.102 | 46156.702 | 46537.702 | 46843.702 | 47425.702 | 47531.702 | 47926.702 | 47926.702 | 47926.702
2012 | CAN | NPCC | - | Quebec | 6a | Existing-Certain |  | 39185.162 | 39185.162 | 39185.162 | 39185.162 | 39185.162 | 39185.162 | 39185.162 | 39185.162 | 39185.162 | 39185.162 | 39185.162
2012 | CAN | NPCC | - | Quebec | 6a1 | Wind Expected On-Peak |  | 285.93 | 285.93 | 285.93 | 285.93 | 285.93 | 285.93 | 285.93 | 285.93 | 285.93 | 285.93 | 285.93
2012 | CAN | NPCC | - | Quebec | 6a2 | Solar Expected On-Peak |  | 0 | 0 | 0 | 0 | 0 | 0 | 0 | 0 | 0 | 0 | 0
2012 | CAN | NPCC | - | Quebec | 6a3 | Hydro Expected On-Peak |  | 38261.6 | 38261.6 | 38261.6 | 38261.6 | 38261.6 | 38261.6 | 38261.6 | 38261.6 | 38261.6 | 38261.6 | 38261.6
2012 | CAN | NPCC | - | Quebec | 6a4 | Biomass Expected On-Peak |  | 201.632 | 201.632 | 201.632 | 201.632 | 201.632 | 201.632 | 201.632 | 201.632 | 201.632 | 201.632 | 201.632
2012 | CAN | NPCC | - | Quebec | 6b | Existing-Other |  | 0 | 0 | 0 | 0 | 0 | 0 | 0 | 0 | 0 | 0 | 0
2012 | CAN | NPCC | - | Quebec | 6b1 | Wind Derate On-Peak |  | 771.02 | 771.02 | 771.02 | 771.02 | 771.02 | 771.02 | 771.02 | 771.02 | 771.02 | 771.02 | 771.02
2012 | CAN | NPCC | - | Quebec | 6b2 | Solar Derate On-Peak |  | 0 | 0 | 0 | 0 | 0 | 0 | 0 | 0 | 0 | 0 | 0
2012 | CAN | NPCC | - | Quebec | 6b3 | Hydro Derate On-Peak |  | 1445.8 | 1445.8 | 1445.8 | 1445.8 | 1445.8 | 1445.8 | 1445.8 | 1445.8 | 1445.8 | 1445.8 | 1445.8
2012 | CAN | NPCC | - | Quebec | 6b4 | Biomass Derate On-Peak |  | 0 | 0 | 0 | 0 | 0 | 0 | 0 | 0 | 0 | 0 | 0
2012 | CAN | NPCC | - | Quebec | 6b5 | Transmission-Limited Resources |  |  | 0 | 0 | 0 | 0 | 0 | 0 | 0 | 0 | 0 | 0
2012 | CAN | NPCC | - | Quebec | 6b6 | All Other Derates |  | 705.02 | 705.02 | 705.02 | 705.02 | 705.02 | 705.02 | 705.02 | 705.02 | 705.02 | 705.02 | 705.02
2012 | CAN | NPCC | - | Quebec | 6b7 | Energy-Only (Existing-Other) |  | 0 | 0 | 0 | 0 | 0 | 0 | 0 | 0 | 0 | 0 | 0
2012 | CAN | NPCC | - | Quebec | 6c | Unplanned Outages (Actual) / Current and Future Inoperable Resources |  | 547 | 547 | 547 | 547 | 547 | 0 | 0 | 0 | 0 | 0 | 0
2012 | CAN | NPCC | - | Quebec | 6d | Total Supply-Side Demand Response | 0 | 1910 | 1910 | 1689 | 1689 | 1787 | 1550 | 1550 | 1550 | 1550 | 1550 | 1550
2012 | CAN | NPCC | - | Quebec | 7 | TOTAL FUTURE CAPACITY ADDITIONS |  | 316.55 | 685.4 | 1622.46 | 1899.14 | 2280.14 | 3133.14 | 3715.14 | 3821.14 | 4216.14 | 4216.14 | 4216.14
2012 | CAN | NPCC | - | Quebec | 7a | Future-Planned |  | 316.55 | 685.4 | 1622.46 | 1899.14 | 2280.14 | 3133.14 | 3715.14 | 3821.14 | 4216.14 | 4216.14 | 4216.14
2012 | CAN | NPCC | - | Quebec | 7a1 | Wind Expected On-Peak |  | 203.85 | 428.7 | 553.56 | 687.24 | 687.24 | 687.24 | 687.24 | 687.24 | 687.24 | 687.24 | 687.24
2012 | CAN | NPCC | - | Quebec | 7a2 | Wind Derate On-Peak |  | 475.65 | 1000.3 | 1291.64 | 1603.56 | 1603.56 | 1603.56 | 1603.56 | 1603.56 | 1603.56 | 1603.56 | 1603.56
2012 | CAN | NPCC | - | Quebec | 7a3 | Solar Expected On-Peak |  | 0 | 0 | 0 | 0 | 0 | 0 | 0 | 0 | 0 | 0 | 0
2012 | CAN | NPCC | - | Quebec | 7a4 | Solar Derate On-Peak |  | 0 | 0 | 0 | 0 | 0 | 0 | 0 | 0 | 0 | 0 | 0
2012 | CAN | NPCC | - | Quebec | 7a5 | Hydro Expected On-Peak |  | 53.3 | 196.3 | 918.2 | 989.2 | 1320.2 | 2173.2 | 2208.2 | 2314.2 | 2709.2 | 2709.2 | 2709.2
2012 | CAN | NPCC | - | Quebec | 7a6 | Hydro Derate On-Peak |  | 0 | 0 | 0 | 0 | 0 | 0 | 0 | 0 | 0 | 0 | 0
2012 | CAN | NPCC | - | Quebec | 7a7 | Biomass Expected On-Peak |  | 59.4 | 60.4 | 150.7 | 222.7 | 272.7 | 272.7 | 272.7 | 272.7 | 272.7 | 272.7 | 272.7
2012 | CAN | NPCC | - | Quebec | 7a8 | Biomass Derate On-Peak |  | 0 | 0 | 0 | 0 | 0 | 0 | 0 | 0 | 0 | 0 | 0
2012 | CAN | NPCC | - | Quebec | 7a9 | Transmission-Limited Resources
2012 | CAN | NPCC | - | Quebec | 7a10 | Scheduled Outage - Maintenance |  | 0 | 0 | 0 | 0 | 0 | 0 | 0 | 0 | 0 | 0 | 0
2012 | CAN | NPCC | - | Quebec | 7a11 | All Other Derates |  | 0 | 0 | 1.1369e-13 | 1.1369e-13 | 1.1369e-13 | 1.1369e-13 | 1.1369e-13 | 1.1369e-13 | 1.1369e-13 | 1.1369e-13 | 1.1369e-13
2012 | CAN | NPCC | - | Quebec | 7a12 | Energy-Only |  | 0 | 0 | 0 | 0 | 0 | 0 | 0 | 0 | 0 | 0 | 0
2012 | CAN | NPCC | - | Quebec | 7b | Future-Other |  | 0 | 0 | 0 | 0 | 0 | 0 | 0 | 0 | 0 | 0 | 0
2012 | CAN | NPCC | - | Quebec | 7b1 | Wind Expected On-Peak |  | 0 | 0 | 0 | 0 | 0 | 0 | 0 | 0 | 0 | 0 | 0
2012 | CAN | NPCC | - | Quebec | 7b2 | Wind Derate On-Peak |  | 0 | 0 | 0 | 0 | 0 | 0 | 0 | 0 | 0 | 0 | 0
2012 | CAN | NPCC | - | Quebec | 7b3 | Solar Expected On-Peak |  | 0 | 0 | 0 | 0 | 0 | 0 | 0 | 0 | 0 | 0 | 0
2012 | CAN | NPCC | - | Quebec | 7b4 | Solar Derate On-Peak |  | 0 | 0 | 0 | 0 | 0 | 0 | 0 | 0 | 0 | 0 | 0
2012 | CAN | NPCC | - | Quebec | 7b5 | Hydro Expected On-Peak |  | 0 | 0 | 0 | 0 | 0 | 0 | 0 | 0 | 0 | 0 | 0
2012 | CAN | NPCC | - | Quebec | 7b6 | Hydro Derate On-Peak |  | 0 | 0 | 0 | 0 | 0 | 0 | 0 | 0 | 0 | 0 | 0
2012 | CAN | NPCC | - | Quebec | 7b7 | Biomass Expected On-Peak |  | 0 | 0 | 0 | 0 | 0 | 0 | 0 | 0 | 0 | 0 | 0
2012 | CAN | NPCC | - | Quebec | 7b8 | Biomass Derate On-Peak |  | 0 | 0 | 0 | 0 | 0 | 0 | 0 | 0 | 0 | 0 | 0
2012 | CAN | NPCC | - | Quebec | 7b9 | Transmission-Limited Resources
2012 | CAN | NPCC | - | Quebec | 7b10 | Scheduled Outage - Maintenance |  | 0 | 0 | 0 | 0 | 0 | 0 | 0 | 0 | 0 | 0 | 0
2012 | CAN | NPCC | - | Quebec | 7b11 | All Other Derates |  | 0 | 0 | 0 | 0 | 0 | 0 | 0 | 0 | 0 | 0 | 0
2012 | CAN | NPCC | - | Quebec | 7b12 | Energy-Only |  | 0 | 0 | 0 | 0 | 0 | 0 | 0 | 0 | 0 | 0 | 0
2012 | CAN | NPCC | - | Quebec | 8 | Conceptual |  | 0 | 0 | 0 | 0 | 0 | 0 | 0 | 0 | 0 | 0 | 0
2012 | CAN | NPCC | - | Quebec | 8a1 | Wind Expected On-Peak |  | 0 | 0 | 0 | 0 | 0 | 0 | 0 | 0 | 0 | 0 | 0
2012 | CAN | NPCC | - | Quebec | 8a2 | Wind Derate On-Peak |  | 0 | 0 | 0 | 0 | 0 | 0 | 0 | 0 | 0 | 0 | 0
2012 | CAN | NPCC | - | Quebec | 8a3 | Solar Expected On-Peak |  | 0 | 0 | 0 | 0 | 0 | 0 | 0 | 0 | 0 | 0 | 0
2012 | CAN | NPCC | - | Quebec | 8a4 | Solar Derate On-Peak |  | 0 | 0 | 0 | 0 | 0 | 0 | 0 | 0 | 0 | 0 | 0
2012 | CAN | NPCC | - | Quebec | 8a5 | Hydro Expected On-Peak |  | 0 | 0 | 0 | 0 | 0 | 0 | 0 | 0 | 0 | 0 | 0
2012 | CAN | NPCC | - | Quebec | 8a6 | Hydro Derate On-Peak |  | 0 | 0 | 0 | 0 | 0 | 0 | 0 | 0 | 0 | 0 | 0
2012 | CAN | NPCC | - | Quebec | 8a7 | Biomass Expected On-Peak |  | 0 | 0 | 0 | 0 | 0 | 0 | 0 | 0 | 0 | 0 | 0
2012 | CAN | NPCC | - | Quebec | 8a8 | Biomass Derate On-Peak |  | 0 | 0 | 0 | 0 | 0 | 0 | 0 | 0 | 0 | 0 | 0
2012 | CAN | NPCC | - | Quebec | 8a9 | All Other Derates |  | 0 | 0 | 0 | 0 | 0 | 0 | 0 | 0 | 0 | 0 | 0
2012 | CAN | NPCC | - | Quebec | 8a10 | Energy-Only |  | 0 | 0 | 0 | 0 | 0 | 0 | 0 | 0 | 0 | 0 | 0
2012 | CAN | NPCC | - | Quebec | 9 | ANTICIPATED INTERNAL CAPACITY |  | 41411.712 | 41780.562 | 42496.622 | 42773.302 | 43252.302 | 43868.302 | 44450.302 | 44556.302 | 44951.302 | 44951.302 | 44951.302
2012 | CAN | NPCC | - | Quebec | 10 | CAPACITY TRANSACTIONS - IMPORTS | 0 | 581 | 1100 | 1100 | 1100 | 1100 | 1100 | 1100 | 1100 | 1100 | 1100 | 1100
2012 | CAN | NPCC | - | Quebec | 10a | Firm |  | 181 | 0 | 0 | 0 | 0 | 0 | 0 | 0 | 0 | 0 | 0
2012 | CAN | NPCC | - | Quebec | 10a1 | Full-Responsibility Purchases |  | 181 | 0 | 0 | 0 | 0 | 0 | 0 | 0 | 0 | 0 | 0
2012 | CAN | NPCC | - | Quebec | 10a2 | Owned Capacity/Entitlement Located Outside the Region/Subregion |  |  | 0 | 0 | 0 | 0 | 0 | 0 | 0 | 0 | 0 | 0
2012 | CAN | NPCC | - | Quebec | 10b | Non-firm
2012 | CAN | NPCC | - | Quebec | 10c | Expected |  | 400 | 1100 | 1100 | 1100 | 1100 | 1100 | 1100 | 1100 | 1100 | 1100 | 1100
2012 | CAN | NPCC | - | Quebec | 10c1 | Full-Responsibility Purchases |  | 400 | 1100 | 1100 | 1100 | 1100 | 1100 | 1100 | 1100 | 1100 | 1100 | 1100
2012 | CAN | NPCC | - | Quebec | 10c2 | Owned Capacity/Entitlement Located Outside the Region/Subregion |  |  | 0 | 0 | 0 | 0 | 0 | 0 | 0 | 0 | 0 | 0
2012 | CAN | NPCC | - | Quebec | 11 | CAPACITY TRANSACTIONS - EXPORTS | 0 | 398 | 398 | 626 | 676 | 151 | 151 | 151 | 151 | 145 | 145 | 145
2012 | CAN | NPCC | - | Quebec | 11a | Firm |  | 398 | 398 | 626 | 676 | 151 | 151 | 151 | 151 | 145 | 145 | 145
2012 | CAN | NPCC | - | Quebec | 11a1 | Full-Responsibility Purchases |  | 398 | 398 | 626 | 676 | 151 | 151 | 151 | 151 | 145 | 145 | 145
2012 | CAN | NPCC | - | Quebec | 11a2 | Owned Capacity/Entitlement Located Outside the Region/Subregion |  |  | 0 | 0 | 0 | 0 | 0 | 0 | 0 | 0 | 0 | 0
2012 | CAN | NPCC | - | Quebec | 11b | Non-firm
2012 | CAN | NPCC | - | Quebec | 11c | Expected |  |  | 0 | 0 | 0 | 0 | 0 | 0 | 0 | 0 | 0 | 0
2012 | CAN | NPCC | - | Quebec | 11c1 | Full-Responsibility Purchases |  |  | 0 | 0 | 0 | 0 | 0 | 0 | 0 | 0 | 0 | 0
2012 | CAN | NPCC | - | Quebec | 11c2 | Owned Capacity/Entitlement Located Outside the Region/Subregion |  |  | 0 | 0 | 0 | 0 | 0 | 0 | 0 | 0 | 0 | 0
2012 | CAN | NPCC | - | Quebec | 12 | EXISTING-CERTAIN & NET FIRM TRANSACTIONS | 0 | 40878.162 | 40697.162 | 40248.162 | 40198.162 | 40821.162 | 40584.162 | 40584.162 | 40584.162 | 40590.162 | 40590.162 | 40590.162
2012 | CAN | NPCC | - | Quebec | 13 | ANTICIPATED CAPACITY RESOURCES |  | 41594.712 | 42482.562 | 42970.622 | 43197.302 | 44201.302 | 44817.302 | 45399.302 | 45505.302 | 45906.302 | 45906.302 | 45906.302
2012 | CAN | NPCC | - | Quebec | 14 | PROSPECTIVE CAPACITY RESOURCES |  | 41594.712 | 42482.562 | 42970.622 | 43197.302 | 44201.302 | 44817.302 | 45399.302 | 45505.302 | 45906.302 | 45906.302 | 45906.302
2012 | CAN | NPCC | - | Quebec | 15 | TOTAL POTENTIAL CAPACITY RESOURCES |  | 41594.712 | 42482.562 | 42970.622 | 43197.302 | 44201.302 | 44817.302 | 45399.302 | 45505.302 | 45906.302 | 45906.302 | 45906.302
2012 | CAN | NPCC | - | Quebec | 16 | ADJUSTED POTENTIAL CAPACITY RESOURCES |  | 41594.712 | 42482.562 | 42970.622 | 43197.302 | 44201.302 | 44817.302 | 45399.302 | 45505.302 | 45906.302 | 45906.302 | 45906.302
2012 | CAN | NPCC | - | Quebec | 16a | Confidence of Future-Other |  | 0.99999 | 0.99999 | 0.99999 | 0.99999 | 0.99999 | 0.99999 | 0.99999 | 0.99999 | 0.99999 | 0.99999 | 0.99999
2012 | CAN | NPCC | - | Quebec | 16b | Net Future-Other Resources After Confidence Percentage Is Applied |  |  | 0 | 0 | 0 | 0 | 0 | 0 | 0 | 0 | 0 | 0
2012 | CAN | NPCC | - | Quebec | 16c | Confidence of Conceptual |  | 0.99999 | 0.99999 | 0.99999 | 0.99999 | 0.99999 | 0.99999 | 0.99999 | 0.99999 | 0.99999 | 0.99999 | 0.99999
2012 | CAN | NPCC | - | Quebec | 16d | Net Conceptual Resources After Confidence Percentage Is Applied |  | 0 | 0 | 0 | 0 | 0 | 0 | 0 | 0 | 0 | 0 | 0
2012 | CAN | NPCC | - | Quebec | 17 | ASSESSMENT AREA TARGET RESERVE MARGIN |  | 9.6% | 10% | 10.5% | 11.4% | 12.2% | 12.2% | 12.2% | 12.2% | 12.2% | 12.2% | 12.2%
2012 | CAN | NPCC | - | Quebec | 18 | EXISTING-CERTAIN AND NET FIRM TRANSACTIONS RESERVE MARGIN | 360: -100%; 365: 8.891%
2012 | CAN | NPCC | - | Quebec | 19 | ANTICIPATED CAPACITY RESOURCES RESERVE MARGIN |  | 10.8% | 12.36% | 12.9% | 12.12% | 13.79% | 14.36% | 14.97% | 14.3% | 14.54% | 13.86% | 13.14%
2012 | CAN | NPCC | - | Quebec | 20 | PROSPECTIVE CAPACITY RESOURCES RESERVE MARGIN |  | 10.8% | 12.36% | 12.9% | 12.12% | 13.79% | 14.36% | 14.97% | 14.3% | 14.54% | 13.86% | 13.14%
2012 | CAN | NPCC | - | Quebec | 21 | TOTAL POTENTIAL RESOURCES RESERVE MARGIN |  | 10.8% | 12.36% | 12.9% | 12.12% | 13.79% | 14.36% | 14.97% | 14.3% | 14.54% | 13.86% | 13.14%
2012 | CAN | NPCC | - | Quebec | 22 | ADJUSTED POTENTIAL RESOURCES RESERVE MARGIN |  | 10.8% | 12.36% | 12.9% | 12.12% | 13.79% | 14.36% | 14.97% | 14.3% | 14.54% | 13.86% | 13.14%
2012 | CAN | NPCC | - | Quebec | 23 | Total Baseline Installed Capacity | 360: 0
2012 | CAN | NPCC | - | Quebec | 24 | Distributed or Other Capacity (Behind the Meter) < 1 MW |  | 0 | 0 | 0 | 0 | 0 | 0 | 0 | 0 | 0 | 0 | 0
2012 | CAN | NPCC | - | Quebec | 25 | Distributed or Other Capacity (Behind the Meter) ≥ 1 MW |  | 0 | 0 | 0 | 0 | 0 | 0 | 0 | 0 | 0 | 0 | 0
2012 | CAN | NPCC | - | Quebec | 26 | Capacity Total from EIA-860 |  | 0 | 0 | 0 | 0 | 0 | 0 | 0 | 0 | 0 | 0 | 0
2012 | US | RF | - | PJM | 1 | Unrestricted Non-coincident Peak Demand |  | 134093 | 136086 | 138711 | 140863 | 142623 | 143788 | 145038 | 146072 | 147496 | 148996 | 150346
2012 | US | RF | - | PJM | 1a | New Conservation (Energy Efficiency) |  | 581 | 728 | 804 | 804 | 804 | 804 | 804 | 804 | 804 | 804 | 804
2012 | US | RF | - | PJM | 1b | Estimated Diversity |  | 3290 | 3198 | 3136 | 3148 | 3252 | 3322 | 3390 | 3250 | 3273 | 3356 | 3426
2012 | US | RF | - | PJM | 1c | Additions for non-member load (load served by non-registered LSE's in a region) |  |  |  | 0 | 0 | 0 | 0 | 0 | 0 | 0 | 0 | 0
2012 | US | RF | - | PJM | 1d | Stand-by Load Under Contract (Normally served by behind the meter generation) |  |  |  | 0 | 0 | 0 | 0 | 0 | 0 | 0 | 0 | 0
2012 | US | RF | - | PJM | 1e | Non-Controllable Demand-Side Demand Response |  |  |  | 0 | 0 | 0 | 0 | 0 | 0 | 0 | 0 | 0
2012 | US | RF | - | PJM | 2 | Total Internal Demand | 122563 | 130222 | 132160 | 134771 | 136911 | 138567 | 139662 | 140844 | 142018 | 143419 | 144836 | 146116
2012 | US | RF | - | PJM | 2a | Supply-Side Direct Control Load Management (DCLM) |  |  |  | 0 | 0 | 0 | 0 | 0 | 0 | 0 | 0 | 0
2012 | US | RF | - | PJM | 2b | Supply-Side Contractually Interruptible (Curtailable) |  |  |  | 0 | 0 | 0 | 0 | 0 | 0 | 0 | 0 | 0
2012 | US | RF | - | PJM | 2c | Supply-Side Critical Peak-Pricing (CPP) with Control |  |  |  | 0 | 0 | 0 | 0 | 0 | 0 | 0 | 0 | 0
2012 | US | RF | - | PJM | 2d | Supply-Side Load as a Capacity Resource |  |  |  | 0 | 0 | 0 | 0 | 0 | 0 | 0 | 0 | 0
2012 | US | RF | - | PJM | 3 | Net Internal Demand | 110963 | 119222 | 121160 | 121571 | 123711 | 125367 | 126462 | 127644 | 128818 | 130219 | 131636 | 132916
2012 | US | RF | - | PJM | 3a | Demand-Side Direct Control Load Management (DCLM) | 695 | 1000 | 1000 | 1000 | 1000 | 1000 | 1000 | 1000 | 1000 | 1000 | 1000 | 1000
2012 | US | RF | - | PJM | 3b | Demand-Side Contractually Interruptible (Curtailable) | 4828 | 5000 | 5000 | 7200 | 7200 | 7200 | 7200 | 7200 | 7200 | 7200 | 7200 | 7200
2012 | US | RF | - | PJM | 3c | Demand-Side Critical Peak-Pricing (CPP) with Control |  |  |  | 0 | 0 | 0 | 0 | 0 | 0 | 0 | 0 | 0
2012 | US | RF | - | PJM | 3d | Demand-Side Load as a Capacity Resource | 6077 | 5000 | 5000 | 5000 | 5000 | 5000 | 5000 | 5000 | 5000 | 5000 | 5000 | 5000
2012 | US | RF | - | PJM | 4 | Total Controllable Demand Response | 11600 | 11000 | 11000 | 13200 | 13200 | 13200 | 13200 | 13200 | 13200 | 13200 | 13200 | 13200
2012 | US | RF | - | PJM | 4a | Demand Response used for Ancillary Services - Spinning Reserves |  |  |  | 0 | 0 | 0 | 0 | 0 | 0 | 0 | 0 | 0
2012 | US | RF | - | PJM | 4b | Demand Response used for Ancillary Services - Non-Spinning Reserves |  |  |  | 0 | 0 | 0 | 0 | 0 | 0 | 0 | 0 | 0
2012 | US | RF | - | PJM | 4c | Demand Response used for Regulation |  |  |  | 0 | 0 | 0 | 0 | 0 | 0 | 0 | 0 | 0
2012 | US | RF | - | PJM | 4d | Demand Response used for Energy, Voluntary Services - Emergency |  |  |  | 0 | 0 | 0 | 0 | 0 | 0 | 0 | 0 | 0
2012 | US | RF | - | PJM | 5 | TOTAL INTERNAL CAPACITY | 186164 | 190674.4824 | 190584.4624 | 191836.2424 | 187115.7224 | 187250.6024 | 187351.2824 | 189001.9624 | 189082.6424 | 189163.3224 | 189244.0024 | 189324.6824
2012 | US | RF | - | PJM | 6a | Existing-Certain | 180417 | 185423.9 | 185423.9 | 185423.9 | 185423.9 | 185423.9 | 185423.9 | 185423.9 | 185423.9 | 185423.9 | 185423.9 | 185423.9
2012 | US | RF | - | PJM | 6a1 | Wind Expected On-Peak | 670 | 711.4 | 711.4 | 711.4 | 711.4 | 711.4 | 711.4 | 711.4 | 711.4 | 711.4 | 711.4 | 711.4
2012 | US | RF | - | PJM | 6a2 | Solar Expected On-Peak | 12 | 42.3 | 42.3 | 42.3 | 42.3 | 42.3 | 42.3 | 42.3 | 42.3 | 42.3 | 42.3 | 42.3
2012 | US | RF | - | PJM | 6a3 | Hydro Expected On-Peak | 2632 | 2677.3 | 2677.3 | 2677.3 | 2677.3 | 2677.3 | 2677.3 | 2677.3 | 2677.3 | 2677.3 | 2677.3 | 2677.3
2012 | US | RF | - | PJM | 6a4 | Biomass Expected On-Peak | 874 | 943.3 | 943.3 | 943.3 | 943.3 | 943.3 | 943.3 | 943.3 | 943.3 | 943.3 | 943.3 | 943.3
2012 | US | RF | - | PJM | 6b | Existing-Other |  | 0 | 0 | 0 | 0 | 0 | 0 | 0 | 0 | 0 | 0 | 0
2012 | US | RF | - | PJM | 6b1 | Wind Derate On-Peak | 4273 | 4760.9077 | 4760.9077 | 4760.9077 | 4760.9077 | 4760.9077 | 4760.9077 | 4760.9077 | 4760.9077 | 4760.9077 | 4760.9077 | 4760.9077
2012 | US | RF | - | PJM | 6b2 | Solar Derate On-Peak | 20 | 63.7947 | 63.7947 | 63.7947 | 63.7947 | 63.7947 | 63.7947 | 63.7947 | 63.7947 | 63.7947 | 63.7947 | 63.7947
2012 | US | RF | - | PJM | 6b3 | Hydro Derate On-Peak |  | 0 | 0 | 0 | 0 | 0 | 0 | 0 | 0 | 0 | 0 | 0
2012 | US | RF | - | PJM | 6b4 | Biomass Derate On-Peak | 4 | 0 | 0 | 0 | 0 | 0 | 0 | 0 | 0 | 0 | 0 | 0
2012 | US | RF | - | PJM | 6b5 | Transmission-Limited Resources |  |  | 0 | 0 | 0 | 0 | 0 | 0 | 0 | 0 | 0 | 0
2012 | US | RF | - | PJM | 6b6 | All Other Derates | 1450 | 0 | 0 | 0 | 0 | 0 | 0 | 0 | 0 | 0 | 0 | 0
2012 | US | RF | - | PJM | 6b7 | Energy-Only (Existing-Other) |  | 0 | 0 | 0 | 0 | 0 | 0 | 0 | 0 | 0 | 0 | 0
2012 | US | RF | - | PJM | 6c | Unplanned Outages (Actual) / Current and Future Inoperable Resources |  |  | 0 | 0 | 0 | 0 | 0 | 0 | 0 | 0 | 0 | 0
2012 | US | RF | - | PJM | 6d | Total Supply-Side Demand Response | 0 | 0 | 0 | 0 | 0 | 0 | 0 | 0 | 0 | 0 | 0 | 0
2012 | US | RF | - | PJM | 7 | TOTAL FUTURE CAPACITY ADDITIONS |  | 201.76 | -716.26 | 239.64 | -4896.76 | -4817.76 | -4810.16 | -3240.16 | -3240.16 | -3240.16 | -3240.16 | -3240.16
2012 | US | RF | - | PJM | 7a | Future-Planned |  | 201.76 | -716.26 | 239.64 | -4896.76 | -4817.76 | -4810.16 | -3240.16 | -3240.16 | -3240.16 | -3240.16 | -3240.16
2012 | US | RF | - | PJM | 7a1 | Wind Expected On-Peak |  | 50 | 216.18 | 276.18 | 366.18 | 366.18 | 366.18 | 366.18 | 366.18 | 366.18 | 366.18 | 366.18
2012 | US | RF | - | PJM | 7a2 | Wind Derate On-Peak |  | 200 | 952.22 | 1192.22 | 1552.22 | 1552.22 | 1552.22 | 1552.22 | 1552.22 | 1552.22 | 1552.22 | 1552.22
2012 | US | RF | - | PJM | 7a3 | Solar Expected On-Peak |  | 4.96 | 17.06 | 20.86 | 20.86 | 20.86 | 28.46 | 28.46 | 28.46 | 28.46 | 28.46 | 28.46
2012 | US | RF | - | PJM | 7a4 | Solar Derate On-Peak |  | 8.04 | 27.94 | 27.94 | 27.94 | 27.94 | 40.34 | 40.34 | 40.34 | 40.34 | 40.34 | 40.34
2012 | US | RF | - | PJM | 7a5 | Hydro Expected On-Peak |  | 0 | 0 | 112 | 112 | 112 | 112 | 112 | 112 | 112 | 112 | 112
2012 | US | RF | - | PJM | 7a6 | Hydro Derate On-Peak |  | 0 | 0 | 0 | 0 | 0 | 0 | 0 | 0 | 0 | 0 | 0
2012 | US | RF | - | PJM | 7a7 | Biomass Expected On-Peak |  | 4.8 | 78.9 | 139.7 | 148.7 | 148.7 | 148.7 | 148.7 | 148.7 | 148.7 | 148.7 | 148.7
2012 | US | RF | - | PJM | 7a8 | Biomass Derate On-Peak |  | 0 | 0 | 0 | 0 | 0 | 0 | 0 | 0 | 0 | 0 | 0
2012 | US | RF | - | PJM | 7a9 | Transmission-Limited Resources
2012 | US | RF | - | PJM | 7a10 | Scheduled Outage - Maintenance |  | 0 | 0 | 0 | 0 | 0 | 0 | 0 | 0 | 0 | 0 | 0
2012 | US | RF | - | PJM | 7a11 | All Other Derates |  | 16.08 | 71.96 | 127.84 | 183.72 | 239.6 | 320.28 | 400.96 | 481.64 | 562.32 | 643 | 723.68
2012 | US | RF | - | PJM | 7a12 | Energy-Only |  | 0 | 0 | 0 | 0 | 0 | 0 | 0 | 0 | 0 | 0 | 0
2012 | US | RF | - | PJM | 7b | Future-Other |  | 0 | 0 | 0 | 0 | 0 | 0 | 0 | 0 | 0 | 0 | 0
2012 | US | RF | - | PJM | 7b1 | Wind Expected On-Peak |  | 0 | 0 | 0 | 0 | 0 | 0 | 0 | 0 | 0 | 0 | 0
2012 | US | RF | - | PJM | 7b2 | Wind Derate On-Peak |  | 0 | 0 | 0 | 0 | 0 | 0 | 0 | 0 | 0 | 0 | 0
2012 | US | RF | - | PJM | 7b3 | Solar Expected On-Peak |  | 0 | 0 | 0 | 0 | 0 | 0 | 0 | 0 | 0 | 0 | 0
2012 | US | RF | - | PJM | 7b4 | Solar Derate On-Peak |  | 0 | 0 | 0 | 0 | 0 | 0 | 0 | 0 | 0 | 0 | 0
2012 | US | RF | - | PJM | 7b5 | Hydro Expected On-Peak |  | 0 | 0 | 0 | 0 | 0 | 0 | 0 | 0 | 0 | 0 | 0
2012 | US | RF | - | PJM | 7b6 | Hydro Derate On-Peak |  | 0 | 0 | 0 | 0 | 0 | 0 | 0 | 0 | 0 | 0 | 0
2012 | US | RF | - | PJM | 7b7 | Biomass Expected On-Peak |  | 0 | 0 | 0 | 0 | 0 | 0 | 0 | 0 | 0 | 0 | 0
2012 | US | RF | - | PJM | 7b8 | Biomass Derate On-Peak |  | 0 | 0 | 0 | 0 | 0 | 0 | 0 | 0 | 0 | 0 | 0
2012 | US | RF | - | PJM | 7b9 | Transmission-Limited Resources
2012 | US | RF | - | PJM | 7b10 | Scheduled Outage - Maintenance |  | 0 | 0 | 0 | 0 | 0 | 0 | 0 | 0 | 0 | 0 | 0
2012 | US | RF | - | PJM | 7b11 | All Other Derates |  | 0 | 0 | 0 | 0 | 0 | 0 | 0 | 0 | 0 | 0 | 0
2012 | US | RF | - | PJM | 7b12 | Energy-Only |  | 0 | 0 | 0 | 0 | 0 | 0 | 0 | 0 | 0 | 0 | 0
2012 | US | RF | - | PJM | 8 | Conceptual |  | 0 | 4852.975 | 8667.485 | 28417.345 | 37729.355 | 46277.605 | 50570.405 | 50570.405 | 50570.405 | 50570.405 | 50570.405
2012 | US | RF | - | PJM | 8a1 | Wind Expected On-Peak |  | 0 | 945.05 | 2229.68 | 5522.41 | 5842.62 | 5858.87 | 5858.87 | 5858.87 | 5858.87 | 5858.87 | 5858.87
2012 | US | RF | - | PJM | 8a2 | Wind Derate On-Peak |  | 0 | 0 | 0 | 0 | 0 | 0 | 0 | 0 | 0 | 0 | 0
2012 | US | RF | - | PJM | 8a3 | Solar Expected On-Peak |  | 0 | 526.245 | 671.785 | 1224.715 | 1226.615 | 1255.115 | 1277.915 | 1277.915 | 1277.915 | 1277.915 | 1277.915
2012 | US | RF | - | PJM | 8a4 | Solar Derate On-Peak |  | 0 | 0 | 0 | 0 | 0 | 0 | 0 | 0 | 0 | 0 | 0
2012 | US | RF | - | PJM | 8a5 | Hydro Expected On-Peak |  | 0 | 42.4 | 108.5 | 199.9 | 199.9 | 199.9 | 199.9 | 199.9 | 199.9 | 199.9 | 199.9
2012 | US | RF | - | PJM | 8a6 | Hydro Derate On-Peak |  | 0 | 0 | 0 | 0 | 0 | 0 | 0 | 0 | 0 | 0 | 0
2012 | US | RF | - | PJM | 8a7 | Biomass Expected On-Peak |  | 0 | 122.98 | 238.62 | 347.32 | 347.32 | 347.32 | 347.32 | 347.32 | 347.32 | 347.32 | 347.32
2012 | US | RF | - | PJM | 8a8 | Biomass Derate On-Peak |  | 0 | 0 | 0 | 0 | 0 | 0 | 0 | 0 | 0 | 0 | 0
2012 | US | RF | - | PJM | 8a9 | All Other Derates |  | 0 | 0 | 0 | 0 | 0 | 0 | 0 | 0 | 0 | 0 | 0
2012 | US | RF | - | PJM | 8a10 | Energy-Only |  | 0 | 0 | 0 | 0 | 0 | 0 | 0 | 0 | 0 | 0 | 0
2012 | US | RF | - | PJM | 9 | ANTICIPATED INTERNAL CAPACITY |  | 185625.66 | 184707.64 | 185663.54 | 180527.14 | 180606.14 | 180613.74 | 182183.74 | 182183.74 | 182183.74 | 182183.74 | 182183.74
2012 | US | RF | - | PJM | 10 | CAPACITY TRANSACTIONS - IMPORTS | 3858 | 1453 | 1453 | 1453 | 1453 | 1453 | 1453 | 1453 | 1453 | 1453 | 1453 | 1453
2012 | US | RF | - | PJM | 10a | Firm | 3858 | 1453 | 1453 | 1453 | 1453 | 1453 | 1453 | 1453 | 1453 | 1453 | 1453 | 1453
2012 | US | RF | - | PJM | 10a1 | Full-Responsibility Purchases | 3858 | 1453 | 1453 | 1453 | 1453 | 1453 | 1453 | 1453 | 1453 | 1453 | 1453 | 1453
2012 | US | RF | - | PJM | 10a2 | Owned Capacity/Entitlement Located Outside the Region/Subregion |  |  | 0 | 0 | 0 | 0 | 0 | 0 | 0 | 0 | 0 | 0
2012 | US | RF | - | PJM | 10b | Non-firm
2012 | US | RF | - | PJM | 10c | Expected |  |  | 0 | 0 | 0 | 0 | 0 | 0 | 0 | 0 | 0 | 0
2012 | US | RF | - | PJM | 10c1 | Full-Responsibility Purchases |  |  | 0 | 0 | 0 | 0 | 0 | 0 | 0 | 0 | 0 | 0
2012 | US | RF | - | PJM | 10c2 | Owned Capacity/Entitlement Located Outside the Region/Subregion |  |  | 0 | 0 | 0 | 0 | 0 | 0 | 0 | 0 | 0 | 0
2012 | US | RF | - | PJM | 11 | CAPACITY TRANSACTIONS - EXPORTS | 2598 | 1236 | 1236 | 1236 | 1236 | 1236 | 1236 | 1236 | 1236 | 1236 | 1236 | 1236
2012 | US | RF | - | PJM | 11a | Firm | 2598 | 1236 | 1236 | 1236 | 1236 | 1236 | 1236 | 1236 | 1236 | 1236 | 1236 | 1236
2012 | US | RF | - | PJM | 11a1 | Full-Responsibility Purchases | 2598 | 1236 | 1236 | 1236 | 1236 | 1236 | 1236 | 1236 | 1236 | 1236 | 1236 | 1236
2012 | US | RF | - | PJM | 11a2 | Owned Capacity/Entitlement Located Outside the Region/Subregion |  |  | 0 | 0 | 0 | 0 | 0 | 0 | 0 | 0 | 0 | 0
2012 | US | RF | - | PJM | 11b | Non-firm
2012 | US | RF | - | PJM | 11c | Expected |  |  | 0 | 0 | 0 | 0 | 0 | 0 | 0 | 0 | 0 | 0
2012 | US | RF | - | PJM | 11c1 | Full-Responsibility Purchases |  |  | 0 | 0 | 0 | 0 | 0 | 0 | 0 | 0 | 0 | 0
2012 | US | RF | - | PJM | 11c2 | Owned Capacity/Entitlement Located Outside the Region/Subregion |  |  | 0 | 0 | 0 | 0 | 0 | 0 | 0 | 0 | 0 | 0
2012 | US | RF | - | PJM | 12 | EXISTING-CERTAIN & NET FIRM TRANSACTIONS | 181677 | 185640.9 | 185640.9 | 185640.9 | 185640.9 | 185640.9 | 185640.9 | 185640.9 | 185640.9 | 185640.9 | 185640.9 | 185640.9
2012 | US | RF | - | PJM | 13 | ANTICIPATED CAPACITY RESOURCES |  |  | 184924.64 | 185880.54 | 180744.14 | 180823.14 | 180830.74 | 182400.74 | 182400.74 | 182400.74 | 182400.74 | 182400.74
2012 | US | RF | - | PJM | 14 | PROSPECTIVE CAPACITY RESOURCES |  |  | 184924.64 | 185880.54 | 180744.14 | 180823.14 | 180830.74 | 182400.74 | 182400.74 | 182400.74 | 182400.74 | 182400.74
2012 | US | RF | - | PJM | 15 | TOTAL POTENTIAL CAPACITY RESOURCES |  |  | 189777.615 | 194548.025 | 209161.485 | 218552.495 | 227108.345 | 232971.145 | 232971.145 | 232971.145 | 232971.145 | 232971.145
2012 | US | RF | - | PJM | 16 | ADJUSTED POTENTIAL CAPACITY RESOURCES |  |  | 186623.1812 | 188914.1597 | 188715.2053 | 190191.3388 | 191479.2169 | 193693.1114 | 193693.1114 | 193693.1114 | 193693.1114 | 193693.1114
2012 | US | RF | - | PJM | 16a | Confidence of Future-Other |  |  | 0.99999 | 0.99999 | 0.99999 | 0.99999 | 0.99999 | 0.99999 | 0.99999 | 0.99999 | 0.99999 | 0.99999
2012 | US | RF | - | PJM | 16b | Net Future-Other Resources After Confidence Percentage Is Applied |  |  | 0 | 0 | 0 | 0 | 0 | 0 | 0 | 0 | 0 | 0
2012 | US | RF | - | PJM | 16c | Confidence of Conceptual |  |  | 0.35 | 0.35 | 0.2805 | 0.2483 | 0.2301 | 0.2233 | 0.2233 | 0.2233 | 0.2233 | 0.2233
2012 | US | RF | - | PJM | 16d | Net Conceptual Resources After Confidence Percentage Is Applied |  |  | 1698.5412 | 3033.6197 | 7971.0653 | 9368.1988 | 10648.4769 | 11292.3714 | 11292.3714 | 11292.3714 | 11292.3714 | 11292.3714
2012 | US | RF | - | PJM | 17 | ASSESSMENT AREA TARGET RESERVE MARGIN |  | 15.4% | 15.4% | 15.4% | 15.4% | 15.4% | 15.4% | 15.4% | 15.4% | 15.4% | 15.4% | 15.4%
2012 | US | RF | - | PJM | 18 | EXISTING-CERTAIN AND NET FIRM TRANSACTIONS RESERVE MARGIN | 360: 63.73%; 365: 55.71%
2012 | US | RF | - | PJM | 19 | ANTICIPATED CAPACITY RESOURCES RESERVE MARGIN |  |  | 52.63% | 52.9% | 46.1% | 44.24% | 42.99% | 42.9% | 41.6% | 40.07% | 38.56% | 37.23%
2012 | US | RF | - | PJM | 20 | PROSPECTIVE CAPACITY RESOURCES RESERVE MARGIN |  |  | 52.63% | 52.9% | 46.1% | 44.24% | 42.99% | 42.9% | 41.6% | 40.07% | 38.56% | 37.23%
2012 | US | RF | - | PJM | 21 | TOTAL POTENTIAL RESOURCES RESERVE MARGIN |  |  | 56.63% | 60.03% | 69.07% | 74.33% | 79.59% | 82.52% | 80.85% | 78.91% | 76.98% | 75.28%
2012 | US | RF | - | PJM | 22 | ADJUSTED POTENTIAL RESOURCES RESERVE MARGIN |  |  | 54.03% | 55.39% | 52.55% | 51.71% | 51.41% | 51.74% | 50.36% | 48.74% | 47.14% | 45.73%
2012 | US | RF | - | PJM | 23 | Total Baseline Installed Capacity | 360: 186164
2012 | US | RF | - | PJM | 24 | Distributed or Other Capacity (Behind the Meter) < 1 MW |  | 0 | 0 | 0 | 0 | 0 | 0 | 0 | 0 | 0 | 0 | 0
2012 | US | RF | - | PJM | 25 | Distributed or Other Capacity (Behind the Meter) ≥ 1 MW |  | 0 | 0 | 0 | 0 | 0 | 0 | 0 | 0 | 0 | 0 | 0
2012 | US | RF | - | PJM | 26 | Capacity Total from EIA-860 |  | 0 | 0 | 0 | 0 | 0 | 0 | 0 | 0 | 0 | 0 | 0
2012 | US | SERC | - | SERC-E | 1 | Unrestricted Non-coincident Peak Demand |  | 43064.053 | 43593.853 | 44134.653 | 44803.028 | 45376.928 | 45973.728 | 46596.528 | 47351.128 | 48007.228 | 48641.228 | 49282.528
2012 | US | SERC | - | SERC-E | 1a | New Conservation (Energy Efficiency) |  | 223.753 | 290.753 | 436.753 | 563.428 | 667.428 | 773.428 | 884.428 | 997.428 | 1104.428 | 1147.428 | 1193.428
2012 | US | SERC | - | SERC-E | 1b | Estimated Diversity |  | 0 | 0 | 0 | 0 | 0 | 0 | 0 | 0 | 0 | 0 | 0
2012 | US | SERC | - | SERC-E | 1c | Additions for non-member load (load served by non-registered LSE's in a region) |  | 234 | 234 | 234 | 235 | 239 | 243 | 247 | 250 | 254 | 259 | 262
2012 | US | SERC | - | SERC-E | 1d | Stand-by Load Under Contract (Normally served by behind the meter generation) |  | 76 | 45 | 45 | 45 | 44 | 44 | 44 | 44 | 44 | 44 | 44
2012 | US | SERC | - | SERC-E | 1e | Non-Controllable Demand-Side Demand Response |  |  |  | 0 | 0 | 0 | 0 | 0 | 0 | 0 | 0 | 0
2012 | US | SERC | - | SERC-E | 2 | Total Internal Demand | 41788.5 | 43150.3 | 43582.1 | 43976.9 | 44519.6 | 44992.5 | 45487.3 | 46003.1 | 46647.7 | 47200.8 | 47796.8 | 48395.1
2012 | US | SERC | - | SERC-E | 2a | Supply-Side Direct Control Load Management (DCLM) |  |  |  | 0 | 0 | 0 | 0 | 0 | 0 | 0 | 0 | 0
2012 | US | SERC | - | SERC-E | 2b | Supply-Side Contractually Interruptible (Curtailable) |  |  |  | 0 | 0 | 0 | 0 | 0 | 0 | 0 | 0 | 0
2012 | US | SERC | - | SERC-E | 2c | Supply-Side Critical Peak-Pricing (CPP) with Control |  |  |  | 0 | 0 | 0 | 0 | 0 | 0 | 0 | 0 | 0
2012 | US | SERC | - | SERC-E | 2d | Supply-Side Load as a Capacity Resource |  |  |  | 0 | 0 | 0 | 0 | 0 | 0 | 0 | 0 | 0
2012 | US | SERC | - | SERC-E | 3 | Net Internal Demand | 40502.8 | 41639.6 | 42042.4 | 42408.2 | 42933.9 | 43394.8 | 43878.6 | 44382.4 | 45016 | 45557.1 | 46144.1 | 46730.4
2012 | US | SERC | - | SERC-E | 3a | Demand-Side Direct Control Load Management (DCLM) | 453.7 | 471.7 | 490.7 | 507.7 | 517.7 | 526.7 | 535.7 | 545.7 | 554.7 | 563.7 | 570.7 | 580.7
2012 | US | SERC | - | SERC-E | 3b | Demand-Side Contractually Interruptible (Curtailable) | 737 | 940 | 941 | 953 | 960 | 963 | 965 | 967 | 969 | 972 | 974 | 976
2012 | US | SERC | - | SERC-E | 3c | Demand-Side Critical Peak-Pricing (CPP) with Control | 6 | 10 | 19 | 19 | 19 | 19 | 19 | 19 | 19 | 19 | 19 | 19
2012 | US | SERC | - | SERC-E | 3d | Demand-Side Load as a Capacity Resource | 89 | 89 | 89 | 89 | 89 | 89 | 89 | 89 | 89 | 89 | 89 | 89
2012 | US | SERC | - | SERC-E | 4 | Total Controllable Demand Response | 1285.7 | 1510.7 | 1539.7 | 1568.7 | 1585.7 | 1597.7 | 1608.7 | 1620.7 | 1631.7 | 1643.7 | 1652.7 | 1664.7
2012 | US | SERC | - | SERC-E | 4a | Demand Response used for Ancillary Services - Spinning Reserves | 602 | 599 | 599 | 599 | 599 | 599 | 599 | 599 | 599 | 599 | 599 | 599
2012 | US | SERC | - | SERC-E | 4b | Demand Response used for Ancillary Services - Non-Spinning Reserves | 242 | 242 | 242 | 242 | 242 | 242 | 242 | 242 | 242 | 242 | 242 | 242
2012 | US | SERC | - | SERC-E | 4c | Demand Response used for Regulation | 0 | 0 | 0 | 0 | 0 | 0 | 0 | 0 | 0 | 0 | 0 | 0
2012 | US | SERC | - | SERC-E | 4d | Demand Response used for Energy, Voluntary Services - Emergency | 695 | 846 | 860 | 863 | 866 | 869 | 872 | 875 | 879 | 879 | 879 | 879
2012 | US | SERC | - | SERC-E | 5 | TOTAL INTERNAL CAPACITY | 50019.3 | 51996.385 | 53826.485 | 54543.485 | 54543.485 | 55660.485 | 55660.485 | 55660.485 | 56978.485 | 57259.485 | 57937.485 | 58812.485
2012 | US | SERC | - | SERC-E | 6a | Existing-Certain | 50019.3 | 50526.385 | 50526.385 | 50526.385 | 50526.385 | 50526.385 | 50526.385 | 50526.385 | 50526.385 | 50526.385 | 50526.385 | 50526.385
2012 | US | SERC | - | SERC-E | 6a1 | Wind Expected On-Peak |  | 0 | 0 | 0 | 0 | 0 | 0 | 0 | 0 | 0 | 0 | 0
2012 | US | SERC | - | SERC-E | 6a2 | Solar Expected On-Peak |  | 23.2 | 23.2 | 23.2 | 23.2 | 23.2 | 23.2 | 23.2 | 23.2 | 23.2 | 23.2 | 23.2
2012 | US | SERC | - | SERC-E | 6a3 | Hydro Expected On-Peak |  | 3094.42 | 3094.42 | 3094.42 | 3094.42 | 3094.42 | 3094.42 | 3094.42 | 3094.42 | 3094.42 | 3094.42 | 3094.42
2012 | US | SERC | - | SERC-E | 6a4 | Biomass Expected On-Peak |  | 76.8 | 76.8 | 76.8 | 76.8 | 76.8 | 76.8 | 76.8 | 76.8 | 76.8 | 76.8 | 76.8
2012 | US | SERC | - | SERC-E | 6b | Existing-Other |  | 0 | 0 | 0 | 0 | 0 | 0 | 0 | 0 | 0 | 0 | 0
2012 | US | SERC | - | SERC-E | 6b1 | Wind Derate On-Peak |  | 0 | 0 | 0 | 0 | 0 | 0 | 0 | 0 | 0 | 0 | 0
2012 | US | SERC | - | SERC-E | 6b2 | Solar Derate On-Peak |  | 0 | 0 | 0 | 0 | 0 | 0 | 0 | 0 | 0 | 0 | 0
2012 | US | SERC | - | SERC-E | 6b3 | Hydro Derate On-Peak |  | 0 | 0 | 0 | 0 | 0 | 0 | 0 | 0 | 0 | 0 | 0
2012 | US | SERC | - | SERC-E | 6b4 | Biomass Derate On-Peak |  | 0 | 0 | 0 | 0 | 0 | 0 | 0 | 0 | 0 | 0 | 0
2012 | US | SERC | - | SERC-E | 6b5 | Transmission-Limited Resources |  |  | 0 | 0 | 0 | 0 | 0 | 0 | 0 | 0 | 0 | 0
2012 | US | SERC | - | SERC-E | 6b6 | All Other Derates |  | 0 | 0 | 0 | 0 | 0 | 0 | 0 | 0 | 0 | 0 | 0
2012 | US | SERC | - | SERC-E | 6b7 | Energy-Only (Existing-Other) |  | 0 | 0 | 0 | 0 | 0 | 0 | 0 | 0 | 0 | 0 | 0
2012 | US | SERC | - | SERC-E | 6c | Unplanned Outages (Actual) / Current and Future Inoperable Resources |  |  | 0 | 0 | 0 | 0 | 0 | 0 | 0 | 0 | 0 | 0
2012 | US | SERC | - | SERC-E | 6d | Total Supply-Side Demand Response | 0 | 0 | 0 | 0 | 0 | 0 | 0 | 0 | 0 | 0 | 0 | 0
2012 | US | SERC | - | SERC-E | 7 | TOTAL FUTURE CAPACITY ADDITIONS |  | 1470 | 3300.1 | 4017.1 | 4017.1 | 5134.1 | 5134.1 | 5134.1 | 6452.1 | 6733.1 | 7411.1 | 8286.1
2012 | US | SERC | - | SERC-E | 7a | Future-Planned |  | 1470 | 3300.1 | 4017.1 | 4017.1 | 5134.1 | 5134.1 | 5134.1 | 6452.1 | 6733.1 | 7411.1 | 8286.1
2012 | US | SERC | - | SERC-E | 7a1 | Wind Expected On-Peak |  | 0 | 0 | 0 | 0 | 0 | 0 | 0 | 0 | 0 | 0 | 0
2012 | US | SERC | - | SERC-E | 7a2 | Wind Derate On-Peak |  | 0 | 0 | 0 | 0 | 0 | 0 | 0 | 0 | 0 | 0 | 0
2012 | US | SERC | - | SERC-E | 7a3 | Solar Expected On-Peak |  | 5 | 5 | 5 | 5 | 5 | 5 | 5 | 5 | 5 | 5 | 5
2012 | US | SERC | - | SERC-E | 7a4 | Solar Derate On-Peak |  | 0 | 0 | 0 | 0 | 0 | 0 | 0 | 0 | 0 | 0 | 0
2012 | US | SERC | - | SERC-E | 7a5 | Hydro Expected On-Peak |  | 0 | 0 | 0 | 0 | 0 | 0 | 0 | 0 | 0 | 0 | 0
2012 | US | SERC | - | SERC-E | 7a6 | Hydro Derate On-Peak |  | 0 | 0 | 0 | 0 | 0 | 0 | 0 | 0 | 0 | 0 | 0
2012 | US | SERC | - | SERC-E | 7a7 | Biomass Expected On-Peak |  | 20 | 20 | 20 | 20 | 20 | 20 | 20 | 20 | 20 | 20 | 20
2012 | US | SERC | - | SERC-E | 7a8 | Biomass Derate On-Peak |  | 0 | 0 | 0 | 0 | 0 | 0 | 0 | 0 | 0 | 0 | 0
2012 | US | SERC | - | SERC-E | 7a9 | Transmission-Limited Resources
2012 | US | SERC | - | SERC-E | 7a10 | Scheduled Outage - Maintenance |  | 0 | 0 | 0 | 0 | 0 | 0 | 0 | 0 | 0 | 0 | 0
2012 | US | SERC | - | SERC-E | 7a11 | All Other Derates |  | 0 | 0 | 0 | 0 | 0 | 0 | 0 | 0 | 0 | 0 | 0
2012 | US | SERC | - | SERC-E | 7a12 | Energy-Only |  | 0 | 0 | 0 | 0 | 0 | 0 | 0 | 0 | 0 | 0 | 0
2012 | US | SERC | - | SERC-E | 7b | Future-Other |  | 0 | 0 | 0 | 0 | 0 | 0 | 0 | 0 | 0 | 0 | 0
2012 | US | SERC | - | SERC-E | 7b1 | Wind Expected On-Peak |  | 0 | 0 | 0 | 0 | 0 | 0 | 0 | 0 | 0 | 0 | 0
2012 | US | SERC | - | SERC-E | 7b2 | Wind Derate On-Peak |  | 0 | 0 | 0 | 0 | 0 | 0 | 0 | 0 | 0 | 0 | 0
2012 | US | SERC | - | SERC-E | 7b3 | Solar Expected On-Peak |  | 0 | 0 | 0 | 0 | 0 | 0 | 0 | 0 | 0 | 0 | 0
2012 | US | SERC | - | SERC-E | 7b4 | Solar Derate On-Peak |  | 0 | 0 | 0 | 0 | 0 | 0 | 0 | 0 | 0 | 0 | 0
2012 | US | SERC | - | SERC-E | 7b5 | Hydro Expected On-Peak |  | 0 | 0 | 0 | 0 | 0 | 0 | 0 | 0 | 0 | 0 | 0
2012 | US | SERC | - | SERC-E | 7b6 | Hydro Derate On-Peak |  | 0 | 0 | 0 | 0 | 0 | 0 | 0 | 0 | 0 | 0 | 0
2012 | US | SERC | - | SERC-E | 7b7 | Biomass Expected On-Peak |  | 0 | 0 | 0 | 0 | 0 | 0 | 0 | 0 | 0 | 0 | 0
2012 | US | SERC | - | SERC-E | 7b8 | Biomass Derate On-Peak |  | 0 | 0 | 0 | 0 | 0 | 0 | 0 | 0 | 0 | 0 | 0
2012 | US | SERC | - | SERC-E | 7b9 | Transmission-Limited Resources
2012 | US | SERC | - | SERC-E | 7b10 | Scheduled Outage - Maintenance |  | 0 | 0 | 0 | 0 | 0 | 0 | 0 | 0 | 0 | 0 | 0
2012 | US | SERC | - | SERC-E | 7b11 | All Other Derates |  | 0 | 0 | 0 | 0 | 0 | 0 | 0 | 0 | 0 | 0 | 0
2012 | US | SERC | - | SERC-E | 7b12 | Energy-Only |  | 0 | 0 | 0 | 0 | 0 | 0 | 0 | 0 | 0 | 0 | 0
2012 | US | SERC | - | SERC-E | 8 | Conceptual |  | 0 | 14 | 14 | 14 | 14 | 14 | 14 | 14 | 14 | 14 | 14
2012 | US | SERC | - | SERC-E | 8a1 | Wind Expected On-Peak |  | 0 | 0 | 0 | 0 | 0 | 0 | 0 | 0 | 0 | 0 | 0
2012 | US | SERC | - | SERC-E | 8a2 | Wind Derate On-Peak |  | 0 | 0 | 0 | 0 | 0 | 0 | 0 | 0 | 0 | 0 | 0
2012 | US | SERC | - | SERC-E | 8a3 | Solar Expected On-Peak |  | 0 | 4 | 4 | 4 | 4 | 4 | 4 | 4 | 4 | 4 | 4
2012 | US | SERC | - | SERC-E | 8a4 | Solar Derate On-Peak |  | 0 | 0 | 0 | 0 | 0 | 0 | 0 | 0 | 0 | 0 | 0
2012 | US | SERC | - | SERC-E | 8a5 | Hydro Expected On-Peak |  | 0 | 0 | 0 | 0 | 0 | 0 | 0 | 0 | 0 | 0 | 0
2012 | US | SERC | - | SERC-E | 8a6 | Hydro Derate On-Peak |  | 0 | 0 | 0 | 0 | 0 | 0 | 0 | 0 | 0 | 0 | 0
2012 | US | SERC | - | SERC-E | 8a7 | Biomass Expected On-Peak |  | 0 | 10 | 10 | 10 | 10 | 10 | 10 | 10 | 10 | 10 | 10
2012 | US | SERC | - | SERC-E | 8a8 | Biomass Derate On-Peak |  | 0 | 0 | 0 | 0 | 0 | 0 | 0 | 0 | 0 | 0 | 0
2012 | US | SERC | - | SERC-E | 8a9 | All Other Derates |  | 0 | 0 | 0 | 0 | 0 | 0 | 0 | 0 | 0 | 0 | 0
2012 | US | SERC | - | SERC-E | 8a10 | Energy-Only |  | 0 | 0 | 0 | 0 | 0 | 0 | 0 | 0 | 0 | 0 | 0
2012 | US | SERC | - | SERC-E | 9 | ANTICIPATED INTERNAL CAPACITY |  | 51996.385 | 53826.485 | 54543.485 | 54543.485 | 55660.485 | 55660.485 | 55660.485 | 56978.485 | 57259.485 | 57937.485 | 58812.485
2012 | US | SERC | - | SERC-E | 10 | CAPACITY TRANSACTIONS - IMPORTS | 895 | 930 | 1003 | 815 | 715 | 760 | 760 | 850 | 850 | 850 | 850 | 850
2012 | US | SERC | - | SERC-E | 10a | Firm | 731 | 930 | 1003 | 815 | 715 | 760 | 760 | 850 | 850 | 850 | 850 | 850
2012 | US | SERC | - | SERC-E | 10a1 | Full-Responsibility Purchases | 0 | 0 | 0 | 0 | 0 | 0 | 0 | 0 | 0 | 0 | 0 | 0
2012 | US | SERC | - | SERC-E | 10a2 | Owned Capacity/Entitlement Located Outside the Region/Subregion | 0 | 0 | 0 | 0 | 0 | 0 | 0 | 0 | 0 | 0 | 0 | 0
2012 | US | SERC | - | SERC-E | 10b | Non-firm | 360: 164
2012 | US | SERC | - | SERC-E | 10c | Expected |  | 0 | 0 | 0 | 0 | 0 | 0 | 0 | 0 | 0 | 0 | 0
2012 | US | SERC | - | SERC-E | 10c1 | Full-Responsibility Purchases |  | 0 | 0 | 0 | 0 | 0 | 0 | 0 | 0 | 0 | 0 | 0
2012 | US | SERC | - | SERC-E | 10c2 | Owned Capacity/Entitlement Located Outside the Region/Subregion |  | 0 | 0 | 0 | 0 | 0 | 0 | 0 | 0 | 0 | 0 | 0
2012 | US | SERC | - | SERC-E | 11 | CAPACITY TRANSACTIONS - EXPORTS | 117 | 117 | 117 | 167 | 167 | 167 | 167 | 167 | 167 | 167 | 67 | 67
2012 | US | SERC | - | SERC-E | 11a | Firm | 117 | 117 | 117 | 167 | 167 | 167 | 167 | 167 | 167 | 167 | 67 | 67
2012 | US | SERC | - | SERC-E | 11a1 | Full-Responsibility Purchases | 0 | 0 | 0 | 0 | 0 | 0 | 0 | 0 | 0 | 0 | 0 | 0
2012 | US | SERC | - | SERC-E | 11a2 | Owned Capacity/Entitlement Located Outside the Region/Subregion | 0 | 0 | 0 | 0 | 0 | 0 | 0 | 0 | 0 | 0 | 0 | 0
2012 | US | SERC | - | SERC-E | 11b | Non-firm | 360: 0
2012 | US | SERC | - | SERC-E | 11c | Expected |  | 0 | 0 | 0 | 0 | 0 | 0 | 0 | 0 | 0 | 0 | 0
2012 | US | SERC | - | SERC-E | 11c1 | Full-Responsibility Purchases |  | 0 | 0 | 0 | 0 | 0 | 0 | 0 | 0 | 0 | 0 | 0
2012 | US | SERC | - | SERC-E | 11c2 | Owned Capacity/Entitlement Located Outside the Region/Subregion |  | 0 | 0 | 0 | 0 | 0 | 0 | 0 | 0 | 0 | 0 | 0
2012 | US | SERC | - | SERC-E | 12 | EXISTING-CERTAIN & NET FIRM TRANSACTIONS | 50633.3 | 51339.385 | 51412.385 | 51174.385 | 51074.385 | 51119.385 | 51119.385 | 51209.385 | 51209.385 | 51209.385 | 51309.385 | 51309.385
2012 | US | SERC | - | SERC-E | 13 | ANTICIPATED CAPACITY RESOURCES |  |  | 54712.485 | 55191.485 | 55091.485 | 56253.485 | 56253.485 | 56343.485 | 57661.485 | 57942.485 | 58720.485 | 59595.485
2012 | US | SERC | - | SERC-E | 14 | PROSPECTIVE CAPACITY RESOURCES |  |  | 54712.485 | 55191.485 | 55091.485 | 56253.485 | 56253.485 | 56343.485 | 57661.485 | 57942.485 | 58720.485 | 59595.485
2012 | US | SERC | - | SERC-E | 15 | TOTAL POTENTIAL CAPACITY RESOURCES |  |  | 54726.485 | 55205.485 | 55105.485 | 56267.485 | 56267.485 | 56357.485 | 57675.485 | 57956.485 | 58734.485 | 59609.485
2012 | US | SERC | - | SERC-E | 16 | ADJUSTED POTENTIAL CAPACITY RESOURCES |  |  | 54726.4849 | 55205.4849 | 55105.4849 | 56267.4849 | 56267.4849 | 56357.4849 | 57675.4849 | 57956.4849 | 58734.4849 | 59609.4849
2012 | US | SERC | - | SERC-E | 16a | Confidence of Future-Other |  |  | 0.99999 | 0.99999 | 0.99999 | 0.99999 | 0.99999 | 0.99999 | 0.99999 | 0.99999 | 0.99999 | 0.99999
2012 | US | SERC | - | SERC-E | 16b | Net Future-Other Resources After Confidence Percentage Is Applied |  |  | 0 | 0 | 0 | 0 | 0 | 0 | 0 | 0 | 0 | 0
2012 | US | SERC | - | SERC-E | 16c | Confidence of Conceptual |  |  | 0.99999 | 0.99999 | 0.99999 | 0.99999 | 0.99999 | 0.99999 | 0.99999 | 0.99999 | 0.99999 | 0.99999
2012 | US | SERC | - | SERC-E | 16d | Net Conceptual Resources After Confidence Percentage Is Applied |  |  | 13.9999 | 13.9999 | 13.9999 | 13.9999 | 13.9999 | 13.9999 | 13.9999 | 13.9999 | 13.9999 | 13.9999
2012 | US | SERC | - | SERC-E | 17 | ASSESSMENT AREA TARGET RESERVE MARGIN |  |  | 15% | 15% | 15% | 15% | 15% | 15% | 15% | 15% | 15% | 15%
2012 | US | SERC | - | SERC-E | 18 | EXISTING-CERTAIN AND NET FIRM TRANSACTIONS RESERVE MARGIN | 360: 25.01%; 365: 23.29%
2012 | US | SERC | - | SERC-E | 19 | ANTICIPATED CAPACITY RESOURCES RESERVE MARGIN |  |  | 30.14% | 30.14% | 28.32% | 29.63% | 28.2% | 26.95% | 28.09% | 27.19% | 27.25% | 27.53%
2012 | US | SERC | - | SERC-E | 20 | PROSPECTIVE CAPACITY RESOURCES RESERVE MARGIN |  |  | 30.14% | 30.14% | 28.32% | 29.63% | 28.2% | 26.95% | 28.09% | 27.19% | 27.25% | 27.53%
2012 | US | SERC | - | SERC-E | 21 | TOTAL POTENTIAL RESOURCES RESERVE MARGIN |  |  | 30.17% | 30.18% | 28.35% | 29.66% | 28.23% | 26.98% | 28.12% | 27.22% | 27.28% | 27.56%
2012 | US | SERC | - | SERC-E | 22 | ADJUSTED POTENTIAL RESOURCES RESERVE MARGIN |  |  | 30.17% | 30.18% | 28.35% | 29.66% | 28.23% | 26.98% | 28.12% | 27.22% | 27.28% | 27.56%
2012 | US | SERC | - | SERC-E | 23 | Total Baseline Installed Capacity | 360: 50019.3
2012 | US | SERC | - | SERC-E | 24 | Distributed or Other Capacity (Behind the Meter) < 1 MW |  | 0 | 0 | 0 | 0 | 0 | 0 | 0 | 0 | 0 | 0 | 0
2012 | US | SERC | - | SERC-E | 25 | Distributed or Other Capacity (Behind the Meter) ≥ 1 MW |  | 0 | 0 | 0 | 0 | 0 | 0 | 0 | 0 | 0 | 0 | 0
2012 | US | SERC | - | SERC-E | 26 | Capacity Total from EIA-860 |  | 0 | 0 | 0 | 0 | 0 | 0 | 0 | 0 | 0 | 0 | 0
2012 | US | SERC | - | SERC-N | 1 | Unrestricted Non-coincident Peak Demand |  | 45192.7 | 45864.2 | 46637.6 | 47413.1 | 48247.6 | 48976.1 | 49613.7 | 50315.4 | 51001.1 | 51841.9 | 52386.7
2012 | US | SERC | - | SERC-N | 1a | New Conservation (Energy Efficiency) |  | 112 | 151 | 205 | 247 | 281 | 317 | 348 | 383 | 417 | 445 | 473
2012 | US | SERC | - | SERC-N | 1b | Estimated Diversity |  | 0 | 0 | 0 | 0 | 0 | 0 | 0 | 0 | 0 | 0 | 0
2012 | US | SERC | - | SERC-N | 1c | Additions for non-member load (load served by non-registered LSE's in a region) |  | 0 | 0 | 0 | 0 | 0 | 0 | 0 | 0 | 0 | 0 | 0
2012 | US | SERC | - | SERC-N | 1d | Stand-by Load Under Contract (Normally served by behind the meter generation) |  | 0 | 0 | 0 | 0 | 0 | 0 | 0 | 0 | 0 | 0 | 0
2012 | US | SERC | - | SERC-N | 1e | Non-Controllable Demand-Side Demand Response |  |  |  | 0 | 0 | 0 | 0 | 0 | 0 | 0 | 0 | 0
2012 | US | SERC | - | SERC-N | 2 | Total Internal Demand | 44853.5 | 45080.7 | 45713.2 | 46432.6 | 47166.1 | 47966.6 | 48659.1 | 49265.7 | 49932.4 | 50584.1 | 51396.9 | 51913.7
2012 | US | SERC | - | SERC-N | 2a | Supply-Side Direct Control Load Management (DCLM) |  |  |  | 0 | 0 | 0 | 0 | 0 | 0 | 0 | 0 | 0
2012 | US | SERC | - | SERC-N | 2b | Supply-Side Contractually Interruptible (Curtailable) |  |  |  | 0 | 0 | 0 | 0 | 0 | 0 | 0 | 0 | 0
2012 | US | SERC | - | SERC-N | 2c | Supply-Side Critical Peak-Pricing (CPP) with Control |  |  |  | 0 | 0 | 0 | 0 | 0 | 0 | 0 | 0 | 0
2012 | US | SERC | - | SERC-N | 2d | Supply-Side Load as a Capacity Resource |  |  |  | 0 | 0 | 0 | 0 | 0 | 0 | 0 | 0 | 0
2012 | US | SERC | - | SERC-N | 3 | Net Internal Demand | 43833.5 | 43492.7 | 43734.2 | 44211.6 | 44685.1 | 45225.6 | 45723.1 | 46175.7 | 46697.4 | 47211.1 | 47890.9 | 48255.7
2012 | US | SERC | - | SERC-N | 3a | Demand-Side Direct Control Load Management (DCLM) | 3 | 4 | 6 | 8 | 10 | 12 | 13 | 13 | 13 | 13 | 13 | 13
2012 | US | SERC | - | SERC-N | 3b | Demand-Side Contractually Interruptible (Curtailable) | 703 | 988 | 998 | 1000 | 1003 | 1003 | 1003 | 1003 | 1003 | 1003 | 1003 | 1003
2012 | US | SERC | - | SERC-N | 3c | Demand-Side Critical Peak-Pricing (CPP) with Control | 0 | 0 | 0 | 0 | 0 | 0 | 0 | 0 | 0 | 0 | 0 | 0
2012 | US | SERC | - | SERC-N | 3d | Demand-Side Load as a Capacity Resource | 314 | 596 | 975 | 1213 | 1468 | 1726 | 1920 | 2074 | 2219 | 2357 | 2490 | 2642
2012 | US | SERC | - | SERC-N | 4 | Total Controllable Demand Response | 1020 | 1588 | 1979 | 2221 | 2481 | 2741 | 2936 | 3090 | 3235 | 3373 | 3506 | 3658
2012 | US | SERC | - | SERC-N | 4a | Demand Response used for Ancillary Services - Spinning Reserves | 0 | 0 | 0 | 0 | 0 | 0 | 0 | 0 | 0 | 0 | 0 | 0
2012 | US | SERC | - | SERC-N | 4b | Demand Response used for Ancillary Services - Non-Spinning Reserves | 0 | 0 | 0 | 0 | 0 | 0 | 0 | 0 | 0 | 0 | 0 | 0
2012 | US | SERC | - | SERC-N | 4c | Demand Response used for Regulation | 0 | 0 | 0 | 0 | 0 | 0 | 0 | 0 | 0 | 0 | 0 | 0
2012 | US | SERC | - | SERC-N | 4d | Demand Response used for Energy, Voluntary Services - Emergency | 0 | 0 | 0 | 0 | 0 | 0 | 0 | 0 | 0 | 0 | 0 | 0
2012 | US | SERC | - | SERC-N | 5 | TOTAL INTERNAL CAPACITY | 51542.35 | 71829.7 | 72993.7 | 72993.7 | 72993.7 | 72993.7 | 72993.7 | 72993.7 | 72993.7 | 74253.7 | 74253.7 | 74253.7
2012 | US | SERC | - | SERC-N | 6a | Existing-Certain | 51542.35 | 66732.2 | 66732.2 | 66732.2 | 66732.2 | 66732.2 | 66732.2 | 66732.2 | 66732.2 | 66732.2 | 66732.2 | 66732.2
2012 | US | SERC | - | SERC-N | 6a1 | Wind Expected On-Peak |  | 27.6 | 27.6 | 27.6 | 27.6 | 27.6 | 27.6 | 27.6 | 27.6 | 27.6 | 27.6 | 27.6
2012 | US | SERC | - | SERC-N | 6a2 | Solar Expected On-Peak |  | 0 | 0 | 0 | 0 | 0 | 0 | 0 | 0 | 0 | 0 | 0
2012 | US | SERC | - | SERC-N | 6a3 | Hydro Expected On-Peak |  | 5007.1 | 5007.1 | 5007.1 | 5007.1 | 5007.1 | 5007.1 | 5007.1 | 5007.1 | 5007.1 | 5007.1 | 5007.1
2012 | US | SERC | - | SERC-N | 6a4 | Biomass Expected On-Peak |  | 16.8 | 16.8 | 16.8 | 16.8 | 16.8 | 16.8 | 16.8 | 16.8 | 16.8 | 16.8 | 16.8
2012 | US | SERC | - | SERC-N | 6b | Existing-Other |  | 3991 | 3991 | 3991 | 3991 | 3991 | 3991 | 3991 | 3991 | 3991 | 3991 | 3991
2012 | US | SERC | - | SERC-N | 6b1 | Wind Derate On-Peak |  | 151.5 | 151.5 | 151.5 | 151.5 | 151.5 | 151.5 | 151.5 | 151.5 | 151.5 | 151.5 | 151.5
2012 | US | SERC | - | SERC-N | 6b2 | Solar Derate On-Peak |  | 0 | 0 | 0 | 0 | 0 | 0 | 0 | 0 | 0 | 0 | 0
2012 | US | SERC | - | SERC-N | 6b3 | Hydro Derate On-Peak |  | 0 | 0 | 0 | 0 | 0 | 0 | 0 | 0 | 0 | 0 | 0
2012 | US | SERC | - | SERC-N | 6b4 | Biomass Derate On-Peak |  | 0 | 0 | 0 | 0 | 0 | 0 | 0 | 0 | 0 | 0 | 0
2012 | US | SERC | - | SERC-N | 6b5 | Transmission-Limited Resources |  |  | 0 | 0 | 0 | 0 | 0 | 0 | 0 | 0 | 0 | 0
2012 | US | SERC | - | SERC-N | 6b6 | All Other Derates |  | 0 | 0 | 0 | 0 | 0 | 0 | 0 | 0 | 0 | 0 | 0
2012 | US | SERC | - | SERC-N | 6b7 | Energy-Only (Existing-Other) |  | 0 | 0 | 0 | 0 | 0 | 0 | 0 | 0 | 0 | 0 | 0
2012 | US | SERC | - | SERC-N | 6c | Unplanned Outages (Actual) / Current and Future Inoperable Resources |  |  | 0 | 0 | 0 | 0 | 0 | 0 | 0 | 0 | 0 | 0
2012 | US | SERC | - | SERC-N | 6d | Total Supply-Side Demand Response | 0 | 0 | 0 | 0 | 0 | 0 | 0 | 0 | 0 | 0 | 0 | 0
2012 | US | SERC | - | SERC-N | 7 | TOTAL FUTURE CAPACITY ADDITIONS |  | 955 | 2119 | 2119 | 2119 | 2119 | 2119 | 2119 | 2119 | 3379 | 3379 | 3379
2012 | US | SERC | - | SERC-N | 7a | Future-Planned |  | 955 | 2119 | 2119 | 2119 | 2119 | 2119 | 2119 | 2119 | 3379 | 3379 | 3379
2012 | US | SERC | - | SERC-N | 7a1 | Wind Expected On-Peak |  | 0 | 0 | 0 | 0 | 0 | 0 | 0 | 0 | 0 | 0 | 0
2012 | US | SERC | - | SERC-N | 7a2 | Wind Derate On-Peak |  | 0 | 0 | 0 | 0 | 0 | 0 | 0 | 0 | 0 | 0 | 0
2012 | US | SERC | - | SERC-N | 7a3 | Solar Expected On-Peak |  | 0 | 0 | 0 | 0 | 0 | 0 | 0 | 0 | 0 | 0 | 0
2012 | US | SERC | - | SERC-N | 7a4 | Solar Derate On-Peak |  | 0 | 0 | 0 | 0 | 0 | 0 | 0 | 0 | 0 | 0 | 0
2012 | US | SERC | - | SERC-N | 7a5 | Hydro Expected On-Peak |  | 0 | 0 | 0 | 0 | 0 | 0 | 0 | 0 | 0 | 0 | 0
2012 | US | SERC | - | SERC-N | 7a6 | Hydro Derate On-Peak |  | 0 | 0 | 0 | 0 | 0 | 0 | 0 | 0 | 0 | 0 | 0
2012 | US | SERC | - | SERC-N | 7a7 | Biomass Expected On-Peak |  | 0 | 0 | 0 | 0 | 0 | 0 | 0 | 0 | 0 | 0 | 0
2012 | US | SERC | - | SERC-N | 7a8 | Biomass Derate On-Peak |  | 0 | 0 | 0 | 0 | 0 | 0 | 0 | 0 | 0 | 0 | 0
2012 | US | SERC | - | SERC-N | 7a9 | Transmission-Limited Resources
2012 | US | SERC | - | SERC-N | 7a10 | Scheduled Outage - Maintenance |  | 0 | 0 | 0 | 0 | 0 | 0 | 0 | 0 | 0 | 0 | 0
2012 | US | SERC | - | SERC-N | 7a11 | All Other Derates |  | 0 | 0 | 0 | 0 | 0 | 0 | 0 | 0 | 0 | 0 | 0
2012 | US | SERC | - | SERC-N | 7a12 | Energy-Only |  | 0 | 0 | 0 | 0 | 0 | 0 | 0 | 0 | 0 | 0 | 0
2012 | US | SERC | - | SERC-N | 7b | Future-Other |  | 0 | 0 | 0 | 0 | 0 | 0 | 0 | 0 | 0 | 0 | 0
2012 | US | SERC | - | SERC-N | 7b1 | Wind Expected On-Peak |  | 0 | 0 | 0 | 0 | 0 | 0 | 0 | 0 | 0 | 0 | 0
2012 | US | SERC | - | SERC-N | 7b2 | Wind Derate On-Peak |  | 0 | 0 | 0 | 0 | 0 | 0 | 0 | 0 | 0 | 0 | 0
2012 | US | SERC | - | SERC-N | 7b3 | Solar Expected On-Peak |  | 0 | 0 | 0 | 0 | 0 | 0 | 0 | 0 | 0 | 0 | 0
2012 | US | SERC | - | SERC-N | 7b4 | Solar Derate On-Peak |  | 0 | 0 | 0 | 0 | 0 | 0 | 0 | 0 | 0 | 0 | 0
2012 | US | SERC | - | SERC-N | 7b5 | Hydro Expected On-Peak |  | 0 | 0 | 0 | 0 | 0 | 0 | 0 | 0 | 0 | 0 | 0
2012 | US | SERC | - | SERC-N | 7b6 | Hydro Derate On-Peak |  | 0 | 0 | 0 | 0 | 0 | 0 | 0 | 0 | 0 | 0 | 0
2012 | US | SERC | - | SERC-N | 7b7 | Biomass Expected On-Peak |  | 0 | 0 | 0 | 0 | 0 | 0 | 0 | 0 | 0 | 0 | 0
2012 | US | SERC | - | SERC-N | 7b8 | Biomass Derate On-Peak |  | 0 | 0 | 0 | 0 | 0 | 0 | 0 | 0 | 0 | 0 | 0
2012 | US | SERC | - | SERC-N | 7b9 | Transmission-Limited Resources
2012 | US | SERC | - | SERC-N | 7b10 | Scheduled Outage - Maintenance |  | 0 | 0 | 0 | 0 | 0 | 0 | 0 | 0 | 0 | 0 | 0
2012 | US | SERC | - | SERC-N | 7b11 | All Other Derates |  | 0 | 0 | 0 | 0 | 0 | 0 | 0 | 0 | 0 | 0 | 0
2012 | US | SERC | - | SERC-N | 7b12 | Energy-Only |  | 0 | 0 | 0 | 0 | 0 | 0 | 0 | 0 | 0 | 0 | 0
2012 | US | SERC | - | SERC-N | 8 | Conceptual |  | 0 | 0 | 0 | 0 | 2072 | 2072 | 2952 | 3832 | 3832 | 4712 | 4712
2012 | US | SERC | - | SERC-N | 8a1 | Wind Expected On-Peak |  | 0 | 0 | 0 | 0 | 0 | 0 | 0 | 0 | 0 | 0 | 0
2012 | US | SERC | - | SERC-N | 8a2 | Wind Derate On-Peak |  | 0 | 0 | 0 | 0 | 0 | 0 | 0 | 0 | 0 | 0 | 0
2012 | US | SERC | - | SERC-N | 8a3 | Solar Expected On-Peak |  | 0 | 0 | 0 | 0 | 0 | 0 | 0 | 0 | 0 | 0 | 0
2012 | US | SERC | - | SERC-N | 8a4 | Solar Derate On-Peak |  | 0 | 0 | 0 | 0 | 0 | 0 | 0 | 0 | 0 | 0 | 0
2012 | US | SERC | - | SERC-N | 8a5 | Hydro Expected On-Peak |  | 0 | 0 | 0 | 0 | 0 | 0 | 0 | 0 | 0 | 0 | 0
2012 | US | SERC | - | SERC-N | 8a6 | Hydro Derate On-Peak |  | 0 | 0 | 0 | 0 | 0 | 0 | 0 | 0 | 0 | 0 | 0
2012 | US | SERC | - | SERC-N | 8a7 | Biomass Expected On-Peak |  | 0 | 0 | 0 | 0 | 0 | 0 | 0 | 0 | 0 | 0 | 0
2012 | US | SERC | - | SERC-N | 8a8 | Biomass Derate On-Peak |  | 0 | 0 | 0 | 0 | 0 | 0 | 0 | 0 | 0 | 0 | 0
2012 | US | SERC | - | SERC-N | 8a9 | All Other Derates |  | 0 | 0 | 0 | 0 | 0 | 0 | 0 | 0 | 0 | 0 | 0
2012 | US | SERC | - | SERC-N | 8a10 | Energy-Only |  | 0 | 0 | 0 | 0 | 0 | 0 | 0 | 0 | 0 | 0 | 0
2012 | US | SERC | - | SERC-N | 9 | ANTICIPATED INTERNAL CAPACITY |  | 67687.2 | 68851.2 | 68851.2 | 68851.2 | 68851.2 | 68851.2 | 68851.2 | 68851.2 | 70111.2 | 70111.2 | 70111.2
2012 | US | SERC | - | SERC-N | 10 | CAPACITY TRANSACTIONS - IMPORTS | 1075.2 | 1640.2 | 1640.2 | 1640.2 | 1640.2 | 1640.2 | 1640.2 | 1640.2 | 1640.2 | 1640.2 | 1640.2 | 2040.2
2012 | US | SERC | - | SERC-N | 10a | Firm | 239.2 | 307.2 | 307.2 | 307.2 | 307.2 | 307.2 | 307.2 | 307.2 | 307.2 | 307.2 | 307.2 | 307.2
2012 | US | SERC | - | SERC-N | 10a1 | Full-Responsibility Purchases | 0 | 0 | 0 | 0 | 0 | 0 | 0 | 0 | 0 | 0 | 0 | 0
2012 | US | SERC | - | SERC-N | 10a2 | Owned Capacity/Entitlement Located Outside the Region/Subregion | 0 | 0 | 0 | 0 | 0 | 0 | 0 | 0 | 0 | 0 | 0 | 0
2012 | US | SERC | - | SERC-N | 10b | Non-firm | 360: 836
2012 | US | SERC | - | SERC-N | 10c | Expected |  | 1333 | 1333 | 1333 | 1333 | 1333 | 1333 | 1333 | 1333 | 1333 | 1333 | 1733
2012 | US | SERC | - | SERC-N | 10c1 | Full-Responsibility Purchases |  | 0 | 1333 | 1333 | 1333 | 1333 | 1333 | 1333 | 1333 | 1333 | 1333 | 1733
2012 | US | SERC | - | SERC-N | 10c2 | Owned Capacity/Entitlement Located Outside the Region/Subregion |  | 0 | 0 | 0 | 0 | 0 | 0 | 0 | 0 | 0 | 0 | 0
2012 | US | SERC | - | SERC-N | 11 | CAPACITY TRANSACTIONS - EXPORTS | 1468.2 | 1568.2 | 1582.2 | 1582.2 | 1582.2 | 1582.2 | 1582.2 | 1582.2 | 1582.2 | 1582.2 | 1582.2 | 1582.2
2012 | US | SERC | - | SERC-N | 11a | Firm | 1312.2 | 1412.2 | 1426.2 | 1426.2 | 1426.2 | 1426.2 | 1426.2 | 1426.2 | 1426.2 | 1426.2 | 1426.2 | 1426.2
2012 | US | SERC | - | SERC-N | 11a1 | Full-Responsibility Purchases | 0 | 0 | 0 | 0 | 0 | 0 | 0 | 0 | 0 | 0 | 0 | 0
2012 | US | SERC | - | SERC-N | 11a2 | Owned Capacity/Entitlement Located Outside the Region/Subregion | 217 | 324 | 324 | 324 | 324 | 324 | 324 | 324 | 324 | 324 | 324 | 324
2012 | US | SERC | - | SERC-N | 11b | Non-firm | 360: 156
2012 | US | SERC | - | SERC-N | 11c | Expected |  | 156 | 156 | 156 | 156 | 156 | 156 | 156 | 156 | 156 | 156 | 156
2012 | US | SERC | - | SERC-N | 11c1 | Full-Responsibility Purchases |  | 0 | 0 | 0 | 0 | 0 | 0 | 0 | 0 | 0 | 0 | 0
2012 | US | SERC | - | SERC-N | 11c2 | Owned Capacity/Entitlement Located Outside the Region/Subregion |  | 0 | 0 | 0 | 0 | 0 | 0 | 0 | 0 | 0 | 0 | 0
2012 | US | SERC | - | SERC-N | 12 | EXISTING-CERTAIN & NET FIRM TRANSACTIONS | 50469.35 | 65627.2 | 65613.2 | 65613.2 | 65613.2 | 65613.2 | 65613.2 | 65613.2 | 65613.2 | 65613.2 | 65613.2 | 65613.2
2012 | US | SERC | - | SERC-N | 13 | ANTICIPATED CAPACITY RESOURCES |  |  | 68909.2 | 68909.2 | 68909.2 | 68909.2 | 68909.2 | 68909.2 | 68909.2 | 70169.2 | 70169.2 | 70569.2
2012 | US | SERC | - | SERC-N | 14 | PROSPECTIVE CAPACITY RESOURCES |  |  | 72900.2 | 72900.2 | 72900.2 | 72900.2 | 72900.2 | 72900.2 | 72900.2 | 74160.2 | 74160.2 | 74560.2
2012 | US | SERC | - | SERC-N | 15 | TOTAL POTENTIAL CAPACITY RESOURCES |  |  | 72900.2 | 72900.2 | 72900.2 | 74972.2 | 74972.2 | 75852.2 | 76732.2 | 77992.2 | 78872.2 | 79272.2
2012 | US | SERC | - | SERC-N | 16 | ADJUSTED POTENTIAL CAPACITY RESOURCES |  |  | 72900.2 | 72900.2 | 72900.2 | 74972.1793 | 74972.1793 | 75852.1705 | 76732.1617 | 77992.1617 | 78872.1529 | 79272.1529
2012 | US | SERC | - | SERC-N | 16a | Confidence of Future-Other |  |  | 0.99999 | 0.99999 | 0.99999 | 0.99999 | 0.99999 | 0.99999 | 0.99999 | 0.99999 | 0.99999 | 0.99999
2012 | US | SERC | - | SERC-N | 16b | Net Future-Other Resources After Confidence Percentage Is Applied |  |  | 0 | 0 | 0 | 0 | 0 | 0 | 0 | 0 | 0 | 0
2012 | US | SERC | - | SERC-N | 16c | Confidence of Conceptual |  |  | 0.99999 | 0.99999 | 0.99999 | 0.99999 | 0.99999 | 0.99999 | 0.99999 | 0.99999 | 0.99999 | 0.99999
2012 | US | SERC | - | SERC-N | 16d | Net Conceptual Resources After Confidence Percentage Is Applied |  |  | 0 | 0 | 0 | 2071.9793 | 2071.9793 | 2951.9705 | 3831.9617 | 3831.9617 | 4711.9529 | 4711.9529
2012 | US | SERC | - | SERC-N | 17 | ASSESSMENT AREA TARGET RESERVE MARGIN |  |  | 15% | 15% | 15% | 15% | 15% | 15% | 15% | 15% | 15% | 15%
2012 | US | SERC | - | SERC-N | 18 | EXISTING-CERTAIN AND NET FIRM TRANSACTIONS RESERVE MARGIN | 360: 15.14%; 365: 50.89%
2012 | US | SERC | - | SERC-N | 19 | ANTICIPATED CAPACITY RESOURCES RESERVE MARGIN |  |  | 57.56% | 55.86% | 54.21% | 52.37% | 50.71% | 49.23% | 47.57% | 48.63% | 46.52% | 46.24%
2012 | US | SERC | - | SERC-N | 20 | PROSPECTIVE CAPACITY RESOURCES RESERVE MARGIN |  |  | 66.69% | 64.89% | 63.14% | 61.19% | 59.44% | 57.88% | 56.11% | 57.08% | 54.85% | 54.51%
2012 | US | SERC | - | SERC-N | 21 | TOTAL POTENTIAL RESOURCES RESERVE MARGIN |  |  | 66.69% | 64.89% | 63.14% | 65.77% | 63.97% | 64.27% | 64.32% | 65.2% | 64.69% | 64.28%
2012 | US | SERC | - | SERC-N | 22 | ADJUSTED POTENTIAL RESOURCES RESERVE MARGIN |  |  | 66.69% | 64.89% | 63.14% | 65.77% | 63.97% | 64.27% | 64.32% | 65.2% | 64.69% | 64.28%
2012 | US | SERC | - | SERC-N | 23 | Total Baseline Installed Capacity | 360: 51542.35
2012 | US | SERC | - | SERC-N | 24 | Distributed or Other Capacity (Behind the Meter) < 1 MW |  | 0 | 0 | 0 | 0 | 0 | 0 | 0 | 0 | 0 | 0 | 0
2012 | US | SERC | - | SERC-N | 25 | Distributed or Other Capacity (Behind the Meter) ≥ 1 MW |  | 0 | 0 | 0 | 0 | 0 | 0 | 0 | 0 | 0 | 0 | 0
2012 | US | SERC | - | SERC-N | 26 | Capacity Total from EIA-860 |  | 0 | 0 | 0 | 0 | 0 | 0 | 0 | 0 | 0 | 0 | 0
2012 | US | SERC | - | SERC-SE | 1 | Unrestricted Non-coincident Peak Demand |  | 45620 | 46534 | 47197 | 47814 | 48485 | 48978 | 49665 | 50338 | 51193 | 52029 | 52894
2012 | US | SERC | - | SERC-SE | 1a | New Conservation (Energy Efficiency) |  |  |  | 0 | 0 | 0 | 0 | 0 | 0 | 0 | 0 | 0
2012 | US | SERC | - | SERC-SE | 1b | Estimated Diversity |  |  |  | 0 | 0 | 0 | 0 | 0 | 0 | 0 | 0 | 0
2012 | US | SERC | - | SERC-SE | 1c | Additions for non-member load (load served by non-registered LSE's in a region) |  |  |  | 0 | 0 | 0 | 0 | 0 | 0 | 0 | 0 | 0
2012 | US | SERC | - | SERC-SE | 1d | Stand-by Load Under Contract (Normally served by behind the meter generation) |  |  |  | 0 | 0 | 0 | 0 | 0 | 0 | 0 | 0 | 0
2012 | US | SERC | - | SERC-SE | 1e | Non-Controllable Demand-Side Demand Response |  |  |  | 0 | 0 | 0 | 0 | 0 | 0 | 0 | 0 | 0
2012 | US | SERC | - | SERC-SE | 2 | Total Internal Demand | 44317 | 45620 | 46534 | 47197 | 47814 | 48485 | 48978 | 49665 | 50338 | 51193 | 52029 | 52894
2012 | US | SERC | - | SERC-SE | 2a | Supply-Side Direct Control Load Management (DCLM) |  |  |  | 0 | 0 | 0 | 0 | 0 | 0 | 0 | 0 | 0
2012 | US | SERC | - | SERC-SE | 2b | Supply-Side Contractually Interruptible (Curtailable) |  |  |  | 0 | 0 | 0 | 0 | 0 | 0 | 0 | 0 | 0
2012 | US | SERC | - | SERC-SE | 2c | Supply-Side Critical Peak-Pricing (CPP) with Control |  |  |  | 0 | 0 | 0 | 0 | 0 | 0 | 0 | 0 | 0
2012 | US | SERC | - | SERC-SE | 2d | Supply-Side Load as a Capacity Resource |  |  |  | 0 | 0 | 0 | 0 | 0 | 0 | 0 | 0 | 0
2012 | US | SERC | - | SERC-SE | 3 | Net Internal Demand | 42633 | 43860 | 44652 | 45103 | 45615 | 46266 | 46743 | 47434 | 48097 | 48943 | 49770 | 50627
2012 | US | SERC | - | SERC-SE | 3a | Demand-Side Direct Control Load Management (DCLM) | 361 | 462 | 618 | 828 | 852 | 869 | 883 | 893 | 901 | 909 | 917 | 924
2012 | US | SERC | - | SERC-SE | 3b | Demand-Side Contractually Interruptible (Curtailable) | 1231 | 1196 | 1179 | 1179 | 1258 | 1258 | 1258 | 1243 | 1243 | 1243 | 1244 | 1244
2012 | US | SERC | - | SERC-SE | 3c | Demand-Side Critical Peak-Pricing (CPP) with Control | 0 | 0 | 0 | 0 | 0 | 0 | 0 | 0 | 0 | 0 | 0 | 0
2012 | US | SERC | - | SERC-SE | 3d | Demand-Side Load as a Capacity Resource | 92 | 102 | 85 | 87 | 89 | 92 | 94 | 95 | 97 | 98 | 98 | 99
2012 | US | SERC | - | SERC-SE | 4 | Total Controllable Demand Response | 1684 | 1760 | 1882 | 2094 | 2199 | 2219 | 2235 | 2231 | 2241 | 2250 | 2259 | 2267
2012 | US | SERC | - | SERC-SE | 4a | Demand Response used for Ancillary Services - Spinning Reserves | 0 | 0 | 0 | 0 | 0 | 0 | 0 | 0 | 0 | 0 | 0 | 0
2012 | US | SERC | - | SERC-SE | 4b | Demand Response used for Ancillary Services - Non-Spinning Reserves | 0 | 0 | 0 | 0 | 0 | 0 | 0 | 0 | 0 | 0 | 0 | 0
2012 | US | SERC | - | SERC-SE | 4c | Demand Response used for Regulation | 0 | 0 | 0 | 0 | 0 | 0 | 0 | 0 | 0 | 0 | 0 | 0
2012 | US | SERC | - | SERC-SE | 4d | Demand Response used for Energy, Voluntary Services - Emergency | 75 | 75 | 75 | 75 | 75 | 75 | 75 | 75 | 75 | 75 | 75 | 75
2012 | US | SERC | - | SERC-SE | 5 | TOTAL INTERNAL CAPACITY | 68466.8 | 65894.32 | 66785.32 | 67370.32 | 67370.32 | 68566.32 | 69666.32 | 69666.32 | 69666.32 | 69666.32 | 69666.32 | 69666.32
2012 | US | SERC | - | SERC-SE | 6a | Existing-Certain | 68466.8 | 64570.32 | 64570.32 | 64570.32 | 64570.32 | 64570.32 | 64570.32 | 64570.32 | 64570.32 | 64570.32 | 64570.32 | 64570.32
2012 | US | SERC | - | SERC-SE | 6a1 | Wind Expected On-Peak |  | 0 | 0 | 0 | 0 | 0 | 0 | 0 | 0 | 0 | 0 | 0
2012 | US | SERC | - | SERC-SE | 6a2 | Solar Expected On-Peak |  | 4 | 4 | 4 | 4 | 4 | 4 | 4 | 4 | 4 | 4 | 4
2012 | US | SERC | - | SERC-SE | 6a3 | Hydro Expected On-Peak |  | 3310.74 | 3310.74 | 3310.74 | 3310.74 | 3310.74 | 3310.74 | 3310.74 | 3310.74 | 3310.74 | 3310.74 | 3310.74
2012 | US | SERC | - | SERC-SE | 6a4 | Biomass Expected On-Peak |  | 17 | 17 | 17 | 17 | 17 | 17 | 17 | 17 | 17 | 17 | 17
2012 | US | SERC | - | SERC-SE | 6b | Existing-Other |  | 300 | 300 | 300 | 300 | 300 | 300 | 300 | 300 | 300 | 300 | 300
2012 | US | SERC | - | SERC-SE | 6b1 | Wind Derate On-Peak |  | 0 | 0 | 0 | 0 | 0 | 0 | 0 | 0 | 0 | 0 | 0
2012 | US | SERC | - | SERC-SE | 6b2 | Solar Derate On-Peak |  | 0 | 0 | 0 | 0 | 0 | 0 | 0 | 0 | 0 | 0 | 0
2012 | US | SERC | - | SERC-SE | 6b3 | Hydro Derate On-Peak |  | 0 | 0 | 0 | 0 | 0 | 0 | 0 | 0 | 0 | 0 | 0
2012 | US | SERC | - | SERC-SE | 6b4 | Biomass Derate On-Peak |  | 0 | 0 | 0 | 0 | 0 | 0 | 0 | 0 | 0 | 0 | 0
2012 | US | SERC | - | SERC-SE | 6b5 | Transmission-Limited Resources |  |  | 0 | 0 | 0 | 0 | 0 | 0 | 0 | 0 | 0 | 0
2012 | US | SERC | - | SERC-SE | 6b6 | All Other Derates |  | 0 | 0 | 0 | 0 | 0 | 0 | 0 | 0 | 0 | 0 | 0
2012 | US | SERC | - | SERC-SE | 6b7 | Energy-Only (Existing-Other) |  | 0 | 0 | 0 | 0 | 0 | 0 | 0 | 0 | 0 | 0 | 0
2012 | US | SERC | - | SERC-SE | 6c | Unplanned Outages (Actual) / Current and Future Inoperable Resources |  |  | 0 | 0 | 0 | 0 | 0 | 0 | 0 | 0 | 0 | 0
2012 | US | SERC | - | SERC-SE | 6d | Total Supply-Side Demand Response | 0 | 0 | 0 | 0 | 0 | 0 | 0 | 0 | 0 | 0 | 0 | 0
2012 | US | SERC | - | SERC-SE | 7 | TOTAL FUTURE CAPACITY ADDITIONS |  | 1024 | 1915 | 2500 | 2500 | 3696 | 4796 | 4796 | 4796 | 4796 | 4796 | 4796
2012 | US | SERC | - | SERC-SE | 7a | Future-Planned |  | 1024 | 1915 | 2500 | 2500 | 3696 | 4796 | 4796 | 4796 | 4796 | 4796 | 4796
2012 | US | SERC | - | SERC-SE | 7a1 | Wind Expected On-Peak |  | 0 | 0 | 0 | 0 | 0 | 0 | 0 | 0 | 0 | 0 | 0
2012 | US | SERC | - | SERC-SE | 7a2 | Wind Derate On-Peak |  | 0 | 0 | 0 | 0 | 0 | 0 | 0 | 0 | 0 | 0 | 0
2012 | US | SERC | - | SERC-SE | 7a3 | Solar Expected On-Peak |  | 0 | 0 | 0 | 0 | 0 | 0 | 0 | 0 | 0 | 0 | 0
2012 | US | SERC | - | SERC-SE | 7a4 | Solar Derate On-Peak |  | 0 | 0 | 0 | 0 | 0 | 0 | 0 | 0 | 0 | 0 | 0
2012 | US | SERC | - | SERC-SE | 7a5 | Hydro Expected On-Peak |  | 0 | 0 | 0 | 0 | 0 | 0 | 0 | 0 | 0 | 0 | 0
2012 | US | SERC | - | SERC-SE | 7a6 | Hydro Derate On-Peak |  | 0 | 0 | 0 | 0 | 0 | 0 | 0 | 0 | 0 | 0 | 0
2012 | US | SERC | - | SERC-SE | 7a7 | Biomass Expected On-Peak |  | 50 | 50 | 50 | 50 | 146 | 146 | 146 | 146 | 146 | 146 | 146
2012 | US | SERC | - | SERC-SE | 7a8 | Biomass Derate On-Peak |  | 0 | 0 | 0 | 0 | 0 | 0 | 0 | 0 | 0 | 0 | 0
2012 | US | SERC | - | SERC-SE | 7a9 | Transmission-Limited Resources
2012 | US | SERC | - | SERC-SE | 7a10 | Scheduled Outage - Maintenance |  | 0 | 0 | 0 | 0 | 0 | 0 | 0 | 0 | 0 | 0 | 0
2012 | US | SERC | - | SERC-SE | 7a11 | All Other Derates |  | 0 | 0 | 0 | 0 | 0 | 0 | 0 | 0 | 0 | 0 | 0
2012 | US | SERC | - | SERC-SE | 7a12 | Energy-Only |  | 0 | 0 | 0 | 0 | 0 | 0 | 0 | 0 | 0 | 0 | 0
2012 | US | SERC | - | SERC-SE | 7b | Future-Other |  | 0 | 0 | 0 | 0 | 0 | 0 | 0 | 0 | 0 | 0 | 0
2012 | US | SERC | - | SERC-SE | 7b1 | Wind Expected On-Peak |  | 0 | 0 | 0 | 0 | 0 | 0 | 0 | 0 | 0 | 0 | 0
2012 | US | SERC | - | SERC-SE | 7b2 | Wind Derate On-Peak |  | 0 | 0 | 0 | 0 | 0 | 0 | 0 | 0 | 0 | 0 | 0
2012 | US | SERC | - | SERC-SE | 7b3 | Solar Expected On-Peak |  | 0 | 0 | 0 | 0 | 0 | 0 | 0 | 0 | 0 | 0 | 0
2012 | US | SERC | - | SERC-SE | 7b4 | Solar Derate On-Peak |  | 0 | 0 | 0 | 0 | 0 | 0 | 0 | 0 | 0 | 0 | 0
2012 | US | SERC | - | SERC-SE | 7b5 | Hydro Expected On-Peak |  | 0 | 0 | 0 | 0 | 0 | 0 | 0 | 0 | 0 | 0 | 0
2012 | US | SERC | - | SERC-SE | 7b6 | Hydro Derate On-Peak |  | 0 | 0 | 0 | 0 | 0 | 0 | 0 | 0 | 0 | 0 | 0
2012 | US | SERC | - | SERC-SE | 7b7 | Biomass Expected On-Peak |  | 0 | 0 | 0 | 0 | 0 | 0 | 0 | 0 | 0 | 0 | 0
2012 | US | SERC | - | SERC-SE | 7b8 | Biomass Derate On-Peak |  | 0 | 0 | 0 | 0 | 0 | 0 | 0 | 0 | 0 | 0 | 0
2012 | US | SERC | - | SERC-SE | 7b9 | Transmission-Limited Resources
2012 | US | SERC | - | SERC-SE | 7b10 | Scheduled Outage - Maintenance |  | 0 | 0 | 0 | 0 | 0 | 0 | 0 | 0 | 0 | 0 | 0
2012 | US | SERC | - | SERC-SE | 7b11 | All Other Derates |  | 0 | 0 | 0 | 0 | 0 | 0 | 0 | 0 | 0 | 0 | 0
2012 | US | SERC | - | SERC-SE | 7b12 | Energy-Only |  | 0 | 0 | 0 | 0 | 0 | 0 | 0 | 0 | 0 | 0 | 0
2012 | US | SERC | - | SERC-SE | 8 | Conceptual |  | 88 | 57.3 | 157.3 | 157.3 | 157.3 | 157.3 | 157.3 | 157.3 | 345.3 | 345.3 | 345.3
2012 | US | SERC | - | SERC-SE | 8a1 | Wind Expected On-Peak |  | 0 | 0 | 0 | 0 | 0 | 0 | 0 | 0 | 0 | 0 | 0
2012 | US | SERC | - | SERC-SE | 8a2 | Wind Derate On-Peak |  | 0 | 0 | 0 | 0 | 0 | 0 | 0 | 0 | 0 | 0 | 0
2012 | US | SERC | - | SERC-SE | 8a3 | Solar Expected On-Peak |  | 0 | 0 | 0 | 0 | 0 | 0 | 0 | 0 | 0 | 0 | 0
2012 | US | SERC | - | SERC-SE | 8a4 | Solar Derate On-Peak |  | 0 | 0 | 0 | 0 | 0 | 0 | 0 | 0 | 0 | 0 | 0
2012 | US | SERC | - | SERC-SE | 8a5 | Hydro Expected On-Peak |  | 0 | 0 | 0 | 0 | 0 | 0 | 0 | 0 | 0 | 0 | 0
2012 | US | SERC | - | SERC-SE | 8a6 | Hydro Derate On-Peak |  | 0 | 0 | 0 | 0 | 0 | 0 | 0 | 0 | 0 | 0 | 0
2012 | US | SERC | - | SERC-SE | 8a7 | Biomass Expected On-Peak |  | 50 | 107.3 | 207.3 | 207.3 | 207.3 | 207.3 | 207.3 | 207.3 | 207.3 | 207.3 | 207.3
2012 | US | SERC | - | SERC-SE | 8a8 | Biomass Derate On-Peak |  | 0 | 0 | 0 | 0 | 0 | 0 | 0 | 0 | 0 | 0 | 0
2012 | US | SERC | - | SERC-SE | 8a9 | All Other Derates |  | 0 | 0 | 0 | 0 | 0 | 0 | 0 | 0 | 0 | 0 | 0
2012 | US | SERC | - | SERC-SE | 8a10 | Energy-Only |  | 0 | 0 | 0 | 0 | 0 | 0 | 0 | 0 | 0 | 0 | 0
2012 | US | SERC | - | SERC-SE | 9 | ANTICIPATED INTERNAL CAPACITY |  | 65594.32 | 66485.32 | 67070.32 | 67070.32 | 68266.32 | 69366.32 | 69366.32 | 69366.32 | 69366.32 | 69366.32 | 69366.32
2012 | US | SERC | - | SERC-SE | 10 | CAPACITY TRANSACTIONS - IMPORTS | 834 | 834 | 850 | 900 | 900 | 825 | 825 | 825 | 825 | 825 | 446 | 446
2012 | US | SERC | - | SERC-SE | 10a | Firm | 834 | 834 | 850 | 900 | 900 | 825 | 825 | 825 | 825 | 825 | 446 | 446
2012 | US | SERC | - | SERC-SE | 10a1 | Full-Responsibility Purchases | 0 | 0 | 0 | 0 | 0 | 0 | 0 | 0 | 0 | 0 | 0 | 0
2012 | US | SERC | - | SERC-SE | 10a2 | Owned Capacity/Entitlement Located Outside the Region/Subregion | 127 | 127 | 143 | 143 | 143 | 143 | 143 | 143 | 143 | 143 | 143 | 143
2012 | US | SERC | - | SERC-SE | 10b | Non-firm | 360: 0
2012 | US | SERC | - | SERC-SE | 10c | Expected |  | 0 | 0 | 0 | 0 | 0 | 0 | 0 | 0 | 0 | 0 | 0
2012 | US | SERC | - | SERC-SE | 10c1 | Full-Responsibility Purchases |  | 0 | 0 | 0 | 0 | 0 | 0 | 0 | 0 | 0 | 0 | 0
2012 | US | SERC | - | SERC-SE | 10c2 | Owned Capacity/Entitlement Located Outside the Region/Subregion |  | 0 | 0 | 0 | 0 | 0 | 0 | 0 | 0 | 0 | 0 | 0
2012 | US | SERC | - | SERC-SE | 11 | CAPACITY TRANSACTIONS - EXPORTS | 2356.4 | 2784.9 | 2886.4 | 2685.9 | 2667.5 | 1439.5 | 1550.6 | 1665.8 | 1685 | 1692.2 | 1699.3 | 1706.5
2012 | US | SERC | - | SERC-SE | 11a | Firm | 2356.4 | 2784.9 | 2886.4 | 2685.9 | 2667.5 | 1439.5 | 1550.6 | 1665.8 | 1685 | 1692.2 | 1699.3 | 1706.5
2012 | US | SERC | - | SERC-SE | 11a1 | Full-Responsibility Purchases | 0 | 0 | 0 | 0 | 0 | 0 | 0 | 0 | 0 | 0 | 0 | 0
2012 | US | SERC | - | SERC-SE | 11a2 | Owned Capacity/Entitlement Located Outside the Region/Subregion | 0 | 0 | 0 | 0 | 0 | 0 | 0 | 0 | 0 | 0 | 0 | 0
2012 | US | SERC | - | SERC-SE | 11b | Non-firm | 360: 0
2012 | US | SERC | - | SERC-SE | 11c | Expected |  | 0 | 0 | 0 | 0 | 0 | 0 | 0 | 0 | 0 | 0 | 0
2012 | US | SERC | - | SERC-SE | 11c1 | Full-Responsibility Purchases |  | 0 | 0 | 0 | 0 | 0 | 0 | 0 | 0 | 0 | 0 | 0
2012 | US | SERC | - | SERC-SE | 11c2 | Owned Capacity/Entitlement Located Outside the Region/Subregion |  | 0 | 0 | 0 | 0 | 0 | 0 | 0 | 0 | 0 | 0 | 0
2012 | US | SERC | - | SERC-SE | 12 | EXISTING-CERTAIN & NET FIRM TRANSACTIONS | 66944.4 | 62619.42 | 62533.92 | 62784.42 | 62802.82 | 63955.82 | 63844.72 | 63729.52 | 63710.32 | 63703.12 | 63317.02 | 63309.82
2012 | US | SERC | - | SERC-SE | 13 | ANTICIPATED CAPACITY RESOURCES |  |  | 64448.92 | 65284.42 | 65302.82 | 67651.82 | 68640.72 | 68525.52 | 68506.32 | 68499.12 | 68113.02 | 68105.82
2012 | US | SERC | - | SERC-SE | 14 | PROSPECTIVE CAPACITY RESOURCES |  |  | 64748.92 | 65584.42 | 65602.82 | 67951.82 | 68940.72 | 68825.52 | 68806.32 | 68799.12 | 68413.02 | 68405.82
2012 | US | SERC | - | SERC-SE | 15 | TOTAL POTENTIAL CAPACITY RESOURCES |  |  | 64806.22 | 65741.72 | 65760.12 | 68109.12 | 69098.02 | 68982.82 | 68963.62 | 69144.42 | 68758.32 | 68751.12
2012 | US | SERC | - | SERC-SE | 16 | ADJUSTED POTENTIAL CAPACITY RESOURCES |  |  | 64806.2194 | 65741.7184 | 65760.1184 | 68109.1184 | 69098.0184 | 68982.8184 | 68963.6184 | 69144.4165 | 68758.3165 | 68751.1165
2012 | US | SERC | - | SERC-SE | 16a | Confidence of Future-Other |  |  | 0.99999 | 0.99999 | 0.99999 | 0.99999 | 0.99999 | 0.99999 | 0.99999 | 0.99999 | 0.99999 | 0.99999
2012 | US | SERC | - | SERC-SE | 16b | Net Future-Other Resources After Confidence Percentage Is Applied |  |  | 0 | 0 | 0 | 0 | 0 | 0 | 0 | 0 | 0 | 0
2012 | US | SERC | - | SERC-SE | 16c | Confidence of Conceptual |  |  | 0.99999 | 0.99999 | 0.99999 | 0.99999 | 0.99999 | 0.99999 | 0.99999 | 0.99999 | 0.99999 | 0.99999
2012 | US | SERC | - | SERC-SE | 16d | Net Conceptual Resources After Confidence Percentage Is Applied |  |  | 57.2994 | 157.2984 | 157.2984 | 157.2984 | 157.2984 | 157.2984 | 157.2984 | 345.2965 | 345.2965 | 345.2965
2012 | US | SERC | - | SERC-SE | 17 | ASSESSMENT AREA TARGET RESERVE MARGIN |  |  | 15% | 15% | 15% | 15% | 15% | 15% | 15% | 15% | 15% | 15%
2012 | US | SERC | - | SERC-SE | 18 | EXISTING-CERTAIN AND NET FIRM TRANSACTIONS RESERVE MARGIN | 360: 57.02%; 365: 42.77%
2012 | US | SERC | - | SERC-SE | 19 | ANTICIPATED CAPACITY RESOURCES RESERVE MARGIN |  |  | 44.34% | 44.75% | 43.16% | 46.22% | 46.85% | 44.46% | 42.43% | 39.96% | 36.86% | 34.52%
2012 | US | SERC | - | SERC-SE | 20 | PROSPECTIVE CAPACITY RESOURCES RESERVE MARGIN |  |  | 45.01% | 45.41% | 43.82% | 46.87% | 47.49% | 45.1% | 43.06% | 40.57% | 37.46% | 35.12%
2012 | US | SERC | - | SERC-SE | 21 | TOTAL POTENTIAL RESOURCES RESERVE MARGIN |  |  | 45.14% | 45.76% | 44.16% | 47.21% | 47.83% | 45.43% | 43.38% | 41.28% | 38.15% | 35.8%
2012 | US | SERC | - | SERC-SE | 22 | ADJUSTED POTENTIAL RESOURCES RESERVE MARGIN |  |  | 45.14% | 45.76% | 44.16% | 47.21% | 47.83% | 45.43% | 43.38% | 41.28% | 38.15% | 35.8%
2012 | US | SERC | - | SERC-SE | 23 | Total Baseline Installed Capacity | 360: 68466.8
2012 | US | SERC | - | SERC-SE | 24 | Distributed or Other Capacity (Behind the Meter) < 1 MW |  | 0 | 0 | 0 | 0 | 0 | 0 | 0 | 0 | 0 | 0 | 0
2012 | US | SERC | - | SERC-SE | 25 | Distributed or Other Capacity (Behind the Meter) ≥ 1 MW |  | 0 | 0 | 0 | 0 | 0 | 0 | 0 | 0 | 0 | 0 | 0
2012 | US | SERC | - | SERC-SE | 26 | Capacity Total from EIA-860 |  | 0 | 0 | 0 | 0 | 0 | 0 | 0 | 0 | 0 | 0 | 0
2012 | US | SERC | - | SERC-W | 1 | Unrestricted Non-coincident Peak Demand |  | 20385 | 20822 | 21288 | 21956 | 21756 | 21994 | 22155 | 22955 | 22901 | 23169 | 23361
2012 | US | SERC | - | SERC-W | 1a | New Conservation (Energy Efficiency) |  | 0 | 0 | 0 | 0 | 0 | 0 | 0 | 0 | 0 | 0 | 0
2012 | US | SERC | - | SERC-W | 1b | Estimated Diversity |  | 746 | 751 | 897 | 1551 | 812 | 668 | 675 | 1740 | 854 | 966 | 869
2012 | US | SERC | - | SERC-W | 1c | Additions for non-member load (load served by non-registered LSE's in a region) |  | 537 | 426 | 444 | 587 | 549 | 582 | 735 | 708 | 492 | 504 | 590
2012 | US | SERC | - | SERC-W | 1d | Stand-by Load Under Contract (Normally served by behind the meter generation) |  | 0 | 0 | 0 | 0 | 0 | 0 | 0 | 0 | 0 | 0 | 0
2012 | US | SERC | - | SERC-W | 1e | Non-Controllable Demand-Side Demand Response |  |  |  | 0 | 0 | 0 | 0 | 0 | 0 | 0 | 0 | 0
2012 | US | SERC | - | SERC-W | 2 | Total Internal Demand | 2485 | 20176 | 20497 | 20835 | 20992 | 21493 | 21908 | 22215 | 21923 | 22539 | 22707 | 23082
2012 | US | SERC | - | SERC-W | 2a | Supply-Side Direct Control Load Management (DCLM) |  |  |  | 0 | 0 | 0 | 0 | 0 | 0 | 0 | 0 | 0
2012 | US | SERC | - | SERC-W | 2b | Supply-Side Contractually Interruptible (Curtailable) |  |  |  | 0 | 0 | 0 | 0 | 0 | 0 | 0 | 0 | 0
2012 | US | SERC | - | SERC-W | 2c | Supply-Side Critical Peak-Pricing (CPP) with Control |  |  |  | 0 | 0 | 0 | 0 | 0 | 0 | 0 | 0 | 0
2012 | US | SERC | - | SERC-W | 2d | Supply-Side Load as a Capacity Resource |  |  |  | 0 | 0 | 0 | 0 | 0 | 0 | 0 | 0 | 0
2012 | US | SERC | - | SERC-W | 3 | Net Internal Demand | 20485 | 19412 | 19731 | 20042 | 20209 | 20694 | 21106 | 21410 | 21118 | 21726 | 21891 | 22262
2012 | US | SERC | - | SERC-W | 3a | Demand-Side Direct Control Load Management (DCLM) | 0 | 0 | 0 | 0 | 0 | 0 | 0 | 0 | 0 | 0 | 0 | 0
2012 | US | SERC | - | SERC-W | 3b | Demand-Side Contractually Interruptible (Curtailable) | 11 | 764 | 766 | 793 | 783 | 799 | 802 | 805 | 805 | 813 | 816 | 820
2012 | US | SERC | - | SERC-W | 3c | Demand-Side Critical Peak-Pricing (CPP) with Control | 0 | 0 | 0 | 0 | 0 | 0 | 0 | 0 | 0 | 0 | 0 | 0
2012 | US | SERC | - | SERC-W | 3d | Demand-Side Load as a Capacity Resource | 0 | 0 | 0 | 0 | 0 | 0 | 0 | 0 | 0 | 0 | 0 | 0
2012 | US | SERC | - | SERC-W | 4 | Total Controllable Demand Response | 11 | 764 | 766 | 793 | 783 | 799 | 802 | 805 | 805 | 813 | 816 | 820
2012 | US | SERC | - | SERC-W | 4a | Demand Response used for Ancillary Services - Spinning Reserves |  |  |  | 0 | 0 | 0 | 0 | 0 | 0 | 0 | 0 | 0
2012 | US | SERC | - | SERC-W | 4b | Demand Response used for Ancillary Services - Non-Spinning Reserves |  |  |  | 0 | 0 | 0 | 0 | 0 | 0 | 0 | 0 | 0
2012 | US | SERC | - | SERC-W | 4c | Demand Response used for Regulation |  |  |  | 0 | 0 | 0 | 0 | 0 | 0 | 0 | 0 | 0
2012 | US | SERC | - | SERC-W | 4d | Demand Response used for Energy, Voluntary Services - Emergency |  |  |  | 0 | 0 | 0 | 0 | 0 | 0 | 0 | 0 | 0
2012 | US | SERC | - | SERC-W | 5 | TOTAL INTERNAL CAPACITY | 32259.9 | 49510.3 | 49510.3 | 49560.3 | 49587.3 | 49713.3 | 49713.3 | 49713.3 | 49713.3 | 49713.3 | 49713.3 | 49713.3
2012 | US | SERC | - | SERC-W | 6a | Existing-Certain | 32259.9 | 43205.3 | 43205.3 | 43205.3 | 43205.3 | 43205.3 | 43205.3 | 43205.3 | 43205.3 | 43205.3 | 43205.3 | 43205.3
2012 | US | SERC | - | SERC-W | 6a1 | Wind Expected On-Peak |  | 0 | 0 | 0 | 0 | 0 | 0 | 0 | 0 | 0 | 0 | 0
2012 | US | SERC | - | SERC-W | 6a2 | Solar Expected On-Peak |  | 0 | 0 | 0 | 0 | 0 | 0 | 0 | 0 | 0 | 0 | 0
2012 | US | SERC | - | SERC-W | 6a3 | Hydro Expected On-Peak |  | 302.4 | 302.4 | 302.4 | 302.4 | 302.4 | 302.4 | 302.4 | 302.4 | 302.4 | 302.4 | 302.4
2012 | US | SERC | - | SERC-W | 6a4 | Biomass Expected On-Peak |  | 0 | 0 | 0 | 0 | 0 | 0 | 0 | 0 | 0 | 0 | 0
2012 | US | SERC | - | SERC-W | 6b | Existing-Other |  | 4268 | 4268 | 4268 | 4268 | 4268 | 4268 | 4268 | 4268 | 4268 | 4268 | 4268
2012 | US | SERC | - | SERC-W | 6b1 | Wind Derate On-Peak |  | 0 | 0 | 0 | 0 | 0 | 0 | 0 | 0 | 0 | 0 | 0
2012 | US | SERC | - | SERC-W | 6b2 | Solar Derate On-Peak |  | 0 | 0 | 0 | 0 | 0 | 0 | 0 | 0 | 0 | 0 | 0
2012 | US | SERC | - | SERC-W | 6b3 | Hydro Derate On-Peak |  | 0 | 0 | 0 | 0 | 0 | 0 | 0 | 0 | 0 | 0 | 0
2012 | US | SERC | - | SERC-W | 6b4 | Biomass Derate On-Peak |  | 0 | 0 | 0 | 0 | 0 | 0 | 0 | 0 | 0 | 0 | 0
2012 | US | SERC | - | SERC-W | 6b5 | Transmission-Limited Resources |  |  | 0 | 0 | 0 | 0 | 0 | 0 | 0 | 0 | 0 | 0
2012 | US | SERC | - | SERC-W | 6b6 | All Other Derates |  | 59 | 59 | 59 | 59 | 59 | 59 | 59 | 59 | 59 | 59 | 59
2012 | US | SERC | - | SERC-W | 6b7 | Energy-Only (Existing-Other) |  | 0 | 0 | 0 | 0 | 0 | 0 | 0 | 0 | 0 | 0 | 0
2012 | US | SERC | - | SERC-W | 6c | Unplanned Outages (Actual) / Current and Future Inoperable Resources |  |  | 0 | 0 | 0 | 0 | 0 | 0 | 0 | 0 | 0 | 0
2012 | US | SERC | - | SERC-W | 6d | Total Supply-Side Demand Response | 0 | 0 | 0 | 0 | 0 | 0 | 0 | 0 | 0 | 0 | 0 | 0
2012 | US | SERC | - | SERC-W | 7 | TOTAL FUTURE CAPACITY ADDITIONS |  | 1978 | 1978 | 2028 | 2055 | 2181 | 2181 | 2181 | 2181 | 2181 | 2181 | 2181
2012 | US | SERC | - | SERC-W | 7a | Future-Planned |  | 1978 | 1978 | 2028 | 2055 | 2181 | 2181 | 2181 | 2181 | 2181 | 2181 | 2181
2012 | US | SERC | - | SERC-W | 7a1 | Wind Expected On-Peak |  | 0 | 0 | 0 | 0 | 0 | 0 | 0 | 0 | 0 | 0 | 0
2012 | US | SERC | - | SERC-W | 7a2 | Wind Derate On-Peak |  | 0 | 0 | 0 | 0 | 0 | 0 | 0 | 0 | 0 | 0 | 0
2012 | US | SERC | - | SERC-W | 7a3 | Solar Expected On-Peak |  | 0 | 0 | 0 | 0 | 0 | 0 | 0 | 0 | 0 | 0 | 0
2012 | US | SERC | - | SERC-W | 7a4 | Solar Derate On-Peak |  | 0 | 0 | 0 | 0 | 0 | 0 | 0 | 0 | 0 | 0 | 0
2012 | US | SERC | - | SERC-W | 7a5 | Hydro Expected On-Peak |  | 0 | 0 | 0 | 27 | 27 | 27 | 27 | 27 | 27 | 27 | 27
2012 | US | SERC | - | SERC-W | 7a6 | Hydro Derate On-Peak |  | 0 | 0 | 0 | 0 | 0 | 0 | 0 | 0 | 0 | 0 | 0
2012 | US | SERC | - | SERC-W | 7a7 | Biomass Expected On-Peak |  | 0 | 0 | 50 | 50 | 50 | 50 | 50 | 50 | 50 | 50 | 50
2012 | US | SERC | - | SERC-W | 7a8 | Biomass Derate On-Peak |  | 0 | 0 | 0 | 0 | 0 | 0 | 0 | 0 | 0 | 0 | 0
2012 | US | SERC | - | SERC-W | 7a9 | Transmission-Limited Resources
2012 | US | SERC | - | SERC-W | 7a10 | Scheduled Outage - Maintenance |  | 0 | 0 | 0 | 0 | 0 | 0 | 0 | 0 | 0 | 0 | 0
2012 | US | SERC | - | SERC-W | 7a11 | All Other Derates |  | 0 | 0 | 0 | 0 | 0 | 0 | 0 | 0 | 0 | 0 | 0
2012 | US | SERC | - | SERC-W | 7a12 | Energy-Only |  | 0 | 0 | 0 | 0 | 0 | 0 | 0 | 0 | 0 | 0 | 0
2012 | US | SERC | - | SERC-W | 7b | Future-Other |  | 0 | 0 | 0 | 0 | 0 | 0 | 0 | 0 | 0 | 0 | 0
2012 | US | SERC | - | SERC-W | 7b1 | Wind Expected On-Peak |  | 0 | 0 | 0 | 0 | 0 | 0 | 0 | 0 | 0 | 0 | 0
2012 | US | SERC | - | SERC-W | 7b2 | Wind Derate On-Peak |  | 0 | 0 | 0 | 0 | 0 | 0 | 0 | 0 | 0 | 0 | 0
2012 | US | SERC | - | SERC-W | 7b3 | Solar Expected On-Peak |  | 0 | 0 | 0 | 0 | 0 | 0 | 0 | 0 | 0 | 0 | 0
2012 | US | SERC | - | SERC-W | 7b4 | Solar Derate On-Peak |  | 0 | 0 | 0 | 0 | 0 | 0 | 0 | 0 | 0 | 0 | 0
2012 | US | SERC | - | SERC-W | 7b5 | Hydro Expected On-Peak |  | 0 | 0 | 0 | 0 | 0 | 0 | 0 | 0 | 0 | 0 | 0
2012 | US | SERC | - | SERC-W | 7b6 | Hydro Derate On-Peak |  | 0 | 0 | 0 | 0 | 0 | 0 | 0 | 0 | 0 | 0 | 0
2012 | US | SERC | - | SERC-W | 7b7 | Biomass Expected On-Peak |  | 0 | 0 | 0 | 0 | 0 | 0 | 0 | 0 | 0 | 0 | 0
2012 | US | SERC | - | SERC-W | 7b8 | Biomass Derate On-Peak |  | 0 | 0 | 0 | 0 | 0 | 0 | 0 | 0 | 0 | 0 | 0
2012 | US | SERC | - | SERC-W | 7b9 | Transmission-Limited Resources
2012 | US | SERC | - | SERC-W | 7b10 | Scheduled Outage - Maintenance |  | 0 | 0 | 0 | 0 | 0 | 0 | 0 | 0 | 0 | 0 | 0
2012 | US | SERC | - | SERC-W | 7b11 | All Other Derates |  | 0 | 0 | 0 | 0 | 0 | 0 | 0 | 0 | 0 | 0 | 0
2012 | US | SERC | - | SERC-W | 7b12 | Energy-Only |  | 0 | 0 | 0 | 0 | 0 | 0 | 0 | 0 | 0 | 0 | 0
2012 | US | SERC | - | SERC-W | 8 | Conceptual |  | 0 | 10 | 710 | 1695.5 | 1798 | 1900.5 | 3123 | 3942 | 4092 | 4842 | 4904.5
2012 | US | SERC | - | SERC-W | 8a1 | Wind Expected On-Peak |  | 0 | 0 | 0 | 2.5 | 5 | 7.5 | 10 | 10 | 10 | 10 | 22.5
2012 | US | SERC | - | SERC-W | 8a2 | Wind Derate On-Peak |  | 0 | 0 | 0 | 0 | 0 | 0 | 0 | 0 | 0 | 0 | 0
2012 | US | SERC | - | SERC-W | 8a3 | Solar Expected On-Peak |  | 0 | 0 | 0 | 0 | 0 | 0 | 0 | 0 | 0 | 0 | 0
2012 | US | SERC | - | SERC-W | 8a4 | Solar Derate On-Peak |  | 0 | 0 | 0 | 0 | 0 | 0 | 0 | 0 | 0 | 0 | 0
2012 | US | SERC | - | SERC-W | 8a5 | Hydro Expected On-Peak |  | 0 | 0 | 0 | 0 | 0 | 0 | 0 | 119 | 169 | 219 | 269
2012 | US | SERC | - | SERC-W | 8a6 | Hydro Derate On-Peak |  | 0 | 0 | 0 | 0 | 0 | 0 | 0 | 0 | 0 | 0 | 0
2012 | US | SERC | - | SERC-W | 8a7 | Biomass Expected On-Peak |  | 0 | 10 | 110 | 210 | 310 | 410 | 510 | 610 | 710 | 810 | 810
2012 | US | SERC | - | SERC-W | 8a8 | Biomass Derate On-Peak |  | 0 | 0 | 0 | 0 | 0 | 0 | 0 | 0 | 0 | 0 | 0
2012 | US | SERC | - | SERC-W | 8a9 | All Other Derates |  | 0 | 0 | 0 | 0 | 0 | 0 | 0 | 0 | 0 | 0 | 0
2012 | US | SERC | - | SERC-W | 8a10 | Energy-Only |  | 0 | 0 | 100 | 485.5 | 588 | 690.5 | 793 | 962 | 1062 | 1812 | 1812
2012 | US | SERC | - | SERC-W | 9 | ANTICIPATED INTERNAL CAPACITY |  | 45183.3 | 45183.3 | 45233.3 | 45260.3 | 45386.3 | 45386.3 | 45386.3 | 45386.3 | 45386.3 | 45386.3 | 45386.3
2012 | US | SERC | - | SERC-W | 10 | CAPACITY TRANSACTIONS - IMPORTS | 155 | 180 | 50 | 50 | 50 | 50 | 50 | 50 | 50 | 50 | 50 | 50
2012 | US | SERC | - | SERC-W | 10a | Firm | 155 | 180 | 50 | 50 | 50 | 50 | 50 | 50 | 50 | 50 | 50 | 50
2012 | US | SERC | - | SERC-W | 10a1 | Full-Responsibility Purchases | 0 | 0 | 0 | 0 | 0 | 0 | 0 | 0 | 0 | 0 | 0 | 0
2012 | US | SERC | - | SERC-W | 10a2 | Owned Capacity/Entitlement Located Outside the Region/Subregion | 50 | 50 | 50 | 50 | 50 | 50 | 50 | 50 | 50 | 50 | 50 | 50
2012 | US | SERC | - | SERC-W | 10b | Non-firm | 360: 0
2012 | US | SERC | - | SERC-W | 10c | Expected |  | 0 | 0 | 0 | 0 | 0 | 0 | 0 | 0 | 0 | 0 | 0
2012 | US | SERC | - | SERC-W | 10c1 | Full-Responsibility Purchases |  | 0 | 0 | 0 | 0 | 0 | 0 | 0 | 0 | 0 | 0 | 0
2012 | US | SERC | - | SERC-W | 10c2 | Owned Capacity/Entitlement Located Outside the Region/Subregion |  | 0 | 0 | 0 | 0 | 0 | 0 | 0 | 0 | 0 | 0 | 0
2012 | US | SERC | - | SERC-W | 11 | CAPACITY TRANSACTIONS - EXPORTS | 2423 | 2434 | 2304 | 1746 | 1746 | 1671 | 1671 | 1671 | 1671 | 1671 | 1392 | 1392
2012 | US | SERC | - | SERC-W | 11a | Firm | 2409 | 2434 | 2304 | 1746 | 1746 | 1671 | 1671 | 1671 | 1671 | 1671 | 1392 | 1392
2012 | US | SERC | - | SERC-W | 11a1 | Full-Responsibility Purchases | 588 | 588 | 588 | 588 | 588 | 588 | 588 | 588 | 588 | 588 | 588 | 588
2012 | US | SERC | - | SERC-W | 11a2 | Owned Capacity/Entitlement Located Outside the Region/Subregion | 373 | 373 | 373 | 373 | 373 | 373 | 373 | 373 | 373 | 373 | 373 | 373
2012 | US | SERC | - | SERC-W | 11b | Non-firm | 360: 14
2012 | US | SERC | - | SERC-W | 11c | Expected |  | 0 | 0 | 0 | 0 | 0 | 0 | 0 | 0 | 0 | 0 | 0
2012 | US | SERC | - | SERC-W | 11c1 | Full-Responsibility Purchases |  | 0 | 0 | 0 | 0 | 0 | 0 | 0 | 0 | 0 | 0 | 0
2012 | US | SERC | - | SERC-W | 11c2 | Owned Capacity/Entitlement Located Outside the Region/Subregion |  | 0 | 0 | 0 | 0 | 0 | 0 | 0 | 0 | 0 | 0 | 0
2012 | US | SERC | - | SERC-W | 12 | EXISTING-CERTAIN & NET FIRM TRANSACTIONS | 30005.9 | 40951.3 | 40951.3 | 41509.3 | 41509.3 | 41584.3 | 41584.3 | 41584.3 | 41584.3 | 41584.3 | 41863.3 | 41863.3
2012 | US | SERC | - | SERC-W | 13 | ANTICIPATED CAPACITY RESOURCES |  |  | 42929.3 | 43537.3 | 43564.3 | 43765.3 | 43765.3 | 43765.3 | 43765.3 | 43765.3 | 44044.3 | 44044.3
2012 | US | SERC | - | SERC-W | 14 | PROSPECTIVE CAPACITY RESOURCES |  |  | 47197.3 | 47805.3 | 47832.3 | 48033.3 | 48033.3 | 48033.3 | 48033.3 | 48033.3 | 48312.3 | 48312.3
2012 | US | SERC | - | SERC-W | 15 | TOTAL POTENTIAL CAPACITY RESOURCES |  |  | 47207.3 | 48515.3 | 49527.8 | 49831.3 | 49933.8 | 51156.3 | 51975.3 | 52125.3 | 53154.3 | 53216.8
2012 | US | SERC | - | SERC-W | 16 | ADJUSTED POTENTIAL CAPACITY RESOURCES |  |  | 47207.2999 | 48515.2929 | 49527.783 | 49831.282 | 49933.781 | 51156.2688 | 51975.2606 | 52125.2591 | 53154.2516 | 53216.751
2012 | US | SERC | - | SERC-W | 16a | Confidence of Future-Other |  |  | 0.99999 | 0.99999 | 0.99999 | 0.99999 | 0.99999 | 0.99999 | 0.99999 | 0.99999 | 0.99999 | 0.99999
2012 | US | SERC | - | SERC-W | 16b | Net Future-Other Resources After Confidence Percentage Is Applied |  |  | 0 | 0 | 0 | 0 | 0 | 0 | 0 | 0 | 0 | 0
2012 | US | SERC | - | SERC-W | 16c | Confidence of Conceptual |  |  | 0.99999 | 0.99999 | 0.99999 | 0.99999 | 0.99999 | 0.99999 | 0.99999 | 0.99999 | 0.99999 | 0.99999
2012 | US | SERC | - | SERC-W | 16d | Net Conceptual Resources After Confidence Percentage Is Applied |  |  | 9.9999 | 709.9929 | 1695.483 | 1797.982 | 1900.481 | 3122.9688 | 3941.9606 | 4091.9591 | 4841.9516 | 4904.451
2012 | US | SERC | - | SERC-W | 17 | ASSESSMENT AREA TARGET RESERVE MARGIN |  | 15% | 15% | 15% | 15% | 15% | 15% | 15% | 15% | 15% | 15% | 15%
2012 | US | SERC | - | SERC-W | 18 | EXISTING-CERTAIN AND NET FIRM TRANSACTIONS RESERVE MARGIN | 360: 46.48%; 365: 111%
2012 | US | SERC | - | SERC-W | 19 | ANTICIPATED CAPACITY RESOURCES RESERVE MARGIN |  |  | 117.6% | 117.2% | 115.6% | 111.5% | 107.4% | 104.4% | 107.2% | 101.4% | 101.2% | 97.85%
2012 | US | SERC | - | SERC-W | 20 | PROSPECTIVE CAPACITY RESOURCES RESERVE MARGIN |  |  | 139.2% | 138.5% | 136.7% | 132.1% | 127.6% | 124.3% | 127.5% | 121.1% | 120.7% | 117%
2012 | US | SERC | - | SERC-W | 21 | TOTAL POTENTIAL RESOURCES RESERVE MARGIN |  |  | 139.3% | 142.1% | 145.1% | 140.8% | 136.6% | 138.9% | 146.1% | 139.9% | 142.8% | 139%
2012 | US | SERC | - | SERC-W | 22 | ADJUSTED POTENTIAL RESOURCES RESERVE MARGIN |  |  | 139.3% | 142.1% | 145.1% | 140.8% | 136.6% | 138.9% | 146.1% | 139.9% | 142.8% | 139%
2012 | US | SERC | - | SERC-W | 23 | Total Baseline Installed Capacity | 360: 32259.9
2012 | US | SERC | - | SERC-W | 24 | Distributed or Other Capacity (Behind the Meter) < 1 MW |  | 0 | 0 | 0 | 0 | 0 | 0 | 0 | 0 | 0 | 0 | 0
2012 | US | SERC | - | SERC-W | 25 | Distributed or Other Capacity (Behind the Meter) ≥ 1 MW |  | 0 | 0 | 0 | 0 | 0 | 0 | 0 | 0 | 0 | 0 | 0
2012 | US | SERC | - | SERC-W | 26 | Capacity Total from EIA-860 |  | 0 | 0 | 0 | 0 | 0 | 0 | 0 | 0 | 0 | 0 | 0
2012 | US | SPP | - | SPP | 1 | Unrestricted Non-coincident Peak Demand |  | 40827.9441 | 42376.8934 | 42993.4619 | 43347.1384 | 44348.2907 | 45182.0803 | 46128.6713 | 47187.6418 | 48182.088 | 49146.2462 | 49948.564
2012 | US | SPP | - | SPP | 1a | New Conservation (Energy Efficiency) |  | 182.4682 | 235.1178 | 289.1696 | 324.6213 | 384.5198 | 439.2507 | 493.5626 | 546.0804 | 595.346 | 640.7289 | 669.9384
2012 | US | SPP | - | SPP | 1b | Estimated Diversity |  | 276.3307 | 281.282 | 283.6257 | 269.2178 | 269.7588 | 272.1116 | 273.0612 | 274.2497 | 274.131 | 276.7429 | 278.5579
2012 | US | SPP | - | SPP | 1c | Additions for non-member load (load served by non-registered LSE's in a region) |  | 14 | 14 | 14 | 14 | 14 | 14 | 14 | 14 | 14 | 14 | 14
2012 | US | SPP | - | SPP | 1d | Stand-by Load Under Contract (Normally served by behind the meter generation) |  | 0 | 0 | 0 | 0 | 0 | 0 | 0 | 0 | 0 | 0 | 0
2012 | US | SPP | - | SPP | 1e | Non-Controllable Demand-Side Demand Response |  | 68.2 | 160 | 425 | 727 | 1064 | 1416 | 1786 | 2158 | 2533 | 2909 | 3288
2012 | US | SPP | - | SPP | 2 | Total Internal Demand | 39220.0689 | 40314.9452 | 41714.4936 | 42009.6666 | 42040.2994 | 42644.0121 | 43068.7179 | 43590.0476 | 44223.3118 | 44793.611 | 45333.7744 | 45726.0678
2012 | US | SPP | - | SPP | 2a | Supply-Side Direct Control Load Management (DCLM) | 45.6 | 44.2 | 61.9 | 139.4 | 233.1 | 343.2 | 461.7 | 588.6 | 723.9 | 867.7 | 1019.9 | 1180.5
2012 | US | SPP | - | SPP | 2b | Supply-Side Contractually Interruptible (Curtailable) | 158.3 | 147.2411 | 138.5388 | 138.5388 | 138.5388 | 138.5388 | 138.5388 | 138.5388 | 138.5388 | 138.5388 | 138.5388 | 138.5388
2012 | US | SPP | - | SPP | 2c | Supply-Side Critical Peak-Pricing (CPP) with Control | 0 | 0 | 0 | 0 | 0 | 0 | 0 | 0 | 0 | 0 | 0 | 0
2012 | US | SPP | - | SPP | 2d | Supply-Side Load as a Capacity Resource | 0 | 0 | 0 | 0 | 0 | 0 | 0 | 0 | 0 | 0 | 0 | 0
2012 | US | SPP | - | SPP | 3 | Net Internal Demand | 38621.7689 | 39602.4592 | 40983.0076 | 41344.9152 | 41224.5479 | 41812.2607 | 42204.9665 | 42726.2961 | 43359.5603 | 43929.8596 | 44470.0229 | 44862.3163
2012 | US | SPP | - | SPP | 3a | Demand-Side Direct Control Load Management (DCLM) |  | 115.594 | 115.594 | 115.594 | 115.594 | 115.594 | 115.594 | 115.594 | 115.594 | 115.594 | 115.594 | 115.594
2012 | US | SPP | - | SPP | 3b | Demand-Side Contractually Interruptible (Curtailable) | 570.3 | 568.892 | 587.892 | 521.1575 | 672.1575 | 688.1575 | 720.1575 | 720.1575 | 720.1575 | 720.1575 | 720.1575 | 720.1575
2012 | US | SPP | - | SPP | 3c | Demand-Side Critical Peak-Pricing (CPP) with Control |  |  |  | 0 | 0 | 0 | 0 | 0 | 0 | 0 | 0 | 0
2012 | US | SPP | - | SPP | 3d | Demand-Side Load as a Capacity Resource | 28 | 28 | 28 | 28 | 28 | 28 | 28 | 28 | 28 | 28 | 28 | 28
2012 | US | SPP | - | SPP | 4 | Total Controllable Demand Response | 802.2 | 903.927 | 931.9247 | 942.6903 | 1187.3903 | 1313.4903 | 1463.9903 | 1590.8903 | 1726.1903 | 1869.9903 | 2022.1903 | 2182.7903
2012 | US | SPP | - | SPP | 4a | Demand Response used for Ancillary Services - Spinning Reserves | 2 | 2 | 2 | 2 | 2 | 2 | 2 | 2 | 2 | 2 | 2 | 2
2012 | US | SPP | - | SPP | 4b | Demand Response used for Ancillary Services - Non-Spinning Reserves | bar: 360 to 415
2012 | US | SPP | - | SPP | 4c | Demand Response used for Regulation |  |  |  | 0 | 0 | 0 | 0 | 0 | 0 | 0 | 0 | 0
2012 | US | SPP | - | SPP | 4d | Demand Response used for Energy, Voluntary Services - Emergency |  |  |  | 0 | 0 | 0 | 0 | 0 | 0 | 0 | 0 | 0
2012 | US | SPP | - | SPP | 5 | TOTAL INTERNAL CAPACITY | 72771.2192 | 70763.4733 | 76481.4133 | 81148.9133 | 83179.5133 | 83167.2033 | 83957.2653 | 84110.6373 | 84173.6373 | 84811.6373 | 84961.6373 | 85090.6373
2012 | US | SPP | - | SPP | 6a | Existing-Certain | 60232.4892 | 59968.2923 | 59968.2923 | 59968.2923 | 59968.2923 | 59968.2923 | 59968.2923 | 59968.2923 | 59968.2923 | 59968.2923 | 59968.2923 | 59968.2923
2012 | US | SPP | - | SPP | 6a1 | Wind Expected On-Peak | 669.062 | 252.512 | 252.512 | 252.512 | 252.512 | 252.512 | 252.512 | 252.512 | 252.512 | 252.512 | 252.512 | 252.512
2012 | US | SPP | - | SPP | 6a2 | Solar Expected On-Peak | 0 | 5 | 5 | 5 | 5 | 5 | 5 | 5 | 5 | 5 | 5 | 5
2012 | US | SPP | - | SPP | 6a3 | Hydro Expected On-Peak | 2583.518 | 2345.968 | 2345.968 | 2345.968 | 2345.968 | 2345.968 | 2345.968 | 2345.968 | 2345.968 | 2345.968 | 2345.968 | 2345.968
2012 | US | SPP | - | SPP | 6a4 | Biomass Expected On-Peak | 14.24 | 18.84 | 18.84 | 18.84 | 18.84 | 18.84 | 18.84 | 18.84 | 18.84 | 18.84 | 18.84 | 18.84
2012 | US | SPP | - | SPP | 6b | Existing-Other | 7347.23 | 4826.577 | 4826.577 | 4826.577 | 4826.577 | 4826.577 | 4826.577 | 4826.577 | 4826.577 | 4826.577 | 4826.577 | 4826.577
2012 | US | SPP | - | SPP | 6b1 | Wind Derate On-Peak | 4529 | 4730.9 | 4730.9 | 4730.9 | 4730.9 | 4730.9 | 4730.9 | 4730.9 | 4730.9 | 4730.9 | 4730.9 | 4730.9
2012 | US | SPP | - | SPP | 6b2 | Solar Derate On-Peak | 0 | 45 | 45 | 45 | 45 | 45 | 45 | 45 | 45 | 45 | 45 | 45
2012 | US | SPP | - | SPP | 6b3 | Hydro Derate On-Peak | 135.5 | 152.5 | 152.5 | 152.5 | 152.5 | 152.5 | 152.5 | 152.5 | 152.5 | 152.5 | 152.5 | 152.5
2012 | US | SPP | - | SPP | 6b4 | Biomass Derate On-Peak | 0 | 0 | 0 | 0 | 0 | 0 | 0 | 0 | 0 | 0 | 0 | 0
2012 | US | SPP | - | SPP | 6b5 | Transmission-Limited Resources | 0 |  | 0 | 0 | 0 | 0 | 0 | 0 | 0 | 0 | 0 | 0
2012 | US | SPP | - | SPP | 6b6 | All Other Derates | -3 | 459.194 | 459.194 | 459.194 | 459.194 | 459.194 | 459.194 | 459.194 | 459.194 | 459.194 | 459.194 | 459.194
2012 | US | SPP | - | SPP | 6b7 | Energy-Only (Existing-Other) | 0 | 0 | 0 | 0 | 0 | 0 | 0 | 0 | 0 | 0 | 0 | 0
2012 | US | SPP | - | SPP | 6c | Unplanned Outages (Actual) / Current and Future Inoperable Resources | 530 | 281 | 285 | 290 | 852 | 857 | 857 | 857 | 857 | 857 | 857 | 857
2012 | US | SPP | - | SPP | 6d | Total Supply-Side Demand Response | 203.9 | 191.4411 | 200.4388 | 277.9388 | 371.6388 | 481.7388 | 600.2388 | 727.1388 | 862.4388 | 1006.2388 | 1158.4388 | 1319.0388
2012 | US | SPP | - | SPP | 7 | TOTAL FUTURE CAPACITY ADDITIONS |  | 81.01 | 1398.95 | 1776.45 | 1612.05 | 1420.905 | 2147.956 | 2232.142 | 2233.642 | 2736.642 | 2776.642 | 2795.642
2012 | US | SPP | - | SPP | 7a | Future-Planned |  | 81.01 | 1398.95 | 1776.45 | 1612.05 | 1420.905 | 2147.956 | 2232.142 | 2233.642 | 2736.642 | 2776.642 | 2795.642
2012 | US | SPP | - | SPP | 7a1 | Wind Expected On-Peak |  | 11.01 | 420.95 | 848.45 | 1005.05 | 1025.05 | 1025.05 | 1025.05 | 1025.05 | 1025.05 | 1025.05 | 1025.05
2012 | US | SPP | - | SPP | 7a2 | Wind Derate On-Peak |  | 219 | 4600 | 8875 | 10441 | 10641 | 10641 | 10641 | 10641 | 10641 | 10641 | 10641
2012 | US | SPP | - | SPP | 7a3 | Solar Expected On-Peak |  | 0 | 0 | 0 | 2.5 | 2.5 | 2.5 | 2.5 | 2.5 | 5 | 5 | 5
2012 | US | SPP | - | SPP | 7a4 | Solar Derate On-Peak |  | 0 | 0 | 0 | 22.5 | 22.5 | 22.5 | 22.5 | 22.5 | 45 | 45 | 45
2012 | US | SPP | - | SPP | 7a5 | Hydro Expected On-Peak |  | -20 | 7 | 7 | 7 | 7 | 7 | 7 | 7 | 7 | 7 | 7
2012 | US | SPP | - | SPP | 7a6 | Hydro Derate On-Peak |  | 0 | 0 | 0 | 0 | 0 | 0 | 0 | 0 | 0 | 0 | 0
2012 | US | SPP | - | SPP | 7a7 | Biomass Expected On-Peak |  | 0 | 1 | 1 | 201.5 | 201.5 | 201.5 | 201.5 | 201.5 | 202 | 202 | 202
2012 | US | SPP | - | SPP | 7a8 | Biomass Derate On-Peak |  | 0 | 5 | 5 | 7.5 | 7.5 | 7.5 | 7.5 | 7.5 | 10 | 10 | 10
2012 | US | SPP | - | SPP | 7a9 | Transmission-Limited Resources
2012 | US | SPP | - | SPP | 7a10 | Scheduled Outage - Maintenance |  | -20 | -20 | -60 | -60 | -60 | -60 | -60 | -60 | -60 | -60 | -60
2012 | US | SPP | - | SPP | 7a11 | All Other Derates |  | 0 | 10 | 20 | 62 | 35.835 | 98.846 | 168.032 | 229.532 | 339.532 | 449.532 | 559.532
2012 | US | SPP | - | SPP | 7a12 | Energy-Only |  | 0 | 0 | 0 | 0 | 0 | 0 | 0 | 0 | 0 | 0 | 0
2012 | US | SPP | - | SPP | 7b | Future-Other |  | 0 | 0 | 0 | 0 | 0 | 0 | 0 | 0 | 0 | 0 | 0
2012 | US | SPP | - | SPP | 7b1 | Wind Expected On-Peak |  | 0 | 0 | 0 | 0 | 0 | 0 | 0 | 0 | 0 | 0 | 0
2012 | US | SPP | - | SPP | 7b2 | Wind Derate On-Peak |  | 0 | 0 | 0 | 0 | 0 | 0 | 0 | 0 | 0 | 0 | 0
2012 | US | SPP | - | SPP | 7b3 | Solar Expected On-Peak |  | 0 | 0 | 0 | 0 | 0 | 0 | 0 | 0 | 0 | 0 | 0
2012 | US | SPP | - | SPP | 7b4 | Solar Derate On-Peak |  | 0 | 0 | 0 | 0 | 0 | 0 | 0 | 0 | 0 | 0 | 0
2012 | US | SPP | - | SPP | 7b5 | Hydro Expected On-Peak |  | 0 | 0 | 0 | 0 | 0 | 0 | 0 | 0 | 0 | 0 | 0
2012 | US | SPP | - | SPP | 7b6 | Hydro Derate On-Peak |  | 0 | 0 | 0 | 0 | 0 | 0 | 0 | 0 | 0 | 0 | 0
2012 | US | SPP | - | SPP | 7b7 | Biomass Expected On-Peak |  | 0 | 0 | 0 | 0 | 0 | 0 | 0 | 0 | 0 | 0 | 0
2012 | US | SPP | - | SPP | 7b8 | Biomass Derate On-Peak |  | 0 | 0 | 0 | 0 | 0 | 0 | 0 | 0 | 0 | 0 | 0
2012 | US | SPP | - | SPP | 7b9 | Transmission-Limited Resources
2012 | US | SPP | - | SPP | 7b10 | Scheduled Outage - Maintenance |  | 0 | 0 | 0 | 0 | 0 | 0 | 0 | 0 | 0 | 0 | 0
2012 | US | SPP | - | SPP | 7b11 | All Other Derates |  | 0 | 0 | 0 | 0 | 0 | 0 | 0 | 0 | 0 | 0 | 0
2012 | US | SPP | - | SPP | 7b12 | Energy-Only |  | 0 | 0 | 0 | 0 | 0 | 0 | 0 | 0 | 0 | 0 | 0
2012 | US | SPP | - | SPP | 8 | Conceptual |  | 0 | 1045.3 | 1105.4 | 1196.4 | 1178 | 1181 | 1351.4 | 1353.5 | 1574.9 | 1574.9 | 1574.9
2012 | US | SPP | - | SPP | 8a1 | Wind Expected On-Peak |  | 0 | 1045.3 | 1105.4 | 1193.4 | 1197 | 1200 | 1202.4 | 1204.5 | 1215.9 | 1215.9 | 1215.9
2012 | US | SPP | - | SPP | 8a2 | Wind Derate On-Peak |  | 0 | 10453 | 11054 | 11934 | 12054 | 12154 | 12234 | 12304 | 12684 | 12684 | 12684
2012 | US | SPP | - | SPP | 8a3 | Solar Expected On-Peak |  | 0 | 0 | 0 | 3 | 3 | 3 | 3 | 3 | 3 | 3 | 3
2012 | US | SPP | - | SPP | 8a4 | Solar Derate On-Peak |  | 0 | 0 | 0 | 0 | 0 | 0 | 0 | 0 | 0 | 0 | 0
2012 | US | SPP | - | SPP | 8a5 | Hydro Expected On-Peak |  | 0 | 0 | 0 | 0 | 0 | 0 | 0 | 0 | 0 | 0 | 0
2012 | US | SPP | - | SPP | 8a6 | Hydro Derate On-Peak |  | 0 | 0 | 0 | 0 | 0 | 0 | 0 | 0 | 0 | 0 | 0
2012 | US | SPP | - | SPP | 8a7 | Biomass Expected On-Peak |  | 0 | 0 | 0 | 0 | 0 | 0 | 0 | 0 | 0 | 0 | 0
2012 | US | SPP | - | SPP | 8a8 | Biomass Derate On-Peak |  | 0 | 0 | 0 | 0 | 0 | 0 | 0 | 0 | 0 | 0 | 0
2012 | US | SPP | - | SPP | 8a9 | All Other Derates |  | 0 | 0 | 0 | 0 | 0 | 0 | 0 | 0 | 0 | 0 | 0
2012 | US | SPP | - | SPP | 8a10 | Energy-Only |  | 0 | 0 | 0 | 0 | 0 | 0 | 0 | 0 | 0 | 0 | 0
2012 | US | SPP | - | SPP | 9 | ANTICIPATED INTERNAL CAPACITY |  | 60240.7434 | 61567.6811 | 62022.6811 | 61951.9811 | 61870.9361 | 62716.4871 | 62927.5731 | 63064.3731 | 63711.1731 | 63903.3731 | 64082.9731
2012 | US | SPP | - | SPP | 10 | CAPACITY TRANSACTIONS - IMPORTS | 1606.7 | 1862.3 | 1863.7 | 2050.8033 | 1958.7 | 1958.7 | 2008.7 | 2008.7 | 2038.7 | 2038.7 | 2038.7 | 2038.7
2012 | US | SPP | - | SPP | 10a | Firm | 1606.7 | 1862.3 | 1863.7 | 2050.8033 | 1958.7 | 1958.7 | 2008.7 | 2008.7 | 2038.7 | 2038.7 | 2038.7 | 2038.7
2012 | US | SPP | - | SPP | 10a1 | Full-Responsibility Purchases | 1341.7 | 1550.3 | 1551.7 | 1738.8033 | 1646.7 | 1646.7 | 1696.7 | 1696.7 | 1726.7 | 1726.7 | 1726.7 | 1726.7
2012 | US | SPP | - | SPP | 10a2 | Owned Capacity/Entitlement Located Outside the Region/Subregion | 265 | 312 | 312 | 312 | 312 | 312 | 312 | 312 | 312 | 312 | 312 | 312
2012 | US | SPP | - | SPP | 10b | Non-firm
2012 | US | SPP | - | SPP | 10c | Expected |  |  | 0 | 0 | 0 | 0 | 0 | 0 | 0 | 0 | 0 | 0
2012 | US | SPP | - | SPP | 10c1 | Full-Responsibility Purchases |  |  | 0 | 0 | 0 | 0 | 0 | 0 | 0 | 0 | 0 | 0
2012 | US | SPP | - | SPP | 10c2 | Owned Capacity/Entitlement Located Outside the Region/Subregion |  |  | 0 | 0 | 0 | 0 | 0 | 0 | 0 | 0 | 0 | 0
2012 | US | SPP | - | SPP | 11 | CAPACITY TRANSACTIONS - EXPORTS | 2169 | 2282.0116 | 2234.7178 | 2249.4874 | 1939 | 1939 | 2009 | 1976 | 1976 | 1976 | 1976 | 1985
2012 | US | SPP | - | SPP | 11a | Firm | 2169 | 2282.0116 | 2234.7178 | 2249.4874 | 1939 | 1939 | 2009 | 1976 | 1976 | 1976 | 1976 | 1985
2012 | US | SPP | - | SPP | 11a1 | Full-Responsibility Purchases | 2123 | 2234.0116 | 2186.7178 | 2201.4874 | 1891 | 1891 | 1961 | 1926 | 1926 | 1926 | 1926 | 1935
2012 | US | SPP | - | SPP | 11a2 | Owned Capacity/Entitlement Located Outside the Region/Subregion | 46 | 48 | 48 | 48 | 48 | 48 | 48 | 50 | 50 | 50 | 50 | 50
2012 | US | SPP | - | SPP | 11b | Non-firm
2012 | US | SPP | - | SPP | 11c | Expected |  |  | 0 | 0 | 0 | 0 | 0 | 0 | 0 | 0 | 0 | 0
2012 | US | SPP | - | SPP | 11c1 | Full-Responsibility Purchases |  |  | 0 | 0 | 0 | 0 | 0 | 0 | 0 | 0 | 0 | 0
2012 | US | SPP | - | SPP | 11c2 | Owned Capacity/Entitlement Located Outside the Region/Subregion |  |  | 0 | 0 | 0 | 0 | 0 | 0 | 0 | 0 | 0 | 0
2012 | US | SPP | - | SPP | 12 | EXISTING-CERTAIN & NET FIRM TRANSACTIONS | 59874.0892 | 59740.0218 | 59797.7133 | 60047.547 | 60359.6311 | 60469.7311 | 60568.2311 | 60728.1311 | 60893.4311 | 61037.2311 | 61189.4311 | 61341.0311
2012 | US | SPP | - | SPP | 13 | ANTICIPATED CAPACITY RESOURCES |  |  | 61196.6633 | 61823.997 | 61971.6811 | 61890.6361 | 62716.1871 | 62960.2731 | 63127.0731 | 63773.8731 | 63966.0731 | 64136.6731
2012 | US | SPP | - | SPP | 14 | PROSPECTIVE CAPACITY RESOURCES |  |  | 66023.2403 | 66650.574 | 66798.2581 | 66717.2131 | 67542.7641 | 67786.8501 | 67953.6501 | 68600.4501 | 68792.6501 | 68963.2501
2012 | US | SPP | - | SPP | 15 | TOTAL POTENTIAL CAPACITY RESOURCES |  |  | 67068.5403 | 67755.974 | 67994.6581 | 67895.2131 | 68723.7641 | 69138.2501 | 69307.1501 | 70175.3501 | 70367.5501 | 70538.1501
2012 | US | SPP | - | SPP | 16 | ADJUSTED POTENTIAL CAPACITY RESOURCES |  |  | 67068.5299 | 67755.9629 | 67994.6462 | 67895.2013 | 68723.7523 | 69138.2366 | 69307.1366 | 70175.3344 | 70367.5344 | 70538.1344
2012 | US | SPP | - | SPP | 16a | Confidence of Future-Other |  |  | 0.99999 | 0.99999 | 0.99999 | 0.99999 | 0.99999 | 0.99999 | 0.99999 | 0.99999 | 0.99999 | 0.99999
2012 | US | SPP | - | SPP | 16b | Net Future-Other Resources After Confidence Percentage Is Applied |  |  | 0 | 0 | 0 | 0 | 0 | 0 | 0 | 0 | 0 | 0
2012 | US | SPP | - | SPP | 16c | Confidence of Conceptual |  |  | 0.99999 | 0.99999 | 0.99999 | 0.99999 | 0.99999 | 0.99999 | 0.99999 | 0.99999 | 0.99999 | 0.99999
2012 | US | SPP | - | SPP | 16d | Net Conceptual Resources After Confidence Percentage Is Applied |  |  | 1045.2895 | 1105.3889 | 1196.388 | 1177.9882 | 1180.9882 | 1351.3865 | 1353.4865 | 1574.8843 | 1574.8843 | 1574.8843
2012 | US | SPP | - | SPP | 17 | ASSESSMENT AREA TARGET RESERVE MARGIN |  | 13.6% | 13.6% | 13.6% | 13.6% | 13.6% | 13.6% | 13.6% | 13.6% | 13.6% | 13.6% | 13.6%
2012 | US | SPP | - | SPP | 18 | EXISTING-CERTAIN AND NET FIRM TRANSACTIONS RESERVE MARGIN | 360: 55.03%; 365: 50.85%
2012 | US | SPP | - | SPP | 19 | ANTICIPATED CAPACITY RESOURCES RESERVE MARGIN |  |  | 49.32% | 49.53% | 50.33% | 48.02% | 48.6% | 47.36% | 45.59% | 45.17% | 43.84% | 42.96%
2012 | US | SPP | - | SPP | 20 | PROSPECTIVE CAPACITY RESOURCES RESERVE MARGIN |  |  | 61.1% | 61.21% | 62.04% | 59.56% | 60.04% | 58.65% | 56.72% | 56.16% | 54.69% | 53.72%
2012 | US | SPP | - | SPP | 21 | TOTAL POTENTIAL RESOURCES RESERVE MARGIN |  |  | 63.65% | 63.88% | 64.94% | 62.38% | 62.83% | 61.82% | 59.84% | 59.74% | 58.24% | 57.23%
2012 | US | SPP | - | SPP | 22 | ADJUSTED POTENTIAL RESOURCES RESERVE MARGIN |  |  | 63.65% | 63.88% | 64.94% | 62.38% | 62.83% | 61.82% | 59.84% | 59.74% | 58.24% | 57.23%
2012 | US | SPP | - | SPP | 23 | Total Baseline Installed Capacity | 360: 72771.2192
2012 | US | SPP | - | SPP | 24 | Distributed or Other Capacity (Behind the Meter) < 1 MW | 1.5 | 1.5 | 1.5 | 1.5 | 1.5 | 1.5 | 1.5 | 1.5 | 1.5 | 1.5 | 1.5 | 1.5
2012 | US | SPP | - | SPP | 25 | Distributed or Other Capacity (Behind the Meter) ≥ 1 MW | 54.5 | 54.5 | 54.5 | 54.5 | 54.5 | 54.5 | 54.5 | 54.5 | 54.5 | 54.5 | 54.5 | 54.5
2012 | US | SPP | - | SPP | 26 | Capacity Total from EIA-860 |  | 0 | 0 | 0 | 0 | 0 | 0 | 0 | 0 | 0 | 0 | 0
2012 | US | TRE | - | ERCOT | 1 | Unrestricted Non-coincident Peak Demand |  | 52909 | 51974 | 52429 | 55470 | 56663 | 59644 | 60119 | 60378 | 61245 | 62272 | 64842
2012 | US | TRE | - | ERCOT | 1a | New Conservation (Energy Efficiency) |  | 119 | 240 | 366 | 498 | 635 | 775 | 917 | 1060 | 1206 | 1355 | 1506
2012 | US | TRE | - | ERCOT | 1b | Estimated Diversity |  |  |  | 0 | 0 | 0 | 0 | 0 | 0 | 0 | 0 | 0
2012 | US | TRE | - | ERCOT | 1c | Additions for non-member load (load served by non-registered LSE's in a region) |  |  |  | 0 | 0 | 0 | 0 | 0 | 0 | 0 | 0 | 0
2012 | US | TRE | - | ERCOT | 1d | Stand-by Load Under Contract (Normally served by behind the meter generation) |  |  |  | 0 | 0 | 0 | 0 | 0 | 0 | 0 | 0 | 0
2012 | US | TRE | - | ERCOT | 1e | Non-Controllable Demand-Side Demand Response |  |  |  | 0 | 0 | 0 | 0 | 0 | 0 | 0 | 0 | 0
2012 | US | TRE | - | ERCOT | 2 | Total Internal Demand | 50100 | 52790 | 51734 | 52063 | 54972 | 56028 | 58869 | 59202 | 59318 | 60039 | 60917 | 63336
2012 | US | TRE | - | ERCOT | 2a | Supply-Side Direct Control Load Management (DCLM) |  |  |  | 0 | 0 | 0 | 0 | 0 | 0 | 0 | 0 | 0
2012 | US | TRE | - | ERCOT | 2b | Supply-Side Contractually Interruptible (Curtailable) |  |  |  | 0 | 0 | 0 | 0 | 0 | 0 | 0 | 0 | 0
2012 | US | TRE | - | ERCOT | 2c | Supply-Side Critical Peak-Pricing (CPP) with Control |  |  |  | 0 | 0 | 0 | 0 | 0 | 0 | 0 | 0 | 0
2012 | US | TRE | - | ERCOT | 2d | Supply-Side Load as a Capacity Resource |  |  |  | 0 | 0 | 0 | 0 | 0 | 0 | 0 | 0 | 0
2012 | US | TRE | - | ERCOT | 3 | Net Internal Demand | 50100 | 51319 | 50263 | 50533 | 53378 | 54363 | 57204 | 57459 | 57575 | 58210 | 59031 | 61450
2012 | US | TRE | - | ERCOT | 3a | Demand-Side Direct Control Load Management (DCLM) | 0 | 0 | 0 | 0 | 0 | 0 | 0 | 0 | 0 | 0 | 0 | 0
2012 | US | TRE | - | ERCOT | 3b | Demand-Side Contractually Interruptible (Curtailable) | 0 | 585 | 585 | 644 | 708 | 779 | 779 | 857 | 857 | 943 | 1000 | 1000
2012 | US | TRE | - | ERCOT | 3c | Demand-Side Critical Peak-Pricing (CPP) with Control | 0 | 0 | 0 | 0 | 0 | 0 | 0 | 0 | 0 | 0 | 0 | 0
2012 | US | TRE | - | ERCOT | 3d | Demand-Side Load as a Capacity Resource | 0 | 886 | 886 | 886 | 886 | 886 | 886 | 886 | 886 | 886 | 886 | 886
2012 | US | TRE | - | ERCOT | 4 | Total Controllable Demand Response | 0 | 1471 | 1471 | 1530 | 1594 | 1665 | 1665 | 1743 | 1743 | 1829 | 1886 | 1886
2012 | US | TRE | - | ERCOT | 4a | Demand Response used for Ancillary Services - Spinning Reserves |  |  |  | 0 | 0 | 0 | 0 | 0 | 0 | 0 | 0 | 0
2012 | US | TRE | - | ERCOT | 4b | Demand Response used for Ancillary Services - Non-Spinning Reserves |  |  |  | 0 | 0 | 0 | 0 | 0 | 0 | 0 | 0 | 0
2012 | US | TRE | - | ERCOT | 4c | Demand Response used for Regulation |  |  |  | 0 | 0 | 0 | 0 | 0 | 0 | 0 | 0 | 0
2012 | US | TRE | - | ERCOT | 4d | Demand Response used for Energy, Voluntary Services - Emergency |  |  |  | 0 | 0 | 0 | 0 | 0 | 0 | 0 | 0 | 0
2012 | US | TRE | - | ERCOT | 5 | TOTAL INTERNAL CAPACITY | 82393 | 88366.562 | 90363.562 | 91063.562 | 92560.562 | 94720.562 | 94720.562 | 95960.562 | 95100.562 | 95100.562 | 95100.562 | 95100.562
2012 | US | TRE | - | ERCOT | 6a | Existing-Certain | 69519 | 75405.405 | 75405.405 | 75405.405 | 75405.405 | 75405.405 | 75405.405 | 75405.405 | 75405.405 | 75405.405 | 75405.405 | 75405.405
2012 | US | TRE | - | ERCOT | 6a1 | Wind Expected On-Peak | 2084 | 855.123 | 855.123 | 855.123 | 855.123 | 855.123 | 855.123 | 855.123 | 855.123 | 855.123 | 855.123 | 855.123
2012 | US | TRE | - | ERCOT | 6a2 | Solar Expected On-Peak | 0 | 73.72 | 73.72 | 73.72 | 73.72 | 73.72 | 73.72 | 73.72 | 73.72 | 73.72 | 73.72 | 73.72
2012 | US | TRE | - | ERCOT | 6a3 | Hydro Expected On-Peak | 132 | 0 | 0 | 0 | 0 | 0 | 0 | 0 | 0 | 0 | 0 | 0
2012 | US | TRE | - | ERCOT | 6a4 | Biomass Expected On-Peak | 26 | 108.145 | 108.145 | 108.145 | 108.145 | 108.145 | 108.145 | 108.145 | 108.145 | 108.145 | 108.145 | 108.145
2012 | US | TRE | - | ERCOT | 6b | Existing-Other |  | 0 | 0 | 0 | 0 | 0 | 0 | 0 | 0 | 0 | 0 | 0
2012 | US | TRE | - | ERCOT | 6b1 | Wind Derate On-Peak | 7520 | 8973.877 | 8973.877 | 8973.877 | 8973.877 | 8973.877 | 8973.877 | 8973.877 | 8973.877 | 8973.877 | 8973.877 | 8973.877
2012 | US | TRE | - | ERCOT | 6b2 | Solar Derate On-Peak | 4 | 0 | 0 | 0 | 0 | 0 | 0 | 0 | 0 | 0 | 0 | 0
2012 | US | TRE | - | ERCOT | 6b3 | Hydro Derate On-Peak | 405 | 544.28 | 544.28 | 544.28 | 544.28 | 544.28 | 544.28 | 544.28 | 544.28 | 544.28 | 544.28 | 544.28
2012 | US | TRE | - | ERCOT | 6b4 | Biomass Derate On-Peak | 0 | 0 | 0 | 0 | 0 | 0 | 0 | 0 | 0 | 0 | 0 | 0
2012 | US | TRE | - | ERCOT | 6b5 | Transmission-Limited Resources | 0 |  | 0 | 0 | 0 | 0 | 0 | 0 | 0 | 0 | 0 | 0
2012 | US | TRE | - | ERCOT | 6b6 | All Other Derates | 0 | 0 | 0 | 0 | 0 | 0 | 0 | 0 | 0 | 0 | 0 | 0
2012 | US | TRE | - | ERCOT | 6b7 | Energy-Only (Existing-Other) | 0 | 0 | 0 | 0 | 0 | 0 | 0 | 0 | 0 | 0 | 0 | 0
2012 | US | TRE | - | ERCOT | 6c | Unplanned Outages (Actual) / Current and Future Inoperable Resources | 4945 | 2752 | 2752 | 2752 | 2752 | 2752 | 2752 | 2752 | 2752 | 2752 | 2752 | 2752
2012 | US | TRE | - | ERCOT | 6d | Total Supply-Side Demand Response | 0 | 0 | 0 | 0 | 0 | 0 | 0 | 0 | 0 | 0 | 0 | 0
2012 | US | TRE | - | ERCOT | 7 | TOTAL FUTURE CAPACITY ADDITIONS |  | 210.762 | 1229.026 | 1289.926 | 2786.926 | 4946.926 | 4946.926 | 6186.926 | 5326.926 | 5326.926 | 5326.926 | 5326.926
2012 | US | TRE | - | ERCOT | 7a | Future-Planned |  | 210.762 | 1229.026 | 1289.926 | 2786.926 | 4946.926 | 4946.926 | 6186.926 | 5326.926 | 5326.926 | 5326.926 | 5326.926
2012 | US | TRE | - | ERCOT | 7a1 | Wind Expected On-Peak |  | 45.762 | 139.026 | 199.926 | 199.926 | 199.926 | 199.926 | 199.926 | 199.926 | 199.926 | 199.926 | 199.926
2012 | US | TRE | - | ERCOT | 7a2 | Wind Derate On-Peak |  | 480.238 | 1458.974 | 2098.074 | 2098.074 | 2098.074 | 2098.074 | 2098.074 | 2098.074 | 2098.074 | 2098.074 | 2098.074
2012 | US | TRE | - | ERCOT | 7a3 | Solar Expected On-Peak |  | 60 | 60 | 60 | 60 | 60 | 60 | 60 | 60 | 60 | 60 | 60
2012 | US | TRE | - | ERCOT | 7a4 | Solar Derate On-Peak |  | 0 | 0 | 0 | 0 | 0 | 0 | 0 | 0 | 0 | 0 | 0
2012 | US | TRE | - | ERCOT | 7a5 | Hydro Expected On-Peak |  | 0 | 0 | 0 | 0 | 0 | 0 | 0 | 0 | 0 | 0 | 0
2012 | US | TRE | - | ERCOT | 7a6 | Hydro Derate On-Peak |  | 0 | 0 | 0 | 0 | 0 | 0 | 0 | 0 | 0 | 0 | 0
2012 | US | TRE | - | ERCOT | 7a7 | Biomass Expected On-Peak |  | 105 | 105 | 105 | 105 | 105 | 105 | 105 | 105 | 105 | 105 | 105
2012 | US | TRE | - | ERCOT | 7a8 | Biomass Derate On-Peak |  | 0 | 0 | 0 | 0 | 0 | 0 | 0 | 0 | 0 | 0 | 0
2012 | US | TRE | - | ERCOT | 7a9 | Transmission-Limited Resources
2012 | US | TRE | - | ERCOT | 7a10 | Scheduled Outage - Maintenance |  | 0 | 0 | 0 | 0 | 0 | 0 | 0 | 0 | 0 | 0 | 0
2012 | US | TRE | - | ERCOT | 7a11 | All Other Derates |  | 0 | -1.1369e-13 | 0 | 0 | 0 | 0 | 0 | 0 | 0 | 0 | 0
2012 | US | TRE | - | ERCOT | 7a12 | Energy-Only |  | 0 | 0 | 0 | 0 | 0 | 0 | 0 | 0 | 0 | 0 | 0
2012 | US | TRE | - | ERCOT | 7b | Future-Other |  | 0 | 0 | 0 | 0 | 0 | 0 | 0 | 0 | 0 | 0 | 0
2012 | US | TRE | - | ERCOT | 7b1 | Wind Expected On-Peak |  | 0 | 0 | 0 | 0 | 0 | 0 | 0 | 0 | 0 | 0 | 0
2012 | US | TRE | - | ERCOT | 7b2 | Wind Derate On-Peak |  | 0 | 0 | 0 | 0 | 0 | 0 | 0 | 0 | 0 | 0 | 0
2012 | US | TRE | - | ERCOT | 7b3 | Solar Expected On-Peak |  | 0 | 0 | 0 | 0 | 0 | 0 | 0 | 0 | 0 | 0 | 0
2012 | US | TRE | - | ERCOT | 7b4 | Solar Derate On-Peak |  | 0 | 0 | 0 | 0 | 0 | 0 | 0 | 0 | 0 | 0 | 0
2012 | US | TRE | - | ERCOT | 7b5 | Hydro Expected On-Peak |  | 0 | 0 | 0 | 0 | 0 | 0 | 0 | 0 | 0 | 0 | 0
2012 | US | TRE | - | ERCOT | 7b6 | Hydro Derate On-Peak |  | 0 | 0 | 0 | 0 | 0 | 0 | 0 | 0 | 0 | 0 | 0
2012 | US | TRE | - | ERCOT | 7b7 | Biomass Expected On-Peak |  | 0 | 0 | 0 | 0 | 0 | 0 | 0 | 0 | 0 | 0 | 0
2012 | US | TRE | - | ERCOT | 7b8 | Biomass Derate On-Peak |  | 0 | 0 | 0 | 0 | 0 | 0 | 0 | 0 | 0 | 0 | 0
2012 | US | TRE | - | ERCOT | 7b9 | Transmission-Limited Resources
2012 | US | TRE | - | ERCOT | 7b10 | Scheduled Outage - Maintenance |  | 0 | 0 | 0 | 0 | 0 | 0 | 0 | 0 | 0 | 0 | 0
2012 | US | TRE | - | ERCOT | 7b11 | All Other Derates |  | 0 | 0 | 0 | 0 | 0 | 0 | 0 | 0 | 0 | 0 | 0
2012 | US | TRE | - | ERCOT | 7b12 | Energy-Only |  | 0 | 0 | 0 | 0 | 0 | 0 | 0 | 0 | 0 | 0 | 0
2012 | US | TRE | - | ERCOT | 8 | Conceptual |  | 351.759 | 1165.1491 | 2575.7421 | 3372.1681 | 4613.6181 | 4613.6181 | 5463.6181 | 5463.6181 | 5463.6181 | 5463.6181 | 5463.6181
2012 | US | TRE | - | ERCOT | 8a1 | Wind Expected On-Peak |  | 126.759 | 459.9081 | 1037.5011 | 1193.9271 | 1224.3771 | 1224.3771 | 1224.3771 | 1224.3771 | 1224.3771 | 1224.3771 | 1224.3771
2012 | US | TRE | - | ERCOT | 8a2 | Wind Derate On-Peak |  | 1330.241 | 3496.1509 | 9557.5579 | 11199.1319 | 11518.6819 | 11518.6819 | 11518.6819 | 11518.6819 | 11518.6819 | 11518.6819 | 11518.6819
2012 | US | TRE | - | ERCOT | 8a3 | Solar Expected On-Peak |  | 100 | 260 | 441 | 481 | 481 | 481 | 481 | 481 | 481 | 481 | 481
2012 | US | TRE | - | ERCOT | 8a4 | Solar Derate On-Peak |  | 0 | 0 | 0 | 0 | 0 | 0 | 0 | 0 | 0 | 0 | 0
2012 | US | TRE | - | ERCOT | 8a5 | Hydro Expected On-Peak |  | 0 | 0 | 0 | 0 | 0 | 0 | 0 | 0 | 0 | 0 | 0
2012 | US | TRE | - | ERCOT | 8a6 | Hydro Derate On-Peak |  | 0 | 0 | 0 | 0 | 0 | 0 | 0 | 0 | 0 | 0 | 0
2012 | US | TRE | - | ERCOT | 8a7 | Biomass Expected On-Peak |  | 0 | 0 | 0 | 0 | 0 | 0 | 0 | 0 | 0 | 0 | 0
2012 | US | TRE | - | ERCOT | 8a8 | Biomass Derate On-Peak |  | 0 | 0 | 0 | 0 | 0 | 0 | 0 | 0 | 0 | 0 | 0
2012 | US | TRE | - | ERCOT | 8a9 | All Other Derates |  | 0 | 1330.241 | 1330.241 | 1330.241 | 1330.241 | 1330.241 | 1330.241 | 1330.241 | 1330.241 | 1330.241 | 1330.241
2012 | US | TRE | - | ERCOT | 8a10 | Energy-Only |  | 0 | 0 | 0 | 0 | 0 | 0 | 0 | 0 | 0 | 0 | 0
2012 | US | TRE | - | ERCOT | 9 | ANTICIPATED INTERNAL CAPACITY |  | 75616.167 | 76634.431 | 76695.331 | 78192.331 | 80352.331 | 80352.331 | 81592.331 | 80732.331 | 80732.331 | 80732.331 | 80732.331
2012 | US | TRE | - | ERCOT | 10 | CAPACITY TRANSACTIONS - IMPORTS | 0 | 598 | 598 | 598 | 598 | 598 | 598 | 598 | 598 | 598 | 598 | 598
2012 | US | TRE | - | ERCOT | 10a | Firm |  | 598 | 598 | 598 | 598 | 598 | 598 | 598 | 598 | 598 | 598 | 598
2012 | US | TRE | - | ERCOT | 10a1 | Full-Responsibility Purchases |  | 48 | 48 | 48 | 48 | 48 | 48 | 48 | 48 | 48 | 48 | 48
2012 | US | TRE | - | ERCOT | 10a2 | Owned Capacity/Entitlement Located Outside the Region/Subregion |  |  | 0 | 0 | 0 | 0 | 0 | 0 | 0 | 0 | 0 | 0
2012 | US | TRE | - | ERCOT | 10b | Non-firm
2012 | US | TRE | - | ERCOT | 10c | Expected |  |  | 0 | 0 | 0 | 0 | 0 | 0 | 0 | 0 | 0 | 0
2012 | US | TRE | - | ERCOT | 10c1 | Full-Responsibility Purchases |  |  | 0 | 0 | 0 | 0 | 0 | 0 | 0 | 0 | 0 | 0
2012 | US | TRE | - | ERCOT | 10c2 | Owned Capacity/Entitlement Located Outside the Region/Subregion |  |  | 0 | 0 | 0 | 0 | 0 | 0 | 0 | 0 | 0 | 0
2012 | US | TRE | - | ERCOT | 11 | CAPACITY TRANSACTIONS - EXPORTS | 317 | 317 | 317 | 317 | 317 | 317 | 317 | 317 | 317 | 0 | 0 | 0
2012 | US | TRE | - | ERCOT | 11a | Firm | 317 | 317 | 317 | 317 | 317 | 317 | 317 | 317 | 317 | 0 | 0 | 0
2012 | US | TRE | - | ERCOT | 11a1 | Full-Responsibility Purchases |  |  | 0 | 0 | 0 | 0 | 0 | 0 | 0 | 0 | 0 | 0
2012 | US | TRE | - | ERCOT | 11a2 | Owned Capacity/Entitlement Located Outside the Region/Subregion | 317 | 317 | 317 | 317 | 317 | 317 | 317 | 317 | 317 | 317 | 317 | 317
2012 | US | TRE | - | ERCOT | 11b | Non-firm
2012 | US | TRE | - | ERCOT | 11c | Expected |  |  | 0 | 0 | 0 | 0 | 0 | 0 | 0 | 0 | 0 | 0
2012 | US | TRE | - | ERCOT | 11c1 | Full-Responsibility Purchases |  |  | 0 | 0 | 0 | 0 | 0 | 0 | 0 | 0 | 0 | 0
2012 | US | TRE | - | ERCOT | 11c2 | Owned Capacity/Entitlement Located Outside the Region/Subregion |  |  | 0 | 0 | 0 | 0 | 0 | 0 | 0 | 0 | 0 | 0
2012 | US | TRE | - | ERCOT | 12 | EXISTING-CERTAIN & NET FIRM TRANSACTIONS | 69202 | 75686.405 | 75686.405 | 75686.405 | 75686.405 | 75686.405 | 75686.405 | 75686.405 | 75686.405 | 76003.405 | 76003.405 | 76003.405
2012 | US | TRE | - | ERCOT | 13 | ANTICIPATED CAPACITY RESOURCES |  |  | 76915.431 | 76976.331 | 78473.331 | 80633.331 | 80633.331 | 81873.331 | 81013.331 | 81330.331 | 81330.331 | 81330.331
2012 | US | TRE | - | ERCOT | 14 | PROSPECTIVE CAPACITY RESOURCES |  |  | 76915.431 | 76976.331 | 78473.331 | 80633.331 | 80633.331 | 81873.331 | 81013.331 | 81330.331 | 81330.331 | 81330.331
2012 | US | TRE | - | ERCOT | 15 | TOTAL POTENTIAL CAPACITY RESOURCES |  |  | 78080.5801 | 79552.0731 | 81845.4991 | 85246.9491 | 85246.9491 | 87336.9491 | 86476.9491 | 86793.9491 | 86793.9491 | 86793.9491
2012 | US | TRE | - | ERCOT | 16 | ADJUSTED POTENTIAL CAPACITY RESOURCES |  |  | 78080.5684 | 79552.0473 | 81845.4654 | 85246.903 | 85246.903 | 87336.8945 | 86476.8945 | 86793.8945 | 86793.8945 | 86793.8945
2012 | US | TRE | - | ERCOT | 16a | Confidence of Future-Other |  |  | 0.99999 | 0.99999 | 0.99999 | 0.99999 | 0.99999 | 0.99999 | 0.99999 | 0.99999 | 0.99999 | 0.99999
2012 | US | TRE | - | ERCOT | 16b | Net Future-Other Resources After Confidence Percentage Is Applied |  |  | 0 | 0 | 0 | 0 | 0 | 0 | 0 | 0 | 0 | 0
2012 | US | TRE | - | ERCOT | 16c | Confidence of Conceptual |  |  | 0.99999 | 0.99999 | 0.99999 | 0.99999 | 0.99999 | 0.99999 | 0.99999 | 0.99999 | 0.99999 | 0.99999
2012 | US | TRE | - | ERCOT | 16d | Net Conceptual Resources After Confidence Percentage Is Applied |  |  | 1165.1374 | 2575.7163 | 3372.1344 | 4613.572 | 4613.572 | 5463.5635 | 5463.5635 | 5463.5635 | 5463.5635 | 5463.5635
2012 | US | TRE | - | ERCOT | 17 | ASSESSMENT AREA TARGET RESERVE MARGIN |  | 13.75% | 13.75% | 13.75% | 13.75% | 13.75% | 13.75% | 13.75% | 13.75% | 13.75% | 13.75% | 13.75%
2012 | US | TRE | - | ERCOT | 18 | EXISTING-CERTAIN AND NET FIRM TRANSACTIONS RESERVE MARGIN | 360: 38.13%; 365: 47.48%
2012 | US | TRE | - | ERCOT | 19 | ANTICIPATED CAPACITY RESOURCES RESERVE MARGIN |  |  | 53.03% | 52.33% | 47.01% | 48.32% | 40.96% | 42.49% | 40.71% | 39.72% | 37.78% | 32.35%
2012 | US | TRE | - | ERCOT | 20 | PROSPECTIVE CAPACITY RESOURCES RESERVE MARGIN |  |  | 53.03% | 52.33% | 47.01% | 48.32% | 40.96% | 42.49% | 40.71% | 39.72% | 37.78% | 32.35%
2012 | US | TRE | - | ERCOT | 21 | TOTAL POTENTIAL RESOURCES RESERVE MARGIN |  |  | 55.34% | 57.43% | 53.33% | 56.81% | 49.02% | 52% | 50.2% | 49.1% | 47.03% | 41.24%
2012 | US | TRE | - | ERCOT | 22 | ADJUSTED POTENTIAL RESOURCES RESERVE MARGIN |  |  | 55.34% | 57.43% | 53.33% | 56.81% | 49.02% | 52% | 50.2% | 49.1% | 47.03% | 41.24%
2012 | US | TRE | - | ERCOT | 23 | Total Baseline Installed Capacity | 360: 82393
2012 | US | TRE | - | ERCOT | 24 | Distributed or Other Capacity (Behind the Meter) < 1 MW |  | 0 | 0 | 0 | 0 | 0 | 0 | 0 | 0 | 0 | 0 | 0
2012 | US | TRE | - | ERCOT | 25 | Distributed or Other Capacity (Behind the Meter) ≥ 1 MW |  | 0 | 0 | 0 | 0 | 0 | 0 | 0 | 0 | 0 | 0 | 0
2012 | US | TRE | - | ERCOT | 26 | Capacity Total from EIA-860 |  | 0 | 0 | 0 | 0 | 0 | 0 | 0 | 0 | 0 | 0 | 0
2012 | TL | WECC | - | WECC | 1 | Unrestricted Non-coincident Peak Demand |  | 129225.42 | 132618.91 | 135815.03 | 138720.54 | 140737.74 | 143404.6 | 145927.8 | 148977.4 | 151871.3 | 154714.3 | 155294.8
2012 | TL | WECC | - | WECC | 1a | New Conservation (Energy Efficiency) |  | 393 | 859 | 1263 | 1723 | 2202 | 2721 | 3261 | 3811 | 4369 | 4981 | 5007
2012 | TL | WECC | - | WECC | 1b | Estimated Diversity |  | 0 | 0 | 0 | 0 | 0 | 0 | 0 | 0 | 0 | 0 | 0
2012 | TL | WECC | - | WECC | 1c | Additions for non-member load (load served by non-registered LSE's in a region) |  | 0 | 0 | 0 | 0 | 0 | 0 | 0 | 0 | 0 | 0 | 0
2012 | TL | WECC | - | WECC | 1d | Stand-by Load Under Contract (Normally served by behind the meter generation) |  | 2238 | 2264 | 2291 | 2319 | 2346 | 2375 | 2404 | 2433 | 2464 | 2494 | 2526
2012 | TL | WECC | - | WECC | 1e | Non-Controllable Demand-Side Demand Response |  | 0 | 0 | 0 | 0 | 0 | 0 | 0 | 0 | 0 | 0 | 0
2012 | TL | WECC | - | WECC | 2 | Total Internal Demand | 129458 | 131070.42 | 134023.91 | 136843.03 | 139316.54 | 140881.74 | 143058.6 | 145070.8 | 147599.4 | 149966.3 | 152227.3 | 152813.8
2012 | TL | WECC | - | WECC | 2a | Supply-Side Direct Control Load Management (DCLM) | 0 | 0 | 0 | 0 | 0 | 0 | 0 | 0 | 0 | 0 | 0 | 0
2012 | TL | WECC | - | WECC | 2b | Supply-Side Contractually Interruptible (Curtailable) | 0 | 0 | 0 | 0 | 0 | 0 | 0 | 0 | 0 | 0 | 0 | 0
2012 | TL | WECC | - | WECC | 2c | Supply-Side Critical Peak-Pricing (CPP) with Control | 0 | 0 | 0 | 0 | 0 | 0 | 0 | 0 | 0 | 0 | 0 | 0
2012 | TL | WECC | - | WECC | 2d | Supply-Side Load as a Capacity Resource | 0 | 0 | 0 | 0 | 0 | 0 | 0 | 0 | 0 | 0 | 0 | 0
2012 | TL | WECC | - | WECC | 3 | Net Internal Demand | 128567 | 129150.42 | 132005.91 | 134787.03 | 137224.54 | 138750.74 | 140887.6 | 142870.8 | 145336.4 | 147641.3 | 149894.3 | 150428.8
2012 | TL | WECC | - | WECC | 3a | Demand-Side Direct Control Load Management (DCLM) | 0 | 79 | 104 | 119 | 122 | 122 | 122 | 122 | 122 | 122 | 122 | 122
2012 | TL | WECC | - | WECC | 3b | Demand-Side Contractually Interruptible (Curtailable) | 751 | 1427 | 1423 | 1460 | 1479 | 1496 | 1500 | 1505 | 1519 | 1533 | 1493 | 1495
2012 | TL | WECC | - | WECC | 3c | Demand-Side Critical Peak-Pricing (CPP) with Control | 0 | 0 | 0 | 0 | 0 | 0 | 0 | 0 | 0 | 0 | 0 | 0
2012 | TL | WECC | - | WECC | 3d | Demand-Side Load as a Capacity Resource | 140 | 414 | 491 | 477 | 491 | 513 | 549 | 573 | 622 | 670 | 718 | 768
2012 | TL | WECC | - | WECC | 4 | Total Controllable Demand Response | 891 | 1920 | 2018 | 2056 | 2092 | 2131 | 2171 | 2200 | 2263 | 2325 | 2333 | 2385
2012 | TL | WECC | - | WECC | 4a | Demand Response used for Ancillary Services - Spinning Reserves | 432 | 634 | 641 | 646 | 651 | 656 | 656 | 661 | 661 | 666 | 666 | 666
2012 | TL | WECC | - | WECC | 4b | Demand Response used for Ancillary Services - Non-Spinning Reserves | 486 | 532 | 534 | 534 | 534 | 534 | 534 | 534 | 534 | 534 | 534 | 534
2012 | TL | WECC | - | WECC | 4c | Demand Response used for Regulation | 112 | 75 | 80 | 85 | 90 | 95 | 95 | 100 | 100 | 105 | 105 | 105
2012 | TL | WECC | - | WECC | 4d | Demand Response used for Energy, Voluntary Services - Emergency | 1171 | 1171 | 1340 | 1244 | 1250 | 1224 | 1227 | 1227 | 1229 | 1227 | 1227 | 1231
2012 | TL | WECC | - | WECC | 5 | TOTAL INTERNAL CAPACITY | 221000.4196 | 230299.0148 | 243213.9689 | 250391.5789 | 256332.9729 | 258981.6529 | 259886.6529 | 260252.6529 | 260262.6529 | 259650.8529 | 259615.8529 | 259629.8529
2012 | TL | WECC | - | WECC | 6a | Existing-Certain | 173324.1116 | 173687.517 | 173268.387 | 173055.997 | 174389.007 | 173931.577 | 174799.377 | 176668.117 | 175019.427 | 174200.847 | 173550.117 | 173571.987
2012 | TL | WECC | - | WECC | 6a1 | Wind Expected On-Peak | 1800.2506 | 3082.03 | 3057.46 | 1346.44 | 3118.81 | 3515.46 | 3082.78 | 5198.63 | 3057.17 | 3118.53 | 3149.73 | 3515.35
2012 | TL | WECC | - | WECC | 6a2 | Solar Expected On-Peak | 507.5391 | 8.05 | 8.16 | 8.22 | 8.18 | 8.19 | 8.17 | 8.15 | 8.16 | 8.06 | 8.14 | 7.8
2012 | TL | WECC | - | WECC | 6a3 | Hydro Expected On-Peak | 39596.1449 | 42914.06 | 42452.08 | 43874.52 | 43401.39 | 42469.44 | 43689.63 | 43461.43 | 43891.1 | 43046.94 | 42270.95 | 41826.74
2012 | TL | WECC | - | WECC | 6a4 | Biomass Expected On-Peak | 1356.7 | 1141.9 | 1135.21 | 1123.34 | 1107.15 | 1145.01 | 1147.32 | 1161.43 | 1184.52 | 1182.84 | 1156.82 | 1189.62
2012 | TL | WECC | - | WECC | 6b | Existing-Other | 0 | 0 | 0 | 0 | 0 | 0 | 0 | 0 | 0 | 0 | 0 | 0
2012 | TL | WECC | - | WECC | 6b1 | Wind Derate On-Peak | 13559.3184 | 12277.539 | 12302.109 | 14013.129 | 12240.759 | 11844.109 | 12276.789 | 10160.939 | 12302.399 | 12241.039 | 12209.839 | 11844.219
2012 | TL | WECC | - | WECC | 6b2 | Solar Derate On-Peak | 488.8699 | 988.359 | 988.249 | 988.189 | 988.229 | 988.219 | 988.239 | 988.259 | 988.249 | 988.349 | 988.269 | 988.609
2012 | TL | WECC | - | WECC | 6b3 | Hydro Derate On-Peak | 26851.9746 | 23534.0596 | 23996.0396 | 22573.5996 | 23046.7296 | 23978.6796 | 22758.4896 | 22986.6896 | 22557.0196 | 23401.1796 | 24177.1696 | 24621.3796
2012 | TL | WECC | - | WECC | 6b4 | Biomass Derate On-Peak | 446.145 | 660.945 | 667.635 | 679.505 | 695.695 | 657.835 | 655.525 | 641.415 | 618.325 | 620.005 | 646.025 | 613.225
2012 | TL | WECC | - | WECC | 6b5 | Transmission-Limited Resources | 0 | 0 | 0 | 0 | 0 | 0 | 0 | 0 | 0 | 0 | 0 | 0
2012 | TL | WECC | - | WECC | 6b6 | All Other Derates | 0 | 0 | 0 | 0 | 0 | 0 | 0 | 0 | 0 | 0 | 0 | 0
2012 | TL | WECC | - | WECC | 6b7 | Energy-Only (Existing-Other) | 0 | 0 | 0 | 0 | 0 | 0 | 0 | 0 | 0 | 0 | 0 | 0
2012 | TL | WECC | - | WECC | 6c | Unplanned Outages (Actual) / Current and Future Inoperable Resources | 6330 | 9852 | 9778 | 9690 | 9640 | 9600 | 9522 | 9555 | 9515 | 9549 | 9429 | 9361
2012 | TL | WECC | - | WECC | 6d | Total Supply-Side Demand Response | 0 | 0 | 0 | 0 | 0 | 0 | 0 | 0 | 0 | 0 | 0 | 0
2012 | TL | WECC | - | WECC | 7 | TOTAL FUTURE CAPACITY ADDITIONS |  | 2816.22 | 8602.64 | 12668.6 | 15112.4 | 16572.3 | 17804.74 | 17027.87 | 16409.33 | 15663.54 | 15457.91 | 17571.2
2012 | TL | WECC | - | WECC | 7a | Future-Planned |  | 2816.22 | 8602.64 | 12668.6 | 15112.4 | 16572.3 | 17804.74 | 17027.87 | 16409.33 | 15663.54 | 15457.91 | 17571.2
2012 | TL | WECC | - | WECC | 7a1 | Wind Expected On-Peak |  | 575.71 | 1762.28 | 3448.03 | 3779.35 | 4893.08 | 5958 | 5712.01 | 5104.44 | 4937.41 | 4784.69 | 6931.26
2012 | TL | WECC | - | WECC | 7a2 | Wind Derate On-Peak |  | 3971.23 | 5656.18 | 6683.43 | 7721.51 | 7382.78 | 6937.86 | 7583.85 | 8291.42 | 8458.45 | 8611.17 | 6464.6
2012 | TL | WECC | - | WECC | 7a3 | Solar Expected On-Peak |  | 36.54 | 83.1 | 107.77 | 127.4 | 132.68 | 144.63 | 148.08 | 152.58 | 154.67 | 156.37 | 150.57
2012 | TL | WECC | - | WECC | 7a4 | Solar Derate On-Peak |  | 2296.05 | 7359.24 | 8982.27 | 11130.64 | 12513.36 | 12535.41 | 12610.96 | 12687.46 | 12765.37 | 12841.67 | 12861.47
2012 | TL | WECC | - | WECC | 7a5 | Hydro Expected On-Peak |  | 524.37 | 585.02 | 1093.32 | 1542.11 | 1565.66 | 1568.23 | 1146.9 | 1302.43 | 1234.58 | 1292.97 | 1265.49
2012 | TL | WECC | - | WECC | 7a6 | Hydro Derate On-Peak |  | 55.1696 | 113.2382 | 172.0082 | 219.2122 | 210.9422 | 216.3722 | 637.7022 | 482.1722 | 371.2222 | 312.8322 | 340.3122
2012 | TL | WECC | - | WECC | 7a7 | Biomass Expected On-Peak |  | 57.4 | 57.4 | 57.4 | 170.46 | 186.8 | 186.8 | 186.8 | 186.8 | 186.8 | 186.8 | 186.8
2012 | TL | WECC | - | WECC | 7a8 | Biomass Derate On-Peak |  | 159.9255 | 482.2511 | 884.8511 | 1148.7911 | 1301.8511 | 1391.8511 | 1391.8511 | 1391.8511 | 1391.8511 | 1391.8511 | 1391.8511
2012 | TL | WECC | - | WECC | 7a9 | Transmission-Limited Resources |  | 0 | 0 | 0 | 0 | 0 | 0 | 0 | 0 | 0 | 0 | 0
2012 | TL | WECC | - | WECC | 7a10 | Scheduled Outage - Maintenance |  | 23738 | 22682 | 23292 | 23063 | 22805 | 22627 | 23890 | 22409 | 22855 | 21845 | 22482
2012 | TL | WECC | - | WECC | 7a11 | All Other Derates |  | 0 | 0 | 0 | 0 | 0 | 0 | 0 | 0 | 0 | 0 | 0
2012 | TL | WECC | - | WECC | 7a12 | Energy-Only |  | 0 | 0 | 0 | 0 | 0 | 0 | 0 | 0 | 0 | 0 | 0
2012 | TL | WECC | - | WECC | 7b | Future-Other |  | 0 | 0 | 0 | 0 | 0 | 0 | 0 | 0 | 0 | 0 | 0
2012 | TL | WECC | - | WECC | 7b1 | Wind Expected On-Peak |  | 0 | 0 | 0 | 0 | 0 | 0 | 0 | 0 | 0 | 0 | 0
2012 | TL | WECC | - | WECC | 7b2 | Wind Derate On-Peak |  | 0 | 0 | 0 | 0 | 0 | 0 | 0 | 0 | 0 | 0 | 0
2012 | TL | WECC | - | WECC | 7b3 | Solar Expected On-Peak |  | 0 | 0 | 0 | 0 | 0 | 0 | 0 | 0 | 0 | 0 | 0
2012 | TL | WECC | - | WECC | 7b4 | Solar Derate On-Peak |  | 0 | 0 | 0 | 0 | 0 | 0 | 0 | 0 | 0 | 0 | 0
2012 | TL | WECC | - | WECC | 7b5 | Hydro Expected On-Peak |  | 0 | 0 | 0 | 0 | 0 | 0 | 0 | 0 | 0 | 0 | 0
2012 | TL | WECC | - | WECC | 7b6 | Hydro Derate On-Peak |  | 0 | 0 | 0 | 0 | 0 | 0 | 0 | 0 | 0 | 0 | 0
2012 | TL | WECC | - | WECC | 7b7 | Biomass Expected On-Peak |  | 0 | 0 | 0 | 0 | 0 | 0 | 0 | 0 | 0 | 0 | 0
2012 | TL | WECC | - | WECC | 7b8 | Biomass Derate On-Peak |  | 0 | 0 | 0 | 0 | 0 | 0 | 0 | 0 | 0 | 0 | 0
2012 | TL | WECC | - | WECC | 7b9 | Transmission-Limited Resources |  | 0 | 0 | 0 | 0 | 0 | 0 | 0 | 0 | 0 | 0 | 0
2012 | TL | WECC | - | WECC | 7b10 | Scheduled Outage - Maintenance |  | 0 | 0 | 0 | 0 | 0 | 0 | 0 | 0 | 0 | 0 | 0
2012 | TL | WECC | - | WECC | 7b11 | All Other Derates |  | 0 | 0 | 0 | 0 | 0 | 0 | 0 | 0 | 0 | 0 | 0
2012 | TL | WECC | - | WECC | 7b12 | Energy-Only |  | 0 | 0 | 0 | 0 | 0 | 0 | 0 | 0 | 0 | 0 | 0
2012 | TL | WECC | - | WECC | 8 | Conceptual |  | 238.92 | 478.3 | 1005.59 | 967.83 | 1895.836 | 2234.706 | 2754.366 | 4059.656 | 4591.036 | 3683.246 | 3443.966
2012 | TL | WECC | - | WECC | 8a1 | Wind Expected On-Peak |  | 164.66 | 402.37 | 482.84 | 411.79 | 515.12 | 772.44 | 830.53 | 1478.04 | 1488.46 | 675.22 | 362.11
2012 | TL | WECC | - | WECC | 8a2 | Wind Derate On-Peak |  | 150.59 | 500.38 | 577.41 | 1083.46 | 1000.13 | 762.81 | 852.22 | 337.21 | 346.79 | 1235.03 | 1598.14
2012 | TL | WECC | - | WECC | 8a3 | Solar Expected On-Peak |  | 0 | 1.25 | 2.38 | 2.38 | 3.28 | 3.37 | 3.35 | 3.55 | 3.52 | 3.55 | 3.49
2012 | TL | WECC | - | WECC | 8a4 | Solar Derate On-Peak |  | 0.125 | 250.625 | 564.095 | 564.095 | 733.195 | 758.105 | 833.125 | 832.925 | 832.955 | 832.925 | 832.985
2012 | TL | WECC | - | WECC | 8a5 | Hydro Expected On-Peak |  | 0 | 0 | 0 | 32.87 | 34.13 | 34.07 | 229.03 | 229.22 | 226.32 | 131.32 | 204.79
2012 | TL | WECC | - | WECC | 8a6 | Hydro Derate On-Peak |  | 1 | 1 | 1 | 29.63 | 30.87 | 30.93 | 30.97 | 30.78 | 33.68 | 128.68 | 55.21
2012 | TL | WECC | - | WECC | 8a7 | Biomass Expected On-Peak |  | 0.42 | 0.84 | 0.84 | 1.26 | 1.68 | 1.05 | 2.52 | 2.94 | 3.36 | 3.78 | 4.2
2012 | TL | WECC | - | WECC | 8a8 | Biomass Derate On-Peak |  | 9.4391 | 28.0184 | 45.261 | 60.008 | 72.6794 | 84.5252 | 93.4332 | 103.3912 | 113.3492 | 123.3072 | 133.2652
2012 | TL | WECC | - | WECC | 8a9 | All Other Derates |  | 0 | 0 | 0 | 0 | 0 | 0 | 0 | 0 | 0 | 0 | 0
2012 | TL | WECC | - | WECC | 8a10 | Energy-Only |  | 0 | 0 | 0 | 0 | 0 | 0 | 0 | 0 | 0 | 0 | 0
2012 | TL | WECC | - | WECC | 9 | ANTICIPATED INTERNAL CAPACITY |  | 176503.737 | 181871.027 | 185724.597 | 189501.407 | 190503.877 | 192604.117 | 193695.987 | 191428.757 | 189864.387 | 189008.027 | 191143.187
2012 | TL | WECC | - | WECC | 10 | CAPACITY TRANSACTIONS - IMPORTS | 0 | 0 | 0 | 0 | 0 | 0 | 0 | 0 | 0 | 0 | 0 | 0
2012 | TL | WECC | - | WECC | 10a | Firm | 0 | 0 | 0 | 0 | 0 | 0 | 0 | 0 | 0 | 0 | 0 | 0
2012 | TL | WECC | - | WECC | 10a1 | Full-Responsibility Purchases | 0 | 0 | 0 | 0 | 0 | 0 | 0 | 0 | 0 | 0 | 0 | 0
2012 | TL | WECC | - | WECC | 10a2 | Owned Capacity/Entitlement Located Outside the Region/Subregion | 0 | 0 | 0 | 0 | 0 | 0 | 0 | 0 | 0 | 0 | 0 | 0
2012 | TL | WECC | - | WECC | 10b | Non-firm | 360: 0
2012 | TL | WECC | - | WECC | 10c | Expected |  | 0 | 0 | 0 | 0 | 0 | 0 | 0 | 0 | 0 | 0 | 0
2012 | TL | WECC | - | WECC | 10c1 | Full-Responsibility Purchases |  | 0 | 0 | 0 | 0 | 0 | 0 | 0 | 0 | 0 | 0 | 0
2012 | TL | WECC | - | WECC | 10c2 | Owned Capacity/Entitlement Located Outside the Region/Subregion |  | 0 | 0 | 0 | 0 | 0 | 0 | 0 | 0 | 0 | 0 | 0
2012 | TL | WECC | - | WECC | 11 | CAPACITY TRANSACTIONS - EXPORTS | 0 | 0 | 0 | 0 | 0 | 0 | 0 | 0 | 0 | 0 | 0 | 0
2012 | TL | WECC | - | WECC | 11a | Firm | 0 | 0 | 0 | 0 | 0 | 0 | 0 | 0 | 0 | 0 | 0 | 0
2012 | TL | WECC | - | WECC | 11a1 | Full-Responsibility Purchases | 0 | 0 | 0 | 0 | 0 | 0 | 0 | 0 | 0 | 0 | 0 | 0
2012 | TL | WECC | - | WECC | 11a2 | Owned Capacity/Entitlement Located Outside the Region/Subregion | 0 | 0 | 0 | 0 | 0 | 0 | 0 | 0 | 0 | 0 | 0 | 0
2012 | TL | WECC | - | WECC | 11b | Non-firm | 360: 0
2012 | TL | WECC | - | WECC | 11c | Expected |  | 0 | 0 | 0 | 0 | 0 | 0 | 0 | 0 | 0 | 0 | 0
2012 | TL | WECC | - | WECC | 11c1 | Full-Responsibility Purchases |  | 0 | 0 | 0 | 0 | 0 | 0 | 0 | 0 | 0 | 0 | 0
2012 | TL | WECC | - | WECC | 11c2 | Owned Capacity/Entitlement Located Outside the Region/Subregion |  | 0 | 0 | 0 | 0 | 0 | 0 | 0 | 0 | 0 | 0 | 0
2012 | TL | WECC | - | WECC | 12 | EXISTING-CERTAIN & NET FIRM TRANSACTIONS | 173324.1116 | 173687.517 | 173268.387 | 173055.997 | 174389.007 | 173931.577 | 174799.377 | 176668.117 | 175019.427 | 174200.847 | 173550.117 | 173571.987
2012 | TL | WECC | - | WECC | 13 | ANTICIPATED CAPACITY RESOURCES |  |  | 181871.027 | 185724.597 | 189501.407 | 190503.877 | 192604.117 | 193695.987 | 191428.757 | 189864.387 | 189008.027 | 191143.187
2012 | TL | WECC | - | WECC | 14 | PROSPECTIVE CAPACITY RESOURCES |  |  | 181871.027 | 185724.597 | 189501.407 | 190503.877 | 192604.117 | 193695.987 | 191428.757 | 189864.387 | 189008.027 | 191143.187
2012 | TL | WECC | - | WECC | 15 | TOTAL POTENTIAL CAPACITY RESOURCES |  |  | 182349.327 | 186730.187 | 190469.237 | 192399.713 | 194838.823 | 196450.353 | 195488.413 | 194455.423 | 192691.273 | 194587.153
2012 | TL | WECC | - | WECC | 16 | ADJUSTED POTENTIAL CAPACITY RESOURCES |  |  | 182349.3222 | 186730.1769 | 190469.2273 | 192399.694 | 194838.8007 | 196450.3255 | 195488.3724 | 194455.3771 | 192691.2362 | 194587.1186
2012 | TL | WECC | - | WECC | 16a | Confidence of Future-Other |  |  | 0.99999 | 0.99999 | 0.99999 | 0.99999 | 0.99999 | 0.99999 | 0.99999 | 0.99999 | 0.99999 | 0.99999
2012 | TL | WECC | - | WECC | 16b | Net Future-Other Resources After Confidence Percentage Is Applied |  |  | 0 | 0 | 0 | 0 | 0 | 0 | 0 | 0 | 0 | 0
2012 | TL | WECC | - | WECC | 16c | Confidence of Conceptual |  |  | 0.99999 | 0.99999 | 0.99999 | 0.99999 | 0.99999 | 0.99999 | 0.99999 | 0.99999 | 0.99999 | 0.99999
2012 | TL | WECC | - | WECC | 16d | Net Conceptual Resources After Confidence Percentage Is Applied |  |  | 478.2952 | 1005.5799 | 967.8203 | 1895.817 | 2234.6837 | 2754.3385 | 4059.6154 | 4590.9901 | 3683.2092 | 3443.9316
2012 | TL | WECC | - | WECC | 17 | ASSESSMENT AREA TARGET RESERVE MARGIN |  |  | 14.6% | 14.6% | 14.6% | 14.6% | 14.6% | 14.6% | 14.6% | 14.6% | 14.6% | 14.6%
2012 | TL | WECC | - | WECC | 18 | EXISTING-CERTAIN AND NET FIRM TRANSACTIONS RESERVE MARGIN | 34.81% | 34.48% | 31.26% | 28.39% | 27.08% | 25.36% | 24.07% | 23.66% | 20.42% | 17.99% | 15.78% | 15.38%
2012 | TL | WECC | - | WECC | 19 | ANTICIPATED CAPACITY RESOURCES RESERVE MARGIN |  |  | 37.77% | 37.79% | 38.1% | 37.3% | 36.71% | 35.57% | 31.71% | 28.6% | 26.09% | 27.07%
2012 | TL | WECC | - | WECC | 20 | PROSPECTIVE CAPACITY RESOURCES RESERVE MARGIN |  |  | 37.77% | 37.79% | 38.1% | 37.3% | 36.71% | 35.57% | 31.71% | 28.6% | 26.09% | 27.07%
2012 | TL | WECC | - | WECC | 21 | TOTAL POTENTIAL RESOURCES RESERVE MARGIN |  |  | 38.14% | 38.54% | 38.8% | 38.67% | 38.29% | 37.5% | 34.51% | 31.71% | 28.55% | 29.35%
2012 | TL | WECC | - | WECC | 22 | ADJUSTED POTENTIAL RESOURCES RESERVE MARGIN |  |  | 38.14% | 38.54% | 38.8% | 38.67% | 38.29% | 37.5% | 34.51% | 31.71% | 28.55% | 29.35%
2012 | TL | WECC | - | WECC | 23 | Total Baseline Installed Capacity | 360: 221000.4196
2012 | TL | WECC | - | WECC | 24 | Distributed or Other Capacity (Behind the Meter) < 1 MW |  | 0 | 0 | 0 | 0 | 0 | 0 | 0 | 0 | 0 | 0 | 0
2012 | TL | WECC | - | WECC | 25 | Distributed or Other Capacity (Behind the Meter) ≥ 1 MW |  | 0 | 0 | 0 | 0 | 0 | 0 | 0 | 0 | 0 | 0 | 0
2012 | TL | WECC | - | WECC | 26 | Capacity Total from EIA-860 |  | 0 | 0 | 0 | 0 | 0 | 0 | 0 | 0 | 0 | 0 | 0
2012 | CAN | WECC | - | AB | 1 | Unrestricted Non-coincident Peak Demand |  | 11076 | 11664 | 12162 | 12801 | 13382 | 13856 | 14351 | 14759 | 15162 | 15618 | 15994
2012 | CAN | WECC | - | AB | 1a | New Conservation (Energy Efficiency) |  | 0 | 0 | 0 | 0 | 0 | 0 | 0 | 0 | 0 | 0 | 0
2012 | CAN | WECC | - | AB | 1b | Estimated Diversity |  | 0 | 0 | 0 | 0 | 0 | 0 | 0 | 0 | 0 | 0 | 0
2012 | CAN | WECC | - | AB | 1c | Additions for non-member load (load served by non-registered LSE's in a region) |  | 0 | 0 | 0 | 0 | 0 | 0 | 0 | 0 | 0 | 0 | 0
2012 | CAN | WECC | - | AB | 1d | Stand-by Load Under Contract (Normally served by behind the meter generation) |  | 0 | 0 | 0 | 0 | 0 | 0 | 0 | 0 | 0 | 0 | 0
2012 | CAN | WECC | - | AB | 1e | Non-Controllable Demand-Side Demand Response |  | 0 | 0 | 0 | 0 | 0 | 0 | 0 | 0 | 0 | 0 | 0
2012 | CAN | WECC | - | AB | 2 | Total Internal Demand | 10226 | 11076 | 11664 | 12162 | 12801 | 13382 | 13856 | 14351 | 14759 | 15162 | 15618 | 15994
2012 | CAN | WECC | - | AB | 2a | Supply-Side Direct Control Load Management (DCLM) | 0 | 0 | 0 | 0 | 0 | 0 | 0 | 0 | 0 | 0 | 0 | 0
2012 | CAN | WECC | - | AB | 2b | Supply-Side Contractually Interruptible (Curtailable) | 0 | 0 | 0 | 0 | 0 | 0 | 0 | 0 | 0 | 0 | 0 | 0
2012 | CAN | WECC | - | AB | 2c | Supply-Side Critical Peak-Pricing (CPP) with Control | 0 | 0 | 0 | 0 | 0 | 0 | 0 | 0 | 0 | 0 | 0 | 0
2012 | CAN | WECC | - | AB | 2d | Supply-Side Load as a Capacity Resource | 0 | 0 | 0 | 0 | 0 | 0 | 0 | 0 | 0 | 0 | 0 | 0
2012 | CAN | WECC | - | AB | 3 | Net Internal Demand | 10226 | 11076 | 11664 | 12162 | 12801 | 13382 | 13856 | 14351 | 14759 | 15162 | 15618 | 15994
2012 | CAN | WECC | - | AB | 3a | Demand-Side Direct Control Load Management (DCLM) | 0 | 0 | 0 | 0 | 0 | 0 | 0 | 0 | 0 | 0 | 0 | 0
2012 | CAN | WECC | - | AB | 3b | Demand-Side Contractually Interruptible (Curtailable) | 0 | 0 | 0 | 0 | 0 | 0 | 0 | 0 | 0 | 0 | 0 | 0
2012 | CAN | WECC | - | AB | 3c | Demand-Side Critical Peak-Pricing (CPP) with Control | 0 | 0 | 0 | 0 | 0 | 0 | 0 | 0 | 0 | 0 | 0 | 0
2012 | CAN | WECC | - | AB | 3d | Demand-Side Load as a Capacity Resource | 0 | 0 | 0 | 0 | 0 | 0 | 0 | 0 | 0 | 0 | 0 | 0
2012 | CAN | WECC | - | AB | 4 | Total Controllable Demand Response | 0 | 0 | 0 | 0 | 0 | 0 | 0 | 0 | 0 | 0 | 0 | 0
2012 | CAN | WECC | - | AB | 4a | Demand Response used for Ancillary Services - Spinning Reserves | 0 | 0 | 0 | 0 | 0 | 0 | 0 | 0 | 0 | 0 | 0 | 0
2012 | CAN | WECC | - | AB | 4b | Demand Response used for Ancillary Services - Non-Spinning Reserves | 0 | 0 | 0 | 0 | 0 | 0 | 0 | 0 | 0 | 0 | 0 | 0
2012 | CAN | WECC | - | AB | 4c | Demand Response used for Regulation | 0 | 0 | 0 | 0 | 0 | 0 | 0 | 0 | 0 | 0 | 0 | 0
2012 | CAN | WECC | - | AB | 4d | Demand Response used for Energy, Voluntary Services - Emergency | 0 | 0 | 0 | 0 | 0 | 0 | 0 | 0 | 0 | 0 | 0 | 0
2012 | CAN | WECC | - | AB | 5 | TOTAL INTERNAL CAPACITY | 13094.796 | 14240.096 | 16175.096 | 18155.096 | 20615.096 | 20700.096 | 20785.096 | 20785.096 | 20785.096 | 20785.096 | 20785.096 | 20785.096
2012 | CAN | WECC | - | AB | 6a | Existing-Certain | 11140.56 | 12369.18 | 12365.67 | 12476.56 | 12296.29 | 12429.92 | 12466.64 | 12466.62 | 12364.22 | 12347.4 | 12384.28 | 12425.53
2012 | CAN | WECC | - | AB | 6a1 | Wind Expected On-Peak | 104 | 640.12 | 633.8 | 743.86 | 615.56 | 700.59 | 738.07 | 738.6 | 633.82 | 615.58 | 652.46 | 700.59
2012 | CAN | WECC | - | AB | 6a2 | Solar Expected On-Peak | 0 | 0 | 0 | 0 | 0 | 0 | 0 | 0 | 0 | 0 | 0 | 0
2012 | CAN | WECC | - | AB | 6a3 | Hydro Expected On-Peak | 378 | 434.8 | 437.61 | 438.44 | 438.52 | 435.07 | 434.31 | 433.76 | 436.14 | 437.56 | 437.56 | 430.68
2012 | CAN | WECC | - | AB | 6a4 | Biomass Expected On-Peak | 168 | 227.7 | 227.7 | 227.7 | 175.65 | 227.7 | 227.7 | 227.7 | 227.7 | 227.7 | 227.7 | 227.7
2012 | CAN | WECC | - | AB | 6b | Existing-Other | 0 | 0 | 0 | 0 | 0 | 0 | 0 | 0 | 0 | 0 | 0 | 0
2012 | CAN | WECC | - | AB | 6b1 | Wind Derate On-Peak | 766.036 | 229.916 | 236.236 | 126.176 | 254.476 | 169.446 | 131.966 | 131.436 | 236.216 | 254.456 | 217.576 | 169.446
2012 | CAN | WECC | - | AB | 6b2 | Solar Derate On-Peak | 0 | 0 | 0 | 0 | 0 | 0 | 0 | 0 | 0 | 0 | 0 | 0
2012 | CAN | WECC | - | AB | 6b3 | Hydro Derate On-Peak | 532.5 | 475.7 | 472.89 | 472.06 | 471.98 | 475.43 | 476.19 | 476.74 | 474.36 | 472.94 | 472.94 | 479.82
2012 | CAN | WECC | - | AB | 6b4 | Biomass Derate On-Peak | 79.7 | 20 | 20 | 20 | 72.05 | 20 | 20 | 20 | 20 | 20 | 20 | 20
2012 | CAN | WECC | - | AB | 6b5 | Transmission-Limited Resources | 0 | 0 | 0 | 0 | 0 | 0 | 0 | 0 | 0 | 0 | 0 | 0
2012 | CAN | WECC | - | AB | 6b6 | All Other Derates | 0 | 0 | 0 | 0 | 0 | 0 | 0 | 0 | 0 | 0 | 0 | 0
2012 | CAN | WECC | - | AB | 6b7 | Energy-Only (Existing-Other) | 0 | 0 | 0 | 0 | 0 | 0 | 0 | 0 | 0 | 0 | 0 | 0
2012 | CAN | WECC | - | AB | 6c | Unplanned Outages (Actual) / Current and Future Inoperable Resources | 576 | 0 | 0 | 0 | 0 | 0 | 0 | 0 | 0 | 0 | 0 | 0
2012 | CAN | WECC | - | AB | 6d | Total Supply-Side Demand Response | 0 | 0 | 0 | 0 | 0 | 0 | 0 | 0 | 0 | 0 | 0 | 0
2012 | CAN | WECC | - | AB | 7 | TOTAL FUTURE CAPACITY ADDITIONS |  | 655.22 | 2065.28 | 3808.3 | 5871.4 | 6213.39 | 6888.26 | 6214.08 | 6376.22 | 6998.32 | 6249.94 | 6298.39
2012 | CAN | WECC | - | AB | 7a | Future-Planned |  | 655.22 | 2065.28 | 3808.3 | 5871.4 | 6213.39 | 6888.26 | 6214.08 | 6376.22 | 6998.32 | 6249.94 | 6298.39
2012 | CAN | WECC | - | AB | 7a1 | Wind Expected On-Peak |  | 456.92 | 1526.98 | 2905 | 3304.44 | 3545.09 | 4134.96 | 3460.78 | 3622.92 | 4245.02 | 3496.64 | 3545.09
2012 | CAN | WECC | - | AB | 7a2 | Wind Derate On-Peak |  | 464.08 | 929.02 | 1106 | 1456.56 | 1215.91 | 626.04 | 1300.22 | 1138.08 | 515.98 | 1264.36 | 1215.91
2012 | CAN | WECC | - | AB | 7a3 | Solar Expected On-Peak |  | 0 | 0 | 0 | 0 | 0 | 0 | 0 | 0 | 0 | 0 | 0
2012 | CAN | WECC | - | AB | 7a4 | Solar Derate On-Peak |  | 0 | 0 | 0 | 0 | 0 | 0 | 0 | 0 | 0 | 0 | 0
2012 | CAN | WECC | - | AB | 7a5 | Hydro Expected On-Peak |  | 0 | 0 | 0 | 0 | 0 | 0 | 0 | 0 | 0 | 0 | 0
2012 | CAN | WECC | - | AB | 7a6 | Hydro Derate On-Peak |  | 0 | 0 | 0 | 0 | 0 | 0 | 0 | 0 | 0 | 0 | 0
2012 | CAN | WECC | - | AB | 7a7 | Biomass Expected On-Peak |  | 34 | 34 | 34 | 47.66 | 64 | 64 | 64 | 64 | 64 | 64 | 64
2012 | CAN | WECC | - | AB | 7a8 | Biomass Derate On-Peak |  | 26 | 86 | 146 | 192.34 | 176 | 176 | 176 | 176 | 176 | 176 | 176
2012 | CAN | WECC | - | AB | 7a9 | Transmission-Limited Resources |  | 0 | 0 | 0 | 0 | 0 | 0 | 0 | 0 | 0 | 0 | 0
2012 | CAN | WECC | - | AB | 7a10 | Scheduled Outage - Maintenance |  | 494 | 494 | 494 | 494 | 494 | 494 | 494 | 494 | 494 | 494 | 494
2012 | CAN | WECC | - | AB | 7a11 | All Other Derates |  | 0 | 0 | 0 | 0 | 0 | 0 | 0 | 0 | 0 | 0 | 0
2012 | CAN | WECC | - | AB | 7a12 | Energy-Only |  | 0 | 0 | 0 | 0 | 0 | 0 | 0 | 0 | 0 | 0 | 0
2012 | CAN | WECC | - | AB | 7b | Future-Other |  | 0 | 0 | 0 | 0 | 0 | 0 | 0 | 0 | 0 | 0 | 0
2012 | CAN | WECC | - | AB | 7b1 | Wind Expected On-Peak |  | 0 | 0 | 0 | 0 | 0 | 0 | 0 | 0 | 0 | 0 | 0
2012 | CAN | WECC | - | AB | 7b2 | Wind Derate On-Peak |  | 0 | 0 | 0 | 0 | 0 | 0 | 0 | 0 | 0 | 0 | 0
2012 | CAN | WECC | - | AB | 7b3 | Solar Expected On-Peak |  | 0 | 0 | 0 | 0 | 0 | 0 | 0 | 0 | 0 | 0 | 0
2012 | CAN | WECC | - | AB | 7b4 | Solar Derate On-Peak |  | 0 | 0 | 0 | 0 | 0 | 0 | 0 | 0 | 0 | 0 | 0
2012 | CAN | WECC | - | AB | 7b5 | Hydro Expected On-Peak |  | 0 | 0 | 0 | 0 | 0 | 0 | 0 | 0 | 0 | 0 | 0
2012 | CAN | WECC | - | AB | 7b6 | Hydro Derate On-Peak |  | 0 | 0 | 0 | 0 | 0 | 0 | 0 | 0 | 0 | 0 | 0
2012 | CAN | WECC | - | AB | 7b7 | Biomass Expected On-Peak |  | 0 | 0 | 0 | 0 | 0 | 0 | 0 | 0 | 0 | 0 | 0
2012 | CAN | WECC | - | AB | 7b8 | Biomass Derate On-Peak |  | 0 | 0 | 0 | 0 | 0 | 0 | 0 | 0 | 0 | 0 | 0
2012 | CAN | WECC | - | AB | 7b9 | Transmission-Limited Resources |  | 0 | 0 | 0 | 0 | 0 | 0 | 0 | 0 | 0 | 0 | 0
2012 | CAN | WECC | - | AB | 7b10 | Scheduled Outage - Maintenance |  | 0 | 0 | 0 | 0 | 0 | 0 | 0 | 0 | 0 | 0 | 0
2012 | CAN | WECC | - | AB | 7b11 | All Other Derates |  | 0 | 0 | 0 | 0 | 0 | 0 | 0 | 0 | 0 | 0 | 0
2012 | CAN | WECC | - | AB | 7b12 | Energy-Only |  | 0 | 0 | 0 | 0 | 0 | 0 | 0 | 0 | 0 | 0 | 0
2012 | CAN | WECC | - | AB | 8 | Conceptual |  | 0 | 0 | 0 | 0 | 0 | 0 | 0 | 0 | 0 | 0 | 0
2012 | CAN | WECC | - | AB | 8a1 | Wind Expected On-Peak |  | 0 | 0 | 0 | 0 | 0 | 0 | 0 | 0 | 0 | 0 | 0
2012 | CAN | WECC | - | AB | 8a2 | Wind Derate On-Peak |  | 0 | 0 | 0 | 0 | 0 | 0 | 0 | 0 | 0 | 0 | 0
2012 | CAN | WECC | - | AB | 8a3 | Solar Expected On-Peak |  | 0 | 0 | 0 | 0 | 0 | 0 | 0 | 0 | 0 | 0 | 0
2012 | CAN | WECC | - | AB | 8a4 | Solar Derate On-Peak |  | 0 | 0 | 0 | 0 | 0 | 0 | 0 | 0 | 0 | 0 | 0
2012 | CAN | WECC | - | AB | 8a5 | Hydro Expected On-Peak |  | 0 | 0 | 0 | 0 | 0 | 0 | 0 | 0 | 0 | 0 | 0
2012 | CAN | WECC | - | AB | 8a6 | Hydro Derate On-Peak |  | 0 | 0 | 0 | 0 | 0 | 0 | 0 | 0 | 0 | 0 | 0
2012 | CAN | WECC | - | AB | 8a7 | Biomass Expected On-Peak |  | 0 | 0 | 0 | 0 | 0 | 0 | 0 | 0 | 0 | 0 | 0
2012 | CAN | WECC | - | AB | 8a8 | Biomass Derate On-Peak |  | 0 | 0 | 0 | 0 | 0 | 0 | 0 | 0 | 0 | 0 | 0
2012 | CAN | WECC | - | AB | 8a9 | All Other Derates |  | 0 | 0 | 0 | 0 | 0 | 0 | 0 | 0 | 0 | 0 | 0
2012 | CAN | WECC | - | AB | 8a10 | Energy-Only |  | 0 | 0 | 0 | 0 | 0 | 0 | 0 | 0 | 0 | 0 | 0
2012 | CAN | WECC | - | AB | 9 | ANTICIPATED INTERNAL CAPACITY |  | 13024.4 | 14430.95 | 16284.86 | 18167.69 | 18643.31 | 19354.9 | 18680.7 | 18740.44 | 19345.72 | 18634.22 | 18723.92
2012 | CAN | WECC | - | AB | 10 | CAPACITY TRANSACTIONS - IMPORTS | 573 | 0 | 0 | 0 | 0 | 0 | 0 | 0 | 0 | 0 | 0 | 0
2012 | CAN | WECC | - | AB | 10a | Firm | 573 | 0 | 0 | 0 | 0 | 0 | 0 | 0 | 0 | 0 | 0 | 0
2012 | CAN | WECC | - | AB | 10a1 | Full-Responsibility Purchases | 0 | 0 | 0 | 0 | 0 | 0 | 0 | 0 | 0 | 0 | 0 | 0
2012 | CAN | WECC | - | AB | 10a2 | Owned Capacity/Entitlement Located Outside the Region/Subregion | 0 | 0 | 0 | 0 | 0 | 0 | 0 | 0 | 0 | 0 | 0 | 0
2012 | CAN | WECC | - | AB | 10b | Non-firm | 360: 0
2012 | CAN | WECC | - | AB | 10c | Expected |  | 0 | 0 | 0 | 0 | 0 | 0 | 0 | 0 | 0 | 0 | 0
2012 | CAN | WECC | - | AB | 10c1 | Full-Responsibility Purchases |  | 0 | 0 | 0 | 0 | 0 | 0 | 0 | 0 | 0 | 0 | 0
2012 | CAN | WECC | - | AB | 10c2 | Owned Capacity/Entitlement Located Outside the Region/Subregion |  | 0 | 0 | 0 | 0 | 0 | 0 | 0 | 0 | 0 | 0 | 0
2012 | CAN | WECC | - | AB | 11 | CAPACITY TRANSACTIONS - EXPORTS | 0 | 600 | 600 | 600 | 600 | 600 | 600 | 600 | 600 | 600 | 600 | 600
2012 | CAN | WECC | - | AB | 11a | Firm | 0 | 600 | 600 | 600 | 600 | 600 | 600 | 600 | 600 | 600 | 600 | 600
2012 | CAN | WECC | - | AB | 11a1 | Full-Responsibility Purchases | 0 | 0 | 0 | 0 | 0 | 0 | 0 | 0 | 0 | 0 | 0 | 0
2012 | CAN | WECC | - | AB | 11a2 | Owned Capacity/Entitlement Located Outside the Region/Subregion | 0 | 0 | 0 | 0 | 0 | 0 | 0 | 0 | 0 | 0 | 0 | 0
2012 | CAN | WECC | - | AB | 11b | Non-firm | 360: 0
2012 | CAN | WECC | - | AB | 11c | Expected |  | 0 | 0 | 0 | 0 | 0 | 0 | 0 | 0 | 0 | 0 | 0
2012 | CAN | WECC | - | AB | 11c1 | Full-Responsibility Purchases |  | 0 | 0 | 0 | 0 | 0 | 0 | 0 | 0 | 0 | 0 | 0
2012 | CAN | WECC | - | AB | 11c2 | Owned Capacity/Entitlement Located Outside the Region/Subregion |  | 0 | 0 | 0 | 0 | 0 | 0 | 0 | 0 | 0 | 0 | 0
2012 | CAN | WECC | - | AB | 12 | EXISTING-CERTAIN & NET FIRM TRANSACTIONS | 11713.56 | 11769.18 | 11765.67 | 11876.56 | 11696.29 | 11829.92 | 11866.64 | 11866.62 | 11764.22 | 11747.4 | 11784.28 | 11825.53
2012 | CAN | WECC | - | AB | 13 | ANTICIPATED CAPACITY RESOURCES |  |  | 13830.95 | 15684.86 | 17567.69 | 18043.31 | 18754.9 | 18080.7 | 18140.44 | 18745.72 | 18034.22 | 18123.92
2012 | CAN | WECC | - | AB | 14 | PROSPECTIVE CAPACITY RESOURCES |  |  | 13830.95 | 15684.86 | 17567.69 | 18043.31 | 18754.9 | 18080.7 | 18140.44 | 18745.72 | 18034.22 | 18123.92
2012 | CAN | WECC | - | AB | 15 | TOTAL POTENTIAL CAPACITY RESOURCES |  |  | 13830.95 | 15684.86 | 17567.69 | 18043.31 | 18754.9 | 18080.7 | 18140.44 | 18745.72 | 18034.22 | 18123.92
2012 | CAN | WECC | - | AB | 16 | ADJUSTED POTENTIAL CAPACITY RESOURCES |  |  | 13830.95 | 15684.86 | 17567.69 | 18043.31 | 18754.9 | 18080.7 | 18140.44 | 18745.72 | 18034.22 | 18123.92
2012 | CAN | WECC | - | AB | 16a | Confidence of Future-Other |  |  | 0.99999 | 0.99999 | 0.99999 | 0.99999 | 0.99999 | 0.99999 | 0.99999 | 0.99999 | 0.99999 | 0.99999
2012 | CAN | WECC | - | AB | 16b | Net Future-Other Resources After Confidence Percentage Is Applied |  |  | 0 | 0 | 0 | 0 | 0 | 0 | 0 | 0 | 0 | 0
2012 | CAN | WECC | - | AB | 16c | Confidence of Conceptual |  |  | 0.99999 | 0.99999 | 0.99999 | 0.99999 | 0.99999 | 0.99999 | 0.99999 | 0.99999 | 0.99999 | 0.99999
2012 | CAN | WECC | - | AB | 16d | Net Conceptual Resources After Confidence Percentage Is Applied |  |  | 0 | 0 | 0 | 0 | 0 | 0 | 0 | 0 | 0 | 0
2012 | CAN | WECC | - | AB | 17 | ASSESSMENT AREA TARGET RESERVE MARGIN |  |  | 11.71% | 11.71% | 11.71% | 11.71% | 11.71% | 11.71% | 11.71% | 11.71% | 11.71% | 11.71%
2012 | CAN | WECC | - | AB | 18 | EXISTING-CERTAIN AND NET FIRM TRANSACTIONS RESERVE MARGIN | 14.55% | 6.258% | 0.8717% | -2.347% | -8.63% | -11.6% | -14.36% | -17.31% | -20.29% | -22.52% | -24.55% | -26.06%
2012 | CAN | WECC | - | AB | 19 | ANTICIPATED CAPACITY RESOURCES RESERVE MARGIN |  |  | 18.58% | 28.97% | 37.24% | 34.83% | 35.36% | 25.99% | 22.91% | 23.64% | 15.47% | 13.32%
2012 | CAN | WECC | - | AB | 20 | PROSPECTIVE CAPACITY RESOURCES RESERVE MARGIN |  |  | 18.58% | 28.97% | 37.24% | 34.83% | 35.36% | 25.99% | 22.91% | 23.64% | 15.47% | 13.32%
2012 | CAN | WECC | - | AB | 21 | TOTAL POTENTIAL RESOURCES RESERVE MARGIN |  |  | 18.58% | 28.97% | 37.24% | 34.83% | 35.36% | 25.99% | 22.91% | 23.64% | 15.47% | 13.32%
2012 | CAN | WECC | - | AB | 22 | ADJUSTED POTENTIAL RESOURCES RESERVE MARGIN |  |  | 18.58% | 28.97% | 37.24% | 34.83% | 35.36% | 25.99% | 22.91% | 23.64% | 15.47% | 13.32%
2012 | CAN | WECC | - | AB | 23 | Total Baseline Installed Capacity | 360: 13094.796
2012 | CAN | WECC | - | AB | 24 | Distributed or Other Capacity (Behind the Meter) < 1 MW |  | 0 | 0 | 0 | 0 | 0 | 0 | 0 | 0 | 0 | 0 | 0
2012 | CAN | WECC | - | AB | 25 | Distributed or Other Capacity (Behind the Meter) ≥ 1 MW |  | 0 | 0 | 0 | 0 | 0 | 0 | 0 | 0 | 0 | 0 | 0
2012 | CAN | WECC | - | AB | 26 | Capacity Total from EIA-860 |  | 0 | 0 | 0 | 0 | 0 | 0 | 0 | 0 | 0 | 0 | 0
2012 | US | WECC | - | BASN | 1 | Unrestricted Non-coincident Peak Demand |  | 10862.2 | 11168.1 | 11261.4 | 11524.3 | 11774.6 | 11999.1 | 12176.4 | 12303.1 | 12394.2 | 12527.3 | 12476.8
2012 | US | WECC | - | BASN | 1a | New Conservation (Energy Efficiency) |  | 21 | 34 | 46 | 52 | 54 | 54 | 53 | 58 | 63 | 64 | 40
2012 | US | WECC | - | BASN | 1b | Estimated Diversity |  | 0 | 0 | 0 | 0 | 0 | 0 | 0 | 0 | 0 | 0 | 0
2012 | US | WECC | - | BASN | 1c | Additions for non-member load (load served by non-registered LSE's in a region) |  | 0 | 0 | 0 | 0 | 0 | 0 | 0 | 0 | 0 | 0 | 0
2012 | US | WECC | - | BASN | 1d | Stand-by Load Under Contract (Normally served by behind the meter generation) |  | 0 | 0 | 0 | 0 | 0 | 0 | 0 | 0 | 0 | 0 | 0
2012 | US | WECC | - | BASN | 1e | Non-Controllable Demand-Side Demand Response |  | 0 | 0 | 0 | 0 | 0 | 0 | 0 | 0 | 0 | 0 | 0
2012 | US | WECC | - | BASN | 2 | Total Internal Demand | 10639 | 10841.2 | 11134.1 | 11215.4 | 11472.3 | 11720.6 | 11945.1 | 12123.4 | 12245.1 | 12331.2 | 12463.3 | 12436.8
2012 | US | WECC | - | BASN | 2a | Supply-Side Direct Control Load Management (DCLM) | 0 | 0 | 0 | 0 | 0 | 0 | 0 | 0 | 0 | 0 | 0 | 0
2012 | US | WECC | - | BASN | 2b | Supply-Side Contractually Interruptible (Curtailable) | 0 | 0 | 0 | 0 | 0 | 0 | 0 | 0 | 0 | 0 | 0 | 0
2012 | US | WECC | - | BASN | 2c | Supply-Side Critical Peak-Pricing (CPP) with Control | 0 | 0 | 0 | 0 | 0 | 0 | 0 | 0 | 0 | 0 | 0 | 0
2012 | US | WECC | - | BASN | 2d | Supply-Side Load as a Capacity Resource | 0 | 0 | 0 | 0 | 0 | 0 | 0 | 0 | 0 | 0 | 0 | 0
2012 | US | WECC | - | BASN | 3 | Net Internal Demand | 10639 | 10569.2 | 10842.1 | 10913.4 | 11167.3 | 11415.6 | 11640.1 | 11818.4 | 11940.1 | 12026.2 | 12158.3 | 12131.8
2012 | US | WECC | - | BASN | 3a | Demand-Side Direct Control Load Management (DCLM) | 0 | 20 | 40 | 50 | 53 | 53 | 53 | 53 | 53 | 53 | 53 | 53
2012 | US | WECC | - | BASN | 3b | Demand-Side Contractually Interruptible (Curtailable) | 0 | 252 | 252 | 252 | 252 | 252 | 252 | 252 | 252 | 252 | 252 | 252
2012 | US | WECC | - | BASN | 3c | Demand-Side Critical Peak-Pricing (CPP) with Control | 0 | 0 | 0 | 0 | 0 | 0 | 0 | 0 | 0 | 0 | 0 | 0
2012 | US | WECC | - | BASN | 3d | Demand-Side Load as a Capacity Resource | 0 | 0 | 0 | 0 | 0 | 0 | 0 | 0 | 0 | 0 | 0 | 0
2012 | US | WECC | - | BASN | 4 | Total Controllable Demand Response | 0 | 272 | 292 | 302 | 305 | 305 | 305 | 305 | 305 | 305 | 305 | 305
2012 | US | WECC | - | BASN | 4a | Demand Response used for Ancillary Services - Spinning Reserves | 0 | 0 | 0 | 0 | 0 | 0 | 0 | 0 | 0 | 0 | 0 | 0
2012 | US | WECC | - | BASN | 4b | Demand Response used for Ancillary Services - Non-Spinning Reserves | 0 | 0 | 0 | 0 | 0 | 0 | 0 | 0 | 0 | 0 | 0 | 0
2012 | US | WECC | - | BASN | 4c | Demand Response used for Regulation | 0 | 0 | 0 | 0 | 0 | 0 | 0 | 0 | 0 | 0 | 0 | 0
2012 | US | WECC | - | BASN | 4d | Demand Response used for Energy, Voluntary Services - Emergency | 65 | 65 | 65 | 65 | 65 | 35 | 35 | 35 | 35 | 35 | 35 | 35
2012 | US | WECC | - | BASN | 5 | TOTAL INTERNAL CAPACITY | 16002.552 | 17123.852 | 17251.952 | 17511.952 | 17444.376 | 17444.376 | 17584.376 | 17471.376 | 17471.376 | 17471.376 | 17358.376 | 17358.376
2012 | US | WECC | - | BASN | 6a | Existing-Certain | 14474.45 | 13900.8 | 13908.12 | 13874.76 | 14088.68 | 13956.57 | 14137.5 | 14026.25 | 13905.32 | 14085.74 | 14428.38 | 13942.04
2012 | US | WECC | - | BASN | 6a1 | Wind Expected On-Peak | 603 | 55.41 | 54.29 | 18.46 | 232.11 | 109.08 | 294.43 | 180.92 | 54.26 | 232.06 | 574.72 | 109.04
2012 | US | WECC | - | BASN | 6a2 | Solar Expected On-Peak | 0 | 0 | 0 | 0 | 0 | 0 | 0 | 0 | 0 | 0 | 0 | 0
2012 | US | WECC | - | BASN | 6a3 | Hydro Expected On-Peak | 1335 | 1305.9 | 1314.34 | 1316.81 | 1317.08 | 1306.71 | 1304.42 | 1302.77 | 1309.91 | 1314.19 | 1314.17 | 1293.51
2012 | US | WECC | - | BASN | 6a4 | Biomass Expected On-Peak | 13 | 18.04 | 18.04 | 18.04 | 18.04 | 19.33 | 17.2 | 21.11 | 19.7 | 18.04 | 18.04 | 18.04
2012 | US | WECC | - | BASN | 6b | Existing-Other | 0 | 0 | 0 | 0 | 0 | 0 | 0 | 0 | 0 | 0 | 0 | 0
2012 | US | WECC | - | BASN | 6b1 | Wind Derate On-Peak | 945.71 | 1493.3 | 1494.42 | 1530.25 | 1316.6 | 1439.63 | 1254.28 | 1367.79 | 1494.45 | 1316.65 | 973.99 | 1439.67
2012 | US | WECC | - | BASN | 6b2 | Solar Derate On-Peak | bar: 360 to 415
2012 | US | WECC | - | BASN | 6b3 | Hydro Derate On-Peak | 557.282 | 586.382 | 577.942 | 575.472 | 575.202 | 585.572 | 587.862 | 589.512 | 582.372 | 578.092 | 578.112 | 598.772
2012 | US | WECC | - | BASN | 6b4 | Biomass Derate On-Peak | 20.11 | 15.07 | 15.07 | 15.07 | 15.07 | 13.78 | 15.91 | 12 | 13.41 | 15.07 | 15.07 | 15.07
2012 | US | WECC | - | BASN | 6b5 | Transmission-Limited Resources | 0 | 0 | 0 | 0 | 0 | 0 | 0 | 0 | 0 | 0 | 0 | 0
2012 | US | WECC | - | BASN | 6b6 | All Other Derates | 0 | 0 | 0 | 0 | 0 | 0 | 0 | 0 | 0 | 0 | 0 | 0
2012 | US | WECC | - | BASN | 6b7 | Energy-Only (Existing-Other) | 0 | 0 | 0 | 0 | 0 | 0 | 0 | 0 | 0 | 0 | 0 | 0
2012 | US | WECC | - | BASN | 6c | Unplanned Outages (Actual) / Current and Future Inoperable Resources | 4 | 6 | 6 | 6 | 6 | 6 | 6 | 6 | 6 | 6 | 6 | 6
2012 | US | WECC | - | BASN | 6d | Total Supply-Side Demand Response | 0 | 0 | 0 | 0 | 0 | 0 | 0 | 0 | 0 | 0 | 0 | 0
2012 | US | WECC | - | BASN | 7 | TOTAL FUTURE CAPACITY ADDITIONS |  | 378.3 | 349.51 | 378.07 | 534.08 | 363.8 | 340.3 | 211.53 | 232.6 | 342.26 | 316.87 | 100.18
2012 | US | WECC | - | BASN | 7a | Future-Planned |  | 378.3 | 349.51 | 378.07 | 534.08 | 363.8 | 340.3 | 211.53 | 232.6 | 342.26 | 316.87 | 100.18
2012 | US | WECC | - | BASN | 7a1 | Wind Expected On-Peak |  | 36.84 | 61.07 | 89.61 | 328.04 | 157.71 | 134.26 | 118.47 | 139.53 | 249.2 | 336.8 | 120.13
2012 | US | WECC | - | BASN | 7a2 | Wind Derate On-Peak |  | 661.16 | 786.93 | 908.39 | 669.96 | 840.29 | 1003.74 | 1019.53 | 998.47 | 888.8 | 801.2 | 1017.87
2012 | US | WECC | - | BASN | 7a3 | Solar Expected On-Peak |  | 0.16 | 0.14 | 0.16 | 0.74 | 0.79 | 0.74 | 0.76 | 0.77 | 0.76 | 0.77 | 0.75
2012 | US | WECC | - | BASN | 7a4 | Solar Derate On-Peak |  | 61.84 | 61.86 | 171.84 | 187.26 | 187.21 | 187.26 | 187.24 | 187.23 | 187.24 | 187.23 | 187.25
2012 | US | WECC | - | BASN | 7a5 | Hydro Expected On-Peak |  | 0 | 0 | 0 | 0 | 0 | 0 | 0 | 0 | 0 | 0 | 0
2012 | US | WECC | - | BASN | 7a6 | Hydro Derate On-Peak |  | 0 | 4.7 | 4.7 | 4.124 | 4.124 | 4.124 | 4.124 | 4.124 | 4.124 | 4.124 | 4.124
2012 | US | WECC | - | BASN | 7a7 | Biomass Expected On-Peak |  | 6.4 | 6.4 | 6.4 | 6.4 | 6.4 | 6.4 | 6.4 | 6.4 | 6.4 | 6.4 | 6.4
2012 | US | WECC | - | BASN | 7a8 | Biomass Derate On-Peak |  | 20 | 46.4 | 46.4 | 46.4 | 46.4 | 46.4 | 46.4 | 46.4 | 46.4 | 46.4 | 46.4
2012 | US | WECC | - | BASN | 7a9 | Transmission-Limited Resources |  | 0 | 0 | 0 | 0 | 0 | 0 | 0 | 0 | 0 | 0 | 0
2012 | US | WECC | - | BASN | 7a10 | Scheduled Outage - Maintenance |  | 289 | 9 | 9 | 5 | 9 | 11 | 9 | 9 | 5 | 5 | 9
2012 | US | WECC | - | BASN | 7a11 | All Other Derates |  | 0 | 0 | 0 | 0 | 0 | 0 | 0 | 0 | 0 | 0 | 0
2012 | US | WECC | - | BASN | 7a12 | Energy-Only |  | 0 | 0 | 0 | 0 | 0 | 0 | 0 | 0 | 0 | 0 | 0
2012 | US | WECC | - | BASN | 7b | Future-Other |  | 0 | 0 | 0 | 0 | 0 | 0 | 0 | 0 | 0 | 0 | 0
2012 | US | WECC | - | BASN | 7b1 | Wind Expected On-Peak |  | 0 | 0 | 0 | 0 | 0 | 0 | 0 | 0 | 0 | 0 | 0
2012 | US | WECC | - | BASN | 7b2 | Wind Derate On-Peak |  | 0 | 0 | 0 | 0 | 0 | 0 | 0 | 0 | 0 | 0 | 0
2012 | US | WECC | - | BASN | 7b3 | Solar Expected On-Peak |  | 0 | 0 | 0 | 0 | 0 | 0 | 0 | 0 | 0 | 0 | 0
2012 | US | WECC | - | BASN | 7b4 | Solar Derate On-Peak |  | 0 | 0 | 0 | 0 | 0 | 0 | 0 | 0 | 0 | 0 | 0
2012 | US | WECC | - | BASN | 7b5 | Hydro Expected On-Peak |  | 0 | 0 | 0 | 0 | 0 | 0 | 0 | 0 | 0 | 0 | 0
2012 | US | WECC | - | BASN | 7b6 | Hydro Derate On-Peak |  | 0 | 0 | 0 | 0 | 0 | 0 | 0 | 0 | 0 | 0 | 0
2012 | US | WECC | - | BASN | 7b7 | Biomass Expected On-Peak |  | 0 | 0 | 0 | 0 | 0 | 0 | 0 | 0 | 0 | 0 | 0
2012 | US | WECC | - | BASN | 7b8 | Biomass Derate On-Peak |  | 0 | 0 | 0 | 0 | 0 | 0 | 0 | 0 | 0 | 0 | 0
2012 | US | WECC | - | BASN | 7b9 | Transmission-Limited Resources |  | 0 | 0 | 0 | 0 | 0 | 0 | 0 | 0 | 0 | 0 | 0
2012 | US | WECC | - | BASN | 7b10 | Scheduled Outage - Maintenance |  | 0 | 0 | 0 | 0 | 0 | 0 | 0 | 0 | 0 | 0 | 0
2012 | US | WECC | - | BASN | 7b11 | All Other Derates |  | 0 | 0 | 0 | 0 | 0 | 0 | 0 | 0 | 0 | 0 | 0
2012 | US | WECC | - | BASN | 7b12 | Energy-Only |  | 0 | 0 | 0 | 0 | 0 | 0 | 0 | 0 | 0 | 0 | 0
2012 | US | WECC | - | BASN | 8 | Conceptual |  | 0.21 | 0.42 | 446.11 | 479.19 | 777.64 | 777.79 | 782.45 | 983.64 | 1160.06 | 1227.17 | 988.58
2012 | US | WECC | - | BASN | 8a1 | Wind Expected On-Peak |  | 0 | 0 | 0 | 0 | 0 | 0 | 4.49 | 8.79 | 184.9 | 251.8 | 13.51
2012 | US | WECC | - | BASN | 8a2 | Wind Derate On-Peak |  | 0 | 0 | 0 | 0 | 0 | 0 | 108.01 | 216.21 | 40.1 | 48.2 | 336.49
2012 | US | WECC | - | BASN | 8a3 | Solar Expected On-Peak |  | 0 | 0 | 0 | 0 | 0 | 0 | 0 | 0 | 0 | 0 | 0
2012 | US | WECC | - | BASN | 8a4 | Solar Derate On-Peak |  | 0 | 0 | 0 | 0 | 0 | 0 | 0 | 0 | 0 | 0 | 0
2012 | US | WECC | - | BASN | 8a5 | Hydro Expected On-Peak |  | 0 | 0 | 0 | 32.87 | 32.61 | 32.55 | 32.51 | 32.69 | 32.79 | 32.79 | 32.28
2012 | US | WECC | - | BASN | 8a6 | Hydro Derate On-Peak |  | 0 | 0 | 0 | 17.13 | 17.39 | 17.45 | 17.49 | 17.31 | 17.21 | 17.21 | 17.72
2012 | US | WECC | - | BASN | 8a7 | Biomass Expected On-Peak |  | 0.21 | 0.42 | 0.42 | 0.63 | 0.84 | 1.05 | 1.26 | 1.47 | 1.68 | 1.89 | 2.1
2012 | US | WECC | - | BASN | 8a8 | Biomass Derate On-Peak |  | 1.69 | 4.98 | 7.98 | 10.37 | 12.36 | 14.15 | 15.94 | 17.73 | 19.52 | 21.31 | 23.1
2012 | US | WECC | - | BASN | 8a9 | All Other Derates |  | 0 | 0 | 0 | 0 | 0 | 0 | 0 | 0 | 0 | 0 | 0
2012 | US | WECC | - | BASN | 8a10 | Energy-Only |  | 0 | 0 | 0 | 0 | 0 | 0 | 0 | 0 | 0 | 0 | 0
2012 | US | WECC | - | BASN | 9 | ANTICIPATED INTERNAL CAPACITY |  | 14279.1 | 14257.63 | 14252.83 | 14622.76 | 14320.37 | 14477.8 | 14237.78 | 14137.92 | 14428 | 14745.25 | 14042.22
2012 | US | WECC | - | BASN | 10 | CAPACITY TRANSACTIONS - IMPORTS | 392 | 2328 | 2300 | 2020 | 2025 | 1650 | 1650 | 2418 | 2557 | 2300 | 1580 | 2300
2012 | US | WECC | - | BASN | 10a | Firm | 392 | 2328 | 2300 | 2020 | 2025 | 1650 | 1650 | 2418 | 2557 | 2300 | 1580 | 2300
2012 | US | WECC | - | BASN | 10a1 | Full-Responsibility Purchases | 0 | 0 | 0 | 0 | 0 | 0 | 0 | 0 | 0 | 0 | 0 | 0
2012 | US | WECC | - | BASN | 10a2 | Owned Capacity/Entitlement Located Outside the Region/Subregion | 0 | 0 | 0 | 0 | 0 | 0 | 0 | 0 | 0 | 0 | 0 | 0
2012 | US | WECC | - | BASN | 10b | Non-firm | 360: 0
2012 | US | WECC | - | BASN | 10c | Expected |  | 0 | 0 | 0 | 0 | 0 | 0 | 0 | 0 | 0 | 0 | 0
2012 | US | WECC | - | BASN | 10c1 | Full-Responsibility Purchases |  | 0 | 0 | 0 | 0 | 0 | 0 | 0 | 0 | 0 | 0 | 0
2012 | US | WECC | - | BASN | 10c2 | Owned Capacity/Entitlement Located Outside the Region/Subregion |  | 0 | 0 | 0 | 0 | 0 | 0 | 0 | 0 | 0 | 0 | 0
2012 | US | WECC | - | BASN | 11 | CAPACITY TRANSACTIONS - EXPORTS | 31 | 2760 | 2798 | 2760 | 2937 | 2766 | 2766 | 2760 | 2760 | 2760 | 2760 | 2760
2012 | US | WECC | - | BASN | 11a | Firm | 31 | 2760 | 2798 | 2760 | 2937 | 2766 | 2766 | 2760 | 2760 | 2760 | 2760 | 2760
2012 | US | WECC | - | BASN | 11a1 | Full-Responsibility Purchases | 0 | 0 | 0 | 0 | 0 | 0 | 0 | 0 | 0 | 0 | 0 | 0
2012 | US | WECC | - | BASN | 11a2 | Owned Capacity/Entitlement Located Outside the Region/Subregion | 0 | 2760 | 2760 | 2760 | 2760 | 2760 | 2760 | 2760 | 2760 | 2760 | 2760 | 2760
2012 | US | WECC | - | BASN | 11b | Non-firm | 360: 0
2012 | US | WECC | - | BASN | 11c | Expected |  | 0 | 0 | 0 | 0 | 0 | 0 | 0 | 0 | 0 | 0 | 0
2012 | US | WECC | - | BASN | 11c1 | Full-Responsibility Purchases |  | 0 | 0 | 0 | 0 | 0 | 0 | 0 | 0 | 0 | 0 | 0
2012 | US | WECC | - | BASN | 11c2 | Owned Capacity/Entitlement Located Outside the Region/Subregion |  | 0 | 0 | 0 | 0 | 0 | 0 | 0 | 0 | 0 | 0 | 0
2012 | US | WECC | - | BASN | 12 | EXISTING-CERTAIN & NET FIRM TRANSACTIONS | 14835.45 | 13468.8 | 13410.12 | 13134.76 | 13176.68 | 12840.57 | 13021.5 | 13684.25 | 13702.32 | 13625.74 | 13248.38 | 13482.04
2012 | US | WECC | - | BASN | 13 | ANTICIPATED CAPACITY RESOURCES |  |  | 13759.63 | 13512.83 | 13710.76 | 13204.37 | 13361.8 | 13895.78 | 13934.92 | 13968 | 13565.25 | 13582.22
2012 | US | WECC | - | BASN | 14 | PROSPECTIVE CAPACITY RESOURCES |  |  | 13759.63 | 13512.83 | 13710.76 | 13204.37 | 13361.8 | 13895.78 | 13934.92 | 13968 | 13565.25 | 13582.22
2012 | US | WECC | - | BASN | 15 | TOTAL POTENTIAL CAPACITY RESOURCES |  |  | 13760.05 | 13958.94 | 14189.95 | 13982.01 | 14139.59 | 14678.23 | 14918.56 | 15128.06 | 14792.42 | 14570.8
2012 | US | WECC | - | BASN | 16 | ADJUSTED POTENTIAL CAPACITY RESOURCES |  |  | 13760.05 | 13958.9355 | 14189.9452 | 13982.0022 | 14139.5822 | 14678.2222 | 14918.5502 | 15128.0484 | 14792.4077 | 14570.7901
2012 | US | WECC | - | BASN | 16a | Confidence of Future-Other |  |  | 0.99999 | 0.99999 | 0.99999 | 0.99999 | 0.99999 | 0.99999 | 0.99999 | 0.99999 | 0.99999 | 0.99999
2012 | US | WECC | - | BASN | 16b | Net Future-Other Resources After Confidence Percentage Is Applied |  |  | 0 | 0 | 0 | 0 | 0 | 0 | 0 | 0 | 0 | 0
2012 | US | WECC | - | BASN | 16c | Confidence of Conceptual |  |  | 0.99999 | 0.99999 | 0.99999 | 0.99999 | 0.99999 | 0.99999 | 0.99999 | 0.99999 | 0.99999 | 0.99999
2012 | US | WECC | - | BASN | 16d | Net Conceptual Resources After Confidence Percentage Is Applied |  |  | 0.42 | 446.1055 | 479.1852 | 777.6322 | 777.7822 | 782.4422 | 983.6302 | 1160.0484 | 1227.1577 | 988.5701
2012 | US | WECC | - | BASN | 17 | ASSESSMENT AREA TARGET RESERVE MARGIN |  |  | 13.49% | 13.49% | 13.49% | 13.49% | 13.49% | 13.49% | 13.49% | 13.49% | 13.49% | 13.49%
2012 | US | WECC | - | BASN | 18 | EXISTING-CERTAIN AND NET FIRM TRANSACTIONS RESERVE MARGIN | 39.44% | 27.43% | 23.69% | 20.35% | 17.99% | 12.48% | 11.87% | 15.79% | 14.76% | 13.3% | 8.966% | 11.13%
2012 | US | WECC | - | BASN | 19 | ANTICIPATED CAPACITY RESOURCES RESERVE MARGIN |  |  | 26.91% | 23.82% | 22.78% | 15.67% | 14.79% | 17.58% | 16.71% | 16.15% | 11.57% | 11.96%
2012 | US | WECC | - | BASN | 20 | PROSPECTIVE CAPACITY RESOURCES RESERVE MARGIN |  |  | 26.91% | 23.82% | 22.78% | 15.67% | 14.79% | 17.58% | 16.71% | 16.15% | 11.57% | 11.96%
2012 | US | WECC | - | BASN | 21 | TOTAL POTENTIAL RESOURCES RESERVE MARGIN |  |  | 26.91% | 27.91% | 27.07% | 22.48% | 21.47% | 24.2% | 24.95% | 25.79% | 21.67% | 20.1%
2012 | US | WECC | - | BASN | 22 | ADJUSTED POTENTIAL RESOURCES RESERVE MARGIN |  |  | 26.91% | 27.91% | 27.07% | 22.48% | 21.47% | 24.2% | 24.94% | 25.79% | 21.67% | 20.1%
2012 | US | WECC | - | BASN | 23 | Total Baseline Installed Capacity | 360: 16002.552
2012 | US | WECC | - | BASN | 24 | Distributed or Other Capacity (Behind the Meter) < 1 MW |  | 0 | 0 | 0 | 0 | 0 | 0 | 0 | 0 | 0 | 0 | 0
2012 | US | WECC | - | BASN | 25 | Distributed or Other Capacity (Behind the Meter) ≥ 1 MW |  | 0 | 0 | 0 | 0 | 0 | 0 | 0 | 0 | 0 | 0 | 0
2012 | US | WECC | - | BASN | 26 | Capacity Total from EIA-860 |  | 0 | 0 | 0 | 0 | 0 | 0 | 0 | 0 | 0 | 0 | 0
2012 | CAN | WECC | - | BC | 1 | Unrestricted Non-coincident Peak Demand |  | 11432 | 11416 | 11738 | 11943 | 12050 | 12073 | 12223 | 12373 | 12523 | 12673 | 12823
2012 | CAN | WECC | - | BC | 1a | New Conservation (Energy Efficiency) |  | 0 | 0 | 0 | 0 | 0 | 0 | 0 | 0 | 0 | 0 | 0
2012 | CAN | WECC | - | BC | 1b | Estimated Diversity |  | 0 | 0 | 0 | 0 | 0 | 0 | 0 | 0 | 0 | 0 | 0
2012 | CAN | WECC | - | BC | 1c | Additions for non-member load (load served by non-registered LSE's in a region) |  | 0 | 0 | 0 | 0 | 0 | 0 | 0 | 0 | 0 | 0 | 0
2012 | CAN | WECC | - | BC | 1d | Stand-by Load Under Contract (Normally served by behind the meter generation) |  | 0 | 0 | 0 | 0 | 0 | 0 | 0 | 0 | 0 | 0 | 0
2012 | CAN | WECC | - | BC | 1e | Non-Controllable Demand-Side Demand Response |  | 0 | 0 | 0 | 0 | 0 | 0 | 0 | 0 | 0 | 0 | 0
2012 | CAN | WECC | - | BC | 2 | Total Internal Demand | 10412 | 11432 | 11416 | 11738 | 11943 | 12050 | 12073 | 12223 | 12373 | 12523 | 12673 | 12823
2012 | CAN | WECC | - | BC | 2a | Supply-Side Direct Control Load Management (DCLM) | 0 | 0 | 0 | 0 | 0 | 0 | 0 | 0 | 0 | 0 | 0 | 0
2012 | CAN | WECC | - | BC | 2b | Supply-Side Contractually Interruptible (Curtailable) | 0 | 0 | 0 | 0 | 0 | 0 | 0 | 0 | 0 | 0 | 0 | 0
2012 | CAN | WECC | - | BC | 2c | Supply-Side Critical Peak-Pricing (CPP) with Control | 0 | 0 | 0 | 0 | 0 | 0 | 0 | 0 | 0 | 0 | 0 | 0
2012 | CAN | WECC | - | BC | 2d | Supply-Side Load as a Capacity Resource | 0 | 0 | 0 | 0 | 0 | 0 | 0 | 0 | 0 | 0 | 0 | 0
2012 | CAN | WECC | - | BC | 3 | Net Internal Demand | 10412 | 11376 | 11416 | 11738 | 11943 | 12050 | 12073 | 12223 | 12373 | 12523 | 12673 | 12823
2012 | CAN | WECC | - | BC | 3a | Demand-Side Direct Control Load Management (DCLM) | 0 | 0 | 0 | 0 | 0 | 0 | 0 | 0 | 0 | 0 | 0 | 0
2012 | CAN | WECC | - | BC | 3b | Demand-Side Contractually Interruptible (Curtailable) | 0 | 56 | 0 | 0 | 0 | 0 | 0 | 0 | 0 | 0 | 0 | 0
2012 | CAN | WECC | - | BC | 3c | Demand-Side Critical Peak-Pricing (CPP) with Control | 0 | 0 | 0 | 0 | 0 | 0 | 0 | 0 | 0 | 0 | 0 | 0
2012 | CAN | WECC | - | BC | 3d | Demand-Side Load as a Capacity Resource | 0 | 0 | 0 | 0 | 0 | 0 | 0 | 0 | 0 | 0 | 0 | 0
2012 | CAN | WECC | - | BC | 4 | Total Controllable Demand Response | 0 | 56 | 0 | 0 | 0 | 0 | 0 | 0 | 0 | 0 | 0 | 0
2012 | CAN | WECC | - | BC | 4a | Demand Response used for Ancillary Services - Spinning Reserves | 0 | 0 | 0 | 0 | 0 | 0 | 0 | 0 | 0 | 0 | 0 | 0
2012 | CAN | WECC | - | BC | 4b | Demand Response used for Ancillary Services - Non-Spinning Reserves | 0 | 0 | 0 | 0 | 0 | 0 | 0 | 0 | 0 | 0 | 0 | 0
2012 | CAN | WECC | - | BC | 4c | Demand Response used for Regulation | 0 | 0 | 0 | 0 | 0 | 0 | 0 | 0 | 0 | 0 | 0 | 0
2012 | CAN | WECC | - | BC | 4d | Demand Response used for Energy, Voluntary Services - Emergency | 0 | 0 | 0 | 0 | 0 | 0 | 0 | 0 | 0 | 0 | 0 | 0
2012 | CAN | WECC | - | BC | 5 | TOTAL INTERNAL CAPACITY | 14297.03 | 14599.2952 | 15146.7593 | 15904.4293 | 16636.3993 | 16817.0793 | 16915.0793 | 16915.0793 | 16915.0793 | 16915.0793 | 16915.0793 | 16915.0793
2012 | CAN | WECC | - | BC | 6a | Existing-Certain | 11665.3 | 13388.65 | 13395.26 | 13373.19 | 13393.99 | 13419.99 | 13392.39 | 13443.08 | 13395.23 | 13393.97 | 13416.23 | 13419.99
2012 | CAN | WECC | - | BC | 6a1 | Wind Expected On-Peak | 9 | 49.85 | 48.46 | 26.39 | 47.19 | 73.19 | 45.59 | 96.28 | 48.43 | 47.17 | 69.43 | 73.19
2012 | CAN | WECC | - | BC | 6a2 | Solar Expected On-Peak | 0 | 0 | 0 | 0 | 0 | 0 | 0 | 0 | 0 | 0 | 0 | 0
2012 | CAN | WECC | - | BC | 6a3 | Hydro Expected On-Peak | 10164 | 12355.7 | 12355.7 | 12355.7 | 12355.7 | 12355.7 | 12355.7 | 12355.7 | 12355.7 | 12355.7 | 12355.7 | 12355.7
2012 | CAN | WECC | - | BC | 6a4 | Biomass Expected On-Peak | 62 | 8.8 | 8.8 | 8.8 | 8.8 | 8.8 | 8.8 | 8.8 | 8.8 | 8.8 | 8.8 | 8.8
2012 | CAN | WECC | - | BC | 6b | Existing-Other | 0 | 0 | 0 | 0 | 0 | 0 | 0 | 0 | 0 | 0 | 0 | 0
2012 | CAN | WECC | - | BC | 6b1 | Wind Derate On-Peak | 237.5 | 196.65 | 198.04 | 220.11 | 199.31 | 173.31 | 200.91 | 150.22 | 198.07 | 199.33 | 177.07 | 173.31
2012 | CAN | WECC | - | BC | 6b2 | Solar Derate On-Peak | 0 | 0 | 0 | 0 | 0 | 0 | 0 | 0 | 0 | 0 | 0 | 0
2012 | CAN | WECC | - | BC | 6b3 | Hydro Derate On-Peak | 2163.14 | 0 | 0 | 0 | 0 | 0 | 0 | 0 | 0 | 0 | 0 | 0
2012 | CAN | WECC | - | BC | 6b4 | Biomass Derate On-Peak | 223.09 | 276.29 | 276.29 | 276.29 | 276.29 | 276.29 | 276.29 | 276.29 | 276.29 | 276.29 | 276.29 | 276.29
2012 | CAN | WECC | - | BC | 6b5 | Transmission-Limited Resources | 0 | 0 | 0 | 0 | 0 | 0 | 0 | 0 | 0 | 0 | 0 | 0
2012 | CAN | WECC | - | BC | 6b6 | All Other Derates | 0 | 0 | 0 | 0 | 0 | 0 | 0 | 0 | 0 | 0 | 0 | 0
2012 | CAN | WECC | - | BC | 6b7 | Energy-Only (Existing-Other) | 0 | 0 | 0 | 0 | 0 | 0 | 0 | 0 | 0 | 0 | 0 | 0
2012 | CAN | WECC | - | BC | 6c | Unplanned Outages (Actual) / Current and Future Inoperable Resources | 8 | 464 | 456 | 456 | 456 | 456 | 456 | 456 | 456 | 456 | 456 | 456
2012 | CAN | WECC | - | BC | 6d | Total Supply-Side Demand Response | 0 | 0 | 0 | 0 | 0 | 0 | 0 | 0 | 0 | 0 | 0 | 0
2012 | CAN | WECC | - | BC | 7 | TOTAL FUTURE CAPACITY ADDITIONS |  | 74.1 | 188.88 | 695.76 | 1125.69 | 1245.81 | 1227.09 | 1165.97 | 1278.9 | 1135.58 | 1185.05 | 1246.83
2012 | CAN | WECC | - | BC | 7a | Future-Planned |  | 74.1 | 188.88 | 695.76 | 1125.69 | 1245.81 | 1227.09 | 1165.97 | 1278.9 | 1135.58 | 1185.05 | 1246.83
2012 | CAN | WECC | - | BC | 7a1 | Wind Expected On-Peak |  | 25.9 | 102.64 | 101.37 | 90.47 | 188.04 | 166.59 | 108.7 | 214.33 | 67.82 | 117.31 | 194.43
2012 | CAN | WECC | - | BC | 7a2 | Wind Derate On-Peak |  | 102.14 | 419.42 | 420.69 | 445.99 | 348.42 | 369.87 | 427.76 | 322.13 | 468.64 | 419.15 | 342.03
2012 | CAN | WECC | - | BC | 7a3 | Solar Expected On-Peak |  | 0 | 0 | 0 | 0 | 0 | 0 | 0 | 0 | 0 | 0 | 0
2012 | CAN | WECC | - | BC | 7a4 | Solar Derate On-Peak |  | 0 | 0 | 0 | 0 | 0 | 0 | 0 | 0 | 0 | 0 | 0
2012 | CAN | WECC | - | BC | 7a5 | Hydro Expected On-Peak |  | 45.4 | 83.44 | 591.59 | 1031.02 | 1053.57 | 1056.3 | 1053.07 | 1060.37 | 1063.56 | 1063.54 | 1048.2
2012 | CAN | WECC | - | BC | 7a6 | Hydro Derate On-Peak |  | 27.5396 | 35.2182 | 94.1382 | 137.2782 | 126.0082 | 131.2782 | 134.5082 | 127.2082 | 124.0182 | 124.0382 | 139.3782
2012 | CAN | WECC | - | BC | 7a7 | Biomass Expected On-Peak |  | 2.8 | 2.8 | 2.8 | 4.2 | 4.2 | 4.2 | 4.2 | 4.2 | 4.2 | 4.2 | 4.2
2012 | CAN | WECC | - | BC | 7a8 | Biomass Derate On-Peak |  | 69.9255 | 177.6511 | 368.2511 | 601.8511 | 771.2511 | 861.2511 | 861.2511 | 861.2511 | 861.2511 | 861.2511 | 861.2511
2012 | CAN | WECC | - | BC | 7a9 | Transmission-Limited Resources |  | 0 | 0 | 0 | 0 | 0 | 0 | 0 | 0 | 0 | 0 | 0
2012 | CAN | WECC | - | BC | 7a10 | Scheduled Outage - Maintenance |  | 394 | 173 | 173 | 173 | 173 | 173 | 173 | 173 | 173 | 173 | 173
2012 | CAN | WECC | - | BC | 7a11 | All Other Derates |  | 0 | 0 | 0 | 0 | 0 | 0 | 0 | 0 | 0 | 0 | 0
2012 | CAN | WECC | - | BC | 7a12 | Energy-Only |  | 0 | 0 | 0 | 0 | 0 | 0 | 0 | 0 | 0 | 0 | 0
2012 | CAN | WECC | - | BC | 7b | Future-Other |  | 0 | 0 | 0 | 0 | 0 | 0 | 0 | 0 | 0 | 0 | 0
2012 | CAN | WECC | - | BC | 7b1 | Wind Expected On-Peak |  | 0 | 0 | 0 | 0 | 0 | 0 | 0 | 0 | 0 | 0 | 0
2012 | CAN | WECC | - | BC | 7b2 | Wind Derate On-Peak |  | 0 | 0 | 0 | 0 | 0 | 0 | 0 | 0 | 0 | 0 | 0
2012 | CAN | WECC | - | BC | 7b3 | Solar Expected On-Peak |  | 0 | 0 | 0 | 0 | 0 | 0 | 0 | 0 | 0 | 0 | 0
2012 | CAN | WECC | - | BC | 7b4 | Solar Derate On-Peak |  | 0 | 0 | 0 | 0 | 0 | 0 | 0 | 0 | 0 | 0 | 0
2012 | CAN | WECC | - | BC | 7b5 | Hydro Expected On-Peak |  | 0 | 0 | 0 | 0 | 0 | 0 | 0 | 0 | 0 | 0 | 0
2012 | CAN | WECC | - | BC | 7b6 | Hydro Derate On-Peak |  | 0 | 0 | 0 | 0 | 0 | 0 | 0 | 0 | 0 | 0 | 0
2012 | CAN | WECC | - | BC | 7b7 | Biomass Expected On-Peak |  | 0 | 0 | 0 | 0 | 0 | 0 | 0 | 0 | 0 | 0 | 0
2012 | CAN | WECC | - | BC | 7b8 | Biomass Derate On-Peak |  | 0 | 0 | 0 | 0 | 0 | 0 | 0 | 0 | 0 | 0 | 0
2012 | CAN | WECC | - | BC | 7b9 | Transmission-Limited Resources |  | 0 | 0 | 0 | 0 | 0 | 0 | 0 | 0 | 0 | 0 | 0
2012 | CAN | WECC | - | BC | 7b10 | Scheduled Outage - Maintenance |  | 0 | 0 | 0 | 0 | 0 | 0 | 0 | 0 | 0 | 0 | 0
2012 | CAN | WECC | - | BC | 7b11 | All Other Derates |  | 0 | 0 | 0 | 0 | 0 | 0 | 0 | 0 | 0 | 0 | 0
2012 | CAN | WECC | - | BC | 7b12 | Energy-Only |  | 0 | 0 | 0 | 0 | 0 | 0 | 0 | 0 | 0 | 0 | 0
2012 | CAN | WECC | - | BC | 8 | Conceptual |  | 0 | 0 | 0 | 0 | 0 | 0 | 0 | 0 | 0 | 0 | 0
2012 | CAN | WECC | - | BC | 8a1 | Wind Expected On-Peak |  | 0 | 0 | 0 | 0 | 0 | 0 | 0 | 0 | 0 | 0 | 0
2012 | CAN | WECC | - | BC | 8a2 | Wind Derate On-Peak |  | 0 | 0 | 0 | 0 | 0 | 0 | 0 | 0 | 0 | 0 | 0
2012 | CAN | WECC | - | BC | 8a3 | Solar Expected On-Peak |  | 0 | 0 | 0 | 0 | 0 | 0 | 0 | 0 | 0 | 0 | 0
2012 | CAN | WECC | - | BC | 8a4 | Solar Derate On-Peak |  | 0 | 0 | 0 | 0 | 0 | 0 | 0 | 0 | 0 | 0 | 0
2012 | CAN | WECC | - | BC | 8a5 | Hydro Expected On-Peak |  | 0 | 0 | 0 | 0 | 0 | 0 | 0 | 0 | 0 | 0 | 0
2012 | CAN | WECC | - | BC | 8a6 | Hydro Derate On-Peak |  | 0 | 0 | 0 | 0 | 0 | 0 | 0 | 0 | 0 | 0 | 0
2012 | CAN | WECC | - | BC | 8a7 | Biomass Expected On-Peak |  | 0 | 0 | 0 | 0 | 0 | 0 | 0 | 0 | 0 | 0 | 0
2012 | CAN | WECC | - | BC | 8a8 | Biomass Derate On-Peak |  | 0 | 0 | 0 | 0 | 0 | 0 | 0 | 0 | 0 | 0 | 0
2012 | CAN | WECC | - | BC | 8a9 | All Other Derates |  | 0 | 0 | 0 | 0 | 0 | 0 | 0 | 0 | 0 | 0 | 0
2012 | CAN | WECC | - | BC | 8a10 | Energy-Only |  | 0 | 0 | 0 | 0 | 0 | 0 | 0 | 0 | 0 | 0 | 0
2012 | CAN | WECC | - | BC | 9 | ANTICIPATED INTERNAL CAPACITY |  | 13462.75 | 13584.14 | 14068.95 | 14519.68 | 14665.8 | 14619.48 | 14609.05 | 14674.13 | 14529.55 | 14601.28 | 14666.82
2012 | CAN | WECC | - | BC | 10 | CAPACITY TRANSACTIONS - IMPORTS | 69 | 600 | 600 | 600 | 600 | 600 | 600 | 600 | 600 | 600 | 600 | 600
2012 | CAN | WECC | - | BC | 10a | Firm | 69 | 600 | 600 | 600 | 600 | 600 | 600 | 600 | 600 | 600 | 600 | 600
2012 | CAN | WECC | - | BC | 10a1 | Full-Responsibility Purchases | 0 | 0 | 0 | 0 | 0 | 0 | 0 | 0 | 0 | 0 | 0 | 0
2012 | CAN | WECC | - | BC | 10a2 | Owned Capacity/Entitlement Located Outside the Region/Subregion | 0 | 0 | 0 | 0 | 0 | 0 | 0 | 0 | 0 | 0 | 0 | 0
2012 | CAN | WECC | - | BC | 10b | Non-firm | 360: 0
2012 | CAN | WECC | - | BC | 10c | Expected |  | 0 | 0 | 0 | 0 | 0 | 0 | 0 | 0 | 0 | 0 | 0
2012 | CAN | WECC | - | BC | 10c1 | Full-Responsibility Purchases |  | 0 | 0 | 0 | 0 | 0 | 0 | 0 | 0 | 0 | 0 | 0
2012 | CAN | WECC | - | BC | 10c2 | Owned Capacity/Entitlement Located Outside the Region/Subregion |  | 0 | 0 | 0 | 0 | 0 | 0 | 0 | 0 | 0 | 0 | 0
2012 | CAN | WECC | - | BC | 11 | CAPACITY TRANSACTIONS - EXPORTS | 894 | 800 | 800 | 800 | 800 | 800 | 800 | 800 | 800 | 800 | 800 | 800
2012 | CAN | WECC | - | BC | 11a | Firm | 894 | 800 | 800 | 800 | 800 | 800 | 800 | 800 | 800 | 800 | 800 | 800
2012 | CAN | WECC | - | BC | 11a1 | Full-Responsibility Purchases | 0 | 0 | 0 | 0 | 0 | 0 | 0 | 0 | 0 | 0 | 0 | 0
2012 | CAN | WECC | - | BC | 11a2 | Owned Capacity/Entitlement Located Outside the Region/Subregion | 0 | 0 | 0 | 0 | 0 | 0 | 0 | 0 | 0 | 0 | 0 | 0
2012 | CAN | WECC | - | BC | 11b | Non-firm | 360: 0
2012 | CAN | WECC | - | BC | 11c | Expected |  | 0 | 0 | 0 | 0 | 0 | 0 | 0 | 0 | 0 | 0 | 0
2012 | CAN | WECC | - | BC | 11c1 | Full-Responsibility Purchases |  | 0 | 0 | 0 | 0 | 0 | 0 | 0 | 0 | 0 | 0 | 0
2012 | CAN | WECC | - | BC | 11c2 | Owned Capacity/Entitlement Located Outside the Region/Subregion |  | 0 | 0 | 0 | 0 | 0 | 0 | 0 | 0 | 0 | 0 | 0
2012 | CAN | WECC | - | BC | 12 | EXISTING-CERTAIN & NET FIRM TRANSACTIONS | 10840.3 | 13188.65 | 13195.26 | 13173.19 | 13193.99 | 13219.99 | 13192.39 | 13243.08 | 13195.23 | 13193.97 | 13216.23 | 13219.99
2012 | CAN | WECC | - | BC | 13 | ANTICIPATED CAPACITY RESOURCES |  |  | 13384.14 | 13868.95 | 14319.68 | 14465.8 | 14419.48 | 14409.05 | 14474.13 | 14329.55 | 14401.28 | 14466.82
2012 | CAN | WECC | - | BC | 14 | PROSPECTIVE CAPACITY RESOURCES |  |  | 13384.14 | 13868.95 | 14319.68 | 14465.8 | 14419.48 | 14409.05 | 14474.13 | 14329.55 | 14401.28 | 14466.82
2012 | CAN | WECC | - | BC | 15 | TOTAL POTENTIAL CAPACITY RESOURCES |  |  | 13384.14 | 13868.95 | 14319.68 | 14465.8 | 14419.48 | 14409.05 | 14474.13 | 14329.55 | 14401.28 | 14466.82
2012 | CAN | WECC | - | BC | 16 | ADJUSTED POTENTIAL CAPACITY RESOURCES |  |  | 13384.14 | 13868.95 | 14319.68 | 14465.8 | 14419.48 | 14409.05 | 14474.13 | 14329.55 | 14401.28 | 14466.82
2012 | CAN | WECC | - | BC | 16a | Confidence of Future-Other |  |  | 0.99999 | 0.99999 | 0.99999 | 0.99999 | 0.99999 | 0.99999 | 0.99999 | 0.99999 | 0.99999 | 0.99999
2012 | CAN | WECC | - | BC | 16b | Net Future-Other Resources After Confidence Percentage Is Applied |  |  | 0 | 0 | 0 | 0 | 0 | 0 | 0 | 0 | 0 | 0
2012 | CAN | WECC | - | BC | 16c | Confidence of Conceptual |  |  | 0.99999 | 0.99999 | 0.99999 | 0.99999 | 0.99999 | 0.99999 | 0.99999 | 0.99999 | 0.99999 | 0.99999
2012 | CAN | WECC | - | BC | 16d | Net Conceptual Resources After Confidence Percentage Is Applied |  |  | 0 | 0 | 0 | 0 | 0 | 0 | 0 | 0 | 0 | 0
2012 | CAN | WECC | - | BC | 17 | ASSESSMENT AREA TARGET RESERVE MARGIN |  |  | 16.16% | 16.16% | 16.16% | 16.16% | 16.16% | 16.16% | 16.16% | 16.16% | 16.16% | 16.16%
2012 | CAN | WECC | - | BC | 18 | EXISTING-CERTAIN AND NET FIRM TRANSACTIONS RESERVE MARGIN | 4.114% | 15.93% | 15.59% | 12.23% | 10.47% | 9.709% | 9.272% | 8.346% | 6.645% | 5.358% | 4.287% | 3.096%
2012 | CAN | WECC | - | BC | 19 | ANTICIPATED CAPACITY RESOURCES RESERVE MARGIN |  |  | 17.24% | 18.15% | 19.9% | 20.05% | 19.44% | 17.88% | 16.98% | 14.43% | 13.64% | 12.82%
2012 | CAN | WECC | - | BC | 20 | PROSPECTIVE CAPACITY RESOURCES RESERVE MARGIN |  |  | 17.24% | 18.15% | 19.9% | 20.05% | 19.44% | 17.88% | 16.98% | 14.43% | 13.64% | 12.82%
2012 | CAN | WECC | - | BC | 21 | TOTAL POTENTIAL RESOURCES RESERVE MARGIN |  |  | 17.24% | 18.15% | 19.9% | 20.05% | 19.44% | 17.88% | 16.98% | 14.43% | 13.64% | 12.82%
2012 | CAN | WECC | - | BC | 22 | ADJUSTED POTENTIAL RESOURCES RESERVE MARGIN |  |  | 17.24% | 18.15% | 19.9% | 20.05% | 19.44% | 17.88% | 16.98% | 14.43% | 13.64% | 12.82%
2012 | CAN | WECC | - | BC | 23 | Total Baseline Installed Capacity | 360: 14297.03
2012 | CAN | WECC | - | BC | 24 | Distributed or Other Capacity (Behind the Meter) < 1 MW |  | 0 | 0 | 0 | 0 | 0 | 0 | 0 | 0 | 0 | 0 | 0
2012 | CAN | WECC | - | BC | 25 | Distributed or Other Capacity (Behind the Meter) ≥ 1 MW |  | 0 | 0 | 0 | 0 | 0 | 0 | 0 | 0 | 0 | 0 | 0
2012 | CAN | WECC | - | BC | 26 | Capacity Total from EIA-860 |  | 0 | 0 | 0 | 0 | 0 | 0 | 0 | 0 | 0 | 0 | 0
2012 | US | WECC | - | CALN | 1 | Unrestricted Non-coincident Peak Demand |  | 17061.6 | 17480.5 | 17898.7 | 18261.3 | 18679.6 | 19005 | 19355.8 | 19652.8 | 19936.8 | 20255.8 | 20599.8
2012 | US | WECC | - | CALN | 1a | New Conservation (Energy Efficiency) |  | 33 | 163 | 295 | 450 | 610 | 773 | 944 | 1120 | 1285 | 1484 | 1710
2012 | US | WECC | - | CALN | 1b | Estimated Diversity |  | 0 | 0 | 0 | 0 | 0 | 0 | 0 | 0 | 0 | 0 | 0
2012 | US | WECC | - | CALN | 1c | Additions for non-member load (load served by non-registered LSE's in a region) |  | 0 | 0 | 0 | 0 | 0 | 0 | 0 | 0 | 0 | 0 | 0
2012 | US | WECC | - | CALN | 1d | Stand-by Load Under Contract (Normally served by behind the meter generation) |  | 1320 | 1346 | 1373 | 1401 | 1428 | 1457 | 1486 | 1515 | 1546 | 1576 | 1608
2012 | US | WECC | - | CALN | 1e | Non-Controllable Demand-Side Demand Response |  | 0 | 0 | 0 | 0 | 0 | 0 | 0 | 0 | 0 | 0 | 0
2012 | US | WECC | - | CALN | 2 | Total Internal Demand | 17737 | 18348.6 | 18663.5 | 18976.7 | 19212.3 | 19497.6 | 19689 | 19897.8 | 20047.8 | 20197.8 | 20347.8 | 20497.8
2012 | US | WECC | - | CALN | 2a | Supply-Side Direct Control Load Management (DCLM) | 0 | 0 | 0 | 0 | 0 | 0 | 0 | 0 | 0 | 0 | 0 | 0
2012 | US | WECC | - | CALN | 2b | Supply-Side Contractually Interruptible (Curtailable) | 0 | 0 | 0 | 0 | 0 | 0 | 0 | 0 | 0 | 0 | 0 | 0
2012 | US | WECC | - | CALN | 2c | Supply-Side Critical Peak-Pricing (CPP) with Control | 0 | 0 | 0 | 0 | 0 | 0 | 0 | 0 | 0 | 0 | 0 | 0
2012 | US | WECC | - | CALN | 2d | Supply-Side Load as a Capacity Resource | 0 | 0 | 0 | 0 | 0 | 0 | 0 | 0 | 0 | 0 | 0 | 0
2012 | US | WECC | - | CALN | 3 | Net Internal Demand | 17729 | 18105.6 | 18406.5 | 18706.7 | 18937.3 | 19219.6 | 19409 | 19617.8 | 19766.8 | 19918.8 | 20069.8 | 20219.8
2012 | US | WECC | - | CALN | 3a | Demand-Side Direct Control Load Management (DCLM) | 0 | 8 | 8 | 8 | 8 | 8 | 8 | 8 | 8 | 8 | 8 | 8
2012 | US | WECC | - | CALN | 3b | Demand-Side Contractually Interruptible (Curtailable) | 8 | 47 | 53 | 55 | 57 | 58 | 60 | 61 | 63 | 64 | 65 | 65
2012 | US | WECC | - | CALN | 3c | Demand-Side Critical Peak-Pricing (CPP) with Control | 0 | 0 | 0 | 0 | 0 | 0 | 0 | 0 | 0 | 0 | 0 | 0
2012 | US | WECC | - | CALN | 3d | Demand-Side Load as a Capacity Resource | 0 | 188 | 196 | 207 | 210 | 212 | 212 | 211 | 210 | 207 | 205 | 205
2012 | US | WECC | - | CALN | 4 | Total Controllable Demand Response | 8 | 243 | 257 | 270 | 275 | 278 | 280 | 280 | 281 | 279 | 278 | 278
2012 | US | WECC | - | CALN | 4a | Demand Response used for Ancillary Services - Spinning Reserves | 0 | 0 | 0 | 0 | 0 | 0 | 0 | 0 | 0 | 0 | 0 | 0
2012 | US | WECC | - | CALN | 4b | Demand Response used for Ancillary Services - Non-Spinning Reserves | 0 | 0 | 0 | 0 | 0 | 0 | 0 | 0 | 0 | 0 | 0 | 0
2012 | US | WECC | - | CALN | 4c | Demand Response used for Regulation | 0 | 0 | 0 | 0 | 0 | 0 | 0 | 0 | 0 | 0 | 0 | 0
2012 | US | WECC | - | CALN | 4d | Demand Response used for Energy, Voluntary Services - Emergency | 503 | 503 | 580 | 537 | 539 | 541 | 542 | 542 | 543 | 542 | 542 | 544
2012 | US | WECC | - | CALN | 5 | TOTAL INTERNAL CAPACITY | 30291.521 | 31334.521 | 33010.521 | 33585.521 | 33585.521 | 33585.521 | 33585.521 | 33585.521 | 33585.521 | 33585.521 | 33585.521 | 33585.521
2012 | US | WECC | - | CALN | 6a | Existing-Certain | 23527.048 | 19538.24 | 19113.77 | 20387.85 | 20152.05 | 19208.23 | 20441.72 | 20203.65 | 20215.05 | 19828.03 | 19692.98 | 19187.96
2012 | US | WECC | - | CALN | 6a1 | Wind Expected On-Peak | 129.638 | 4.6 | 4.58 | 100.73 | 342.97 | 111.42 | 103.99 | 70.54 | 4.52 | 342.94 | 610.58 | 111.41
2012 | US | WECC | - | CALN | 6a2 | Solar Expected On-Peak | 0 | 0.93 | 0.99 | 0.98 | 0.99 | 0.98 | 0.97 | 0.98 | 0.96 | 0.98 | 0.98 | 0.98
2012 | US | WECC | - | CALN | 6a3 | Hydro Expected On-Peak | 3647.2 | 3619.18 | 3200.52 | 4372.61 | 3894.56 | 3182.3 | 4423.23 | 4218.6 | 4296.04 | 3570.58 | 3167.89 | 3162.04
2012 | US | WECC | - | CALN | 6a4 | Biomass Expected On-Peak | 367.7 | 421.02 | 415.17 | 421.02 | 421.02 | 421.02 | 421.02 | 421.02 | 421.02 | 421.02 | 421.02 | 421.02
2012 | US | WECC | - | CALN | 6b | Existing-Other | 0 | 0 | 0 | 0 | 0 | 0 | 0 | 0 | 0 | 0 | 0 | 0
2012 | US | WECC | - | CALN | 6b1 | Wind Derate On-Peak | 1825.542 | 1950.58 | 1950.6 | 1854.45 | 1612.21 | 1843.76 | 1851.19 | 1884.64 | 1950.66 | 1612.24 | 1344.6 | 1843.77
2012 | US | WECC | - | CALN | 6b2 | Solar Derate On-Peak | 106.57 | 105.64 | 105.58 | 105.59 | 105.58 | 105.59 | 105.6 | 105.59 | 105.61 | 105.59 | 105.59 | 105.59
2012 | US | WECC | - | CALN | 6b3 | Hydro Derate On-Peak | 3823.65 | 3851.67 | 4270.33 | 3098.24 | 3576.29 | 4288.55 | 3047.62 | 3252.25 | 3174.81 | 3900.27 | 4302.96 | 4308.81
2012 | US | WECC | - | CALN | 6b4 | Biomass Derate On-Peak | 95.711 | 42.391 | 48.241 | 42.391 | 42.391 | 42.391 | 42.391 | 42.391 | 42.391 | 42.391 | 42.391 | 42.391
2012 | US | WECC | - | CALN | 6b5 | Transmission-Limited Resources | 0 | 0 | 0 | 0 | 0 | 0 | 0 | 0 | 0 | 0 | 0 | 0
2012 | US | WECC | - | CALN | 6b6 | All Other Derates | 0 | 0 | 0 | 0 | 0 | 0 | 0 | 0 | 0 | 0 | 0 | 0
2012 | US | WECC | - | CALN | 6b7 | Energy-Only (Existing-Other) | 0 | 0 | 0 | 0 | 0 | 0 | 0 | 0 | 0 | 0 | 0 | 0
2012 | US | WECC | - | CALN | 6c | Unplanned Outages (Actual) / Current and Future Inoperable Resources | 913 | 4803 | 4803 | 4803 | 4803 | 4803 | 4803 | 4803 | 4803 | 4803 | 4803 | 4803
2012 | US | WECC | - | CALN | 6d | Total Supply-Side Demand Response | 0 | 0 | 0 | 0 | 0 | 0 | 0 | 0 | 0 | 0 | 0 | 0
2012 | US | WECC | - | CALN | 7 | TOTAL FUTURE CAPACITY ADDITIONS |  | 608.31 | 2205.69 | 2782.02 | 2843.15 | 2841.59 | 2914.63 | 2805.11 | 2832.86 | 2843.13 | 2854.57 | 2841.55
2012 | US | WECC | - | CALN | 7a | Future-Planned |  | 608.31 | 2205.69 | 2782.02 | 2843.15 | 2841.59 | 2914.63 | 2805.11 | 2832.86 | 2843.13 | 2854.57 | 2841.55
2012 | US | WECC | - | CALN | 7a1 | Wind Expected On-Peak |  | 0.14 | 0.13 | 1.45 | 62.58 | 61.02 | 134.07 | 24.56 | 52.3 | 62.56 | 74.01 | 60.99
2012 | US | WECC | - | CALN | 7a2 | Wind Derate On-Peak |  | 391.86 | 401.87 | 400.55 | 339.42 | 340.98 | 267.93 | 377.44 | 349.7 | 339.44 | 327.99 | 341.01
2012 | US | WECC | - | CALN | 7a3 | Solar Expected On-Peak |  | 0.17 | 0.56 | 0.57 | 0.57 | 0.57 | 0.56 | 0.55 | 0.56 | 0.57 | 0.56 | 0.56
2012 | US | WECC | - | CALN | 7a4 | Solar Derate On-Peak |  | 24.83 | 64.44 | 64.43 | 64.43 | 64.43 | 64.44 | 64.45 | 64.44 | 64.43 | 64.44 | 64.44
2012 | US | WECC | - | CALN | 7a5 | Hydro Expected On-Peak |  | 0 | 0 | 0 | 0 | 0 | 0 | 0 | 0 | 0 | 0 | 0
2012 | US | WECC | - | CALN | 7a6 | Hydro Derate On-Peak |  | 0 | 0 | 0 | 0 | 0 | 0 | 0 | 0 | 0 | 0 | 0
2012 | US | WECC | - | CALN | 7a7 | Biomass Expected On-Peak |  | 11 | 11 | 11 | 11 | 11 | 11 | 11 | 11 | 11 | 11 | 11
2012 | US | WECC | - | CALN | 7a8 | Biomass Derate On-Peak |  | 18 | 47 | 47 | 47 | 47 | 47 | 47 | 47 | 47 | 47 | 47
2012 | US | WECC | - | CALN | 7a9 | Transmission-Limited Resources |  | 0 | 0 | 0 | 0 | 0 | 0 | 0 | 0 | 0 | 0 | 0
2012 | US | WECC | - | CALN | 7a10 | Scheduled Outage - Maintenance |  | 8365 | 8436 | 8454 | 8521 | 8304 | 8304 | 8304 | 8304 | 8304 | 8304 | 8304
2012 | US | WECC | - | CALN | 7a11 | All Other Derates |  | 0 | 0 | 0 | 0 | 0 | 0 | 0 | 0 | 0 | 0 | 0
2012 | US | WECC | - | CALN | 7a12 | Energy-Only |  | 0 | 0 | 0 | 0 | 0 | 0 | 0 | 0 | 0 | 0 | 0
2012 | US | WECC | - | CALN | 7b | Future-Other |  | 0 | 0 | 0 | 0 | 0 | 0 | 0 | 0 | 0 | 0 | 0
2012 | US | WECC | - | CALN | 7b1 | Wind Expected On-Peak |  | 0 | 0 | 0 | 0 | 0 | 0 | 0 | 0 | 0 | 0 | 0
2012 | US | WECC | - | CALN | 7b2 | Wind Derate On-Peak |  | 0 | 0 | 0 | 0 | 0 | 0 | 0 | 0 | 0 | 0 | 0
2012 | US | WECC | - | CALN | 7b3 | Solar Expected On-Peak |  | 0 | 0 | 0 | 0 | 0 | 0 | 0 | 0 | 0 | 0 | 0
2012 | US | WECC | - | CALN | 7b4 | Solar Derate On-Peak |  | 0 | 0 | 0 | 0 | 0 | 0 | 0 | 0 | 0 | 0 | 0
2012 | US | WECC | - | CALN | 7b5 | Hydro Expected On-Peak |  | 0 | 0 | 0 | 0 | 0 | 0 | 0 | 0 | 0 | 0 | 0
2012 | US | WECC | - | CALN | 7b6 | Hydro Derate On-Peak |  | 0 | 0 | 0 | 0 | 0 | 0 | 0 | 0 | 0 | 0 | 0
2012 | US | WECC | - | CALN | 7b7 | Biomass Expected On-Peak |  | 0 | 0 | 0 | 0 | 0 | 0 | 0 | 0 | 0 | 0 | 0
2012 | US | WECC | - | CALN | 7b8 | Biomass Derate On-Peak |  | 0 | 0 | 0 | 0 | 0 | 0 | 0 | 0 | 0 | 0 | 0
2012 | US | WECC | - | CALN | 7b9 | Transmission-Limited Resources |  | 0 | 0 | 0 | 0 | 0 | 0 | 0 | 0 | 0 | 0 | 0
2012 | US | WECC | - | CALN | 7b10 | Scheduled Outage - Maintenance |  | 0 | 0 | 0 | 0 | 0 | 0 | 0 | 0 | 0 | 0 | 0
2012 | US | WECC | - | CALN | 7b11 | All Other Derates |  | 0 | 0 | 0 | 0 | 0 | 0 | 0 | 0 | 0 | 0 | 0
2012 | US | WECC | - | CALN | 7b12 | Energy-Only |  | 0 | 0 | 0 | 0 | 0 | 0 | 0 | 0 | 0 | 0 | 0
2012 | US | WECC | - | CALN | 8 | Conceptual |  | 0 | 0 | 0 | 0 | 1.52 | 1.52 | 196.52 | 196.53 | 193.53 | 98.53 | 172.51
2012 | US | WECC | - | CALN | 8a1 | Wind Expected On-Peak |  | 0 | 0 | 0 | 0 | 0 | 0 | 0 | 0 | 0 | 0 | 0
2012 | US | WECC | - | CALN | 8a2 | Wind Derate On-Peak |  | 0 | 0 | 0 | 0 | 0 | 0 | 0 | 0 | 0 | 0 | 0
2012 | US | WECC | - | CALN | 8a3 | Solar Expected On-Peak |  | 0 | 0 | 0 | 0 | 0 | 0 | 0 | 0 | 0 | 0 | 0
2012 | US | WECC | - | CALN | 8a4 | Solar Derate On-Peak |  | 0 | 0 | 0 | 0 | 0 | 0 | 0 | 0 | 0 | 0 | 0
2012 | US | WECC | - | CALN | 8a5 | Hydro Expected On-Peak |  | 0 | 0 | 0 | 0 | 1.52 | 1.52 | 196.52 | 196.53 | 193.53 | 98.53 | 172.51
2012 | US | WECC | - | CALN | 8a6 | Hydro Derate On-Peak |  | 0 | 0 | 0 | 0 | 0.98 | 0.98 | 0.98 | 0.97 | 3.97 | 98.97 | 24.99
2012 | US | WECC | - | CALN | 8a7 | Biomass Expected On-Peak |  | 0 | 0 | 0 | 0 | 0 | 0 | 0 | 0 | 0 | 0 | 0
2012 | US | WECC | - | CALN | 8a8 | Biomass Derate On-Peak |  | 0 | 0 | 0 | 0 | 0 | 0 | 0 | 0 | 0 | 0 | 0
2012 | US | WECC | - | CALN | 8a9 | All Other Derates |  | 0 | 0 | 0 | 0 | 0 | 0 | 0 | 0 | 0 | 0 | 0
2012 | US | WECC | - | CALN | 8a10 | Energy-Only |  | 0 | 0 | 0 | 0 | 0 | 0 | 0 | 0 | 0 | 0 | 0
2012 | US | WECC | - | CALN | 9 | ANTICIPATED INTERNAL CAPACITY |  | 20146.55 | 21319.46 | 23169.87 | 22995.2 | 22049.82 | 23356.35 | 23008.76 | 23047.91 | 22671.16 | 22547.55 | 22029.51
2012 | US | WECC | - | CALN | 10 | CAPACITY TRANSACTIONS - IMPORTS | 3784 | 2500 | 2538 | 2500 | 2600 | 2500 | 2500 | 2500 | 3000 | 3000 | 3000 | 2500
2012 | US | WECC | - | CALN | 10a | Firm | 3784 | 2500 | 2538 | 2500 | 2600 | 2500 | 2500 | 2500 | 3000 | 3000 | 3000 | 2500
2012 | US | WECC | - | CALN | 10a1 | Full-Responsibility Purchases | 0 | 0 | 0 | 0 | 0 | 0 | 0 | 0 | 0 | 0 | 0 | 0
2012 | US | WECC | - | CALN | 10a2 | Owned Capacity/Entitlement Located Outside the Region/Subregion | 0 | 0 | 0 | 0 | 0 | 0 | 0 | 0 | 0 | 0 | 0 | 0
2012 | US | WECC | - | CALN | 10b | Non-firm | 360: 0
2012 | US | WECC | - | CALN | 10c | Expected |  | 0 | 0 | 0 | 0 | 0 | 0 | 0 | 0 | 0 | 0 | 0
2012 | US | WECC | - | CALN | 10c1 | Full-Responsibility Purchases |  | 0 | 0 | 0 | 0 | 0 | 0 | 0 | 0 | 0 | 0 | 0
2012 | US | WECC | - | CALN | 10c2 | Owned Capacity/Entitlement Located Outside the Region/Subregion |  | 0 | 0 | 0 | 0 | 0 | 0 | 0 | 0 | 0 | 0 | 0
2012 | US | WECC | - | CALN | 11 | CAPACITY TRANSACTIONS - EXPORTS | 1845 | 1200 | 1300 | 1200 | 1200 | 1200 | 1700 | 1200 | 1700 | 1700 | 1700 | 1200
2012 | US | WECC | - | CALN | 11a | Firm | 1845 | 1200 | 1300 | 1200 | 1200 | 1200 | 1700 | 1200 | 1700 | 1700 | 1700 | 1200
2012 | US | WECC | - | CALN | 11a1 | Full-Responsibility Purchases | 0 | 0 | 0 | 0 | 0 | 0 | 0 | 0 | 0 | 0 | 0 | 0
2012 | US | WECC | - | CALN | 11a2 | Owned Capacity/Entitlement Located Outside the Region/Subregion | 0 | 0 | 0 | 0 | 0 | 0 | 0 | 0 | 0 | 0 | 0 | 0
2012 | US | WECC | - | CALN | 11b | Non-firm | 360: 0
2012 | US | WECC | - | CALN | 11c | Expected |  | 0 | 0 | 0 | 0 | 0 | 0 | 0 | 0 | 0 | 0 | 0
2012 | US | WECC | - | CALN | 11c1 | Full-Responsibility Purchases |  | 0 | 0 | 0 | 0 | 0 | 0 | 0 | 0 | 0 | 0 | 0
2012 | US | WECC | - | CALN | 11c2 | Owned Capacity/Entitlement Located Outside the Region/Subregion |  | 0 | 0 | 0 | 0 | 0 | 0 | 0 | 0 | 0 | 0 | 0
2012 | US | WECC | - | CALN | 12 | EXISTING-CERTAIN & NET FIRM TRANSACTIONS | 25466.048 | 20838.24 | 20351.77 | 21687.85 | 21552.05 | 20508.23 | 21241.72 | 21503.65 | 21515.05 | 21128.03 | 20992.98 | 20487.96
2012 | US | WECC | - | CALN | 13 | ANTICIPATED CAPACITY RESOURCES |  |  | 22557.46 | 24469.87 | 24395.2 | 23349.82 | 24156.35 | 24308.76 | 24347.91 | 23971.16 | 23847.55 | 23329.51
2012 | US | WECC | - | CALN | 14 | PROSPECTIVE CAPACITY RESOURCES |  |  | 22557.46 | 24469.87 | 24395.2 | 23349.82 | 24156.35 | 24308.76 | 24347.91 | 23971.16 | 23847.55 | 23329.51
2012 | US | WECC | - | CALN | 15 | TOTAL POTENTIAL CAPACITY RESOURCES |  |  | 22557.46 | 24469.87 | 24395.2 | 23351.34 | 24157.87 | 24505.28 | 24544.44 | 24164.69 | 23946.08 | 23502.02
2012 | US | WECC | - | CALN | 16 | ADJUSTED POTENTIAL CAPACITY RESOURCES |  |  | 22557.46 | 24469.87 | 24395.2 | 23351.34 | 24157.87 | 24505.278 | 24544.438 | 24164.6881 | 23946.079 | 23502.0183
2012 | US | WECC | - | CALN | 16a | Confidence of Future-Other |  |  | 0.99999 | 0.99999 | 0.99999 | 0.99999 | 0.99999 | 0.99999 | 0.99999 | 0.99999 | 0.99999 | 0.99999
2012 | US | WECC | - | CALN | 16b | Net Future-Other Resources After Confidence Percentage Is Applied |  |  | 0 | 0 | 0 | 0 | 0 | 0 | 0 | 0 | 0 | 0
2012 | US | WECC | - | CALN | 16c | Confidence of Conceptual |  |  | 0.99999 | 0.99999 | 0.99999 | 0.99999 | 0.99999 | 0.99999 | 0.99999 | 0.99999 | 0.99999 | 0.99999
2012 | US | WECC | - | CALN | 16d | Net Conceptual Resources After Confidence Percentage Is Applied |  |  | 0 | 0 | 0 | 1.52 | 1.52 | 196.518 | 196.528 | 193.5281 | 98.529 | 172.5083
2012 | US | WECC | - | CALN | 17 | ASSESSMENT AREA TARGET RESERVE MARGIN |  |  | 11.86% | 11.86% | 11.86% | 11.86% | 11.86% | 11.86% | 11.86% | 11.86% | 11.86% | 11.86%
2012 | US | WECC | - | CALN | 18 | EXISTING-CERTAIN AND NET FIRM TRANSACTIONS RESERVE MARGIN | 43.64% | 15.09% | 10.57% | 15.94% | 13.81% | 6.705% | 9.443% | 9.613% | 8.844% | 6.071% | 4.6% | 1.326%
2012 | US | WECC | - | CALN | 19 | ANTICIPATED CAPACITY RESOURCES RESERVE MARGIN |  |  | 22.55% | 30.81% | 28.82% | 21.49% | 24.46% | 23.91% | 23.18% | 20.34% | 18.82% | 15.38%
2012 | US | WECC | - | CALN | 20 | PROSPECTIVE CAPACITY RESOURCES RESERVE MARGIN |  |  | 22.55% | 30.81% | 28.82% | 21.49% | 24.46% | 23.91% | 23.18% | 20.34% | 18.82% | 15.38%
2012 | US | WECC | - | CALN | 21 | TOTAL POTENTIAL RESOURCES RESERVE MARGIN |  |  | 22.55% | 30.81% | 28.82% | 21.5% | 24.47% | 24.91% | 24.17% | 21.32% | 19.31% | 16.23%
2012 | US | WECC | - | CALN | 22 | ADJUSTED POTENTIAL RESOURCES RESERVE MARGIN |  |  | 22.55% | 30.81% | 28.82% | 21.5% | 24.47% | 24.91% | 24.17% | 21.32% | 19.31% | 16.23%
2012 | US | WECC | - | CALN | 23 | Total Baseline Installed Capacity | 360: 30291.521
2012 | US | WECC | - | CALN | 24 | Distributed or Other Capacity (Behind the Meter) < 1 MW |  | 0 | 0 | 0 | 0 | 0 | 0 | 0 | 0 | 0 | 0 | 0
2012 | US | WECC | - | CALN | 25 | Distributed or Other Capacity (Behind the Meter) ≥ 1 MW |  | 0 | 0 | 0 | 0 | 0 | 0 | 0 | 0 | 0 | 0 | 0
2012 | US | WECC | - | CALN | 26 | Capacity Total from EIA-860 |  | 0 | 0 | 0 | 0 | 0 | 0 | 0 | 0 | 0 | 0 | 0
2012 | US | WECC | - | CALS | 1 | Unrestricted Non-coincident Peak Demand |  | 21861.3 | 22443.7 | 23100 | 23599 | 23978.6 | 24502.1 | 25020.6 | 25577 | 26300 | 26909 | 27344.7
2012 | US | WECC | - | CALS | 1a | New Conservation (Energy Efficiency) |  | 0 | 133 | 265 | 411 | 565 | 723 | 888 | 1055 | 1224 | 1424 | 1656
2012 | US | WECC | - | CALS | 1b | Estimated Diversity |  | 0 | 0 | 0 | 0 | 0 | 0 | 0 | 0 | 0 | 0 | 0
2012 | US | WECC | - | CALS | 1c | Additions for non-member load (load served by non-registered LSE's in a region) |  | 0 | 0 | 0 | 0 | 0 | 0 | 0 | 0 | 0 | 0 | 0
2012 | US | WECC | - | CALS | 1d | Stand-by Load Under Contract (Normally served by behind the meter generation) |  | 918 | 918 | 918 | 918 | 918 | 918 | 918 | 918 | 918 | 918 | 918
2012 | US | WECC | - | CALS | 1e | Non-Controllable Demand-Side Demand Response |  | 0 | 0 | 0 | 0 | 0 | 0 | 0 | 0 | 0 | 0 | 0
2012 | US | WECC | - | CALS | 2 | Total Internal Demand | 22691 | 22779.3 | 23228.7 | 23753 | 24106 | 24331.6 | 24697.1 | 25050.6 | 25440 | 25994 | 26403 | 26606.7
2012 | US | WECC | - | CALS | 2a | Supply-Side Direct Control Load Management (DCLM) | 0 | 0 | 0 | 0 | 0 | 0 | 0 | 0 | 0 | 0 | 0 | 0
2012 | US | WECC | - | CALS | 2b | Supply-Side Contractually Interruptible (Curtailable) | 0 | 0 | 0 | 0 | 0 | 0 | 0 | 0 | 0 | 0 | 0 | 0
2012 | US | WECC | - | CALS | 2c | Supply-Side Critical Peak-Pricing (CPP) with Control | 0 | 0 | 0 | 0 | 0 | 0 | 0 | 0 | 0 | 0 | 0 | 0
2012 | US | WECC | - | CALS | 2d | Supply-Side Load as a Capacity Resource | 0 | 0 | 0 | 0 | 0 | 0 | 0 | 0 | 0 | 0 | 0 | 0
2012 | US | WECC | - | CALS | 3 | Net Internal Demand | 22061 | 21995.3 | 22359.7 | 22893 | 23235 | 23440.6 | 23770.1 | 24098.6 | 24438 | 24941 | 25300 | 25453.7
2012 | US | WECC | - | CALS | 3a | Demand-Side Direct Control Load Management (DCLM) | 0 | 51 | 56 | 61 | 61 | 61 | 61 | 61 | 61 | 61 | 61 | 61
2012 | US | WECC | - | CALS | 3b | Demand-Side Contractually Interruptible (Curtailable) | 490 | 507 | 518 | 529 | 529 | 529 | 529 | 529 | 529 | 529 | 529 | 529
2012 | US | WECC | - | CALS | 3c | Demand-Side Critical Peak-Pricing (CPP) with Control | 0 | 0 | 0 | 0 | 0 | 0 | 0 | 0 | 0 | 0 | 0 | 0
2012 | US | WECC | - | CALS | 3d | Demand-Side Load as a Capacity Resource | 140 | 226 | 295 | 270 | 281 | 301 | 337 | 362 | 412 | 463 | 513 | 563
2012 | US | WECC | - | CALS | 4 | Total Controllable Demand Response | 630 | 784 | 869 | 860 | 871 | 891 | 927 | 952 | 1002 | 1053 | 1103 | 1153
2012 | US | WECC | - | CALS | 4a | Demand Response used for Ancillary Services - Spinning Reserves | 203 | 206 | 206 | 206 | 206 | 206 | 206 | 206 | 206 | 206 | 206 | 206
2012 | US | WECC | - | CALS | 4b | Demand Response used for Ancillary Services - Non-Spinning Reserves | 250 | 250 | 250 | 250 | 250 | 250 | 250 | 250 | 250 | 250 | 250 | 250
2012 | US | WECC | - | CALS | 4c | Demand Response used for Regulation | 25 | 25 | 25 | 25 | 25 | 25 | 25 | 25 | 25 | 25 | 25 | 25
2012 | US | WECC | - | CALS | 4d | Demand Response used for Energy, Voluntary Services - Emergency | 603 | 603 | 695 | 642 | 646 | 648 | 650 | 650 | 651 | 650 | 650 | 652
2012 | US | WECC | - | CALS | 5 | TOTAL INTERNAL CAPACITY | 30582.032 | 33774.032 | 41411.032 | 43718.032 | 46004.032 | 46510.032 | 46539.032 | 46618.032 | 46701.822 | 46781.822 | 46857.032 | 46873.822
2012 | US | WECC | - | CALS | 6a | Existing-Certain | 25057.392 | 27107.862 | 27116.912 | 27122.732 | 27471.022 | 27088.642 | 27295.812 | 27137.582 | 27141.802 | 27492.872 | 27355.192 | 27006.842
2012 | US | WECC | - | CALS | 6a1 | Wind Expected On-Peak | 91 | 6.47 | 6.3 | 9.46 | 357.45 | 1.65 | 195.75 | 39.34 | 6.3 | 357.41 | 284.53 | 1.62
2012 | US | WECC | - | CALS | 6a2 | Solar Expected On-Peak | 88 | 4.14 | 4.36 | 4.38 | 4.37 | 4.36 | 4.38 | 4.34 | 4.37 | 4.3 | 4.37 | 4.37
2012 | US | WECC | - | CALS | 6a3 | Hydro Expected On-Peak | 820 | 2824.2 | 2833.2 | 2835.84 | 2836.15 | 2825.06 | 2822.63 | 2820.85 | 2834.44 | 2834.47 | 2785.08 | 2704.16
2012 | US | WECC | - | CALS | 6a4 | Biomass Expected On-Peak | 172 | 305.66 | 305.66 | 305.66 | 305.66 | 290.18 | 305.66 | 305.66 | 329.3 | 329.3 | 313.82 | 329.3
2012 | US | WECC | - | CALS | 6b | Existing-Other | 0 | 0 | 0 | 0 | 0 | 0 | 0 | 0 | 0 | 0 | 0 | 0
2012 | US | WECC | - | CALS | 6b1 | Wind Derate On-Peak | 2402.98 | 2487.51 | 2487.68 | 2484.52 | 2136.53 | 2492.33 | 2298.23 | 2454.64 | 2487.68 | 2136.57 | 2209.45 | 2492.36
2012 | US | WECC | - | CALS | 6b2 | Solar Derate On-Peak | 402 | 485.86 | 485.64 | 485.62 | 485.63 | 485.64 | 485.62 | 485.66 | 485.63 | 485.7 | 485.63 | 485.63
2012 | US | WECC | - | CALS | 6b3 | Hydro Derate On-Peak | 2186.15 | 181.95 | 172.95 | 170.31 | 170 | 181.09 | 183.52 | 185.3 | 171.71 | 171.68 | 221.07 | 301.99
2012 | US | WECC | - | CALS | 6b4 | Biomass Derate On-Peak | 154.51 | 20.85 | 20.85 | 20.85 | 20.85 | 36.33 | 20.85 | 20.85 | 0 | 0 | 12.69 | 0
2012 | US | WECC | - | CALS | 6b5 | Transmission-Limited Resources | 0 | 0 | 0 | 0 | 0 | 0 | 0 | 0 | 0 | 0 | 0 | 0
2012 | US | WECC | - | CALS | 6b6 | All Other Derates | 0 | 0 | 0 | 0 | 0 | 0 | 0 | 0 | 0 | 0 | 0 | 0
2012 | US | WECC | - | CALS | 6b7 | Energy-Only (Existing-Other) | 0 | 0 | 0 | 0 | 0 | 0 | 0 | 0 | 0 | 0 | 0 | 0
2012 | US | WECC | - | CALS | 6c | Unplanned Outages (Actual) / Current and Future Inoperable Resources | 379 | 298 | 298 | 298 | 298 | 298 | 298 | 298 | 298 | 298 | 298 | 298
2012 | US | WECC | - | CALS | 6d | Total Supply-Side Demand Response | 0 | 0 | 0 | 0 | 0 | 0 | 0 | 0 | 0 | 0 | 0 | 0
2012 | US | WECC | - | CALS | 7 | TOTAL FUTURE CAPACITY ADDITIONS |  | 643.6 | 3137.43 | 3618.15 | 3658.4 | 3831.66 | 3568.85 | 4543.61 | 3357.44 | 3331.29 | 5479.84 | 3541.12
2012 | US | WECC | - | CALS | 7a | Future-Planned |  | 643.6 | 3137.43 | 3618.15 | 3658.4 | 3831.66 | 3568.85 | 4543.61 | 3357.44 | 3331.29 | 5479.84 | 3541.12
2012 | US | WECC | - | CALS | 7a1 | Wind Expected On-Peak |  | 42.56 | 51.92 | 228.21 | 103.51 | 269.9 | 9.05 | 1398.94 | 60.52 | 103.49 | 2191.95 | 269.86
2012 | US | WECC | - | CALS | 7a2 | Wind Derate On-Peak |  | 866.94 | 1091.58 | 1235.29 | 1359.99 | 1193.6 | 1454.45 | 64.56 | 1402.98 | 1360.01 | -728.45 | 1193.64
2012 | US | WECC | - | CALS | 7a3 | Solar Expected On-Peak |  | 33.04 | 78.48 | 102.88 | 121.89 | 127.16 | 125.22 | 128.09 | 132.53 | 134.7 | 136.38 | 130.67
2012 | US | WECC | - | CALS | 7a4 | Solar Derate On-Peak |  | 1622.46 | 6515.02 | 8115.62 | 10236.61 | 10733.34 | 10764.28 | 10840.41 | 10916.97 | 10994.8 | 11071.12 | 11090.83
2012 | US | WECC | - | CALS | 7a5 | Hydro Expected On-Peak |  | 433 | 433.03 | 433.06 | 433 | 434.6 | 434.58 | 16.58 | 164.39 | 93.1 | 151.51 | 140.59
2012 | US | WECC | - | CALS | 7a6 | Hydro Derate On-Peak |  | 33 | 32.97 | 32.94 | 33 | 35.4 | 35.42 | 453.42 | 305.61 | 376.9 | 318.49 | 329.41
2012 | US | WECC | - | CALS | 7a7 | Biomass Expected On-Peak |  | 0 | 0 | 0 | 82 | 82 | 82 | 82 | 82 | 82 | 82 | 82
2012 | US | WECC | - | CALS | 7a8 | Biomass Derate On-Peak |  | 26 | 52 | 134 | 134 | 134 | 134 | 134 | 134 | 134 | 134 | 134
2012 | US | WECC | - | CALS | 7a9 | Transmission-Limited Resources |  | 0 | 0 | 0 | 0 | 0 | 0 | 0 | 0 | 0 | 0 | 0
2012 | US | WECC | - | CALS | 7a10 | Scheduled Outage - Maintenance |  | 9111 | 9276 | 9280 | 9439 | 9275 | 9286 | 9673 | 9309 | 9547 | 9322 | 9593
2012 | US | WECC | - | CALS | 7a11 | All Other Derates |  | 0 | 0 | 0 | 0 | 0 | 0 | 0 | 0 | 0 | 0 | 0
2012 | US | WECC | - | CALS | 7a12 | Energy-Only |  | 0 | 0 | 0 | 0 | 0 | 0 | 0 | 0 | 0 | 0 | 0
2012 | US | WECC | - | CALS | 7b | Future-Other |  | 0 | 0 | 0 | 0 | 0 | 0 | 0 | 0 | 0 | 0 | 0
2012 | US | WECC | - | CALS | 7b1 | Wind Expected On-Peak |  | 0 | 0 | 0 | 0 | 0 | 0 | 0 | 0 | 0 | 0 | 0
2012 | US | WECC | - | CALS | 7b2 | Wind Derate On-Peak |  | 0 | 0 | 0 | 0 | 0 | 0 | 0 | 0 | 0 | 0 | 0
2012 | US | WECC | - | CALS | 7b3 | Solar Expected On-Peak |  | 0 | 0 | 0 | 0 | 0 | 0 | 0 | 0 | 0 | 0 | 0
2012 | US | WECC | - | CALS | 7b4 | Solar Derate On-Peak |  | 0 | 0 | 0 | 0 | 0 | 0 | 0 | 0 | 0 | 0 | 0
2012 | US | WECC | - | CALS | 7b5 | Hydro Expected On-Peak |  | 0 | 0 | 0 | 0 | 0 | 0 | 0 | 0 | 0 | 0 | 0
2012 | US | WECC | - | CALS | 7b6 | Hydro Derate On-Peak |  | 0 | 0 | 0 | 0 | 0 | 0 | 0 | 0 | 0 | 0 | 0
2012 | US | WECC | - | CALS | 7b7 | Biomass Expected On-Peak |  | 0 | 0 | 0 | 0 | 0 | 0 | 0 | 0 | 0 | 0 | 0
2012 | US | WECC | - | CALS | 7b8 | Biomass Derate On-Peak |  | 0 | 0 | 0 | 0 | 0 | 0 | 0 | 0 | 0 | 0 | 0
2012 | US | WECC | - | CALS | 7b9 | Transmission-Limited Resources |  | 0 | 0 | 0 | 0 | 0 | 0 | 0 | 0 | 0 | 0 | 0
2012 | US | WECC | - | CALS | 7b10 | Scheduled Outage - Maintenance |  | 0 | 0 | 0 | 0 | 0 | 0 | 0 | 0 | 0 | 0 | 0
2012 | US | WECC | - | CALS | 7b11 | All Other Derates |  | 0 | 0 | 0 | 0 | 0 | 0 | 0 | 0 | 0 | 0 | 0
2012 | US | WECC | - | CALS | 7b12 | Energy-Only |  | 0 | 0 | 0 | 0 | 0 | 0 | 0 | 0 | 0 | 0 | 0
2012 | US | WECC | - | CALS | 8 | Conceptual |  | 73.84 | 73.84 | 73.84 | 73.84 | 178.24 | 208.24 | 309.04 | 309.21 | 413.94 | 413.93 | 413.93
2012 | US | WECC | - | CALS | 8a1 | Wind Expected On-Peak |  | 0 | 0 | 0 | 0 | 0 | 0 | 0 | 0 | 0 | 0 | 0
2012 | US | WECC | - | CALS | 8a2 | Wind Derate On-Peak |  | 0 | 0 | 0 | 0 | 0 | 0 | 0 | 0 | 0 | 0 | 0
2012 | US | WECC | - | CALS | 8a3 | Solar Expected On-Peak |  | 0 | 0 | 0 | 0 | 0 | 0 | 0 | 0.17 | 0.18 | 0.17 | 0.17
2012 | US | WECC | - | CALS | 8a4 | Solar Derate On-Peak |  | 0 | 0 | 0 | 0 | 0 | 25 | 100 | 99.83 | 99.82 | 99.83 | 99.83
2012 | US | WECC | - | CALS | 8a5 | Hydro Expected On-Peak |  | 0 | 0 | 0 | 0 | 0 | 0 | 0 | 0 | 0 | 0 | 0
2012 | US | WECC | - | CALS | 8a6 | Hydro Derate On-Peak |  | 0 | 0 | 0 | 0 | 0 | 0 | 0 | 0 | 0 | 0 | 0
2012 | US | WECC | - | CALS | 8a7 | Biomass Expected On-Peak |  | 0 | 0 | 0 | 0 | 0 | 0 | 0 | 0 | 0 | 0 | 0
2012 | US | WECC | - | CALS | 8a8 | Biomass Derate On-Peak |  | 0 | 0 | 0 | 0 | 0 | 0 | 0 | 0 | 0 | 0 | 0
2012 | US | WECC | - | CALS | 8a9 | All Other Derates |  | 0 | 0 | 0 | 0 | 0 | 0 | 0 | 0 | 0 | 0 | 0
2012 | US | WECC | - | CALS | 8a10 | Energy-Only |  | 0 | 0 | 0 | 0 | 0 | 0 | 0 | 0 | 0 | 0 | 0
2012 | US | WECC | - | CALS | 9 | ANTICIPATED INTERNAL CAPACITY |  | 27751.462 | 30254.342 | 30740.882 | 31129.422 | 30920.302 | 30864.662 | 31681.192 | 30499.242 | 30824.162 | 32835.032 | 30547.962
2012 | US | WECC | - | CALS | 10 | CAPACITY TRANSACTIONS - IMPORTS | 7258 | 9728 | 9807 | 8987 | 8391 | 8196 | 8430 | 8450 | 8562 | 6912 | 6648 | 8098
2012 | US | WECC | - | CALS | 10a | Firm | 7258 | 9728 | 9807 | 8987 | 8391 | 8196 | 8430 | 8450 | 8562 | 6912 | 6648 | 8098
2012 | US | WECC | - | CALS | 10a1 | Full-Responsibility Purchases | 0 | 0 | 0 | 0 | 0 | 0 | 0 | 0 | 0 | 0 | 0 | 0
2012 | US | WECC | - | CALS | 10a2 | Owned Capacity/Entitlement Located Outside the Region/Subregion | 0 | 4262 | 4262 | 4262 | 4262 | 4262 | 4262 | 4262 | 4262 | 4262 | 4262 | 4262
2012 | US | WECC | - | CALS | 10b | Non-firm | 360: 0
2012 | US | WECC | - | CALS | 10c | Expected |  | 0 | 0 | 0 | 0 | 0 | 0 | 0 | 0 | 0 | 0 | 0
2012 | US | WECC | - | CALS | 10c1 | Full-Responsibility Purchases |  | 0 | 0 | 0 | 0 | 0 | 0 | 0 | 0 | 0 | 0 | 0
2012 | US | WECC | - | CALS | 10c2 | Owned Capacity/Entitlement Located Outside the Region/Subregion |  | 0 | 0 | 0 | 0 | 0 | 0 | 0 | 0 | 0 | 0 | 0
2012 | US | WECC | - | CALS | 11 | CAPACITY TRANSACTIONS - EXPORTS | 1224 | 5500 | 5500 | 5500 | 5500 | 6311 | 6311 | 6342 | 6900 | 7513 | 7301 | 7943
2012 | US | WECC | - | CALS | 11a | Firm | 1224 | 5500 | 5500 | 5500 | 5500 | 6311 | 6311 | 6342 | 6900 | 7513 | 7301 | 7943
2012 | US | WECC | - | CALS | 11a1 | Full-Responsibility Purchases | 0 | 0 | 0 | 0 | 0 | 0 | 0 | 0 | 0 | 0 | 0 | 0
2012 | US | WECC | - | CALS | 11a2 | Owned Capacity/Entitlement Located Outside the Region/Subregion | 0 | 0 | 0 | 0 | 0 | 0 | 0 | 0 | 0 | 0 | 0 | 0
2012 | US | WECC | - | CALS | 11b | Non-firm | 360: 0
2012 | US | WECC | - | CALS | 11c | Expected |  | 0 | 0 | 0 | 0 | 0 | 0 | 0 | 0 | 0 | 0 | 0
2012 | US | WECC | - | CALS | 11c1 | Full-Responsibility Purchases |  | 0 | 0 | 0 | 0 | 0 | 0 | 0 | 0 | 0 | 0 | 0
2012 | US | WECC | - | CALS | 11c2 | Owned Capacity/Entitlement Located Outside the Region/Subregion |  | 0 | 0 | 0 | 0 | 0 | 0 | 0 | 0 | 0 | 0 | 0
2012 | US | WECC | - | CALS | 12 | EXISTING-CERTAIN & NET FIRM TRANSACTIONS | 31091.392 | 31335.862 | 31423.912 | 30609.732 | 30362.022 | 28973.642 | 29414.812 | 29245.582 | 28803.802 | 26891.872 | 26702.192 | 27161.842
2012 | US | WECC | - | CALS | 13 | ANTICIPATED CAPACITY RESOURCES |  |  | 34561.342 | 34227.882 | 34020.422 | 32805.302 | 32983.662 | 33789.192 | 32161.242 | 30223.162 | 32182.032 | 30702.962
2012 | US | WECC | - | CALS | 14 | PROSPECTIVE CAPACITY RESOURCES |  |  | 34561.342 | 34227.882 | 34020.422 | 32805.302 | 32983.662 | 33789.192 | 32161.242 | 30223.162 | 32182.032 | 30702.962
2012 | US | WECC | - | CALS | 15 | TOTAL POTENTIAL CAPACITY RESOURCES |  |  | 34635.182 | 34301.722 | 34094.262 | 32983.542 | 33191.902 | 34098.232 | 32470.452 | 30637.102 | 32595.962 | 31116.892
2012 | US | WECC | - | CALS | 16 | ADJUSTED POTENTIAL CAPACITY RESOURCES |  |  | 34635.1813 | 34301.7213 | 34094.2613 | 32983.5402 | 33191.8999 | 34098.2289 | 32470.4489 | 30637.0979 | 32595.9579 | 31116.8879
2012 | US | WECC | - | CALS | 16a | Confidence of Future-Other |  |  | 0.99999 | 0.99999 | 0.99999 | 0.99999 | 0.99999 | 0.99999 | 0.99999 | 0.99999 | 0.99999 | 0.99999
2012 | US | WECC | - | CALS | 16b | Net Future-Other Resources After Confidence Percentage Is Applied |  |  | 0 | 0 | 0 | 0 | 0 | 0 | 0 | 0 | 0 | 0
2012 | US | WECC | - | CALS | 16c | Confidence of Conceptual |  |  | 0.99999 | 0.99999 | 0.99999 | 0.99999 | 0.99999 | 0.99999 | 0.99999 | 0.99999 | 0.99999 | 0.99999
2012 | US | WECC | - | CALS | 16d | Net Conceptual Resources After Confidence Percentage Is Applied |  |  | 73.8393 | 73.8393 | 73.8393 | 178.2382 | 208.2379 | 309.0369 | 309.2069 | 413.9359 | 413.9259 | 413.9259
2012 | US | WECC | - | CALS | 17 | ASSESSMENT AREA TARGET RESERVE MARGIN |  |  | 11.03% | 11.03% | 11.03% | 11.03% | 11.03% | 11.03% | 11.03% | 11.03% | 11.03% | 11.03%
2012 | US | WECC | - | CALS | 18 | EXISTING-CERTAIN AND NET FIRM TRANSACTIONS RESERVE MARGIN | 40.93% | 42.47% | 40.54% | 33.71% | 30.67% | 23.6% | 23.75% | 21.36% | 17.86% | 7.822% | 5.542% | 6.711%
2012 | US | WECC | - | CALS | 19 | ANTICIPATED CAPACITY RESOURCES RESERVE MARGIN |  |  | 54.57% | 49.51% | 46.42% | 39.95% | 38.76% | 40.21% | 31.6% | 21.18% | 27.2% | 20.62%
2012 | US | WECC | - | CALS | 20 | PROSPECTIVE CAPACITY RESOURCES RESERVE MARGIN |  |  | 54.57% | 49.51% | 46.42% | 39.95% | 38.76% | 40.21% | 31.6% | 21.18% | 27.2% | 20.62%
2012 | US | WECC | - | CALS | 21 | TOTAL POTENTIAL RESOURCES RESERVE MARGIN |  |  | 54.9% | 49.83% | 46.74% | 40.71% | 39.64% | 41.49% | 32.87% | 22.84% | 28.84% | 22.25%
2012 | US | WECC | - | CALS | 22 | ADJUSTED POTENTIAL RESOURCES RESERVE MARGIN |  |  | 54.9% | 49.83% | 46.74% | 40.71% | 39.64% | 41.49% | 32.87% | 22.84% | 28.84% | 22.25%
2012 | US | WECC | - | CALS | 23 | Total Baseline Installed Capacity | 360: 30582.032
2012 | US | WECC | - | CALS | 24 | Distributed or Other Capacity (Behind the Meter) < 1 MW |  | 0 | 0 | 0 | 0 | 0 | 0 | 0 | 0 | 0 | 0 | 0
2012 | US | WECC | - | CALS | 25 | Distributed or Other Capacity (Behind the Meter) ≥ 1 MW |  | 0 | 0 | 0 | 0 | 0 | 0 | 0 | 0 | 0 | 0 | 0
2012 | US | WECC | - | CALS | 26 | Capacity Total from EIA-860 |  | 0 | 0 | 0 | 0 | 0 | 0 | 0 | 0 | 0 | 0 | 0
2012 | US | WECC | - | DSW | 1 | Unrestricted Non-coincident Peak Demand |  | 17896.1 | 18195.9 | 18457.3 | 18791.7 | 19187 | 19546.5 | 19903.2 | 20312 | 20630.2 | 20856 | 21153.3
2012 | US | WECC | - | DSW | 1a | New Conservation (Energy Efficiency) |  | 57 | 72 | 77 | 71 | 70 | 70 | 73 | 77 | 77 | 76 | 88
2012 | US | WECC | - | DSW | 1b | Estimated Diversity |  | 0 | 0 | 0 | 0 | 0 | 0 | 0 | 0 | 0 | 0 | 0
2012 | US | WECC | - | DSW | 1c | Additions for non-member load (load served by non-registered LSE's in a region) |  | 0 | 0 | 0 | 0 | 0 | 0 | 0 | 0 | 0 | 0 | 0
2012 | US | WECC | - | DSW | 1d | Stand-by Load Under Contract (Normally served by behind the meter generation) |  | 0 | 0 | 0 | 0 | 0 | 0 | 0 | 0 | 0 | 0 | 0
2012 | US | WECC | - | DSW | 1e | Non-Controllable Demand-Side Demand Response |  | 0 | 0 | 0 | 0 | 0 | 0 | 0 | 0 | 0 | 0 | 0
2012 | US | WECC | - | DSW | 2 | Total Internal Demand | 18434 | 17839.1 | 18123.9 | 18380.3 | 18720.7 | 19117 | 19476.5 | 19830.2 | 20235 | 20553.2 | 20780 | 21065.3
2012 | US | WECC | - | DSW | 2a | Supply-Side Direct Control Load Management (DCLM) | 0 | 0 | 0 | 0 | 0 | 0 | 0 | 0 | 0 | 0 | 0 | 0
2012 | US | WECC | - | DSW | 2b | Supply-Side Contractually Interruptible (Curtailable) | 0 | 0 | 0 | 0 | 0 | 0 | 0 | 0 | 0 | 0 | 0 | 0
2012 | US | WECC | - | DSW | 2c | Supply-Side Critical Peak-Pricing (CPP) with Control | 0 | 0 | 0 | 0 | 0 | 0 | 0 | 0 | 0 | 0 | 0 | 0
2012 | US | WECC | - | DSW | 2d | Supply-Side Load as a Capacity Resource | 0 | 0 | 0 | 0 | 0 | 0 | 0 | 0 | 0 | 0 | 0 | 0
2012 | US | WECC | - | DSW | 3 | Net Internal Demand | 18203 | 17571.1 | 17844.9 | 18095.3 | 18430.7 | 18827 | 19186.5 | 19540.2 | 19945 | 20263.2 | 20490 | 20775.3
2012 | US | WECC | - | DSW | 3a | Demand-Side Direct Control Load Management (DCLM) | 0 | 0 | 0 | 0 | 0 | 0 | 0 | 0 | 0 | 0 | 0 | 0
2012 | US | WECC | - | DSW | 3b | Demand-Side Contractually Interruptible (Curtailable) | 231 | 268 | 279 | 285 | 290 | 290 | 290 | 290 | 290 | 290 | 290 | 290
2012 | US | WECC | - | DSW | 3c | Demand-Side Critical Peak-Pricing (CPP) with Control | 0 | 0 | 0 | 0 | 0 | 0 | 0 | 0 | 0 | 0 | 0 | 0
2012 | US | WECC | - | DSW | 3d | Demand-Side Load as a Capacity Resource | 0 | 0 | 0 | 0 | 0 | 0 | 0 | 0 | 0 | 0 | 0 | 0
2012 | US | WECC | - | DSW | 4 | Total Controllable Demand Response | 231 | 268 | 279 | 285 | 290 | 290 | 290 | 290 | 290 | 290 | 290 | 290
2012 | US | WECC | - | DSW | 4a | Demand Response used for Ancillary Services - Spinning Reserves | 0 | 0 | 0 | 0 | 0 | 0 | 0 | 0 | 0 | 0 | 0 | 0
2012 | US | WECC | - | DSW | 4b | Demand Response used for Ancillary Services - Non-Spinning Reserves | 0 | 0 | 0 | 0 | 0 | 0 | 0 | 0 | 0 | 0 | 0 | 0
2012 | US | WECC | - | DSW | 4c | Demand Response used for Regulation | 0 | 0 | 0 | 0 | 0 | 0 | 0 | 0 | 0 | 0 | 0 | 0
2012 | US | WECC | - | DSW | 4d | Demand Response used for Energy, Voluntary Services - Emergency | 0 | 0 | 0 | 0 | 0 | 0 | 0 | 0 | 0 | 0 | 0 | 0
2012 | US | WECC | - | DSW | 5 | TOTAL INTERNAL CAPACITY | 45570.251 | 46192.091 | 46425.591 | 46533.291 | 46710.291 | 47812.291 | 47719.291 | 47719.291 | 47648.291 | 47135.291 | 47135.291 | 47135.291
2012 | US | WECC | - | DSW | 6a | Existing-Certain | 41562.4 | 41861.82 | 41854.71 | 41679.52 | 41587.16 | 41537.56 | 41528.46 | 41521.07 | 41863.58 | 41585.59 | 42038.11 | 41508.93
2012 | US | WECC | - | DSW | 6a1 | Wind Expected On-Peak | 183.09 | 389.94 | 376.45 | 189 | 96.45 | 54.91 | 47.59 | 41.49 | 376.38 | 96.42 | 568.22 | 54.94
2012 | US | WECC | - | DSW | 6a2 | Solar Expected On-Peak | 36.21 | 2.69 | 2.53 | 2.55 | 2.55 | 2.54 | 2.53 | 2.53 | 2.55 | 2.49 | 2.5 | 2.16
2012 | US | WECC | - | DSW | 6a3 | Hydro Expected On-Peak | 963 | 1077.39 | 1083.93 | 1085.87 | 1086.06 | 1078.01 | 1076.24 | 1074.95 | 1082.55 | 1084.58 | 1082.59 | 1049.73
2012 | US | WECC | - | DSW | 6a4 | Biomass Expected On-Peak | 2 | 13.7 | 13.7 | 31 | 31 | 31 | 31 | 31 | 31 | 31 | 13.7 | 31
2012 | US | WECC | - | DSW | 6b | Existing-Other | 0 | 0 | 0 | 0 | 0 | 0 | 0 | 0 | 0 | 0 | 0 | 0
2012 | US | WECC | - | DSW | 6b1 | Wind Derate On-Peak | 541.11 | 334.26 | 347.75 | 535.2 | 627.75 | 669.29 | 676.61 | 682.71 | 347.82 | 627.78 | 155.98 | 669.26
2012 | US | WECC | - | DSW | 6b2 | Solar Derate On-Peak | 248.291 | 281.811 | 281.971 | 281.951 | 281.951 | 281.961 | 281.971 | 281.971 | 281.951 | 282.011 | 282.001 | 282.341
2012 | US | WECC | - | DSW | 6b3 | Hydro Derate On-Peak | 3163.45 | 3049.06 | 3042.52 | 3040.58 | 3040.39 | 3048.44 | 3050.21 | 3051.5 | 3043.9 | 3041.87 | 3043.86 | 3076.72
2012 | US | WECC | - | DSW | 6b4 | Biomass Derate On-Peak | 40 | 28.3 | 28.3 | 11 | 11 | 11 | 11 | 11 | 11 | 11 | 28.3 | 11
2012 | US | WECC | - | DSW | 6b5 | Transmission-Limited Resources | 0 | 0 | 0 | 0 | 0 | 0 | 0 | 0 | 0 | 0 | 0 | 0
2012 | US | WECC | - | DSW | 6b6 | All Other Derates | 0 | 0 | 0 | 0 | 0 | 0 | 0 | 0 | 0 | 0 | 0 | 0
2012 | US | WECC | - | DSW | 6b7 | Energy-Only (Existing-Other) | 0 | 0 | 0 | 0 | 0 | 0 | 0 | 0 | 0 | 0 | 0 | 0
2012 | US | WECC | - | DSW | 6c | Unplanned Outages (Actual) / Current and Future Inoperable Resources | 15 | 15 | 15 | 22 | 22 | 22 | 22 | 22 | 22 | 22 | 22 | 22
2012 | US | WECC | - | DSW | 6d | Total Supply-Side Demand Response | 0 | 0 | 0 | 0 | 0 | 0 | 0 | 0 | 0 | 0 | 0 | 0
2012 | US | WECC | - | DSW | 7 | TOTAL FUTURE CAPACITY ADDITIONS |  | 17.18 | 110.89 | 169.09 | 241.05 | 455.72 | 434.92 | 416.94 | 317.59 | -305.52 | -311.12 | -308.16
2012 | US | WECC | - | DSW | 7a | Future-Planned |  | 17.18 | 110.89 | 169.09 | 241.05 | 455.72 | 434.92 | 416.94 | 317.59 | -305.52 | -311.12 | -308.16
2012 | US | WECC | - | DSW | 7a1 | Wind Expected On-Peak |  | 0 | 0 | 0 | 4.95 | 3.64 | 66.85 | 48.32 | 119.95 | 9.88 | 4.27 | 7.29
2012 | US | WECC | - | DSW | 7a2 | Wind Derate On-Peak |  | 0 | 0 | 0 | 95.05 | 96.36 | 33.15 | 51.68 | 80.05 | 190.12 | 195.73 | 192.71
2012 | US | WECC | - | DSW | 7a3 | Solar Expected On-Peak |  | 2.98 | 3.69 | 3.89 | 3.9 | 3.88 | 17.87 | 18.42 | 18.44 | 18.4 | 18.41 | 18.35
2012 | US | WECC | - | DSW | 7a4 | Solar Derate On-Peak |  | 604.66 | 711.25 | 730.75 | 755.74 | 1641.76 | 1632.77 | 1632.22 | 1632.2 | 1632.24 | 1632.23 | 1632.29
2012 | US | WECC | - | DSW | 7a5 | Hydro Expected On-Peak |  | 0 | 0 | 0 | 0 | 0 | 0 | 0 | 0 | 0 | 0 | 0
2012 | US | WECC | - | DSW | 7a6 | Hydro Derate On-Peak |  | 0 | 0 | 0 | 0 | 0 | 0 | 0 | 0 | 0 | 0 | 0
2012 | US | WECC | - | DSW | 7a7 | Biomass Expected On-Peak |  | 3.2 | 3.2 | 3.2 | 18.2 | 18.2 | 18.2 | 18.2 | 18.2 | 18.2 | 18.2 | 18.2
2012 | US | WECC | - | DSW | 7a8 | Biomass Derate On-Peak |  | 0 | 33.2 | 63.2 | 48.2 | 48.2 | 48.2 | 48.2 | 48.2 | 48.2 | 48.2 | 48.2
2012 | US | WECC | - | DSW | 7a9 | Transmission-Limited Resources |  | 0 | 0 | 0 | 0 | 0 | 0 | 0 | 0 | 0 | 0 | 0
2012 | US | WECC | - | DSW | 7a10 | Scheduled Outage - Maintenance |  | 1445 | 1025 | 1595 | 1151 | 1205 | 646 | 1772 | 820 | 678 | 699 | 454
2012 | US | WECC | - | DSW | 7a11 | All Other Derates |  | 0 | 0 | 0 | 0 | 0 | 0 | 0 | 0 | 0 | 0 | 0
2012 | US | WECC | - | DSW | 7a12 | Energy-Only |  | 0 | 0 | 0 | 0 | 0 | 0 | 0 | 0 | 0 | 0 | 0
2012 | US | WECC | - | DSW | 7b | Future-Other |  | 0 | 0 | 0 | 0 | 0 | 0 | 0 | 0 | 0 | 0 | 0
2012 | US | WECC | - | DSW | 7b1 | Wind Expected On-Peak |  | 0 | 0 | 0 | 0 | 0 | 0 | 0 | 0 | 0 | 0 | 0
2012 | US | WECC | - | DSW | 7b2 | Wind Derate On-Peak |  | 0 | 0 | 0 | 0 | 0 | 0 | 0 | 0 | 0 | 0 | 0
2012 | US | WECC | - | DSW | 7b3 | Solar Expected On-Peak |  | 0 | 0 | 0 | 0 | 0 | 0 | 0 | 0 | 0 | 0 | 0
2012 | US | WECC | - | DSW | 7b4 | Solar Derate On-Peak |  | 0 | 0 | 0 | 0 | 0 | 0 | 0 | 0 | 0 | 0 | 0
2012 | US | WECC | - | DSW | 7b5 | Hydro Expected On-Peak |  | 0 | 0 | 0 | 0 | 0 | 0 | 0 | 0 | 0 | 0 | 0
2012 | US | WECC | - | DSW | 7b6 | Hydro Derate On-Peak |  | 0 | 0 | 0 | 0 | 0 | 0 | 0 | 0 | 0 | 0 | 0
2012 | US | WECC | - | DSW | 7b7 | Biomass Expected On-Peak |  | 0 | 0 | 0 | 0 | 0 | 0 | 0 | 0 | 0 | 0 | 0
2012 | US | WECC | - | DSW | 7b8 | Biomass Derate On-Peak |  | 0 | 0 | 0 | 0 | 0 | 0 | 0 | 0 | 0 | 0 | 0
2012 | US | WECC | - | DSW | 7b9 | Transmission-Limited Resources |  | 0 | 0 | 0 | 0 | 0 | 0 | 0 | 0 | 0 | 0 | 0
2012 | US | WECC | - | DSW | 7b10 | Scheduled Outage - Maintenance |  | 0 | 0 | 0 | 0 | 0 | 0 | 0 | 0 | 0 | 0 | 0
2012 | US | WECC | - | DSW | 7b11 | All Other Derates |  | 0 | 0 | 0 | 0 | 0 | 0 | 0 | 0 | 0 | 0 | 0
2012 | US | WECC | - | DSW | 7b12 | Energy-Only |  | 0 | 0 | 0 | 0 | 0 | 0 | 0 | 0 | 0 | 0 | 0
2012 | US | WECC | - | DSW | 8 | Conceptual |  | 25.97 | 167.35 | 172.82 | 21.1 | 415.73 | 628.27 | 628.42 | 1429.72 | 1784.76 | 906.69 | 1240.34
2012 | US | WECC | - | DSW | 8a1 | Wind Expected On-Peak |  | 25.97 | 166.1 | 170.44 | 18.72 | 333.67 | 493.97 | 329.78 | 941.78 | 878.11 | 0 | 333.71
2012 | US | WECC | - | DSW | 8a2 | Wind Derate On-Peak |  | 49.03 | 341.4 | 337.06 | 923.78 | 608.83 | 448.53 | 612.72 | 0.72 | 64.39 | 942.5 | 608.79
2012 | US | WECC | - | DSW | 8a3 | Solar Expected On-Peak |  | 0 | 1.25 | 2.38 | 2.38 | 3.28 | 3.37 | 3.35 | 3.38 | 3.34 | 3.38 | 3.32
2012 | US | WECC | - | DSW | 8a4 | Solar Derate On-Peak |  | 0.125 | 250.625 | 564.095 | 564.095 | 733.195 | 733.105 | 733.125 | 733.095 | 733.135 | 733.095 | 733.155
2012 | US | WECC | - | DSW | 8a5 | Hydro Expected On-Peak |  | 0 | 0 | 0 | 0 | 0 | 0 | 0 | 0 | 0 | 0 | 0
2012 | US | WECC | - | DSW | 8a6 | Hydro Derate On-Peak |  | 0 | 0 | 0 | 0 | 0 | 0 | 0 | 0 | 0 | 0 | 0
2012 | US | WECC | - | DSW | 8a7 | Biomass Expected On-Peak |  | 0 | 0 | 0 | 0 | 0 | 0 | 0 | 0 | 0 | 0 | 0
2012 | US | WECC | - | DSW | 8a8 | Biomass Derate On-Peak |  | 0 | 0 | 0 | 0 | 0 | 0 | 0 | 0 | 0 | 0 | 0
2012 | US | WECC | - | DSW | 8a9 | All Other Derates |  | 0 | 0 | 0 | 0 | 0 | 0 | 0 | 0 | 0 | 0 | 0
2012 | US | WECC | - | DSW | 8a10 | Energy-Only |  | 0 | 0 | 0 | 0 | 0 | 0 | 0 | 0 | 0 | 0 | 0
2012 | US | WECC | - | DSW | 9 | ANTICIPATED INTERNAL CAPACITY |  | 41879 | 41965.6 | 41848.61 | 41828.21 | 41993.28 | 41963.38 | 41938.01 | 42181.17 | 41280.07 | 41726.99 | 41200.77
2012 | US | WECC | - | DSW | 10 | CAPACITY TRANSACTIONS - IMPORTS | 657 | 617 | 617 | 131 | 208 | 942 | 1074 | 973 | 570 | 744 | 532 | 2574
2012 | US | WECC | - | DSW | 10a | Firm | 657 | 617 | 617 | 131 | 208 | 942 | 1074 | 973 | 570 | 744 | 532 | 2574
2012 | US | WECC | - | DSW | 10a1 | Full-Responsibility Purchases | 0 | 0 | 0 | 0 | 0 | 0 | 0 | 0 | 0 | 0 | 0 | 0
2012 | US | WECC | - | DSW | 10a2 | Owned Capacity/Entitlement Located Outside the Region/Subregion | 0 | 131 | 131 | 131 | 131 | 131 | 131 | 131 | 131 | 131 | 131 | 131
2012 | US | WECC | - | DSW | 10b | Non-firm | 360: 0
2012 | US | WECC | - | DSW | 10c | Expected |  | 0 | 0 | 0 | 0 | 0 | 0 | 0 | 0 | 0 | 0 | 0
2012 | US | WECC | - | DSW | 10c1 | Full-Responsibility Purchases |  | 0 | 0 | 0 | 0 | 0 | 0 | 0 | 0 | 0 | 0 | 0
2012 | US | WECC | - | DSW | 10c2 | Owned Capacity/Entitlement Located Outside the Region/Subregion |  | 0 | 0 | 0 | 0 | 0 | 0 | 0 | 0 | 0 | 0 | 0
2012 | US | WECC | - | DSW | 11 | CAPACITY TRANSACTIONS - EXPORTS | 1007 | 8533 | 8497 | 7583 | 7119 | 7738 | 7738 | 7198 | 7567 | 5660 | 5687 | 6846
2012 | US | WECC | - | DSW | 11a | Firm | 1007 | 8533 | 8497 | 7583 | 7119 | 7738 | 7738 | 7198 | 7567 | 5660 | 5687 | 6846
2012 | US | WECC | - | DSW | 11a1 | Full-Responsibility Purchases | 0 | 0 | 0 | 0 | 0 | 0 | 0 | 0 | 0 | 0 | 0 | 0
2012 | US | WECC | - | DSW | 11a2 | Owned Capacity/Entitlement Located Outside the Region/Subregion | 0 | 2913 | 2913 | 2913 | 2913 | 2913 | 2913 | 2913 | 2913 | 2913 | 2913 | 2913
2012 | US | WECC | - | DSW | 11b | Non-firm | 360: 0
2012 | US | WECC | - | DSW | 11c | Expected |  | 0 | 0 | 0 | 0 | 0 | 0 | 0 | 0 | 0 | 0 | 0
2012 | US | WECC | - | DSW | 11c1 | Full-Responsibility Purchases |  | 0 | 0 | 0 | 0 | 0 | 0 | 0 | 0 | 0 | 0 | 0
2012 | US | WECC | - | DSW | 11c2 | Owned Capacity/Entitlement Located Outside the Region/Subregion |  | 0 | 0 | 0 | 0 | 0 | 0 | 0 | 0 | 0 | 0 | 0
2012 | US | WECC | - | DSW | 12 | EXISTING-CERTAIN & NET FIRM TRANSACTIONS | 41212.4 | 33945.82 | 33974.71 | 34227.52 | 34676.16 | 34741.56 | 34864.46 | 35296.07 | 34866.58 | 36669.59 | 36883.11 | 37236.93
2012 | US | WECC | - | DSW | 13 | ANTICIPATED CAPACITY RESOURCES |  |  | 34085.6 | 34396.61 | 34917.21 | 35197.28 | 35299.38 | 35713.01 | 35184.17 | 36364.07 | 36571.99 | 36928.77
2012 | US | WECC | - | DSW | 14 | PROSPECTIVE CAPACITY RESOURCES |  |  | 34085.6 | 34396.61 | 34917.21 | 35197.28 | 35299.38 | 35713.01 | 35184.17 | 36364.07 | 36571.99 | 36928.77
2012 | US | WECC | - | DSW | 15 | TOTAL POTENTIAL CAPACITY RESOURCES |  |  | 34252.95 | 34569.43 | 34938.31 | 35613.01 | 35927.65 | 36341.43 | 36613.89 | 38148.83 | 37478.68 | 38169.11
2012 | US | WECC | - | DSW | 16 | ADJUSTED POTENTIAL CAPACITY RESOURCES |  |  | 34252.9483 | 34569.4283 | 34938.3098 | 35613.0058 | 35927.6437 | 36341.4237 | 36613.8757 | 38148.8122 | 37478.6709 | 38169.0976
2012 | US | WECC | - | DSW | 16a | Confidence of Future-Other |  |  | 0.99999 | 0.99999 | 0.99999 | 0.99999 | 0.99999 | 0.99999 | 0.99999 | 0.99999 | 0.99999 | 0.99999
2012 | US | WECC | - | DSW | 16b | Net Future-Other Resources After Confidence Percentage Is Applied |  |  | 0 | 0 | 0 | 0 | 0 | 0 | 0 | 0 | 0 | 0
2012 | US | WECC | - | DSW | 16c | Confidence of Conceptual |  |  | 0.99999 | 0.99999 | 0.99999 | 0.99999 | 0.99999 | 0.99999 | 0.99999 | 0.99999 | 0.99999 | 0.99999
2012 | US | WECC | - | DSW | 16d | Net Conceptual Resources After Confidence Percentage Is Applied |  |  | 167.3483 | 172.8183 | 21.0998 | 415.7258 | 628.2637 | 628.4137 | 1429.7057 | 1784.7422 | 906.6809 | 1240.3276
2012 | US | WECC | - | DSW | 17 | ASSESSMENT AREA TARGET RESERVE MARGIN |  |  | 13.96% | 13.96% | 13.96% | 13.96% | 13.96% | 13.96% | 13.96% | 13.96% | 13.96% | 13.96%
2012 | US | WECC | - | DSW | 18 | EXISTING-CERTAIN AND NET FIRM TRANSACTIONS RESERVE MARGIN | 126.4% | 93.19% | 90.39% | 89.15% | 88.14% | 84.53% | 81.71% | 80.63% | 74.81% | 80.97% | 80.01% | 79.24%
2012 | US | WECC | - | DSW | 19 | ANTICIPATED CAPACITY RESOURCES RESERVE MARGIN |  |  | 91.01% | 90.09% | 89.45% | 86.95% | 83.98% | 82.77% | 76.41% | 79.46% | 78.49% | 77.75%
2012 | US | WECC | - | DSW | 20 | PROSPECTIVE CAPACITY RESOURCES RESERVE MARGIN |  |  | 91.01% | 90.09% | 89.45% | 86.95% | 83.98% | 82.77% | 76.41% | 79.46% | 78.49% | 77.75%
2012 | US | WECC | - | DSW | 21 | TOTAL POTENTIAL RESOURCES RESERVE MARGIN |  |  | 91.95% | 91.04% | 89.57% | 89.16% | 87.25% | 85.98% | 83.57% | 88.27% | 82.91% | 83.72%
2012 | US | WECC | - | DSW | 22 | ADJUSTED POTENTIAL RESOURCES RESERVE MARGIN |  |  | 91.95% | 91.04% | 89.57% | 89.16% | 87.25% | 85.98% | 83.57% | 88.27% | 82.91% | 83.72%
2012 | US | WECC | - | DSW | 23 | Total Baseline Installed Capacity | 360: 45570.251
2012 | US | WECC | - | DSW | 24 | Distributed or Other Capacity (Behind the Meter) < 1 MW |  | 0 | 0 | 0 | 0 | 0 | 0 | 0 | 0 | 0 | 0 | 0
2012 | US | WECC | - | DSW | 25 | Distributed or Other Capacity (Behind the Meter) ≥ 1 MW |  | 0 | 0 | 0 | 0 | 0 | 0 | 0 | 0 | 0 | 0 | 0
2012 | US | WECC | - | DSW | 26 | Capacity Total from EIA-860 |  | 0 | 0 | 0 | 0 | 0 | 0 | 0 | 0 | 0 | 0 | 0
2012 | MX | WECC | - | MEXW | 1 | Unrestricted Non-coincident Peak Demand |  | 1455 | 1494 | 1532 | 1571 | 1610 | 1648 | 1687 | 1725 | 1764 | 1803 | 1841
2012 | MX | WECC | - | MEXW | 1a | New Conservation (Energy Efficiency) |  | 0 | 0 | 0 | 0 | 0 | 0 | 0 | 0 | 0 | 0 | 0
2012 | MX | WECC | - | MEXW | 1b | Estimated Diversity |  | 0 | 0 | 0 | 0 | 0 | 0 | 0 | 0 | 0 | 0 | 0
2012 | MX | WECC | - | MEXW | 1c | Additions for non-member load (load served by non-registered LSE's in a region) |  | 0 | 0 | 0 | 0 | 0 | 0 | 0 | 0 | 0 | 0 | 0
2012 | MX | WECC | - | MEXW | 1d | Stand-by Load Under Contract (Normally served by behind the meter generation) |  | 0 | 0 | 0 | 0 | 0 | 0 | 0 | 0 | 0 | 0 | 0
2012 | MX | WECC | - | MEXW | 1e | Non-Controllable Demand-Side Demand Response |  | 0 | 0 | 0 | 0 | 0 | 0 | 0 | 0 | 0 | 0 | 0
2012 | MX | WECC | - | MEXW | 2 | Total Internal Demand | 1448 | 1455 | 1494 | 1532 | 1571 | 1610 | 1648 | 1687 | 1725 | 1764 | 1803 | 1841
2012 | MX | WECC | - | MEXW | 2a | Supply-Side Direct Control Load Management (DCLM) | 0 | 0 | 0 | 0 | 0 | 0 | 0 | 0 | 0 | 0 | 0 | 0
2012 | MX | WECC | - | MEXW | 2b | Supply-Side Contractually Interruptible (Curtailable) | 0 | 0 | 0 | 0 | 0 | 0 | 0 | 0 | 0 | 0 | 0 | 0
2012 | MX | WECC | - | MEXW | 2c | Supply-Side Critical Peak-Pricing (CPP) with Control | 0 | 0 | 0 | 0 | 0 | 0 | 0 | 0 | 0 | 0 | 0 | 0
2012 | MX | WECC | - | MEXW | 2d | Supply-Side Load as a Capacity Resource | 0 | 0 | 0 | 0 | 0 | 0 | 0 | 0 | 0 | 0 | 0 | 0
2012 | MX | WECC | - | MEXW | 3 | Net Internal Demand | 1448 | 1455 | 1494 | 1532 | 1571 | 1610 | 1648 | 1687 | 1725 | 1764 | 1803 | 1841
2012 | MX | WECC | - | MEXW | 3a | Demand-Side Direct Control Load Management (DCLM) | 0 | 0 | 0 | 0 | 0 | 0 | 0 | 0 | 0 | 0 | 0 | 0
2012 | MX | WECC | - | MEXW | 3b | Demand-Side Contractually Interruptible (Curtailable) | 0 | 0 | 0 | 0 | 0 | 0 | 0 | 0 | 0 | 0 | 0 | 0
2012 | MX | WECC | - | MEXW | 3c | Demand-Side Critical Peak-Pricing (CPP) with Control | 0 | 0 | 0 | 0 | 0 | 0 | 0 | 0 | 0 | 0 | 0 | 0
2012 | MX | WECC | - | MEXW | 3d | Demand-Side Load as a Capacity Resource | 0 | 0 | 0 | 0 | 0 | 0 | 0 | 0 | 0 | 0 | 0 | 0
2012 | MX | WECC | - | MEXW | 4 | Total Controllable Demand Response | 0 | 0 | 0 | 0 | 0 | 0 | 0 | 0 | 0 | 0 | 0 | 0
2012 | MX | WECC | - | MEXW | 4a | Demand Response used for Ancillary Services - Spinning Reserves | 167 | 164 | 171 | 176 | 181 | 186 | 186 | 191 | 191 | 196 | 196 | 196
2012 | MX | WECC | - | MEXW | 4b | Demand Response used for Ancillary Services - Non-Spinning Reserves | 149 | 139 | 141 | 141 | 141 | 141 | 141 | 141 | 141 | 141 | 141 | 141
2012 | MX | WECC | - | MEXW | 4c | Demand Response used for Regulation | 25 | 25 | 30 | 35 | 40 | 45 | 45 | 50 | 50 | 55 | 55 | 55
2012 | MX | WECC | - | MEXW | 4d | Demand Response used for Energy, Voluntary Services - Emergency | 0 | 0 | 0 | 0 | 0 | 0 | 0 | 0 | 0 | 0 | 0 | 0
2012 | MX | WECC | - | MEXW | 5 | TOTAL INTERNAL CAPACITY | 2532 | 2532 | 2651.04 | 2933.28 | 2933.28 | 2933.28 | 2933.28 | 2933.28 | 2933.28 | 2933.28 | 2933.28 | 2933.28
2012 | MX | WECC | - | MEXW | 6a | Existing-Certain | 2527 | 2524.62 | 2526.05 | 2522.04 | 2522.13 | 2524.07 | 2522.69 | 2524.61 | 2526.04 | 2522.11 | 2522.37 | 2524.05
2012 | MX | WECC | - | MEXW | 6a1 | Wind Expected On-Peak | 5 | 2.62 | 4.05 | 0.04 | 0.13 | 2.07 | 0.69 | 2.61 | 4.04 | 0.11 | 0.37 | 2.05
2012 | MX | WECC | - | MEXW | 6a2 | Solar Expected On-Peak | 0 | 0 | 0 | 0 | 0 | 0 | 0 | 0 | 0 | 0 | 0 | 0
2012 | MX | WECC | - | MEXW | 6a3 | Hydro Expected On-Peak | 0 | 0 | 0 | 0 | 0 | 0 | 0 | 0 | 0 | 0 | 0 | 0
2012 | MX | WECC | - | MEXW | 6a4 | Biomass Expected On-Peak | 0 | 0 | 0 | 0 | 0 | 0 | 0 | 0 | 0 | 0 | 0 | 0
2012 | MX | WECC | - | MEXW | 6b | Existing-Other | 0 | 0 | 0 | 0 | 0 | 0 | 0 | 0 | 0 | 0 | 0 | 0
2012 | MX | WECC | - | MEXW | 6b1 | Wind Derate On-Peak | 5 | 7.38 | 5.95 | 9.96 | 9.87 | 7.93 | 9.31 | 7.39 | 5.96 | 9.89 | 9.63 | 7.95
2012 | MX | WECC | - | MEXW | 6b2 | Solar Derate On-Peak | 0 | 0 | 0 | 0 | 0 | 0 | 0 | 0 | 0 | 0 | 0 | 0
2012 | MX | WECC | - | MEXW | 6b3 | Hydro Derate On-Peak | 0 | 0 | 0 | 0 | 0 | 0 | 0 | 0 | 0 | 0 | 0 | 0
2012 | MX | WECC | - | MEXW | 6b4 | Biomass Derate On-Peak | 0 | 0 | 0 | 0 | 0 | 0 | 0 | 0 | 0 | 0 | 0 | 0
2012 | MX | WECC | - | MEXW | 6b5 | Transmission-Limited Resources | 0 | 0 | 0 | 0 | 0 | 0 | 0 | 0 | 0 | 0 | 0 | 0
2012 | MX | WECC | - | MEXW | 6b6 | All Other Derates | 0 | 0 | 0 | 0 | 0 | 0 | 0 | 0 | 0 | 0 | 0 | 0
2012 | MX | WECC | - | MEXW | 6b7 | Energy-Only (Existing-Other) | 0 | 0 | 0 | 0 | 0 | 0 | 0 | 0 | 0 | 0 | 0 | 0
2012 | MX | WECC | - | MEXW | 6c | Unplanned Outages (Actual) / Current and Future Inoperable Resources | 0 | 0 | 0 | 0 | 0 | 0 | 0 | 0 | 0 | 0 | 0 | 0
2012 | MX | WECC | - | MEXW | 6d | Total Supply-Side Demand Response | 0 | 0 | 0 | 0 | 0 | 0 | 0 | 0 | 0 | 0 | 0 | 0
2012 | MX | WECC | - | MEXW | 7 | TOTAL FUTURE CAPACITY ADDITIONS |  | 0 | 119.04 | 401.28 | 401.28 | 401.28 | 401.28 | 401.28 | 401.28 | 401.28 | 401.28 | 401.28
2012 | MX | WECC | - | MEXW | 7a | Future-Planned |  | 0 | 119.04 | 401.28 | 401.28 | 401.28 | 401.28 | 401.28 | 401.28 | 401.28 | 401.28 | 401.28
2012 | MX | WECC | - | MEXW | 7a1 | Wind Expected On-Peak |  | 0 | 0 | 0 | 0 | 0 | 0 | 0 | 0 | 0 | 0 | 0
2012 | MX | WECC | - | MEXW | 7a2 | Wind Derate On-Peak |  | 0 | 0 | 0 | 0 | 0 | 0 | 0 | 0 | 0 | 0 | 0
2012 | MX | WECC | - | MEXW | 7a3 | Solar Expected On-Peak |  | 0 | 0 | 0 | 0 | 0 | 0 | 0 | 0 | 0 | 0 | 0
2012 | MX | WECC | - | MEXW | 7a4 | Solar Derate On-Peak |  | 0 | 0 | 0 | 0 | 0 | 0 | 0 | 0 | 0 | 0 | 0
2012 | MX | WECC | - | MEXW | 7a5 | Hydro Expected On-Peak |  | 0 | 0 | 0 | 0 | 0 | 0 | 0 | 0 | 0 | 0 | 0
2012 | MX | WECC | - | MEXW | 7a6 | Hydro Derate On-Peak |  | 0 | 0 | 0 | 0 | 0 | 0 | 0 | 0 | 0 | 0 | 0
2012 | MX | WECC | - | MEXW | 7a7 | Biomass Expected On-Peak |  | 0 | 0 | 0 | 0 | 0 | 0 | 0 | 0 | 0 | 0 | 0
2012 | MX | WECC | - | MEXW | 7a8 | Biomass Derate On-Peak |  | 0 | 0 | 0 | 0 | 0 | 0 | 0 | 0 | 0 | 0 | 0
2012 | MX | WECC | - | MEXW | 7a9 | Transmission-Limited Resources |  | 0 | 0 | 0 | 0 | 0 | 0 | 0 | 0 | 0 | 0 | 0
2012 | MX | WECC | - | MEXW | 7a10 | Scheduled Outage - Maintenance |  | 206 | 130 | 278 | 181 | 324 | 741 | 591 | 433 | 741 | 0 | 591
2012 | MX | WECC | - | MEXW | 7a11 | All Other Derates |  | 0 | 0 | 0 | 0 | 0 | 0 | 0 | 0 | 0 | 0 | 0
2012 | MX | WECC | - | MEXW | 7a12 | Energy-Only |  | 0 | 0 | 0 | 0 | 0 | 0 | 0 | 0 | 0 | 0 | 0
2012 | MX | WECC | - | MEXW | 7b | Future-Other |  | 0 | 0 | 0 | 0 | 0 | 0 | 0 | 0 | 0 | 0 | 0
2012 | MX | WECC | - | MEXW | 7b1 | Wind Expected On-Peak |  | 0 | 0 | 0 | 0 | 0 | 0 | 0 | 0 | 0 | 0 | 0
2012 | MX | WECC | - | MEXW | 7b2 | Wind Derate On-Peak |  | 0 | 0 | 0 | 0 | 0 | 0 | 0 | 0 | 0 | 0 | 0
2012 | MX | WECC | - | MEXW | 7b3 | Solar Expected On-Peak |  | 0 | 0 | 0 | 0 | 0 | 0 | 0 | 0 | 0 | 0 | 0
2012 | MX | WECC | - | MEXW | 7b4 | Solar Derate On-Peak |  | 0 | 0 | 0 | 0 | 0 | 0 | 0 | 0 | 0 | 0 | 0
2012 | MX | WECC | - | MEXW | 7b5 | Hydro Expected On-Peak |  | 0 | 0 | 0 | 0 | 0 | 0 | 0 | 0 | 0 | 0 | 0
2012 | MX | WECC | - | MEXW | 7b6 | Hydro Derate On-Peak |  | 0 | 0 | 0 | 0 | 0 | 0 | 0 | 0 | 0 | 0 | 0
2012 | MX | WECC | - | MEXW | 7b7 | Biomass Expected On-Peak |  | 0 | 0 | 0 | 0 | 0 | 0 | 0 | 0 | 0 | 0 | 0
2012 | MX | WECC | - | MEXW | 7b8 | Biomass Derate On-Peak |  | 0 | 0 | 0 | 0 | 0 | 0 | 0 | 0 | 0 | 0 | 0
2012 | MX | WECC | - | MEXW | 7b9 | Transmission-Limited Resources |  | 0 | 0 | 0 | 0 | 0 | 0 | 0 | 0 | 0 | 0 | 0
2012 | MX | WECC | - | MEXW | 7b10 | Scheduled Outage - Maintenance |  | 0 | 0 | 0 | 0 | 0 | 0 | 0 | 0 | 0 | 0 | 0
2012 | MX | WECC | - | MEXW | 7b11 | All Other Derates |  | 0 | 0 | 0 | 0 | 0 | 0 | 0 | 0 | 0 | 0 | 0
2012 | MX | WECC | - | MEXW | 7b12 | Energy-Only |  | 0 | 0 | 0 | 0 | 0 | 0 | 0 | 0 | 0 | 0 | 0
2012 | MX | WECC | - | MEXW | 8 | Conceptual |  | 0 | 0 | 0 | 0 | 340.416 | 340.416 | 340.416 | 611.616 | 611.616 | 611.616 | 611.616
2012 | MX | WECC | - | MEXW | 8a1 | Wind Expected On-Peak |  | 0 | 0 | 0 | 0 | 0 | 0 | 0 | 0 | 0 | 0 | 0
2012 | MX | WECC | - | MEXW | 8a2 | Wind Derate On-Peak |  | 0 | 0 | 0 | 0 | 0 | 0 | 0 | 0 | 0 | 0 | 0
2012 | MX | WECC | - | MEXW | 8a3 | Solar Expected On-Peak |  | 0 | 0 | 0 | 0 | 0 | 0 | 0 | 0 | 0 | 0 | 0
2012 | MX | WECC | - | MEXW | 8a4 | Solar Derate On-Peak |  | 0 | 0 | 0 | 0 | 0 | 0 | 0 | 0 | 0 | 0 | 0
2012 | MX | WECC | - | MEXW | 8a5 | Hydro Expected On-Peak |  | 0 | 0 | 0 | 0 | 0 | 0 | 0 | 0 | 0 | 0 | 0
2012 | MX | WECC | - | MEXW | 8a6 | Hydro Derate On-Peak |  | 0 | 0 | 0 | 0 | 0 | 0 | 0 | 0 | 0 | 0 | 0
2012 | MX | WECC | - | MEXW | 8a7 | Biomass Expected On-Peak |  | 0 | 0 | 0 | 0 | 0 | 0 | 0 | 0 | 0 | 0 | 0
2012 | MX | WECC | - | MEXW | 8a8 | Biomass Derate On-Peak |  | 0 | 0 | 0 | 0 | 0 | 0 | 0 | 0 | 0 | 0 | 0
2012 | MX | WECC | - | MEXW | 8a9 | All Other Derates |  | 0 | 0 | 0 | 0 | 0 | 0 | 0 | 0 | 0 | 0 | 0
2012 | MX | WECC | - | MEXW | 8a10 | Energy-Only |  | 0 | 0 | 0 | 0 | 0 | 0 | 0 | 0 | 0 | 0 | 0
2012 | MX | WECC | - | MEXW | 9 | ANTICIPATED INTERNAL CAPACITY |  | 2524.62 | 2645.09 | 2923.32 | 2923.41 | 2925.35 | 2923.97 | 2925.89 | 2927.32 | 2923.39 | 2923.65 | 2925.33
2012 | MX | WECC | - | MEXW | 10 | CAPACITY TRANSACTIONS - IMPORTS | 0 | 0 | 0 | 0 | 0 | 0 | 0 | 0 | 0 | 0 | 0 | 0
2012 | MX | WECC | - | MEXW | 10a | Firm | 0 | 0 | 0 | 0 | 0 | 0 | 0 | 0 | 0 | 0 | 0 | 0
2012 | MX | WECC | - | MEXW | 10a1 | Full-Responsibility Purchases | 0 | 0 | 0 | 0 | 0 | 0 | 0 | 0 | 0 | 0 | 0 | 0
2012 | MX | WECC | - | MEXW | 10a2 | Owned Capacity/Entitlement Located Outside the Region/Subregion | 0 | 0 | 0 | 0 | 0 | 0 | 0 | 0 | 0 | 0 | 0 | 0
2012 | MX | WECC | - | MEXW | 10b | Non-firm | 360: 0
2012 | MX | WECC | - | MEXW | 10c | Expected |  | 0 | 0 | 0 | 0 | 0 | 0 | 0 | 0 | 0 | 0 | 0
2012 | MX | WECC | - | MEXW | 10c1 | Full-Responsibility Purchases |  | 0 | 0 | 0 | 0 | 0 | 0 | 0 | 0 | 0 | 0 | 0
2012 | MX | WECC | - | MEXW | 10c2 | Owned Capacity/Entitlement Located Outside the Region/Subregion |  | 0 | 0 | 0 | 0 | 0 | 0 | 0 | 0 | 0 | 0 | 0
2012 | MX | WECC | - | MEXW | 11 | CAPACITY TRANSACTIONS - EXPORTS | 0 | 123 | 211 | 306 | 173 | 23 | 23 | 277 | 153 | 153 | 153 | 153
2012 | MX | WECC | - | MEXW | 11a | Firm | 0 | 123 | 211 | 306 | 173 | 23 | 23 | 277 | 153 | 153 | 153 | 153
2012 | MX | WECC | - | MEXW | 11a1 | Full-Responsibility Purchases | 0 | 0 | 0 | 0 | 0 | 0 | 0 | 0 | 0 | 0 | 0 | 0
2012 | MX | WECC | - | MEXW | 11a2 | Owned Capacity/Entitlement Located Outside the Region/Subregion | 0 | 0 | 0 | 0 | 0 | 0 | 0 | 0 | 0 | 0 | 0 | 0
2012 | MX | WECC | - | MEXW | 11b | Non-firm | 360: 0
2012 | MX | WECC | - | MEXW | 11c | Expected |  | 0 | 0 | 0 | 0 | 0 | 0 | 0 | 0 | 0 | 0 | 0
2012 | MX | WECC | - | MEXW | 11c1 | Full-Responsibility Purchases |  | 0 | 0 | 0 | 0 | 0 | 0 | 0 | 0 | 0 | 0 | 0
2012 | MX | WECC | - | MEXW | 11c2 | Owned Capacity/Entitlement Located Outside the Region/Subregion |  | 0 | 0 | 0 | 0 | 0 | 0 | 0 | 0 | 0 | 0 | 0
2012 | MX | WECC | - | MEXW | 12 | EXISTING-CERTAIN & NET FIRM TRANSACTIONS | 2527 | 2401.62 | 2315.05 | 2216.04 | 2349.13 | 2501.07 | 2499.69 | 2247.61 | 2373.04 | 2369.11 | 2369.37 | 2371.05
2012 | MX | WECC | - | MEXW | 13 | ANTICIPATED CAPACITY RESOURCES |  |  | 2434.09 | 2617.32 | 2750.41 | 2902.35 | 2900.97 | 2648.89 | 2774.32 | 2770.39 | 2770.65 | 2772.33
2012 | MX | WECC | - | MEXW | 14 | PROSPECTIVE CAPACITY RESOURCES |  |  | 2434.09 | 2617.32 | 2750.41 | 2902.35 | 2900.97 | 2648.89 | 2774.32 | 2770.39 | 2770.65 | 2772.33
2012 | MX | WECC | - | MEXW | 15 | TOTAL POTENTIAL CAPACITY RESOURCES |  |  | 2434.09 | 2617.32 | 2750.41 | 3242.766 | 3241.386 | 2989.306 | 3385.936 | 3382.006 | 3382.266 | 3383.946
2012 | MX | WECC | - | MEXW | 16 | ADJUSTED POTENTIAL CAPACITY RESOURCES |  |  | 2434.09 | 2617.32 | 2750.41 | 3242.7626 | 3241.3826 | 2989.3026 | 3385.9299 | 3381.9999 | 3382.2599 | 3383.9399
2012 | MX | WECC | - | MEXW | 16a | Confidence of Future-Other |  |  | 0.99999 | 0.99999 | 0.99999 | 0.99999 | 0.99999 | 0.99999 | 0.99999 | 0.99999 | 0.99999 | 0.99999
2012 | MX | WECC | - | MEXW | 16b | Net Future-Other Resources After Confidence Percentage Is Applied |  |  | 0 | 0 | 0 | 0 | 0 | 0 | 0 | 0 | 0 | 0
2012 | MX | WECC | - | MEXW | 16c | Confidence of Conceptual |  |  | 0.99999 | 0.99999 | 0.99999 | 0.99999 | 0.99999 | 0.99999 | 0.99999 | 0.99999 | 0.99999 | 0.99999
2012 | MX | WECC | - | MEXW | 16d | Net Conceptual Resources After Confidence Percentage Is Applied |  |  | 0 | 0 | 0 | 340.4126 | 340.4126 | 340.4126 | 611.6099 | 611.6099 | 611.6099 | 611.6099
2012 | MX | WECC | - | MEXW | 17 | ASSESSMENT AREA TARGET RESERVE MARGIN |  |  | 10.71% | 10.71% | 10.71% | 10.71% | 10.71% | 10.71% | 10.71% | 10.71% | 10.71% | 10.71%
2012 | MX | WECC | - | MEXW | 18 | EXISTING-CERTAIN AND NET FIRM TRANSACTIONS RESERVE MARGIN | 74.52% | 65.06% | 54.96% | 44.65% | 49.53% | 55.35% | 51.68% | 33.23% | 37.57% | 34.3% | 31.41% | 28.79%
2012 | MX | WECC | - | MEXW | 19 | ANTICIPATED CAPACITY RESOURCES RESERVE MARGIN |  |  | 62.92% | 70.84% | 75.07% | 80.27% | 76.03% | 57.02% | 60.83% | 57.05% | 53.67% | 50.59%
2012 | MX | WECC | - | MEXW | 20 | PROSPECTIVE CAPACITY RESOURCES RESERVE MARGIN |  |  | 62.92% | 70.84% | 75.07% | 80.27% | 76.03% | 57.02% | 60.83% | 57.05% | 53.67% | 50.59%
2012 | MX | WECC | - | MEXW | 21 | TOTAL POTENTIAL RESOURCES RESERVE MARGIN |  |  | 62.92% | 70.84% | 75.07% | 101.4% | 96.69% | 77.2% | 96.29% | 91.72% | 87.59% | 83.81%
2012 | MX | WECC | - | MEXW | 22 | ADJUSTED POTENTIAL RESOURCES RESERVE MARGIN |  |  | 62.92% | 70.84% | 75.07% | 101.4% | 96.69% | 77.2% | 96.29% | 91.72% | 87.59% | 83.81%
2012 | MX | WECC | - | MEXW | 23 | Total Baseline Installed Capacity | 360: 2532
2012 | MX | WECC | - | MEXW | 24 | Distributed or Other Capacity (Behind the Meter) < 1 MW |  | 0 | 0 | 0 | 0 | 0 | 0 | 0 | 0 | 0 | 0 | 0
2012 | MX | WECC | - | MEXW | 25 | Distributed or Other Capacity (Behind the Meter) ≥ 1 MW |  | 0 | 0 | 0 | 0 | 0 | 0 | 0 | 0 | 0 | 0 | 0
2012 | MX | WECC | - | MEXW | 26 | Capacity Total from EIA-860 |  | 0 | 0 | 0 | 0 | 0 | 0 | 0 | 0 | 0 | 0 | 0
2012 | US | WECC | - | NORW | 1 | Unrestricted Non-coincident Peak Demand |  | 30090.14 | 30578.33 | 30940 | 31290.31 | 31679.9 | 32097.1 | 32468 | 32836.8 | 33181.2 | 33609.1 | 33921.5
2012 | US | WECC | - | NORW | 1a | New Conservation (Energy Efficiency) |  | 189 | 308 | 363 | 447 | 532 | 647 | 763 | 866 | 986 | 1097 | 1163
2012 | US | WECC | - | NORW | 1b | Estimated Diversity |  | 0 | 0 | 0 | 0 | 0 | 0 | 0 | 0 | 0 | 0 | 0
2012 | US | WECC | - | NORW | 1c | Additions for non-member load (load served by non-registered LSE's in a region) |  | 0 | 0 | 0 | 0 | 0 | 0 | 0 | 0 | 0 | 0 | 0
2012 | US | WECC | - | NORW | 1d | Stand-by Load Under Contract (Normally served by behind the meter generation) |  | 0 | 0 | 0 | 0 | 0 | 0 | 0 | 0 | 0 | 0 | 0
2012 | US | WECC | - | NORW | 1e | Non-Controllable Demand-Side Demand Response |  | 0 | 0 | 0 | 0 | 0 | 0 | 0 | 0 | 0 | 0 | 0
2012 | US | WECC | - | NORW | 2 | Total Internal Demand | 29430 | 29901.14 | 30270.33 | 30577 | 30843.31 | 31147.9 | 31450.1 | 31705 | 31970.8 | 32195.2 | 32512.1 | 32758.5
2012 | US | WECC | - | NORW | 2a | Supply-Side Direct Control Load Management (DCLM) | 0 | 0 | 0 | 0 | 0 | 0 | 0 | 0 | 0 | 0 | 0 | 0
2012 | US | WECC | - | NORW | 2b | Supply-Side Contractually Interruptible (Curtailable) | 0 | 0 | 0 | 0 | 0 | 0 | 0 | 0 | 0 | 0 | 0 | 0
2012 | US | WECC | - | NORW | 2c | Supply-Side Critical Peak-Pricing (CPP) with Control | 0 | 0 | 0 | 0 | 0 | 0 | 0 | 0 | 0 | 0 | 0 | 0
2012 | US | WECC | - | NORW | 2d | Supply-Side Load as a Capacity Resource | 0 | 0 | 0 | 0 | 0 | 0 | 0 | 0 | 0 | 0 | 0 | 0
2012 | US | WECC | - | NORW | 3 | Net Internal Demand | 29420 | 29870.14 | 30217.33 | 30507 | 30763.31 | 31052.9 | 31355.1 | 31607 | 31861.8 | 32075.2 | 32391.1 | 32637.5
2012 | US | WECC | - | NORW | 3a | Demand-Side Direct Control Load Management (DCLM) | 0 | 0 | 0 | 0 | 0 | 0 | 0 | 0 | 0 | 0 | 0 | 0
2012 | US | WECC | - | NORW | 3b | Demand-Side Contractually Interruptible (Curtailable) | 10 | 31 | 53 | 70 | 80 | 95 | 95 | 98 | 109 | 120 | 121 | 121
2012 | US | WECC | - | NORW | 3c | Demand-Side Critical Peak-Pricing (CPP) with Control | 0 | 0 | 0 | 0 | 0 | 0 | 0 | 0 | 0 | 0 | 0 | 0
2012 | US | WECC | - | NORW | 3d | Demand-Side Load as a Capacity Resource | 0 | 0 | 0 | 0 | 0 | 0 | 0 | 0 | 0 | 0 | 0 | 0
2012 | US | WECC | - | NORW | 4 | Total Controllable Demand Response | 10 | 31 | 53 | 70 | 80 | 95 | 95 | 98 | 109 | 120 | 121 | 121
2012 | US | WECC | - | NORW | 4a | Demand Response used for Ancillary Services - Spinning Reserves | 62 | 264 | 264 | 264 | 264 | 264 | 264 | 264 | 264 | 264 | 264 | 264
2012 | US | WECC | - | NORW | 4b | Demand Response used for Ancillary Services - Non-Spinning Reserves | 87 | 143 | 143 | 143 | 143 | 143 | 143 | 143 | 143 | 143 | 143 | 143
2012 | US | WECC | - | NORW | 4c | Demand Response used for Regulation | 62 | 25 | 25 | 25 | 25 | 25 | 25 | 25 | 25 | 25 | 25 | 25
2012 | US | WECC | - | NORW | 4d | Demand Response used for Energy, Voluntary Services - Emergency | 0 | 0 | 0 | 0 | 0 | 0 | 0 | 0 | 0 | 0 | 0 | 0
2012 | US | WECC | - | NORW | 5 | TOTAL INTERNAL CAPACITY | 52391.942 | 53940.762 | 54640.742 | 55371.742 | 55893.742 | 56668.742 | 57148.742 | 57548.742 | 57548.742 | 57548.742 | 57548.742 | 57548.742
2012 | US | WECC | - | NORW | 6a | Existing-Certain | 33748.182 | 31085.74 | 31073.69 | 31468.94 | 31675.65 | 33419.5 | 31822.11 | 33689.28 | 31454.34 | 31723.59 | 31402.95 | 33042.04
2012 | US | WECC | - | NORW | 6a1 | Wind Expected On-Peak | 14 | 72.59 | 70.35 | 164.82 | 282.62 | 2166.2 | 513.78 | 2428.37 | 70.3 | 282.55 | 224.32 | 2166.23
2012 | US | WECC | - | NORW | 6a2 | Solar Expected On-Peak | 0 | 0 | 0 | 0.01 | 0 | 0 | 0 | 0 | 0 | 0 | 0 | 0
2012 | US | WECC | - | NORW | 6a3 | Hydro Expected On-Peak | 23158.352 | 20413.86 | 20338.05 | 20578.84 | 20582.74 | 20403.01 | 20391.08 | 20365.62 | 20448.73 | 20539.75 | 20239.34 | 19943.5
2012 | US | WECC | - | NORW | 6a4 | Biomass Expected On-Peak | 326.68 | 146.14 | 146.14 | 111.12 | 146.14 | 146.14 | 135.1 | 146.14 | 146.16 | 146.14 | 146.14 | 146.16
2012 | US | WECC | - | NORW | 6b | Existing-Other | 0 | 0 | 0 | 0 | 0 | 0 | 0 | 0 | 0 | 0 | 0 | 0
2012 | US | WECC | - | NORW | 6b1 | Wind Derate On-Peak | 5616.665 | 5558.075 | 5560.315 | 5465.845 | 5348.045 | 3464.465 | 5116.885 | 3202.295 | 5560.365 | 5348.115 | 5406.345 | 3464.435
2012 | US | WECC | - | NORW | 6b2 | Solar Derate On-Peak | 3.6 | 3.6 | 3.6 | 3.59 | 3.6 | 3.6 | 3.6 | 3.6 | 3.6 | 3.6 | 3.6 | 3.6
2012 | US | WECC | - | NORW | 6b3 | Hydro Derate On-Peak | 8594.637 | 11339.129 | 11414.939 | 11174.149 | 11170.249 | 11349.979 | 11361.909 | 11387.369 | 11304.259 | 11213.239 | 11513.649 | 11809.489
2012 | US | WECC | - | NORW | 6b4 | Biomass Derate On-Peak | 115.858 | 296.398 | 296.398 | 331.418 | 296.398 | 296.398 | 307.438 | 296.398 | 296.378 | 296.398 | 296.398 | 296.378
2012 | US | WECC | - | NORW | 6b5 | Transmission-Limited Resources | 0 | 0 | 0 | 0 | 0 | 0 | 0 | 0 | 0 | 0 | 0 | 0
2012 | US | WECC | - | NORW | 6b6 | All Other Derates | 0 | 0 | 0 | 0 | 0 | 0 | 0 | 0 | 0 | 0 | 0 | 0
2012 | US | WECC | - | NORW | 6b7 | Energy-Only (Existing-Other) | 0 | 0 | 0 | 0 | 0 | 0 | 0 | 0 | 0 | 0 | 0 | 0
2012 | US | WECC | - | NORW | 6c | Unplanned Outages (Actual) / Current and Future Inoperable Resources | 4313 | 4109 | 4043 | 3948 | 3898 | 3858 | 3780 | 3813 | 3773 | 3807 | 3769 | 3776
2012 | US | WECC | - | NORW | 6d | Total Supply-Side Demand Response | 0 | 0 | 0 | 0 | 0 | 0 | 0 | 0 | 0 | 0 | 0 | 0
2012 | US | WECC | - | NORW | 7 | TOTAL FUTURE CAPACITY ADDITIONS |  | 59.4 | 1110.82 | 1213.8 | 1487.22 | 768.93 | 1413.31 | 653.24 | 996.32 | 501.11 | 665.37 | 2833.9
2012 | US | WECC | - | NORW | 7a | Future-Planned |  | 59.4 | 1110.82 | 1213.8 | 1487.22 | 768.93 | 1413.31 | 653.24 | 996.32 | 501.11 | 665.37 | 2833.9
2012 | US | WECC | - | NORW | 7a1 | Wind Expected On-Peak |  | 13.35 | 1019.54 | 1122.39 | 1385.36 | 667.68 | 1312.22 | 552.24 | 894.89 | 399.44 | 563.71 | 2733.47
2012 | US | WECC | - | NORW | 7a2 | Wind Derate On-Peak |  | 1485.05 | 1027.36 | 1612.51 | 1854.54 | 3347.22 | 3182.68 | 4342.66 | 4000.01 | 4495.46 | 4331.19 | 2161.43
2012 | US | WECC | - | NORW | 7a3 | Solar Expected On-Peak |  | 0.08 | 0.13 | 0.14 | 0.17 | 0.16 | 0.14 | 0.15 | 0.16 | 0.15 | 0.14 | 0.13
2012 | US | WECC | - | NORW | 7a4 | Solar Derate On-Peak |  | 4.37 | 28.77 | 31.76 | 34.73 | 34.74 | 34.76 | 34.75 | 34.74 | 34.75 | 34.76 | 34.77
2012 | US | WECC | - | NORW | 7a5 | Hydro Expected On-Peak |  | 45.97 | 68.55 | 68.67 | 78.09 | 77.49 | 77.35 | 77.25 | 77.67 | 77.92 | 77.92 | 76.7
2012 | US | WECC | - | NORW | 7a6 | Hydro Derate On-Peak |  | 0 | 41.85 | 41.73 | 46.31 | 46.91 | 47.05 | 47.15 | 46.73 | 46.48 | 46.48 | 47.7
2012 | US | WECC | - | NORW | 7a7 | Biomass Expected On-Peak |  | 0 | 0 | 0 | 1 | 1 | 1 | 1 | 1 | 1 | 1 | 1
2012 | US | WECC | - | NORW | 7a8 | Biomass Derate On-Peak |  | 0 | 40 | 80 | 79 | 79 | 79 | 79 | 79 | 79 | 79 | 79
2012 | US | WECC | - | NORW | 7a9 | Transmission-Limited Resources |  | 0 | 0 | 0 | 0 | 0 | 0 | 0 | 0 | 0 | 0 | 0
2012 | US | WECC | - | NORW | 7a10 | Scheduled Outage - Maintenance |  | 2502 | 3099 | 2969 | 3059 | 2981 | 2932 | 2834 | 2827 | 2873 | 2808 | 2824
2012 | US | WECC | - | NORW | 7a11 | All Other Derates |  | 0 | 0 | 0 | 0 | 0 | 0 | 0 | 0 | 0 | 0 | 0
2012 | US | WECC | - | NORW | 7a12 | Energy-Only |  | 0 | 0 | 0 | 0 | 0 | 0 | 0 | 0 | 0 | 0 | 0
2012 | US | WECC | - | NORW | 7b | Future-Other |  | 0 | 0 | 0 | 0 | 0 | 0 | 0 | 0 | 0 | 0 | 0
2012 | US | WECC | - | NORW | 7b1 | Wind Expected On-Peak |  | 0 | 0 | 0 | 0 | 0 | 0 | 0 | 0 | 0 | 0 | 0
2012 | US | WECC | - | NORW | 7b2 | Wind Derate On-Peak |  | 0 | 0 | 0 | 0 | 0 | 0 | 0 | 0 | 0 | 0 | 0
2012 | US | WECC | - | NORW | 7b3 | Solar Expected On-Peak |  | 0 | 0 | 0 | 0 | 0 | 0 | 0 | 0 | 0 | 0 | 0
2012 | US | WECC | - | NORW | 7b4 | Solar Derate On-Peak |  | 0 | 0 | 0 | 0 | 0 | 0 | 0 | 0 | 0 | 0 | 0
2012 | US | WECC | - | NORW | 7b5 | Hydro Expected On-Peak |  | 0 | 0 | 0 | 0 | 0 | 0 | 0 | 0 | 0 | 0 | 0
2012 | US | WECC | - | NORW | 7b6 | Hydro Derate On-Peak |  | 0 | 0 | 0 | 0 | 0 | 0 | 0 | 0 | 0 | 0 | 0
2012 | US | WECC | - | NORW | 7b7 | Biomass Expected On-Peak |  | 0 | 0 | 0 | 0 | 0 | 0 | 0 | 0 | 0 | 0 | 0
2012 | US | WECC | - | NORW | 7b8 | Biomass Derate On-Peak |  | 0 | 0 | 0 | 0 | 0 | 0 | 0 | 0 | 0 | 0 | 0
2012 | US | WECC | - | NORW | 7b9 | Transmission-Limited Resources |  | 0 | 0 | 0 | 0 | 0 | 0 | 0 | 0 | 0 | 0 | 0
2012 | US | WECC | - | NORW | 7b10 | Scheduled Outage - Maintenance |  | 0 | 0 | 0 | 0 | 0 | 0 | 0 | 0 | 0 | 0 | 0
2012 | US | WECC | - | NORW | 7b11 | All Other Derates |  | 0 | 0 | 0 | 0 | 0 | 0 | 0 | 0 | 0 | 0 | 0
2012 | US | WECC | - | NORW | 7b12 | Energy-Only |  | 0 | 0 | 0 | 0 | 0 | 0 | 0 | 0 | 0 | 0 | 0
2012 | US | WECC | - | NORW | 8 | Conceptual |  | 0.21 | 0.42 | 0.42 | 0.63 | 0.84 | 0 | 1.26 | 1.47 | 1.68 | 1.89 | 2.1
2012 | US | WECC | - | NORW | 8a1 | Wind Expected On-Peak |  | 0 | 0 | 0 | 0 | 0 | 0 | 0 | 0 | 0 | 0 | 0
2012 | US | WECC | - | NORW | 8a2 | Wind Derate On-Peak |  | 0 | 0 | 0 | 0 | 0 | 0 | 15 | 15 | 15 | 15 | 15
2012 | US | WECC | - | NORW | 8a3 | Solar Expected On-Peak |  | 0 | 0 | 0 | 0 | 0 | 0 | 0 | 0 | 0 | 0 | 0
2012 | US | WECC | - | NORW | 8a4 | Solar Derate On-Peak |  | 0 | 0 | 0 | 0 | 0 | 0 | 0 | 0 | 0 | 0 | 0
2012 | US | WECC | - | NORW | 8a5 | Hydro Expected On-Peak |  | 0 | 0 | 0 | 0 | 0 | 0 | 0 | 0 | 0 | 0 | 0
2012 | US | WECC | - | NORW | 8a6 | Hydro Derate On-Peak |  | 1 | 1 | 1 | 12.5 | 12.5 | 12.5 | 12.5 | 12.5 | 12.5 | 12.5 | 12.5
2012 | US | WECC | - | NORW | 8a7 | Biomass Expected On-Peak |  | 0.21 | 0.42 | 0.42 | 0.63 | 0.84 | 0 | 1.26 | 1.47 | 1.68 | 1.89 | 2.1
2012 | US | WECC | - | NORW | 8a8 | Biomass Derate On-Peak |  | 7.7491 | 23.0384 | 37.281 | 49.638 | 60.3194 | 70.3752 | 77.4932 | 85.6612 | 93.8292 | 101.9972 | 110.1652
2012 | US | WECC | - | NORW | 8a9 | All Other Derates |  | 0 | 0 | 0 | 0 | 0 | 0 | 0 | 0 | 0 | 0 | 0
2012 | US | WECC | - | NORW | 8a10 | Energy-Only |  | 0 | 0 | 0 | 0 | 0 | 0 | 0 | 0 | 0 | 0 | 0
2012 | US | WECC | - | NORW | 9 | ANTICIPATED INTERNAL CAPACITY |  | 31145.14 | 32184.51 | 32682.74 | 33162.87 | 34188.43 | 33235.42 | 34342.52 | 32450.66 | 32224.7 | 32068.32 | 35875.94
2012 | US | WECC | - | NORW | 10 | CAPACITY TRANSACTIONS - IMPORTS | 1327 | 4000 | 4100 | 4000 | 4000 | 4000 | 4500 | 4000 | 5400 | 5400 | 5400 | 4000
2012 | US | WECC | - | NORW | 10a | Firm | 1327 | 4000 | 4100 | 4000 | 4000 | 4000 | 4500 | 4000 | 5400 | 5400 | 5400 | 4000
2012 | US | WECC | - | NORW | 10a1 | Full-Responsibility Purchases | 0 | 0 | 0 | 0 | 0 | 0 | 0 | 0 | 0 | 0 | 0 | 0
2012 | US | WECC | - | NORW | 10a2 | Owned Capacity/Entitlement Located Outside the Region/Subregion | 0 | 0 | 0 | 0 | 0 | 0 | 0 | 0 | 0 | 0 | 0 | 0
2012 | US | WECC | - | NORW | 10b | Non-firm | 360: 0
2012 | US | WECC | - | NORW | 10c | Expected |  | 0 | 0 | 0 | 0 | 0 | 0 | 0 | 0 | 0 | 0 | 0
2012 | US | WECC | - | NORW | 10c1 | Full-Responsibility Purchases |  | 0 | 0 | 0 | 0 | 0 | 0 | 0 | 0 | 0 | 0 | 0
2012 | US | WECC | - | NORW | 10c2 | Owned Capacity/Entitlement Located Outside the Region/Subregion |  | 0 | 0 | 0 | 0 | 0 | 0 | 0 | 0 | 0 | 0 | 0
2012 | US | WECC | - | NORW | 11 | CAPACITY TRANSACTIONS - EXPORTS | 2202 | 0 | 0 | 0 | 0 | 0 | 0 | 0 | 0 | 0 | 0 | 0
2012 | US | WECC | - | NORW | 11a | Firm | 2202 | 0 | 0 | 0 | 0 | 0 | 0 | 0 | 0 | 0 | 0 | 0
2012 | US | WECC | - | NORW | 11a1 | Full-Responsibility Purchases | 0 | 0 | 0 | 0 | 0 | 0 | 0 | 0 | 0 | 0 | 0 | 0
2012 | US | WECC | - | NORW | 11a2 | Owned Capacity/Entitlement Located Outside the Region/Subregion | 0 | 0 | 0 | 0 | 0 | 0 | 0 | 0 | 0 | 0 | 0 | 0
2012 | US | WECC | - | NORW | 11b | Non-firm | 360: 0
2012 | US | WECC | - | NORW | 11c | Expected |  | 0 | 0 | 0 | 0 | 0 | 0 | 0 | 0 | 0 | 0 | 0
2012 | US | WECC | - | NORW | 11c1 | Full-Responsibility Purchases |  | 0 | 0 | 0 | 0 | 0 | 0 | 0 | 0 | 0 | 0 | 0
2012 | US | WECC | - | NORW | 11c2 | Owned Capacity/Entitlement Located Outside the Region/Subregion |  | 0 | 0 | 0 | 0 | 0 | 0 | 0 | 0 | 0 | 0 | 0
2012 | US | WECC | - | NORW | 12 | EXISTING-CERTAIN & NET FIRM TRANSACTIONS | 32873.182 | 35085.74 | 35173.69 | 35468.94 | 35675.65 | 37419.5 | 36322.11 | 37689.28 | 36854.34 | 37123.59 | 36802.95 | 37042.04
2012 | US | WECC | - | NORW | 13 | ANTICIPATED CAPACITY RESOURCES |  |  | 36284.51 | 36682.74 | 37162.87 | 38188.43 | 37735.42 | 38342.52 | 37850.66 | 37624.7 | 37468.32 | 39875.94
2012 | US | WECC | - | NORW | 14 | PROSPECTIVE CAPACITY RESOURCES |  |  | 36284.51 | 36682.74 | 37162.87 | 38188.43 | 37735.42 | 38342.52 | 37850.66 | 37624.7 | 37468.32 | 39875.94
2012 | US | WECC | - | NORW | 15 | TOTAL POTENTIAL CAPACITY RESOURCES |  |  | 36284.93 | 36683.16 | 37163.5 | 38189.27 | 37735.42 | 38343.78 | 37852.13 | 37626.38 | 37470.21 | 39878.04
2012 | US | WECC | - | NORW | 16 | ADJUSTED POTENTIAL CAPACITY RESOURCES |  |  | 36284.93 | 36683.16 | 37163.5 | 38189.27 | 37735.42 | 38343.78 | 37852.13 | 37626.38 | 37470.21 | 39878.04
2012 | US | WECC | - | NORW | 16a | Confidence of Future-Other |  |  | 0.99999 | 0.99999 | 0.99999 | 0.99999 | 0.99999 | 0.99999 | 0.99999 | 0.99999 | 0.99999 | 0.99999
2012 | US | WECC | - | NORW | 16b | Net Future-Other Resources After Confidence Percentage Is Applied |  |  | 0 | 0 | 0 | 0 | 0 | 0 | 0 | 0 | 0 | 0
2012 | US | WECC | - | NORW | 16c | Confidence of Conceptual |  |  | 0.99999 | 0.99999 | 0.99999 | 0.99999 | 0.99999 | 0.99999 | 0.99999 | 0.99999 | 0.99999 | 0.99999
2012 | US | WECC | - | NORW | 16d | Net Conceptual Resources After Confidence Percentage Is Applied |  |  | 0.42 | 0.42 | 0.62999 | 0.83999 | 0 | 1.26 | 1.47 | 1.68 | 1.89 | 2.1
2012 | US | WECC | - | NORW | 17 | ASSESSMENT AREA TARGET RESERVE MARGIN |  |  | 19.9% | 19.9% | 19.9% | 19.9% | 19.9% | 19.9% | 19.9% | 19.9% | 19.9% | 19.9%
2012 | US | WECC | - | NORW | 18 | EXISTING-CERTAIN AND NET FIRM TRANSACTIONS RESERVE MARGIN | 11.74% | 17.46% | 16.4% | 16.26% | 15.97% | 20.5% | 15.84% | 19.24% | 15.67% | 15.74% | 13.62% | 13.5%
2012 | US | WECC | - | NORW | 19 | ANTICIPATED CAPACITY RESOURCES RESERVE MARGIN |  |  | 20.08% | 20.24% | 20.8% | 22.98% | 20.35% | 21.31% | 18.8% | 17.3% | 15.67% | 22.18%
2012 | US | WECC | - | NORW | 20 | PROSPECTIVE CAPACITY RESOURCES RESERVE MARGIN |  |  | 20.08% | 20.24% | 20.8% | 22.98% | 20.35% | 21.31% | 18.8% | 17.3% | 15.67% | 22.18%
2012 | US | WECC | - | NORW | 21 | TOTAL POTENTIAL RESOURCES RESERVE MARGIN |  |  | 20.08% | 20.25% | 20.8% | 22.98% | 20.35% | 21.31% | 18.8% | 17.31% | 15.68% | 22.18%
2012 | US | WECC | - | NORW | 22 | ADJUSTED POTENTIAL RESOURCES RESERVE MARGIN |  |  | 20.08% | 20.25% | 20.8% | 22.98% | 20.35% | 21.31% | 18.8% | 17.31% | 15.68% | 22.18%
2012 | US | WECC | - | NORW | 23 | Total Baseline Installed Capacity | 360: 52391.942
2012 | US | WECC | - | NORW | 24 | Distributed or Other Capacity (Behind the Meter) < 1 MW |  | 0 | 0 | 0 | 0 | 0 | 0 | 0 | 0 | 0 | 0 | 0
2012 | US | WECC | - | NORW | 25 | Distributed or Other Capacity (Behind the Meter) ≥ 1 MW |  | 0 | 0 | 0 | 0 | 0 | 0 | 0 | 0 | 0 | 0 | 0
2012 | US | WECC | - | NORW | 26 | Capacity Total from EIA-860 |  | 0 | 0 | 0 | 0 | 0 | 0 | 0 | 0 | 0 | 0 | 0
2012 | US | WECC | - | ROCK | 1 | Unrestricted Non-coincident Peak Demand |  | 9736 | 9982 | 10195 | 10481 | 10857 | 11126 | 11417 | 11707 | 11934 | 12237 | 11871
2012 | US | WECC | - | ROCK | 1a | New Conservation (Energy Efficiency) |  | 93 | 149 | 217 | 292 | 371 | 454 | 540 | 635 | 734 | 836 | 350
2012 | US | WECC | - | ROCK | 1b | Estimated Diversity |  | 0 | 0 | 0 | 0 | 0 | 0 | 0 | 0 | 0 | 0 | 0
2012 | US | WECC | - | ROCK | 1c | Additions for non-member load (load served by non-registered LSE's in a region) |  | 0 | 0 | 0 | 0 | 0 | 0 | 0 | 0 | 0 | 0 | 0
2012 | US | WECC | - | ROCK | 1d | Stand-by Load Under Contract (Normally served by behind the meter generation) |  | 0 | 0 | 0 | 0 | 0 | 0 | 0 | 0 | 0 | 0 | 0
2012 | US | WECC | - | ROCK | 1e | Non-Controllable Demand-Side Demand Response |  | 0 | 0 | 0 | 0 | 0 | 0 | 0 | 0 | 0 | 0 | 0
2012 | US | WECC | - | ROCK | 2 | Total Internal Demand | 10372 | 9643 | 9833 | 9978 | 10189 | 10486 | 10672 | 10877 | 11072 | 11200 | 11401 | 11521
2012 | US | WECC | - | ROCK | 2a | Supply-Side Direct Control Load Management (DCLM) | 0 | 0 | 0 | 0 | 0 | 0 | 0 | 0 | 0 | 0 | 0 | 0
2012 | US | WECC | - | ROCK | 2b | Supply-Side Contractually Interruptible (Curtailable) | 0 | 0 | 0 | 0 | 0 | 0 | 0 | 0 | 0 | 0 | 0 | 0
2012 | US | WECC | - | ROCK | 2c | Supply-Side Critical Peak-Pricing (CPP) with Control | 0 | 0 | 0 | 0 | 0 | 0 | 0 | 0 | 0 | 0 | 0 | 0
2012 | US | WECC | - | ROCK | 2d | Supply-Side Load as a Capacity Resource | 0 | 0 | 0 | 0 | 0 | 0 | 0 | 0 | 0 | 0 | 0 | 0
2012 | US | WECC | - | ROCK | 3 | Net Internal Demand | 10360 | 9377 | 9565 | 9709 | 9918 | 10214 | 10398 | 10602 | 10796 | 10922 | 11165 | 11283
2012 | US | WECC | - | ROCK | 3a | Demand-Side Direct Control Load Management (DCLM) | 0 | 0 | 0 | 0 | 0 | 0 | 0 | 0 | 0 | 0 | 0 | 0
2012 | US | WECC | - | ROCK | 3b | Demand-Side Contractually Interruptible (Curtailable) | 12 | 266 | 268 | 269 | 271 | 272 | 274 | 275 | 276 | 278 | 236 | 238
2012 | US | WECC | - | ROCK | 3c | Demand-Side Critical Peak-Pricing (CPP) with Control | 0 | 0 | 0 | 0 | 0 | 0 | 0 | 0 | 0 | 0 | 0 | 0
2012 | US | WECC | - | ROCK | 3d | Demand-Side Load as a Capacity Resource | 0 | 0 | 0 | 0 | 0 | 0 | 0 | 0 | 0 | 0 | 0 | 0
2012 | US | WECC | - | ROCK | 4 | Total Controllable Demand Response | 12 | 266 | 268 | 269 | 271 | 272 | 274 | 275 | 276 | 278 | 236 | 238
2012 | US | WECC | - | ROCK | 4a | Demand Response used for Ancillary Services - Spinning Reserves | 0 | 0 | 0 | 0 | 0 | 0 | 0 | 0 | 0 | 0 | 0 | 0
2012 | US | WECC | - | ROCK | 4b | Demand Response used for Ancillary Services - Non-Spinning Reserves | 0 | 0 | 0 | 0 | 0 | 0 | 0 | 0 | 0 | 0 | 0 | 0
2012 | US | WECC | - | ROCK | 4c | Demand Response used for Regulation | 0 | 0 | 0 | 0 | 0 | 0 | 0 | 0 | 0 | 0 | 0 | 0
2012 | US | WECC | - | ROCK | 4d | Demand Response used for Energy, Voluntary Services - Emergency | 0 | 0 | 0 | 0 | 0 | 0 | 0 | 0 | 0 | 0 | 0 | 0
2012 | US | WECC | - | ROCK | 5 | TOTAL INTERNAL CAPACITY | 17137.268 | 17517.268 | 17452.268 | 17739.268 | 17587.268 | 17587.268 | 17753.268 | 17753.268 | 17753.268 | 17753.268 | 17753.268 | 17753.268
2012 | US | WECC | - | ROCK | 6a | Existing-Certain | 13637.0947 | 15373.447 | 15375.017 | 13617.127 | 13700.157 | 13835.557 | 13943.697 | 15136.577 | 15616.197 | 13720.637 | 13716.417 | 14007.617
2012 | US | WECC | - | ROCK | 6a1 | Wind Expected On-Peak | 52.0365 | 1833.63 | 1833.25 | 74.51 | 156.65 | 295.45 | 404.38 | 1590.36 | 1833.21 | 156.59 | 85.09 | 295.39
2012 | US | WECC | - | ROCK | 6a2 | Solar Expected On-Peak | 0 | 0.29 | 0.28 | 0.3 | 0.27 | 0.31 | 0.29 | 0.3 | 0.28 | 0.29 | 0.29 | 0.29
2012 | US | WECC | - | ROCK | 6a3 | Hydro Expected On-Peak | 445.6213 | 434.25 | 437.05 | 437.88 | 437.96 | 434.52 | 433.75 | 441.48 | 677.43 | 458.48 | 437 | 442.9
2012 | US | WECC | - | ROCK | 6a4 | Biomass Expected On-Peak | 0 | 0.84 | 0 | 0 | 0.84 | 0.84 | 0.84 | 0 | 0.84 | 0.84 | 7.6 | 7.6
2012 | US | WECC | - | ROCK | 6b | Existing-Other | 0 | 0 | 0 | 0 | 0 | 0 | 0 | 0 | 0 | 0 | 0 | 0
2012 | US | WECC | - | ROCK | 6b1 | Wind Derate On-Peak | 1828.2615 | 46.668 | 47.048 | 1805.788 | 1723.648 | 1584.848 | 1475.918 | 289.938 | 47.088 | 1723.708 | 1795.208 | 1584.908
2012 | US | WECC | - | ROCK | 6b2 | Solar Derate On-Peak | 84.1 | 83.81 | 83.82 | 83.8 | 83.83 | 83.79 | 83.81 | 83.8 | 83.82 | 83.81 | 83.81 | 83.81
2012 | US | WECC | - | ROCK | 6b3 | Hydro Derate On-Peak | 1458.1957 | 1469.567 | 1466.767 | 1465.937 | 1465.857 | 1469.297 | 1470.067 | 1462.337 | 1226.387 | 1445.337 | 1466.817 | 1460.917
2012 | US | WECC | - | ROCK | 6b4 | Biomass Derate On-Peak | 7.616 | 6.776 | 7.616 | 7.616 | 6.776 | 6.776 | 6.776 | 7.616 | 6.776 | 6.776 | 0.016 | 0.016
2012 | US | WECC | - | ROCK | 6b5 | Transmission-Limited Resources | 0 | 0 | 0 | 0 | 0 | 0 | 0 | 0 | 0 | 0 | 0 | 0
2012 | US | WECC | - | ROCK | 6b6 | All Other Derates | 0 | 0 | 0 | 0 | 0 | 0 | 0 | 0 | 0 | 0 | 0 | 0
2012 | US | WECC | - | ROCK | 6b7 | Energy-Only (Existing-Other) | 0 | 0 | 0 | 0 | 0 | 0 | 0 | 0 | 0 | 0 | 0 | 0
2012 | US | WECC | - | ROCK | 6c | Unplanned Outages (Actual) / Current and Future Inoperable Resources | 122 | 157 | 157 | 157 | 157 | 157 | 157 | 157 | 157 | 157 | 75 | 0
2012 | US | WECC | - | ROCK | 6d | Total Supply-Side Demand Response | 0 | 0 | 0 | 0 | 0 | 0 | 0 | 0 | 0 | 0 | 0 | 0
2012 | US | WECC | - | ROCK | 7 | TOTAL FUTURE CAPACITY ADDITIONS |  | 380 | 315 | 602 | 450 | 450 | 616 | 616 | 616 | 616 | 616 | 616
2012 | US | WECC | - | ROCK | 7a | Future-Planned |  | 380 | 315 | 602 | 450 | 450 | 616 | 616 | 616 | 616 | 616 | 616
2012 | US | WECC | - | ROCK | 7a1 | Wind Expected On-Peak |  | 0 | 0 | 0 | 0 | 0 | 0 | 0 | 0 | 0 | 0 | 0
2012 | US | WECC | - | ROCK | 7a2 | Wind Derate On-Peak |  | 0 | 0 | 0 | 0 | 0 | 0 | 0 | 0 | 0 | 0 | 0
2012 | US | WECC | - | ROCK | 7a3 | Solar Expected On-Peak |  | 0 | 0 | 0 | 0 | 0 | 0 | 0 | 0 | 0 | 0 | 0
2012 | US | WECC | - | ROCK | 7a4 | Solar Derate On-Peak |  | 0 | 0 | 0 | 0 | 0 | 0 | 0 | 0 | 0 | 0 | 0
2012 | US | WECC | - | ROCK | 7a5 | Hydro Expected On-Peak |  | 0 | 0 | 0 | 0 | 0 | 0 | 0 | 0 | 0 | 0 | 0
2012 | US | WECC | - | ROCK | 7a6 | Hydro Derate On-Peak |  | 0 | 0 | 0 | 0 | 0 | 0 | 0 | 0 | 0 | 0 | 0
2012 | US | WECC | - | ROCK | 7a7 | Biomass Expected On-Peak |  | 0 | 0 | 0 | 0 | 0 | 0 | 0 | 0 | 0 | 0 | 0
2012 | US | WECC | - | ROCK | 7a8 | Biomass Derate On-Peak |  | 0 | 0 | 0 | 0 | 0 | 0 | 0 | 0 | 0 | 0 | 0
2012 | US | WECC | - | ROCK | 7a9 | Transmission-Limited Resources |  | 0 | 0 | 0 | 0 | 0 | 0 | 0 | 0 | 0 | 0 | 0
2012 | US | WECC | - | ROCK | 7a10 | Scheduled Outage - Maintenance |  | 932 | 40 | 40 | 40 | 40 | 40 | 40 | 40 | 40 | 40 | 40
2012 | US | WECC | - | ROCK | 7a11 | All Other Derates |  | 0 | 0 | 0 | 0 | 0 | 0 | 0 | 0 | 0 | 0 | 0
2012 | US | WECC | - | ROCK | 7a12 | Energy-Only |  | 0 | 0 | 0 | 0 | 0 | 0 | 0 | 0 | 0 | 0 | 0
2012 | US | WECC | - | ROCK | 7b | Future-Other |  | 0 | 0 | 0 | 0 | 0 | 0 | 0 | 0 | 0 | 0 | 0
2012 | US | WECC | - | ROCK | 7b1 | Wind Expected On-Peak |  | 0 | 0 | 0 | 0 | 0 | 0 | 0 | 0 | 0 | 0 | 0
2012 | US | WECC | - | ROCK | 7b2 | Wind Derate On-Peak |  | 0 | 0 | 0 | 0 | 0 | 0 | 0 | 0 | 0 | 0 | 0
2012 | US | WECC | - | ROCK | 7b3 | Solar Expected On-Peak |  | 0 | 0 | 0 | 0 | 0 | 0 | 0 | 0 | 0 | 0 | 0
2012 | US | WECC | - | ROCK | 7b4 | Solar Derate On-Peak |  | 0 | 0 | 0 | 0 | 0 | 0 | 0 | 0 | 0 | 0 | 0
2012 | US | WECC | - | ROCK | 7b5 | Hydro Expected On-Peak |  | 0 | 0 | 0 | 0 | 0 | 0 | 0 | 0 | 0 | 0 | 0
2012 | US | WECC | - | ROCK | 7b6 | Hydro Derate On-Peak |  | 0 | 0 | 0 | 0 | 0 | 0 | 0 | 0 | 0 | 0 | 0
2012 | US | WECC | - | ROCK | 7b7 | Biomass Expected On-Peak |  | 0 | 0 | 0 | 0 | 0 | 0 | 0 | 0 | 0 | 0 | 0
2012 | US | WECC | - | ROCK | 7b8 | Biomass Derate On-Peak |  | 0 | 0 | 0 | 0 | 0 | 0 | 0 | 0 | 0 | 0 | 0
2012 | US | WECC | - | ROCK | 7b9 | Transmission-Limited Resources |  | 0 | 0 | 0 | 0 | 0 | 0 | 0 | 0 | 0 | 0 | 0
2012 | US | WECC | - | ROCK | 7b10 | Scheduled Outage - Maintenance |  | 0 | 0 | 0 | 0 | 0 | 0 | 0 | 0 | 0 | 0 | 0
2012 | US | WECC | - | ROCK | 7b11 | All Other Derates |  | 0 | 0 | 0 | 0 | 0 | 0 | 0 | 0 | 0 | 0 | 0
2012 | US | WECC | - | ROCK | 7b12 | Energy-Only |  | 0 | 0 | 0 | 0 | 0 | 0 | 0 | 0 | 0 | 0 | 0
2012 | US | WECC | - | ROCK | 8 | Conceptual |  | 138.69 | 236.27 | 312.4 | 393.07 | 181.45 | 278.47 | 496.26 | 527.47 | 425.45 | 423.42 | 14.89
2012 | US | WECC | - | ROCK | 8a1 | Wind Expected On-Peak |  | 138.69 | 236.27 | 312.4 | 393.07 | 181.45 | 278.47 | 496.26 | 527.47 | 425.45 | 423.42 | 14.89
2012 | US | WECC | - | ROCK | 8a2 | Wind Derate On-Peak |  | 101.56 | 158.98 | 240.35 | 159.68 | 391.3 | 314.28 | 116.49 | 105.28 | 227.3 | 229.33 | 637.86
2012 | US | WECC | - | ROCK | 8a3 | Solar Expected On-Peak |  | 0 | 0 | 0 | 0 | 0 | 0 | 0 | 0 | 0 | 0 | 0
2012 | US | WECC | - | ROCK | 8a4 | Solar Derate On-Peak |  | 0 | 0 | 0 | 0 | 0 | 0 | 0 | 0 | 0 | 0 | 0
2012 | US | WECC | - | ROCK | 8a5 | Hydro Expected On-Peak |  | 0 | 0 | 0 | 0 | 0 | 0 | 0 | 0 | 0 | 0 | 0
2012 | US | WECC | - | ROCK | 8a6 | Hydro Derate On-Peak |  | 0 | 0 | 0 | 0 | 0 | 0 | 0 | 0 | 0 | 0 | 0
2012 | US | WECC | - | ROCK | 8a7 | Biomass Expected On-Peak |  | 0 | 0 | 0 | 0 | 0 | 0 | 0 | 0 | 0 | 0 | 0
2012 | US | WECC | - | ROCK | 8a8 | Biomass Derate On-Peak |  | 0 | 0 | 0 | 0 | 0 | 0 | 0 | 0 | 0 | 0 | 0
2012 | US | WECC | - | ROCK | 8a9 | All Other Derates |  | 0 | 0 | 0 | 0 | 0 | 0 | 0 | 0 | 0 | 0 | 0
2012 | US | WECC | - | ROCK | 8a10 | Energy-Only |  | 0 | 0 | 0 | 0 | 0 | 0 | 0 | 0 | 0 | 0 | 0
2012 | US | WECC | - | ROCK | 9 | ANTICIPATED INTERNAL CAPACITY |  | 15753.447 | 15690.017 | 14219.127 | 14150.157 | 14285.557 | 14559.697 | 15752.577 | 16232.197 | 14336.637 | 14332.417 | 14623.617
2012 | US | WECC | - | ROCK | 10 | CAPACITY TRANSACTIONS - IMPORTS | 362 | 0 | 0 | 0 | 0 | 670 | 853 | 0 | 0 | 0 | 0 | 0
2012 | US | WECC | - | ROCK | 10a | Firm | 362 | 0 | 0 | 0 | 0 | 670 | 853 | 0 | 0 | 0 | 0 | 0
2012 | US | WECC | - | ROCK | 10a1 | Full-Responsibility Purchases | 0 | 0 | 0 | 0 | 0 | 0 | 0 | 0 | 0 | 0 | 0 | 0
2012 | US | WECC | - | ROCK | 10a2 | Owned Capacity/Entitlement Located Outside the Region/Subregion | 0 | 0 | 0 | 0 | 0 | 0 | 0 | 0 | 0 | 0 | 0 | 0
2012 | US | WECC | - | ROCK | 10b | Non-firm | 360: 0
2012 | US | WECC | - | ROCK | 10c | Expected |  | 0 | 0 | 0 | 0 | 0 | 0 | 0 | 0 | 0 | 0 | 0
2012 | US | WECC | - | ROCK | 10c1 | Full-Responsibility Purchases |  | 0 | 0 | 0 | 0 | 0 | 0 | 0 | 0 | 0 | 0 | 0
2012 | US | WECC | - | ROCK | 10c2 | Owned Capacity/Entitlement Located Outside the Region/Subregion |  | 0 | 0 | 0 | 0 | 0 | 0 | 0 | 0 | 0 | 0 | 0
2012 | US | WECC | - | ROCK | 11 | CAPACITY TRANSACTIONS - EXPORTS | 506 | 1667 | 1667 | 901 | 906 | 531 | 531 | 1175 | 1620 | 1181 | 170 | 1181
2012 | US | WECC | - | ROCK | 11a | Firm | 506 | 1667 | 1667 | 901 | 906 | 531 | 531 | 1175 | 1620 | 1181 | 170 | 1181
2012 | US | WECC | - | ROCK | 11a1 | Full-Responsibility Purchases | 0 | 0 | 0 | 0 | 0 | 0 | 0 | 0 | 0 | 0 | 0 | 0
2012 | US | WECC | - | ROCK | 11a2 | Owned Capacity/Entitlement Located Outside the Region/Subregion | 0 | 131 | 131 | 131 | 131 | 131 | 131 | 131 | 131 | 131 | 131 | 131
2012 | US | WECC | - | ROCK | 11b | Non-firm | 360: 0
2012 | US | WECC | - | ROCK | 11c | Expected |  | 0 | 0 | 0 | 0 | 0 | 0 | 0 | 0 | 0 | 0 | 0
2012 | US | WECC | - | ROCK | 11c1 | Full-Responsibility Purchases |  | 0 | 0 | 0 | 0 | 0 | 0 | 0 | 0 | 0 | 0 | 0
2012 | US | WECC | - | ROCK | 11c2 | Owned Capacity/Entitlement Located Outside the Region/Subregion |  | 0 | 0 | 0 | 0 | 0 | 0 | 0 | 0 | 0 | 0 | 0
2012 | US | WECC | - | ROCK | 12 | EXISTING-CERTAIN & NET FIRM TRANSACTIONS | 13493.0947 | 13706.447 | 13708.017 | 12716.127 | 12794.157 | 13974.557 | 14265.697 | 13961.577 | 13996.197 | 12539.637 | 13546.417 | 12826.617
2012 | US | WECC | - | ROCK | 13 | ANTICIPATED CAPACITY RESOURCES |  |  | 14023.017 | 13318.127 | 13244.157 | 14424.557 | 14881.697 | 14577.577 | 14612.197 | 13155.637 | 14162.417 | 13442.617
2012 | US | WECC | - | ROCK | 14 | PROSPECTIVE CAPACITY RESOURCES |  |  | 14023.017 | 13318.127 | 13244.157 | 14424.557 | 14881.697 | 14577.577 | 14612.197 | 13155.637 | 14162.417 | 13442.617
2012 | US | WECC | - | ROCK | 15 | TOTAL POTENTIAL CAPACITY RESOURCES |  |  | 14259.287 | 13630.527 | 13637.227 | 14606.007 | 15160.167 | 15073.837 | 15139.667 | 13581.087 | 14585.837 | 13457.507
2012 | US | WECC | - | ROCK | 16 | ADJUSTED POTENTIAL CAPACITY RESOURCES |  |  | 14259.2846 | 13630.5239 | 13637.2231 | 14606.0052 | 15160.1642 | 15073.832 | 15139.6617 | 13581.0827 | 14585.8328 | 13457.5069
2012 | US | WECC | - | ROCK | 16a | Confidence of Future-Other |  |  | 0.99999 | 0.99999 | 0.99999 | 0.99999 | 0.99999 | 0.99999 | 0.99999 | 0.99999 | 0.99999 | 0.99999
2012 | US | WECC | - | ROCK | 16b | Net Future-Other Resources After Confidence Percentage Is Applied |  |  | 0 | 0 | 0 | 0 | 0 | 0 | 0 | 0 | 0 | 0
2012 | US | WECC | - | ROCK | 16c | Confidence of Conceptual |  |  | 0.99999 | 0.99999 | 0.99999 | 0.99999 | 0.99999 | 0.99999 | 0.99999 | 0.99999 | 0.99999 | 0.99999
2012 | US | WECC | - | ROCK | 16d | Net Conceptual Resources After Confidence Percentage Is Applied |  |  | 236.2676 | 312.3969 | 393.0661 | 181.4482 | 278.4672 | 496.255 | 527.4647 | 425.4457 | 423.4158 | 14.8899
2012 | US | WECC | - | ROCK | 17 | ASSESSMENT AREA TARGET RESERVE MARGIN |  |  | 15.68% | 15.68% | 15.68% | 15.68% | 15.68% | 15.68% | 15.68% | 15.68% | 15.68% | 15.68%
2012 | US | WECC | - | ROCK | 18 | EXISTING-CERTAIN AND NET FIRM TRANSACTIONS RESERVE MARGIN | 30.24% | 46.17% | 43.31% | 30.97% | 29% | 36.82% | 37.2% | 31.69% | 29.64% | 14.81% | 21.33% | 13.68%
2012 | US | WECC | - | ROCK | 19 | ANTICIPATED CAPACITY RESOURCES RESERVE MARGIN |  |  | 46.61% | 37.17% | 33.54% | 41.22% | 43.12% | 37.5% | 35.35% | 20.45% | 26.85% | 19.14%
2012 | US | WECC | - | ROCK | 20 | PROSPECTIVE CAPACITY RESOURCES RESERVE MARGIN |  |  | 46.61% | 37.17% | 33.54% | 41.22% | 43.12% | 37.5% | 35.35% | 20.45% | 26.85% | 19.14%
2012 | US | WECC | - | ROCK | 21 | TOTAL POTENTIAL RESOURCES RESERVE MARGIN |  |  | 49.08% | 40.39% | 37.5% | 43% | 45.8% | 42.18% | 40.23% | 24.35% | 30.64% | 19.27%
2012 | US | WECC | - | ROCK | 22 | ADJUSTED POTENTIAL RESOURCES RESERVE MARGIN |  |  | 49.08% | 40.39% | 37.5% | 43% | 45.8% | 42.18% | 40.23% | 24.35% | 30.64% | 19.27%
2012 | US | WECC | - | ROCK | 23 | Total Baseline Installed Capacity | 360: 17137.268
2012 | US | WECC | - | ROCK | 24 | Distributed or Other Capacity (Behind the Meter) < 1 MW |  | 0 | 0 | 0 | 0 | 0 | 0 | 0 | 0 | 0 | 0 | 0
2012 | US | WECC | - | ROCK | 25 | Distributed or Other Capacity (Behind the Meter) ≥ 1 MW |  | 0 | 0 | 0 | 0 | 0 | 0 | 0 | 0 | 0 | 0 | 0
2012 | US | WECC | - | ROCK | 26 | Capacity Total from EIA-860 |  | 0 | 0 | 0 | 0 | 0 | 0 | 0 | 0 | 0 | 0 | 0
2013 | US | TRE | - | ERCOT | 1 | Unrestricted Non-coincident Peak Demand | 0 | 53028 | 55957 | 57738 | 59151 | 60004 | 60612 | 61176 | 61769 | 62358 | 62870 | 63339
2013 | US | TRE | - | ERCOT | 1a | New Conservation (Energy Efficiency) | 0 | 119 | 518.049 | 647.7768 | 781.3206 | 917.0568 | 1054.1916 | 1192.5792 | 1209.8772 | 1225.3086 | 1237.8798 | 1238
2013 | US | TRE | - | ERCOT | 1b | Estimated Diversity | 0 | 0 | 0 | 0 | 0 | 0 | 0 | 0 | 0 | 0 | 0 | 0
2013 | US | TRE | - | ERCOT | 1c | Additions for non-member load (load served by non-registered LSE's in a region) | 0 | 0 | 0 | 0 | 0 | 0 | 0 | 0 | 0 | 0 | 0 | 0
2013 | US | TRE | - | ERCOT | 1d | Stand-by Load Under Contract (Normally served by behind the meter generation) | 0 | 0 | 0 | 0 | 0 | 0 | 0 | 0 | 0 | 0 | 0 | 0
2013 | US | TRE | - | ERCOT | 1e | Non-Controllable Demand-Side Demand Response | 0 | 0 | 0 | 0 | 0 | 0 | 0 | 0 | 0 | 0 | 0 | 0
2013 | US | TRE | - | ERCOT | 2 | Total Internal Demand | 46909 | 52909 | 55438.951 | 57090.2232 | 58369.6794 | 59086.9432 | 59557.8084 | 59983.4208 | 60559.1228 | 61132.6914 | 61632.1202 | 62101
2013 | US | TRE | - | ERCOT | 2a | Supply-Side Direct Control Load Management (DCLM) | 0 | 0 | 0 | 0 | 0 | 0 | 0 | 0 | 0 | 0 | 0 | 0
2013 | US | TRE | - | ERCOT | 2b | Supply-Side Contractually Interruptible (Curtailable) | 0 | 0 | 0 | 0 | 0 | 0 | 0 | 0 | 0 | 0 | 0 | 0
2013 | US | TRE | - | ERCOT | 2c | Supply-Side Critical Peak-Pricing (CPP) with Control | 0 | 0 | 0 | 0 | 0 | 0 | 0 | 0 | 0 | 0 | 0 | 0
2013 | US | TRE | - | ERCOT | 2d | Supply-Side Load as a Capacity Resource | 0 | 0 | 0 | 0 | 0 | 0 | 0 | 0 | 0 | 0 | 0 | 0
2013 | US | TRE | - | ERCOT | 3 | Net Internal Demand | 46909 | 51435 | 53741.751 | 55345.5032 | 56572.6874 | 57232.452 | 57640.0681 | 57996.1064 | 58495.277 | 58984.661 | 59391.4868 | 59758
2013 | US | TRE | - | ERCOT | 3a | Demand-Side Direct Control Load Management (DCLM) | 0 | 0 | 0 | 0 | 0 | 0 | 0 | 0 | 0 | 0 | 0 | 0
2013 | US | TRE | - | ERCOT | 3b | Demand-Side Contractually Interruptible (Curtailable) | 0 | 528 | 475.2 | 522.72 | 574.992 | 632.4912 | 695.7403 | 765.3144 | 841.8458 | 926.0304 | 1018.6334 | 1121
2013 | US | TRE | - | ERCOT | 3c | Demand-Side Critical Peak-Pricing (CPP) with Control | 0 | 0 | 0 | 0 | 0 | 0 | 0 | 0 | 0 | 0 | 0 | 0
2013 | US | TRE | - | ERCOT | 3d | Demand-Side Load as a Capacity Resource | 0 | 946 | 1222 | 1222 | 1222 | 1222 | 1222 | 1222 | 1222 | 1222 | 1222 | 1222
2013 | US | TRE | - | ERCOT | 4 | Total Controllable Demand Response | 0 | 1474 | 1697.2 | 1744.72 | 1796.992 | 1854.4912 | 1917.7403 | 1987.3144 | 2063.8458 | 2148.0304 | 2240.6334 | 2343
2013 | US | TRE | - | ERCOT | 4a | Demand Response used for Ancillary Services - Spinning Reserves | 0 | 0 | 0 | 0 | 0 | 0 | 0 | 0 | 0 | 0 | 0 | 0
2013 | US | TRE | - | ERCOT | 4b | Demand Response used for Ancillary Services - Non-Spinning Reserves | 0 | 0 | 0 | 0 | 0 | 0 | 0 | 0 | 0 | 0 | 0 | 0
2013 | US | TRE | - | ERCOT | 4c | Demand Response used for Regulation | 0 | 0 | 0 | 0 | 0 | 0 | 0 | 0 | 0 | 0 | 0 | 0
2013 | US | TRE | - | ERCOT | 4d | Demand Response used for Energy, Voluntary Services - Emergency | 0 | 0 | 0 | 0 | 0 | 0 | 0 | 0 | 0 | 0 | 0 | 0
2013 | US | TRE | - | ERCOT | 5 | TOTAL INTERNAL CAPACITY | 87342 | 88940.942 | 92545.942 | 94760.942 | 97292.942 | 97452.942 | 96796.942 | 96875.942 | 96875.942 | 96875.942 | 96875.942 | 96875.942
2013 | US | TRE | - | ERCOT | 6a | Existing-Certain | 73826 | 76529.9034 | 76529.9034 | 76529.9034 | 76529.9034 | 76529.9034 | 76529.9034 | 76529.9034 | 76529.9034 | 76529.9034 | 76529.9034 | 76529.9034
2013 | US | TRE | - | ERCOT | 6a1 | Wind Expected On-Peak | 873 | 918.375 | 918.375 | 918.375 | 918.375 | 918.375 | 918.375 | 918.375 | 918.375 | 918.375 | 918.375 | 918.375
2013 | US | TRE | - | ERCOT | 6a2 | Solar Expected On-Peak | 74 | 73.72 | 73.72 | 73.72 | 73.72 | 73.72 | 73.72 | 73.72 | 73.72 | 73.72 | 73.72 | 73.72
2013 | US | TRE | - | ERCOT | 6a3 | Hydro Expected On-Peak | 544 | 478.9664 | 478.9664 | 478.9664 | 478.9664 | 478.9664 | 478.9664 | 478.9664 | 478.9664 | 478.9664 | 478.9664 | 478.9664
2013 | US | TRE | - | ERCOT | 6a4 | Biomass Expected On-Peak | 219 | 211.145 | 211.145 | 211.145 | 211.145 | 211.145 | 211.145 | 211.145 | 211.145 | 211.145 | 211.145 | 211.145
2013 | US | TRE | - | ERCOT | 6b | Existing-Other | 0 | 0 | 0 | 0 | 0 | 0 | 0 | 0 | 0 | 0 | 0 | 0
2013 | US | TRE | - | ERCOT | 6b1 | Wind Derate On-Peak | 9162 | 9637.625 | 9637.625 | 9637.625 | 9637.625 | 9637.625 | 9637.625 | 9637.625 | 9637.625 | 9637.625 | 9637.625 | 9637.625
2013 | US | TRE | - | ERCOT | 6b2 | Solar Derate On-Peak | 0 | 0 | 0 | 0 | 0 | 0 | 0 | 0 | 0 | 0 | 0 | 0
2013 | US | TRE | - | ERCOT | 6b3 | Hydro Derate On-Peak | 0 | 65.3136 | 65.3136 | 65.3136 | 65.3136 | 65.3136 | 65.3136 | 65.3136 | 65.3136 | 65.3136 | 65.3136 | 65.3136
2013 | US | TRE | - | ERCOT | 6b4 | Biomass Derate On-Peak | 0 | 0 | 0 | 0 | 0 | 0 | 0 | 0 | 0 | 0 | 0 | 0
2013 | US | TRE | - | ERCOT | 6b5 | Transmission-Limited Resources | 0 | 0 | 0 | 0 | 0 | 0 | 0 | 0 | 0 | 0 | 0 | 0
2013 | US | TRE | - | ERCOT | 6b6 | All Other Derates | 0 | 0 | 0 | 0 | 0 | 0 | 0 | 0 | 0 | 0 | 0 | 0
2013 | US | TRE | - | ERCOT | 6b7 | Energy-Only (Existing-Other) | 0 | 0 | 0 | 0 | 0 | 0 | 0 | 0 | 0 | 0 | 0 | 0
2013 | US | TRE | - | ERCOT | 6c | Unplanned Outages (Actual) / Current and Future Inoperable Resources | 3756 | 1991 | 1373 | 1269 | 1401 | 1561 | 1745 | 1824 | 1824 | 1824 | 1824 | 1824
2013 | US | TRE | - | ERCOT | 6d | Total Supply-Side Demand Response | 0 | 0 | 0 | 0 | 0 | 0 | 0 | 0 | 0 | 0 | 0 | 0
2013 | US | TRE | - | ERCOT | 7 | TOTAL FUTURE CAPACITY ADDITIONS | 0 | 226.7277 | 2512.3417 | 3067.4257 | 5467.4257 | 5467.4257 | 4627.4257 | 4627.4257 | 4627.4257 | 4627.4257 | 4627.4257 | 4627.4257
2013 | US | TRE | - | ERCOT | 7a | Future-Planned | 0 | 226.7277 | 2512.3417 | 3067.4257 | 5467.4257 | 5467.4257 | 4627.4257 | 4627.4257 | 4627.4257 | 4627.4257 | 4627.4257 | 4627.4257
2013 | US | TRE | - | ERCOT | 7a1 | Wind Expected On-Peak | 0 | 46.7277 | 231.3417 | 399.4257 | 399.4257 | 399.4257 | 399.4257 | 399.4257 | 399.4257 | 399.4257 | 399.4257 | 399.4257
2013 | US | TRE | - | ERCOT | 7a2 | Wind Derate On-Peak | 0 | 490.3723 | 2427.7583 | 4191.6743 | 4191.6743 | 4191.6743 | 4191.6743 | 4191.6743 | 4191.6743 | 4191.6743 | 4191.6743 | 4191.6743
2013 | US | TRE | - | ERCOT | 7a3 | Solar Expected On-Peak | 0 | 50 | 50 | 50 | 50 | 50 | 50 | 50 | 50 | 50 | 50 | 50
2013 | US | TRE | - | ERCOT | 7a4 | Solar Derate On-Peak | 0 | 0 | 0 | 0 | 0 | 0 | 0 | 0 | 0 | 0 | 0 | 0
2013 | US | TRE | - | ERCOT | 7a5 | Hydro Expected On-Peak | 0 | 0 | 0 | 0 | 0 | 0 | 0 | 0 | 0 | 0 | 0 | 0
2013 | US | TRE | - | ERCOT | 7a6 | Hydro Derate On-Peak | 0 | 0 | 0 | 0 | 0 | 0 | 0 | 0 | 0 | 0 | 0 | 0
2013 | US | TRE | - | ERCOT | 7a7 | Biomass Expected On-Peak | 0 | 0 | 0 | 0 | 0 | 0 | 0 | 0 | 0 | 0 | 0 | 0
2013 | US | TRE | - | ERCOT | 7a8 | Biomass Derate On-Peak | 0 | 0 | 0 | 0 | 0 | 0 | 0 | 0 | 0 | 0 | 0 | 0
2013 | US | TRE | - | ERCOT | 7a9 | Transmission-Limited Resources | 0 | 0 | 0 | 0 | 0 | 0 | 0 | 0 | 0 | 0 | 0 | 0
2013 | US | TRE | - | ERCOT | 7a10 | Scheduled Outage - Maintenance | 0 | 0 | 0 | 0 | 0 | 0 | 0 | 0 | 0 | 0 | 0 | 0
2013 | US | TRE | - | ERCOT | 7a11 | All Other Derates | 0 | 0 | 0 | 2.2737e-13 | 2.2737e-13 | 2.2737e-13 | 2.2737e-13 | 2.2737e-13 | 2.2737e-13 | 2.2737e-13 | 2.2737e-13 | 2.2737e-13
2013 | US | TRE | - | ERCOT | 7a12 | Energy-Only | 0 | 0 | 0 | 0 | 0 | 0 | 0 | 0 | 0 | 0 | 0 | 0
2013 | US | TRE | - | ERCOT | 7b | Future-Other | 0 | 0 | 0 | 0 | 0 | 0 | 0 | 0 | 0 | 0 | 0 | 0
2013 | US | TRE | - | ERCOT | 7b1 | Wind Expected On-Peak | 0 | 0 | 0 | 0 | 0 | 0 | 0 | 0 | 0 | 0 | 0 | 0
2013 | US | TRE | - | ERCOT | 7b2 | Wind Derate On-Peak | 0 | 0 | 0 | 0 | 0 | 0 | 0 | 0 | 0 | 0 | 0 | 0
2013 | US | TRE | - | ERCOT | 7b3 | Solar Expected On-Peak | 0 | 0 | 0 | 0 | 0 | 0 | 0 | 0 | 0 | 0 | 0 | 0
2013 | US | TRE | - | ERCOT | 7b4 | Solar Derate On-Peak | 0 | 0 | 0 | 0 | 0 | 0 | 0 | 0 | 0 | 0 | 0 | 0
2013 | US | TRE | - | ERCOT | 7b5 | Hydro Expected On-Peak | 0 | 0 | 0 | 0 | 0 | 0 | 0 | 0 | 0 | 0 | 0 | 0
2013 | US | TRE | - | ERCOT | 7b6 | Hydro Derate On-Peak | 0 | 0 | 0 | 0 | 0 | 0 | 0 | 0 | 0 | 0 | 0 | 0
2013 | US | TRE | - | ERCOT | 7b7 | Biomass Expected On-Peak | 0 | 0 | 0 | 0 | 0 | 0 | 0 | 0 | 0 | 0 | 0 | 0
2013 | US | TRE | - | ERCOT | 7b8 | Biomass Derate On-Peak | 0 | 0 | 0 | 0 | 0 | 0 | 0 | 0 | 0 | 0 | 0 | 0
2013 | US | TRE | - | ERCOT | 7b9 | Transmission-Limited Resources | 0 | 0 | 0 | 0 | 0 | 0 | 0 | 0 | 0 | 0 | 0 | 0
2013 | US | TRE | - | ERCOT | 7b10 | Scheduled Outage - Maintenance | 0 | 0 | 0 | 0 | 0 | 0 | 0 | 0 | 0 | 0 | 0 | 0
2013 | US | TRE | - | ERCOT | 7b11 | All Other Derates | 0 | 0 | 0 | 0 | 0 | 0 | 0 | 0 | 0 | 0 | 0 | 0
2013 | US | TRE | - | ERCOT | 7b12 | Energy-Only | 0 | 0 | 0 | 0 | 0 | 0 | 0 | 0 | 0 | 0 | 0 | 0
2013 | US | TRE | - | ERCOT | 8 | Conceptual | 0 | 106.177 | 3044.398 | 4495.691 | 7992.991 | 8071.291 | 8711.291 | 9561.291 | 9561.291 | 9561.291 | 9561.291 | 9561.291
2013 | US | TRE | - | ERCOT | 8a1 | Wind Expected On-Peak | 0 | 6.177 | 628.575 | 997.368 | 1075.668 | 1153.968 | 1153.968 | 1153.968 | 1153.968 | 1153.968 | 1153.968 | 1153.968
2013 | US | TRE | - | ERCOT | 8a2 | Wind Derate On-Peak | 0 | 64.823 | 6282.874 | 10153.081 | 10974.781 | 11796.481 | 11796.481 | 11796.481 | 11796.481 | 11796.481 | 11796.481 | 11796.481
2013 | US | TRE | - | ERCOT | 8a3 | Solar Expected On-Peak | 0 | 100 | 364 | 448.5 | 513.5 | 513.5 | 513.5 | 513.5 | 513.5 | 513.5 | 513.5 | 513.5
2013 | US | TRE | - | ERCOT | 8a4 | Solar Derate On-Peak | 0 | 0 | 0 | 0 | 0 | 0 | 0 | 0 | 0 | 0 | 0 | 0
2013 | US | TRE | - | ERCOT | 8a5 | Hydro Expected On-Peak | 0 | 0 | 0 | 0 | 0 | 0 | 0 | 0 | 0 | 0 | 0 | 0
2013 | US | TRE | - | ERCOT | 8a6 | Hydro Derate On-Peak | 0 | 0 | 0 | 0 | 0 | 0 | 0 | 0 | 0 | 0 | 0 | 0
2013 | US | TRE | - | ERCOT | 8a7 | Biomass Expected On-Peak | 0 | 0 | 0 | 0 | 0 | 0 | 0 | 0 | 0 | 0 | 0 | 0
2013 | US | TRE | - | ERCOT | 8a8 | Biomass Derate On-Peak | 0 | 0 | 0 | 0 | 0 | 0 | 0 | 0 | 0 | 0 | 0 | 0
2013 | US | TRE | - | ERCOT | 8a9 | All Other Derates | 0 | 0 | 0 | 0 | -6.8212e-13 | -1.3642e-12 | -1.3642e-12 | -1.3642e-12 | -1.3642e-12 | -1.3642e-12 | -1.3642e-12 | -1.3642e-12
2013 | US | TRE | - | ERCOT | 8a10 | Energy-Only | 0 | 0 | 0 | 0 | 0 | 0 | 0 | 0 | 0 | 0 | 0 | 0
2013 | US | TRE | - | ERCOT | 9 | ANTICIPATED INTERNAL CAPACITY | 0 | 76756.6311 | 79042.2451 | 79597.3291 | 81997.3291 | 81997.3291 | 81157.3291 | 81157.3291 | 81157.3291 | 81157.3291 | 81157.3291 | 81157.3291
2013 | US | TRE | - | ERCOT | 10 | CAPACITY TRANSACTIONS - IMPORTS | 598 | 598 | 598 | 598 | 598 | 598 | 598 | 598 | 598 | 598 | 598 | 598
2013 | US | TRE | - | ERCOT | 10a | Firm | 598 | 598 | 598 | 598 | 598 | 598 | 598 | 598 | 598 | 598 | 598 | 598
2013 | US | TRE | - | ERCOT | 10a1 | Full-Responsibility Purchases | 48 | 48 | 48 | 48 | 48 | 48 | 48 | 48 | 48 | 48 | 48 | 48
2013 | US | TRE | - | ERCOT | 10a2 | Owned Capacity/Entitlement Located Outside the Region/Subregion | 0 | 0 | 0 | 0 | 0 | 0 | 0 | 0 | 0 | 0 | 0 | 0
2013 | US | TRE | - | ERCOT | 10b | Non-firm | 0 | 0 | 0 | 0 | 0 | 0 | 0 | 0 | 0 | 0 | 0 | 0
2013 | US | TRE | - | ERCOT | 10c | Expected | 0 | 0 | 0 | 0 | 0 | 0 | 0 | 0 | 0 | 0 | 0 | 0
2013 | US | TRE | - | ERCOT | 10c1 | Full-Responsibility Purchases | 0 | 0 | 0 | 0 | 0 | 0 | 0 | 0 | 0 | 0 | 0 | 0
2013 | US | TRE | - | ERCOT | 10c2 | Owned Capacity/Entitlement Located Outside the Region/Subregion | 0 | 0 | 0 | 0 | 0 | 0 | 0 | 0 | 0 | 0 | 0 | 0
2013 | US | TRE | - | ERCOT | 11 | CAPACITY TRANSACTIONS - EXPORTS | 317 | 317 | 317 | 317 | 317 | 317 | 317 | 317 | 0 | 0 | 0 | 0
2013 | US | TRE | - | ERCOT | 11a | Firm | 317 | 317 | 317 | 317 | 317 | 317 | 317 | 317 | 0 | 0 | 0 | 0
2013 | US | TRE | - | ERCOT | 11a1 | Full-Responsibility Purchases | 0 | 0 | 0 | 0 | 0 | 0 | 0 | 0 | 0 | 0 | 0 | 0
2013 | US | TRE | - | ERCOT | 11a2 | Owned Capacity/Entitlement Located Outside the Region/Subregion | 0 | 0 | 0 | 0 | 0 | 0 | 0 | 0 | 0 | 0 | 0 | 0
2013 | US | TRE | - | ERCOT | 11b | Non-firm | 0 | 0 | 0 | 0 | 0 | 0 | 0 | 0 | 0 | 0 | 0 | 0
2013 | US | TRE | - | ERCOT | 11c | Expected | 0 | 0 | 0 | 0 | 0 | 0 | 0 | 0 | 0 | 0 | 0 | 0
2013 | US | TRE | - | ERCOT | 11c1 | Full-Responsibility Purchases | 0 | 0 | 0 | 0 | 0 | 0 | 0 | 0 | 0 | 0 | 0 | 0
2013 | US | TRE | - | ERCOT | 11c2 | Owned Capacity/Entitlement Located Outside the Region/Subregion | 0 | 0 | 0 | 0 | 0 | 0 | 0 | 0 | 0 | 0 | 0 | 0
2013 | US | TRE | - | ERCOT | 12 | EXISTING-CERTAIN & NET FIRM TRANSACTIONS | 74107 | 76810.9034 | 76810.9034 | 76810.9034 | 76810.9034 | 76810.9034 | 76810.9034 | 76810.9034 | 77127.9034 | 77127.9034 | 77127.9034 | 77127.9034
2013 | US | TRE | - | ERCOT | 13 | ANTICIPATED CAPACITY RESOURCES | 0 | 0 | 79323.2451 | 79878.3291 | 82278.3291 | 82278.3291 | 81438.3291 | 81438.3291 | 81755.3291 | 81755.3291 | 81755.3291 | 81755.3291
2013 | US | TRE | - | ERCOT | 14 | PROSPECTIVE CAPACITY RESOURCES | 0 | 0 | 79323.2451 | 79878.3291 | 82278.3291 | 82278.3291 | 81438.3291 | 81438.3291 | 81755.3291 | 81755.3291 | 81755.3291 | 81755.3291
2013 | US | TRE | - | ERCOT | 15 | TOTAL POTENTIAL CAPACITY RESOURCES | 0 | 0 | 82367.6431 | 84374.0201 | 90271.3201 | 90349.6201 | 90149.6201 | 90999.6201 | 91316.6201 | 91316.6201 | 91316.6201 | 91316.6201
2013 | US | TRE | - | ERCOT | 16 | ADJUSTED POTENTIAL CAPACITY RESOURCES | 0 | 0 | 79932.1247 | 80777.4673 | 83876.9273 | 83892.5873 | 83180.5873 | 83350.5873 | 83667.5873 | 83667.5873 | 83667.5873 | 83667.5873
2013 | US | TRE | - | ERCOT | 16a | Confidence of Future-Other | 0 | 0 | 0.99999 | 0.99999 | 0.99999 | 0.99999 | 0.99999 | 0.99999 | 0.99999 | 0.99999 | 0.99999 | 0.99999
2013 | US | TRE | - | ERCOT | 16b | Net Future-Other Resources After Confidence Percentage Is Applied | 0 | 0 | 0 | 0 | 0 | 0 | 0 | 0 | 0 | 0 | 0 | 0
2013 | US | TRE | - | ERCOT | 16c | Confidence of Conceptual | 0 | 0 | 0.2 | 0.2 | 0.2 | 0.2 | 0.2 | 0.2 | 0.2 | 0.2 | 0.2 | 0.2
2013 | US | TRE | - | ERCOT | 16d | Net Conceptual Resources After Confidence Percentage Is Applied | 0 | 0 | 608.8796 | 899.1382 | 1598.5982 | 1614.2582 | 1742.2582 | 1912.2582 | 1912.2582 | 1912.2582 | 1912.2582 | 1912.2582
2013 | US | TRE | - | ERCOT | 17 | ASSESSMENT AREA TARGET RESERVE MARGIN | 0% | 0% | 13.75% | 13.75% | 13.75% | 13.75% | 13.75% | 13.75% | 13.75% | 13.75% | 13.75% | 13.75%
2013 | US | TRE | - | ERCOT | 18 | EXISTING-CERTAIN AND NET FIRM TRANSACTIONS RESERVE MARGIN | 57.98% | 49.34% | 0% | 0% | 0% | 0% | 0% | 0% | 0% | 0% | 0% | 0%
2013 | US | TRE | - | ERCOT | 19 | ANTICIPATED CAPACITY RESOURCES RESERVE MARGIN | 0% | 0% | 47.6% | 44.33% | 45.44% | 43.76% | 41.29% | 40.42% | 39.76% | 38.6% | 37.65% | 36.81%
2013 | US | TRE | - | ERCOT | 20 | PROSPECTIVE CAPACITY RESOURCES RESERVE MARGIN | 0% | 0% | 47.6% | 44.33% | 45.44% | 43.76% | 41.29% | 40.42% | 39.76% | 38.6% | 37.65% | 36.81%
2013 | US | TRE | - | ERCOT | 21 | TOTAL POTENTIAL RESOURCES RESERVE MARGIN | 0% | 0% | 53.27% | 52.45% | 59.57% | 57.86% | 56.4% | 56.91% | 56.11% | 54.81% | 53.75% | 52.81%
2013 | US | TRE | - | ERCOT | 22 | ADJUSTED POTENTIAL RESOURCES RESERVE MARGIN | 0% | 0% | 48.73% | 45.95% | 48.26% | 46.58% | 44.31% | 43.72% | 43.03% | 41.85% | 40.87% | 40.01%
2013 | US | TRE | - | ERCOT | 23 | Total Baseline Installed Capacity | 86744 | 0 | 0 | 0 | 0 | 0 | 0 | 0 | 0 | 0 | 0 | 0
2013 | US | TRE | - | ERCOT | 24 | Distributed or Other Capacity (Behind the Meter) < 1 MW | 0 | 0 | 0 | 0 | 0 | 0 | 0 | 0 | 0 | 0 | 0 | 0
2013 | US | TRE | - | ERCOT | 25 | Distributed or Other Capacity (Behind the Meter) ≥ 1 MW | 0 | 0 | 0 | 0 | 0 | 0 | 0 | 0 | 0 | 0 | 0 | 0
2013 | US | TRE | - | ERCOT | 26 | Capacity Total from EIA-860 | 0 | 0 | 0 | 0 | 0 | 0 | 0 | 0 | 0 | 0 | 0 | 0
2013 | US | FRCC | - | FRCC | 1 | Unrestricted Non-coincident Peak Demand |  | 46592 | 47423 | 48104 | 48748 | 49375 | 50088 | 50795 | 51507 | 52231 | 53171 | 53171
2013 | US | FRCC | - | FRCC | 1a | New Conservation (Energy Efficiency) |  | 136 | 262 | 382 | 497 | 602 | 711 | 806 | 895 | 982 | 1070 | 1070
2013 | US | FRCC | - | FRCC | 1b | Estimated Diversity |  | 0 | 0 | 0 | 0 | 0 | 0 | 0 | 0 | 0 | 0 | 0
2013 | US | FRCC | - | FRCC | 1c | Additions for non-member load (load served by non-registered LSE's in a region) |  | 0 | 0 | 0 | 0 | 0 | 0 | 0 | 0 | 0 | 0 | 0
2013 | US | FRCC | - | FRCC | 1d | Stand-by Load Under Contract (Normally served by behind the meter generation) |  | 0 | 0 | 0 | 0 | 0 | 0 | 0 | 0 | 0 | 0 | 0
2013 | US | FRCC | - | FRCC | 1e | Non-Controllable Demand-Side Demand Response |  | 0 | 0 | 0 | 0 | 0 | 0 | 0 | 0 | 0 | 0 | 0
2013 | US | FRCC | - | FRCC | 2 | Total Internal Demand | 36535 | 46456 | 47161 | 47722 | 48251 | 48773 | 49377 | 49989 | 50612 | 51249 | 52101 | 52101
2013 | US | FRCC | - | FRCC | 2a | Supply-Side Direct Control Load Management (DCLM) | 0 | 0 | 0 | 0 | 0 | 0 | 0 | 0 | 0 | 0 | 0 | 0
2013 | US | FRCC | - | FRCC | 2b | Supply-Side Contractually Interruptible (Curtailable) | 0 | 0 | 0 | 0 | 0 | 0 | 0 | 0 | 0 | 0 | 0 | 0
2013 | US | FRCC | - | FRCC | 2c | Supply-Side Critical Peak-Pricing (CPP) with Control | 0 | 0 | 0 | 0 | 0 | 0 | 0 | 0 | 0 | 0 | 0 | 0
2013 | US | FRCC | - | FRCC | 2d | Supply-Side Load as a Capacity Resource | 0 | 0 | 0 | 0 | 0 | 0 | 0 | 0 | 0 | 0 | 0 | 0
2013 | US | FRCC | - | FRCC | 3 | Net Internal Demand | 36409 | 43384 | 44060 | 44596 | 45074 | 45543 | 46105 | 46675 | 47259 | 47870 | 48695 | 48695
2013 | US | FRCC | - | FRCC | 3a | Demand-Side Direct Control Load Management (DCLM) | 115 | 2521 | 2546 | 2572 | 2614 | 2664 | 2691 | 2717 | 2747 | 2771 | 2798 | 2798
2013 | US | FRCC | - | FRCC | 3b | Demand-Side Contractually Interruptible (Curtailable) | 11 | 551 | 555 | 554 | 563 | 566 | 581 | 597 | 606 | 608 | 608 | 608
2013 | US | FRCC | - | FRCC | 3c | Demand-Side Critical Peak-Pricing (CPP) with Control | 0 | 0 | 0 | 0 | 0 | 0 | 0 | 0 | 0 | 0 | 0 | 0
2013 | US | FRCC | - | FRCC | 3d | Demand-Side Load as a Capacity Resource | 0 | 0 | 0 | 0 | 0 | 0 | 0 | 0 | 0 | 0 | 0 | 0
2013 | US | FRCC | - | FRCC | 4 | Total Controllable Demand Response | 126 | 3072 | 3101 | 3126 | 3177 | 3230 | 3272 | 3314 | 3353 | 3379 | 3406 | 3406
2013 | US | FRCC | - | FRCC | 4a | Demand Response used for Ancillary Services - Spinning Reserves | 0 | 0 | 0 | 0 | 0 | 0 | 0 | 0 | 0 | 0 | 0 | 0
2013 | US | FRCC | - | FRCC | 4b | Demand Response used for Ancillary Services - Non-Spinning Reserves | 0 | 0 | 0 | 0 | 0 | 0 | 0 | 0 | 0 | 0 | 0 | 0
2013 | US | FRCC | - | FRCC | 4c | Demand Response used for Regulation | 0 | 0 | 0 | 0 | 0 | 0 | 0 | 0 | 0 | 0 | 0 | 0
2013 | US | FRCC | - | FRCC | 4d | Demand Response used for Energy, Voluntary Services - Emergency | 0 | 0 | 0 | 0 | 0 | 0 | 0 | 0 | 0 | 0 | 0 | 0
2013 | US | FRCC | - | FRCC | 5 | TOTAL INTERNAL CAPACITY | 61935.36 | 60954.64 | 63849.81 | 63857.98 | 64459.07 | 64035.56 | 65274.55 | 65236.04 | 67732.73 | 68290.73 | 69754.73 | 69754.73
2013 | US | FRCC | - | FRCC | 6a | Existing-Certain | 55344.56 | 55970.1 | 55970.1 | 55970.1 | 55970.1 | 55970.1 | 55970.1 | 55970.1 | 55970.1 | 55970.1 | 55970.1 | 55970.1
2013 | US | FRCC | - | FRCC | 6a1 | Wind Expected On-Peak | 0 | 0 | 0 | 0 | 0 | 0 | 0 | 0 | 0 | 0 | 0 | 0
2013 | US | FRCC | - | FRCC | 6a2 | Solar Expected On-Peak | 0.86 | 1.4 | 1.4 | 1.4 | 1.4 | 1.4 | 1.4 | 1.4 | 1.4 | 1.4 | 1.4 | 1.4
2013 | US | FRCC | - | FRCC | 6a3 | Hydro Expected On-Peak | 43.5 | 43.5 | 43.5 | 43.5 | 43.5 | 43.5 | 43.5 | 43.5 | 43.5 | 43.5 | 43.5 | 43.5
2013 | US | FRCC | - | FRCC | 6a4 | Biomass Expected On-Peak | 339.4 | 387.8 | 387.8 | 387.8 | 387.8 | 387.8 | 387.8 | 387.8 | 387.8 | 387.8 | 387.8 | 387.8
2013 | US | FRCC | - | FRCC | 6b | Existing-Other | 2226.2 | 5729.1 | 5729.1 | 5729.1 | 5729.1 | 5729.1 | 5729.1 | 5729.1 | 5729.1 | 5729.1 | 5729.1 | 5729.1
2013 | US | FRCC | - | FRCC | 6b1 | Wind Derate On-Peak | 0 | 0 | 0 | 0 | 0 | 0 | 0 | 0 | 0 | 0 | 0 | 0
2013 | US | FRCC | - | FRCC | 6b2 | Solar Derate On-Peak | 48.43 | 0 | 0 | 0 | 0 | 0 | 0 | 0 | 0 | 0 | 0 | 0
2013 | US | FRCC | - | FRCC | 6b3 | Hydro Derate On-Peak | 11 | 11 | 11 | 11 | 11 | 11 | 11 | 11 | 11 | 11 | 11 | 11
2013 | US | FRCC | - | FRCC | 6b4 | Biomass Derate On-Peak | 0 | 0 | 0 | 0 | 0 | 0 | 0 | 0 | 0 | 0 | 0 | 0
2013 | US | FRCC | - | FRCC | 6b5 | Transmission-Limited Resources | 0 | 0 | 0 | 0 | 0 | 0 | 0 | 0 | 0 | 0 | 0 | 0
2013 | US | FRCC | - | FRCC | 6b6 | All Other Derates | 818 | 0 | 0 | 0 | 0 | 0 | 0 | 0 | 0 | 0 | 0 | 0
2013 | US | FRCC | - | FRCC | 6b7 | Energy-Only (Existing-Other) | 183.4 | 193 | 193 | 193 | 193 | 193 | 193 | 193 | 193 | 193 | 193 | 193
2013 | US | FRCC | - | FRCC | 6c | Unplanned Outages (Actual) / Current and Future Inoperable Resources | 0 | 0 | 0 | 0 | 0 | 0 | 0 | 0 | 0 | 0 | 0 | 0
2013 | US | FRCC | - | FRCC | 6d | Total Supply-Side Demand Response | 0 | 0 | 0 | 0 | 0 | 0 | 0 | 0 | 0 | 0 | 0 | 0
2013 | US | FRCC | - | FRCC | 7 | TOTAL FUTURE CAPACITY ADDITIONS |  | -755.56 | 2139.61 | 2147.78 | 2748.87 | 2325.36 | 3564.35 | 3525.84 | 6022.53 | 6580.53 | 8044.53 | 8044.53
2013 | US | FRCC | - | FRCC | 7a | Future-Planned |  | -89.76 | 2130.31 | 2107.48 | 4136.67 | 2234.16 | 4246.35 | 3228.84 | 5904.93 | 6463.93 | 7764.93 | 7764.93
2013 | US | FRCC | - | FRCC | 7a1 | Wind Expected On-Peak |  | 0 | 0 | 0 | 0 | 0 | 0 | 0 | 0 | 0 | 0 | 0
2013 | US | FRCC | - | FRCC | 7a2 | Wind Derate On-Peak |  | 0 | 0 | 0 | 0 | 0 | 0 | 0 | 0 | 0 | 0 | 0
2013 | US | FRCC | - | FRCC | 7a3 | Solar Expected On-Peak |  | 0.74 | 1.11 | 1.48 | 1.57 | 1.66 | 1.75 | 1.84 | 1.93 | 1.93 | 1.93 | 1.93
2013 | US | FRCC | - | FRCC | 7a4 | Solar Derate On-Peak |  | 0 | 0 | 0 | 0 | 0 | 0 | 0 | 0 | 0 | 0 | 0
2013 | US | FRCC | - | FRCC | 7a5 | Hydro Expected On-Peak |  | 0 | 0 | 0 | 0 | 0 | 0 | 0 | 0 | 0 | 0 | 0
2013 | US | FRCC | - | FRCC | 7a6 | Hydro Derate On-Peak |  | 0 | 0 | 0 | 0 | 0 | 0 | 0 | 0 | 0 | 0 | 0
2013 | US | FRCC | - | FRCC | 7a7 | Biomass Expected On-Peak |  | 220 | 277.3 | 277.3 | 219.4 | 204.2 | 195.3 | 193.7 | 373.7 | 373.7 | 373.7 | 373.7
2013 | US | FRCC | - | FRCC | 7a8 | Biomass Derate On-Peak |  | 0 | 0 | 0 | 0 | 0 | 0 | 0 | 0 | 0 | 0 | 0
2013 | US | FRCC | - | FRCC | 7a9 | Transmission-Limited Resources |  | 0 | 0 | 0 | 0 | 0 | 0 | 0 | 0 | 0 | 0 | 0
2013 | US | FRCC | - | FRCC | 7a10 | Scheduled Outage - Maintenance |  | 0 | 0 | 0 | 0 | 0 | 0 | 0 | 0 | 0 | 0 | 0
2013 | US | FRCC | - | FRCC | 7a11 | All Other Derates |  | 0 | 0 | 0 | 0 | 0 | 0 | 0 | 0 | 0 | 0 | 0
2013 | US | FRCC | - | FRCC | 7a12 | Energy-Only |  | 0 | 0 | 0 | 0 | 0 | 0 | 0 | 0 | 0 | 0 | 0
2013 | US | FRCC | - | FRCC | 7b | Future-Other |  | -665.8 | 9.3 | 40.3 | -1387.8 | 91.2 | -682 | 297 | 117.6 | 116.6 | 279.6 | 279.6
2013 | US | FRCC | - | FRCC | 7b1 | Wind Expected On-Peak |  | 0 | 0 | 0 | 0 | 0 | 0 | 0 | 0 | 0 | 0 | 0
2013 | US | FRCC | - | FRCC | 7b2 | Wind Derate On-Peak |  | 0 | 0 | 0 | 0 | 0 | 0 | 0 | 0 | 0 | 0 | 0
2013 | US | FRCC | - | FRCC | 7b3 | Solar Expected On-Peak |  | 0 | 0 | 0 | 0 | 0 | 0 | 0 | 0 | 0 | 0 | 0
2013 | US | FRCC | - | FRCC | 7b4 | Solar Derate On-Peak |  | 0 | 0 | 0 | 0 | 0 | 0 | 0 | 0 | 0 | 0 | 0
2013 | US | FRCC | - | FRCC | 7b5 | Hydro Expected On-Peak |  | 0 | 0 | 0 | 0 | 0 | 0 | 0 | 0 | 0 | 0 | 0
2013 | US | FRCC | - | FRCC | 7b6 | Hydro Derate On-Peak |  | 0 | 0 | 0 | 0 | 0 | 0 | 0 | 0 | 0 | 0 | 0
2013 | US | FRCC | - | FRCC | 7b7 | Biomass Expected On-Peak |  | 40 | 49.3 | 49.3 | 107.2 | 107.2 | 315 | 315 | 136.6 | 136.6 | 136.6 | 136.6
2013 | US | FRCC | - | FRCC | 7b8 | Biomass Derate On-Peak |  | 0 | 0 | 0 | 0 | 0 | 0 | 0 | 0 | 0 | 0 | 0
2013 | US | FRCC | - | FRCC | 7b9 | Transmission-Limited Resources |  | 0 | 0 | 0 | 0 | 0 | 0 | 0 | 0 | 0 | 0 | 0
2013 | US | FRCC | - | FRCC | 7b10 | Scheduled Outage - Maintenance |  | 0 | 0 | 0 | 0 | 0 | 0 | 0 | 0 | 0 | 0 | 0
2013 | US | FRCC | - | FRCC | 7b11 | All Other Derates |  | 0 | 0 | 0 | 0 | 0 | 0 | 0 | 0 | 0 | 0 | 0
2013 | US | FRCC | - | FRCC | 7b12 | Energy-Only |  | 0 | 0 | 0 | 0 | 0 | 0 | 0 | 0 | 0 | 0 | 0
2013 | US | FRCC | - | FRCC | 8 | Conceptual |  | 0 | 0 | 0 | 0 | 0 | 0 | 0 | 0 | 0 | 0 | 0
2013 | US | FRCC | - | FRCC | 8a1 | Wind Expected On-Peak |  | 0 | 0 | 0 | 0 | 0 | 0 | 0 | 0 | 0 | 0 | 0
2013 | US | FRCC | - | FRCC | 8a2 | Wind Derate On-Peak |  | 0 | 0 | 0 | 0 | 0 | 0 | 0 | 0 | 0 | 0 | 0
2013 | US | FRCC | - | FRCC | 8a3 | Solar Expected On-Peak |  | 0 | 0 | 0 | 0 | 0 | 0 | 0 | 0 | 0 | 0 | 0
2013 | US | FRCC | - | FRCC | 8a4 | Solar Derate On-Peak |  | 0 | 0 | 0 | 0 | 0 | 0 | 0 | 0 | 0 | 0 | 0
2013 | US | FRCC | - | FRCC | 8a5 | Hydro Expected On-Peak |  | 0 | 0 | 0 | 0 | 0 | 0 | 0 | 0 | 0 | 0 | 0
2013 | US | FRCC | - | FRCC | 8a6 | Hydro Derate On-Peak |  | 0 | 0 | 0 | 0 | 0 | 0 | 0 | 0 | 0 | 0 | 0
2013 | US | FRCC | - | FRCC | 8a7 | Biomass Expected On-Peak |  | 0 | 0 | 0 | 0 | 0 | 0 | 0 | 0 | 0 | 0 | 0
2013 | US | FRCC | - | FRCC | 8a8 | Biomass Derate On-Peak |  | 0 | 0 | 0 | 0 | 0 | 0 | 0 | 0 | 0 | 0 | 0
2013 | US | FRCC | - | FRCC | 8a9 | All Other Derates |  | 0 | 0 | 0 | 0 | 0 | 0 | 0 | 0 | 0 | 0 | 0
2013 | US | FRCC | - | FRCC | 8a10 | Energy-Only |  | 0 | 0 | 0 | 0 | 0 | 0 | 0 | 0 | 0 | 0 | 0
2013 | US | FRCC | - | FRCC | 9 | ANTICIPATED INTERNAL CAPACITY |  | 55880.34 | 58100.41 | 58077.58 | 60106.77 | 58204.26 | 60216.45 | 59198.94 | 61875.03 | 62434.03 | 63735.03 | 63735.03
2013 | US | FRCC | - | FRCC | 10 | CAPACITY TRANSACTIONS - IMPORTS | 2212 | 2185 | 2185 | 1257 | 1257 | 1357 | 1457 | 1457 | 1457 | 1457 | 1457 | 1457
2013 | US | FRCC | - | FRCC | 10a | Firm | 2212 | 2185 | 2185 | 1257 | 1257 | 1357 | 1457 | 1457 | 1457 | 1457 | 1457 | 1457
2013 | US | FRCC | - | FRCC | 10a1 | Full-Responsibility Purchases | 1340 | 1340 | 1340 | 412 | 412 | 512 | 612 | 612 | 612 | 612 | 612 | 612
2013 | US | FRCC | - | FRCC | 10a2 | Owned Capacity/Entitlement Located Outside the Region/Subregion | 872 | 845 | 845 | 845 | 845 | 845 | 845 | 845 | 845 | 845 | 845 | 845
2013 | US | FRCC | - | FRCC | 10b | Non-firm | 360: 0
2013 | US | FRCC | - | FRCC | 10c | Expected |  | 0 | 0 | 0 | 0 | 0 | 0 | 0 | 0 | 0 | 0 | 0
2013 | US | FRCC | - | FRCC | 10c1 | Full-Responsibility Purchases |  | 0 | 0 | 0 | 0 | 0 | 0 | 0 | 0 | 0 | 0 | 0
2013 | US | FRCC | - | FRCC | 10c2 | Owned Capacity/Entitlement Located Outside the Region/Subregion |  | 0 | 0 | 0 | 0 | 0 | 0 | 0 | 0 | 0 | 0 | 0
2013 | US | FRCC | - | FRCC | 11 | CAPACITY TRANSACTIONS - EXPORTS | 0 | 0 | 0 | 0 | 0 | 0 | 0 | 0 | 0 | 0 | 0 | 0
2013 | US | FRCC | - | FRCC | 11a | Firm | 0 | 0 | 0 | 0 | 0 | 0 | 0 | 0 | 0 | 0 | 0 | 0
2013 | US | FRCC | - | FRCC | 11a1 | Full-Responsibility Purchases | 0 | 0 | 0 | 0 | 0 | 0 | 0 | 0 | 0 | 0 | 0 | 0
2013 | US | FRCC | - | FRCC | 11a2 | Owned Capacity/Entitlement Located Outside the Region/Subregion | 0 | 0 | 0 | 0 | 0 | 0 | 0 | 0 | 0 | 0 | 0 | 0
2013 | US | FRCC | - | FRCC | 11b | Non-firm | 360: 0
2013 | US | FRCC | - | FRCC | 11c | Expected |  | 0 | 0 | 0 | 0 | 0 | 0 | 0 | 0 | 0 | 0 | 0
2013 | US | FRCC | - | FRCC | 11c1 | Full-Responsibility Purchases |  | 0 | 0 | 0 | 0 | 0 | 0 | 0 | 0 | 0 | 0 | 0
2013 | US | FRCC | - | FRCC | 11c2 | Owned Capacity/Entitlement Located Outside the Region/Subregion |  | 0 | 0 | 0 | 0 | 0 | 0 | 0 | 0 | 0 | 0 | 0
2013 | US | FRCC | - | FRCC | 12 | EXISTING-CERTAIN & NET FIRM TRANSACTIONS | 57556.56 | 58155.1 | 58155.1 | 57227.1 | 57227.1 | 57327.1 | 57427.1 | 57427.1 | 57427.1 | 57427.1 | 57427.1 | 57427.1
2013 | US | FRCC | - | FRCC | 13 | ANTICIPATED CAPACITY RESOURCES |  |  | 60285.41 | 59334.58 | 61363.77 | 59561.26 | 61673.45 | 60655.94 | 63332.03 | 63891.03 | 65192.03 | 65192.03
2013 | US | FRCC | - | FRCC | 14 | PROSPECTIVE CAPACITY RESOURCES |  |  | 66023.81 | 65103.98 | 65705.07 | 65381.56 | 66720.55 | 66682.04 | 69178.73 | 69736.73 | 71200.73 | 71200.73
2013 | US | FRCC | - | FRCC | 15 | TOTAL POTENTIAL CAPACITY RESOURCES |  |  | 66023.81 | 65103.98 | 65705.07 | 65381.56 | 66720.55 | 66682.04 | 69178.73 | 69736.73 | 71200.73 | 71200.73
2013 | US | FRCC | - | FRCC | 16 | ADJUSTED POTENTIAL CAPACITY RESOURCES |  |  | 66023.8099 | 65103.9796 | 65705.0839 | 65381.5591 | 66720.5568 | 66682.037 | 69178.7288 | 69736.7288 | 71200.7272 | 71200.7272
2013 | US | FRCC | - | FRCC | 16a | Confidence of Future-Other |  |  | 0.99999 | 0.99999 | 0.99999 | 0.99999 | 0.99999 | 0.99999 | 0.99999 | 0.99999 | 0.99999 | 0.99999
2013 | US | FRCC | - | FRCC | 16b | Net Future-Other Resources After Confidence Percentage Is Applied |  |  | 9.2999 | 40.2996 | -1387.7861 | 91.1991 | -681.9932 | 296.997 | 117.5988 | 116.5988 | 279.5972 | 279.5972
2013 | US | FRCC | - | FRCC | 16c | Confidence of Conceptual |  |  | 0.99999 | 0.99999 | 0.99999 | 0.99999 | 0.99999 | 0.99999 | 0.99999 | 0.99999 | 0.99999 | 0.99999
2013 | US | FRCC | - | FRCC | 16d | Net Conceptual Resources After Confidence Percentage Is Applied |  |  | 0 | 0 | 0 | 0 | 0 | 0 | 0 | 0 | 0 | 0
2013 | US | FRCC | - | FRCC | 17 | ASSESSMENT AREA TARGET RESERVE MARGIN |  |  | 14.99% | 14.99% | 14.99% | 14.99% | 14.99% | 14.99% | 14.99% | 14.99% | 14.99% | 14.99%
2013 | US | FRCC | - | FRCC | 18 | EXISTING-CERTAIN AND NET FIRM TRANSACTIONS RESERVE MARGIN | 360: 58.08%; 365: 34.05%
2013 | US | FRCC | - | FRCC | 19 | ANTICIPATED CAPACITY RESOURCES RESERVE MARGIN |  |  | 36.83% | 33.05% | 36.14% | 30.78% | 33.77% | 29.95% | 34.01% | 33.47% | 33.88% | 33.88%
2013 | US | FRCC | - | FRCC | 20 | PROSPECTIVE CAPACITY RESOURCES RESERVE MARGIN |  |  | 49.85% | 45.99% | 45.77% | 43.56% | 44.71% | 42.86% | 46.38% | 45.68% | 46.22% | 46.22%
2013 | US | FRCC | - | FRCC | 21 | TOTAL POTENTIAL RESOURCES RESERVE MARGIN |  |  | 49.85% | 45.99% | 45.77% | 43.56% | 44.71% | 42.86% | 46.38% | 45.68% | 46.22% | 46.22%
2013 | US | FRCC | - | FRCC | 22 | ADJUSTED POTENTIAL RESOURCES RESERVE MARGIN |  |  | 49.85% | 45.99% | 45.77% | 43.56% | 44.71% | 42.86% | 46.38% | 45.68% | 46.22% | 46.22%
2013 | US | FRCC | - | FRCC | 23 | Total Baseline Installed Capacity | 360: 58448.19
2013 | US | FRCC | - | FRCC | 24 | Distributed or Other Capacity (Behind the Meter) < 1 MW | 0 | 0 | 0 | 0 | 0 | 0 | 0 | 0 | 0 | 0 | 0 | 0
2013 | US | FRCC | - | FRCC | 25 | Distributed or Other Capacity (Behind the Meter) ≥ 1 MW | 0 | 0 | 0 | 0 | 0 | 0 | 0 | 0 | 0 | 0 | 0 | 0
2013 | US | FRCC | - | FRCC | 26 | Capacity Total from EIA-860 | 59474.4 | 59474.4 | 59474.4 | 59474.4 | 59474.4 | 59474.4 | 59474.4 | 59474.4 | 59474.4 | 59474.4 | 59474.4 | 59474.4
2013 | US | MRO | - | MISO | 1 | Unrestricted Non-coincident Peak Demand |  | 80442.6635 | 81392.9248 | 82215.3062 | 82532.9485 | 83220.7056 | 83839.4188 | 84454.8389 | 85201.8845 | 85877.8 | 86489.0237 | 87137.7062
2013 | US | MRO | - | MISO | 1a | New Conservation (Energy Efficiency) |  |  |  | 0 | 0 | 0 | 0 | 0 | 0 | 0 | 0 | 0
2013 | US | MRO | - | MISO | 1b | Estimated Diversity |  | 1561.8403 | 1580.2902 | 1596.2572 | 1602.4244 | 1615.7776 | 1627.7902 | 1639.739 | 1654.2433 | 1667.3666 | 1679.2338 | 1691.8284
2013 | US | MRO | - | MISO | 1c | Additions for non-member load (load served by non-registered LSE's in a region) |  |  |  | 0 | 0 | 0 | 0 | 0 | 0 | 0 | 0 | 0
2013 | US | MRO | - | MISO | 1d | Stand-by Load Under Contract (Normally served by behind the meter generation) |  |  |  | 0 | 0 | 0 | 0 | 0 | 0 | 0 | 0 | 0
2013 | US | MRO | - | MISO | 1e | Non-Controllable Demand-Side Demand Response |  |  |  | 0 | 0 | 0 | 0 | 0 | 0 | 0 | 0 | 0
2013 | US | MRO | - | MISO | 2 | Total Internal Demand | 74430 | 78880.8232 | 79812.6347 | 80619.0491 | 80930.5241 | 81604.928 | 82211.6286 | 82815.0999 | 83547.6412 | 84210.4334 | 84809.7898 | 85445.8778
2013 | US | MRO | - | MISO | 2a | Supply-Side Direct Control Load Management (DCLM) |  |  |  | 0 | 0 | 0 | 0 | 0 | 0 | 0 | 0 | 0
2013 | US | MRO | - | MISO | 2b | Supply-Side Contractually Interruptible (Curtailable) |  |  |  | 0 | 0 | 0 | 0 | 0 | 0 | 0 | 0 | 0
2013 | US | MRO | - | MISO | 2c | Supply-Side Critical Peak-Pricing (CPP) with Control |  |  |  | 0 | 0 | 0 | 0 | 0 | 0 | 0 | 0 | 0
2013 | US | MRO | - | MISO | 2d | Supply-Side Load as a Capacity Resource |  | 3546 | 3546 | 3546 | 3546 | 3546 | 3546 | 3546 | 3546 | 3546 | 3546 | 3546
2013 | US | MRO | - | MISO | 3 | Net Internal Demand | 74430 | 75320.2157 | 76252.0271 | 77058.4415 | 77369.9166 | 78044.3205 | 78651.0211 | 79254.4923 | 79987.0336 | 80649.8259 | 81249.1823 | 81885.2703
2013 | US | MRO | - | MISO | 3a | Demand-Side Direct Control Load Management (DCLM) |  | 0 | 0 | 0 | 0 | 0 | 0 | 0 | 0 | 0 | 0 | 0
2013 | US | MRO | - | MISO | 3b | Demand-Side Contractually Interruptible (Curtailable) |  | 3454.6075 | 3454.6075 | 3454.6075 | 3454.6075 | 3454.6075 | 3454.6075 | 3454.6075 | 3454.6075 | 3454.6075 | 3454.6075 | 3454.6075
2013 | US | MRO | - | MISO | 3c | Demand-Side Critical Peak-Pricing (CPP) with Control |  | 0 | 0 | 0 | 0 | 0 | 0 | 0 | 0 | 0 | 0 | 0
2013 | US | MRO | - | MISO | 3d | Demand-Side Load as a Capacity Resource |  | 106 | 106 | 106 | 106 | 106 | 106 | 106 | 106 | 106 | 106 | 106
2013 | US | MRO | - | MISO | 4 | Total Controllable Demand Response | 0 | 7106.6075 | 7106.6075 | 7106.6075 | 7106.6075 | 7106.6075 | 7106.6075 | 7106.6075 | 7106.6075 | 7106.6075 | 7106.6075 | 7106.6075
2013 | US | MRO | - | MISO | 4a | Demand Response used for Ancillary Services - Spinning Reserves |  |  |  | 0 | 0 | 0 | 0 | 0 | 0 | 0 | 0 | 0
2013 | US | MRO | - | MISO | 4b | Demand Response used for Ancillary Services - Non-Spinning Reserves |  |  |  | 0 | 0 | 0 | 0 | 0 | 0 | 0 | 0 | 0
2013 | US | MRO | - | MISO | 4c | Demand Response used for Regulation |  |  |  | 0 | 0 | 0 | 0 | 0 | 0 | 0 | 0 | 0
2013 | US | MRO | - | MISO | 4d | Demand Response used for Energy, Voluntary Services - Emergency |  |  |  | 0 | 0 | 0 | 0 | 0 | 0 | 0 | 0 | 0
2013 | US | MRO | - | MISO | 5 | TOTAL INTERNAL CAPACITY |  | 128883.537 | 129028.537 | 124808.087 | 120759.387 | 116103.787 | 111228.687 | 106509.987 | 102544.987 | 97016.987 | 91488.987 | 85960.987
2013 | US | MRO | - | MISO | 6a | Existing-Certain | 110600 | 106091.4284 | 106091.4284 | 106091.4284 | 106091.4284 | 106091.4284 | 106091.4284 | 106091.4284 | 106091.4284 | 106091.4284 | 106091.4284 | 106091.4284
2013 | US | MRO | - | MISO | 6a1 | Wind Expected On-Peak |  | 1121.9774 | 1121.9774 | 1121.9774 | 1121.9774 | 1121.9774 | 1121.9774 | 1121.9774 | 1121.9774 | 1121.9774 | 1121.9774 | 1121.9774
2013 | US | MRO | - | MISO | 6a2 | Solar Expected On-Peak |  | 0 | 0 | 0 | 0 | 0 | 0 | 0 | 0 | 0 | 0 | 0
2013 | US | MRO | - | MISO | 6a3 | Hydro Expected On-Peak |  | 724.5178 | 724.5178 | 724.5178 | 724.5178 | 724.5178 | 724.5178 | 724.5178 | 724.5178 | 724.5178 | 724.5178 | 724.5178
2013 | US | MRO | - | MISO | 6a4 | Biomass Expected On-Peak |  | 508.7145 | 508.7145 | 508.7145 | 508.7145 | 508.7145 | 508.7145 | 508.7145 | 508.7145 | 508.7145 | 508.7145 | 508.7145
2013 | US | MRO | - | MISO | 6b | Existing-Other |  | 3595.1367 | 3595.1367 | 3595.1367 | 3595.1367 | 3595.1367 | 3595.1367 | 3595.1367 | 3595.1367 | 3595.1367 | 3595.1367 | 3595.1367
2013 | US | MRO | - | MISO | 6b1 | Wind Derate On-Peak |  | 9623.1722 | 9623.1722 | 9623.1722 | 9623.1722 | 9623.1722 | 9623.1722 | 9623.1722 | 9623.1722 | 9623.1722 | 9623.1722 | 9623.1722
2013 | US | MRO | - | MISO | 6b2 | Solar Derate On-Peak |  | 0 | 0 | 0 | 0 | 0 | 0 | 0 | 0 | 0 | 0 | 0
2013 | US | MRO | - | MISO | 6b3 | Hydro Derate On-Peak |  | 297.179 | 297.179 | 297.179 | 297.179 | 297.179 | 297.179 | 297.179 | 297.179 | 297.179 | 297.179 | 297.179
2013 | US | MRO | - | MISO | 6b4 | Biomass Derate On-Peak |  | 153.6855 | 153.6855 | 153.6855 | 153.6855 | 153.6855 | 153.6855 | 153.6855 | 153.6855 | 153.6855 | 153.6855 | 153.6855
2013 | US | MRO | - | MISO | 6b5 | Transmission-Limited Resources |  | 1471 | 1471 | 1471 | 1471 | 1471 | 1471 | 1471 | 1471 | 1471 | 1471 | 1471
2013 | US | MRO | - | MISO | 6b6 | All Other Derates |  | 8147.0352 | 8147.0352 | 8147.0352 | 8147.0352 | 8147.0352 | 8147.0352 | 8147.0352 | 8147.0352 | 8147.0352 | 8147.0352 | 8147.0352
2013 | US | MRO | - | MISO | 6b7 | Energy-Only (Existing-Other) |  | 2124 | 2124 | 2124 | 2124 | 2124 | 2124 | 2124 | 2124 | 2124 | 2124 | 2124
2013 | US | MRO | - | MISO | 6c | Unplanned Outages (Actual) / Current and Future Inoperable Resources |  | 1161.5 | 1161.5 | 1161.5 | 1161.5 | 1161.5 | 1161.5 | 1161.5 | 1161.5 | 1161.5 | 1161.5 | 1161.5
2013 | US | MRO | - | MISO | 6d | Total Supply-Side Demand Response | 0 | 3546 | 3546 | 3546 | 3546 | 3546 | 3546 | 3546 | 3546 | 3546 | 3546 | 3546
2013 | US | MRO | - | MISO | 7 | TOTAL FUTURE CAPACITY ADDITIONS |  | -178.8 | -960.8 | -4684.8 | -4441.3 | -3807.9 | -3479 | -2769.7 | -1287.7 | -1287.7 | -1287.7 | -1287.7
2013 | US | MRO | - | MISO | 7a | Future-Planned |  | -178.8 | -2048.8 | -6961.1 | -9115.6 | -9046.6 | -9033.6 | -8961.6 | -7479.6 | -7479.6 | -7479.6 | -7479.6
2013 | US | MRO | - | MISO | 7a1 | Wind Expected On-Peak |  | 0 | 109 | 252 | 285 | 285 | 298 | 301 | 301 | 301 | 301 | 301
2013 | US | MRO | - | MISO | 7a2 | Wind Derate On-Peak |  | 0 | 705 | 1646 | 1863 | 1863 | 1949 | 1966 | 1966 | 1966 | 1966 | 1966
2013 | US | MRO | - | MISO | 7a3 | Solar Expected On-Peak |  | 0 | 0 | 0 | 0 | 0 | 0 | 0 | 0 | 0 | 0 | 0
2013 | US | MRO | - | MISO | 7a4 | Solar Derate On-Peak |  | 0 | 0 | 0 | 0 | 0 | 0 | 0 | 0 | 0 | 0 | 0
2013 | US | MRO | - | MISO | 7a5 | Hydro Expected On-Peak |  | 0 | 83 | 162 | 166 | 166 | 166 | 166 | 166 | 166 | 166 | 166
2013 | US | MRO | - | MISO | 7a6 | Hydro Derate On-Peak |  | 0 | 1 | 2 | 2 | 2 | 2 | 2 | 2 | 2 | 2 | 2
2013 | US | MRO | - | MISO | 7a7 | Biomass Expected On-Peak |  | 0 | 48 | 48 | 48 | 48 | 48 | 48 | 48 | 48 | 48 | 48
2013 | US | MRO | - | MISO | 7a8 | Biomass Derate On-Peak |  | 0 | 2 | 2 | 2 | 2 | 2 | 2 | 2 | 2 | 2 | 2
2013 | US | MRO | - | MISO | 7a9 | Transmission-Limited Resources
2013 | US | MRO | - | MISO | 7a10 | Scheduled Outage - Maintenance
2013 | US | MRO | - | MISO | 7a11 | All Other Derates |  | 0 | 15 | -1387 | -4686 | -8419 | -12153 | -16058 | -19917 | -23857 | -27797 | -31737
2013 | US | MRO | - | MISO | 7a12 | Energy-Only
2013 | US | MRO | - | MISO | 7b | Future-Other |  | 0 | 1088 | 2276.3 | 4674.3 | 5238.7 | 5554.6 | 6191.9 | 6191.9 | 6191.9 | 6191.9 | 6191.9
2013 | US | MRO | - | MISO | 7b1 | Wind Expected On-Peak |  | 0 | 18 | 99 | 119 | 119 | 119 | 122 | 122 | 122 | 122 | 122
2013 | US | MRO | - | MISO | 7b2 | Wind Derate On-Peak |  | 0 | 121 | 648 | 778 | 778 | 778 | 794 | 794 | 794 | 794 | 794
2013 | US | MRO | - | MISO | 7b3 | Solar Expected On-Peak |  | 0 | 0 | 0 | 0 | 0 | 0 | 0 | 0 | 0 | 0 | 0
2013 | US | MRO | - | MISO | 7b4 | Solar Derate On-Peak |  | 0 | 0 | 0 | 0 | 0 | 0 | 0 | 0 | 0 | 0 | 0
2013 | US | MRO | - | MISO | 7b5 | Hydro Expected On-Peak |  | 0 | 0 | 0 | 0 | 0 | 0 | 0 | 0 | 0 | 0 | 0
2013 | US | MRO | - | MISO | 7b6 | Hydro Derate On-Peak |  | 0 | 0 | 0 | 0 | 0 | 0 | 0 | 0 | 0 | 0 | 0
2013 | US | MRO | - | MISO | 7b7 | Biomass Expected On-Peak |  | 0 | 0 | 0 | 0 | 0 | 0 | 0 | 0 | 0 | 0 | 0
2013 | US | MRO | - | MISO | 7b8 | Biomass Derate On-Peak |  | 0 | 0 | 0 | 0 | 0 | 0 | 0 | 0 | 0 | 0 | 0
2013 | US | MRO | - | MISO | 7b9 | Transmission-Limited Resources
2013 | US | MRO | - | MISO | 7b10 | Scheduled Outage - Maintenance
2013 | US | MRO | - | MISO | 7b11 | All Other Derates |  | -6.8 | 76.2 | -487.25 | -1827.45 | -3383.45 | -4939.45 | -6495.45 | -8083.45 | -9671.45 | -11259.45 | -12847.45
2013 | US | MRO | - | MISO | 7b12 | Energy-Only
2013 | US | MRO | - | MISO | 8 | Conceptual |  | 0 | 140 | 455 | 2946 | 5805 | 6124 | 6128 | 6128 | 6128 | 6128 | 6128
2013 | US | MRO | - | MISO | 8a1 | Wind Expected On-Peak |  | 0 | 136 | 451 | 538 | 565 | 884 | 888 | 888 | 888 | 888 | 888
2013 | US | MRO | - | MISO | 8a2 | Wind Derate On-Peak |  | 0 | 884 | 2939 | 3503 | 3676 | 5757 | 5785 | 5785 | 5785 | 5785 | 5785
2013 | US | MRO | - | MISO | 8a3 | Solar Expected On-Peak |  | 0 | 0 | 0 | 0 | 0 | 0 | 0 | 0 | 0 | 0 | 0
2013 | US | MRO | - | MISO | 8a4 | Solar Derate On-Peak |  | 0 | 0 | 0 | 0 | 0 | 0 | 0 | 0 | 0 | 0 | 0
2013 | US | MRO | - | MISO | 8a5 | Hydro Expected On-Peak |  | 0 | 4 | 4 | 4 | 4 | 4 | 4 | 4 | 4 | 4 | 4
2013 | US | MRO | - | MISO | 8a6 | Hydro Derate On-Peak |  | 0 | 0 | 0 | 0 | 0 | 0 | 0 | 0 | 0 | 0 | 0
2013 | US | MRO | - | MISO | 8a7 | Biomass Expected On-Peak |  | 0 | 0 | 0 | 0 | 0 | 0 | 0 | 0 | 0 | 0 | 0
2013 | US | MRO | - | MISO | 8a8 | Biomass Derate On-Peak |  | 0 | 0 | 0 | 0 | 0 | 0 | 0 | 0 | 0 | 0 | 0
2013 | US | MRO | - | MISO | 8a9 | All Other Derates |  | 0 | -1024 | -5442 | -15285 | -31215 | -52577 | -76371 | -100197 | -124023 | -147849 | -171675
2013 | US | MRO | - | MISO | 8a10 | Energy-Only
2013 | US | MRO | - | MISO | 9 | ANTICIPATED INTERNAL CAPACITY |  | 109458.6284 | 107588.6284 | 102676.3284 | 100521.8284 | 100590.8284 | 100603.8284 | 100675.8284 | 102157.8284 | 102157.8284 | 102157.8284 | 102157.8284
2013 | US | MRO | - | MISO | 10 | CAPACITY TRANSACTIONS - IMPORTS | 0 | 3103 | 3103 | 3103 | 3103 | 3103 | 3103 | 3103 | 3103 | 3103 | 3103 | 3103
2013 | US | MRO | - | MISO | 10a | Firm |  | 3103 | 3103 | 3103 | 3103 | 3103 | 3103 | 3103 | 3103 | 3103 | 3103 | 3103
2013 | US | MRO | - | MISO | 10a1 | Full-Responsibility Purchases |  |  | 0 | 0 | 0 | 0 | 0 | 0 | 0 | 0 | 0 | 0
2013 | US | MRO | - | MISO | 10a2 | Owned Capacity/Entitlement Located Outside the Region/Subregion |  |  | 0 | 0 | 0 | 0 | 0 | 0 | 0 | 0 | 0 | 0
2013 | US | MRO | - | MISO | 10b | Non-firm
2013 | US | MRO | - | MISO | 10c | Expected |  |  | 0 | 0 | 0 | 0 | 0 | 0 | 0 | 0 | 0 | 0
2013 | US | MRO | - | MISO | 10c1 | Full-Responsibility Purchases |  |  | 0 | 0 | 0 | 0 | 0 | 0 | 0 | 0 | 0 | 0
2013 | US | MRO | - | MISO | 10c2 | Owned Capacity/Entitlement Located Outside the Region/Subregion |  |  | 0 | 0 | 0 | 0 | 0 | 0 | 0 | 0 | 0 | 0
2013 | US | MRO | - | MISO | 11 | CAPACITY TRANSACTIONS - EXPORTS | 0 | 1481 | 1481 | 1481 | 3365 | 3365 | 3365 | 3365 | 3365 | 3365 | 3365 | 3365
2013 | US | MRO | - | MISO | 11a | Firm |  | 1481 | 1481 | 1481 | 3365 | 3365 | 3365 | 3365 | 3365 | 3365 | 3365 | 3365
2013 | US | MRO | - | MISO | 11a1 | Full-Responsibility Purchases |  |  | 0 | 0 | 0 | 0 | 0 | 0 | 0 | 0 | 0 | 0
2013 | US | MRO | - | MISO | 11a2 | Owned Capacity/Entitlement Located Outside the Region/Subregion |  |  | 0 | 0 | 0 | 0 | 0 | 0 | 0 | 0 | 0 | 0
2013 | US | MRO | - | MISO | 11b | Non-firm
2013 | US | MRO | - | MISO | 11c | Expected |  |  | 0 | 0 | 0 | 0 | 0 | 0 | 0 | 0 | 0 | 0
2013 | US | MRO | - | MISO | 11c1 | Full-Responsibility Purchases |  |  | 0 | 0 | 0 | 0 | 0 | 0 | 0 | 0 | 0 | 0
2013 | US | MRO | - | MISO | 11c2 | Owned Capacity/Entitlement Located Outside the Region/Subregion |  |  | 0 | 0 | 0 | 0 | 0 | 0 | 0 | 0 | 0 | 0
2013 | US | MRO | - | MISO | 12 | EXISTING-CERTAIN & NET FIRM TRANSACTIONS | 110600 | 111259.4284 | 111259.4284 | 111259.4284 | 109375.4284 | 109375.4284 | 109375.4284 | 109375.4284 | 109375.4284 | 109375.4284 | 109375.4284 | 109375.4284
2013 | US | MRO | - | MISO | 13 | ANTICIPATED CAPACITY RESOURCES |  |  | 109210.6284 | 104298.3284 | 100259.8284 | 100328.8284 | 100341.8284 | 100413.8284 | 101895.8284 | 101895.8284 | 101895.8284 | 101895.8284
2013 | US | MRO | - | MISO | 14 | PROSPECTIVE CAPACITY RESOURCES |  |  | 113893.765 | 110169.765 | 108529.265 | 109162.665 | 109491.565 | 110200.865 | 111682.865 | 111682.865 | 111682.865 | 111682.865
2013 | US | MRO | - | MISO | 15 | TOTAL POTENTIAL CAPACITY RESOURCES |  |  | 114033.765 | 110624.765 | 111475.265 | 114967.665 | 115615.565 | 116328.865 | 117810.865 | 117810.865 | 117810.865 | 117810.865
2013 | US | MRO | - | MISO | 16 | ADJUSTED POTENTIAL CAPACITY RESOURCES |  |  | 114995.7541 | 112491.5423 | 113498.1183 | 114981.8126 | 115658.5095 | 117005.5031 | 118487.5031 | 118487.5031 | 118487.5031 | 118487.5031
2013 | US | MRO | - | MISO | 16a | Confidence of Future-Other |  |  | 0.99999 | 0.99999 | 0.99999 | 0.99999 | 0.99999 | 0.99999 | 0.99999 | 0.99999 | 0.99999 | 0.99999
2013 | US | MRO | - | MISO | 16b | Net Future-Other Resources After Confidence Percentage Is Applied |  |  | 1087.9891 | 2276.2772 | 4674.2533 | 5238.6476 | 5554.5445 | 6191.8381 | 6191.8381 | 6191.8381 | 6191.8381 | 6191.8381
2013 | US | MRO | - | MISO | 16c | Confidence of Conceptual |  |  | 0.1 | 0.1 | 0.1 | 0.1 | 0.1 | 0.1 | 0.1 | 0.1 | 0.1 | 0.1
2013 | US | MRO | - | MISO | 16d | Net Conceptual Resources After Confidence Percentage Is Applied |  |  | 14 | 45.5 | 294.6 | 580.5 | 612.4 | 612.8 | 612.8 | 612.8 | 612.8 | 612.8
2013 | US | MRO | - | MISO | 17 | ASSESSMENT AREA TARGET RESERVE MARGIN |  |  | 14.2% | 14.2% | 14.2% | 14.2% | 14.2% | 14.2% | 14.2% | 14.2% | 14.2% | 14.2%
2013 | US | MRO | - | MISO | 18 | EXISTING-CERTAIN AND NET FIRM TRANSACTIONS RESERVE MARGIN | 360: 48.6%; 365: 47.72%
2013 | US | MRO | - | MISO | 19 | ANTICIPATED CAPACITY RESOURCES RESERVE MARGIN |  |  | 43.22% | 35.35% | 29.59% | 28.55% | 27.58% | 26.7% | 27.39% | 26.34% | 25.41% | 24.44%
2013 | US | MRO | - | MISO | 20 | PROSPECTIVE CAPACITY RESOURCES RESERVE MARGIN |  |  | 49.36% | 42.97% | 40.27% | 39.87% | 39.21% | 39.05% | 39.63% | 38.48% | 37.46% | 36.39%
2013 | US | MRO | - | MISO | 21 | TOTAL POTENTIAL RESOURCES RESERVE MARGIN |  |  | 49.55% | 43.56% | 44.08% | 47.31% | 47% | 46.78% | 47.29% | 46.08% | 45% | 43.87%
2013 | US | MRO | - | MISO | 22 | ADJUSTED POTENTIAL RESOURCES RESERVE MARGIN |  |  | 50.81% | 45.98% | 46.7% | 47.33% | 47.05% | 47.63% | 48.13% | 46.92% | 45.83% | 44.7%
2013 | US | MRO | - | MISO | 23 | Total Baseline Installed Capacity | 360: 110600
2013 | US | MRO | - | MISO | 24 | Distributed or Other Capacity (Behind the Meter) < 1 MW |  | 0 | 0 | 0 | 0 | 0 | 0 | 0 | 0 | 0 | 0 | 0
2013 | US | MRO | - | MISO | 25 | Distributed or Other Capacity (Behind the Meter) ≥ 1 MW |  | 0 | 0 | 0 | 0 | 0 | 0 | 0 | 0 | 0 | 0 | 0
2013 | US | MRO | - | MISO | 26 | Capacity Total from EIA-860 |  | 0 | 0 | 0 | 0 | 0 | 0 | 0 | 0 | 0 | 0 | 0
2013 | CAN | MRO | - | Manitoba Hydro | 1 | Unrestricted Non-coincident Peak Demand | 0 | 4567.01 | 4633.81 | 4691.59 | 4723.24 | 4801.44 | 4791.84 | 4855.04 | 4939.61 | 5057.4 | 5162.98 | 5245.98
2013 | CAN | MRO | - | Manitoba Hydro | 1a | New Conservation (Energy Efficiency) | 0 | 42.857 | 63.4468 | 82.2423 | 99.9886 | 115.5207 | 132.3951 | 145.3477 | 157.1969 | 168.8388 | 178.1408 | 181.9873
2013 | CAN | MRO | - | Manitoba Hydro | 1b | Estimated Diversity | 0 | 0 | 0 | 0 | 0 | 0 | 0 | 0 | 0 | 0 | 0 | 0
2013 | CAN | MRO | - | Manitoba Hydro | 1c | Additions for non-member load (load served by non-registered LSE's in a region) | 0 | 0 | 0 | 0 | 0 | 0 | 0 | 0 | 0 | 0 | 0 | 0
2013 | CAN | MRO | - | Manitoba Hydro | 1d | Stand-by Load Under Contract (Normally served by behind the meter generation) | 0 | 0 | 0 | 0 | 0 | 0 | 0 | 0 | 0 | 0 | 0 | 0
2013 | CAN | MRO | - | Manitoba Hydro | 1e | Non-Controllable Demand-Side Demand Response | 0 | 0 | 0 | 0 | 0 | 0 | 0 | 0 | 0 | 0 | 0 | 0
2013 | CAN | MRO | - | Manitoba Hydro | 2 | Total Internal Demand | 4552.6 | 4524.153 | 4570.3632 | 4609.3477 | 4623.2514 | 4685.9193 | 4659.4449 | 4709.6923 | 4782.4131 | 4888.5612 | 4984.8392 | 5063.9927
2013 | CAN | MRO | - | Manitoba Hydro | 2a | Supply-Side Direct Control Load Management (DCLM) | 0 | 0 | 0 | 0 | 0 | 0 | 0 | 0 | 0 | 0 | 0 | 0
2013 | CAN | MRO | - | Manitoba Hydro | 2b | Supply-Side Contractually Interruptible (Curtailable) | 0 | 0 | 0 | 0 | 0 | 0 | 0 | 0 | 0 | 0 | 0 | 0
2013 | CAN | MRO | - | Manitoba Hydro | 2c | Supply-Side Critical Peak-Pricing (CPP) with Control | 0 | 0 | 0 | 0 | 0 | 0 | 0 | 0 | 0 | 0 | 0 | 0
2013 | CAN | MRO | - | Manitoba Hydro | 2d | Supply-Side Load as a Capacity Resource | 0 | 0 | 0 | 0 | 0 | 0 | 0 | 0 | 0 | 0 | 0 | 0
2013 | CAN | MRO | - | Manitoba Hydro | 3 | Net Internal Demand | 4358.6 | 4298.153 | 4344.3632 | 4383.3477 | 4397.2514 | 4459.9193 | 4433.4449 | 4483.6923 | 4556.4131 | 4662.5612 | 4758.8392 | 4837.9927
2013 | CAN | MRO | - | Manitoba Hydro | 3a | Demand-Side Direct Control Load Management (DCLM) | 0 | 0 | 0 | 0 | 0 | 0 | 0 | 0 | 0 | 0 | 0 | 0
2013 | CAN | MRO | - | Manitoba Hydro | 3b | Demand-Side Contractually Interruptible (Curtailable) | 194 | 226 | 226 | 226 | 226 | 226 | 226 | 226 | 226 | 226 | 226 | 226
2013 | CAN | MRO | - | Manitoba Hydro | 3c | Demand-Side Critical Peak-Pricing (CPP) with Control | 0 | 0 | 0 | 0 | 0 | 0 | 0 | 0 | 0 | 0 | 0 | 0
2013 | CAN | MRO | - | Manitoba Hydro | 3d | Demand-Side Load as a Capacity Resource | 0 | 0 | 0 | 0 | 0 | 0 | 0 | 0 | 0 | 0 | 0 | 0
2013 | CAN | MRO | - | Manitoba Hydro | 4 | Total Controllable Demand Response | 194 | 226 | 226 | 226 | 226 | 226 | 226 | 226 | 226 | 226 | 226 | 226
2013 | CAN | MRO | - | Manitoba Hydro | 4a | Demand Response used for Ancillary Services - Spinning Reserves | 0 | 0 | 0 | 0 | 0 | 0 | 0 | 0 | 0 | 0 | 0 | 0
2013 | CAN | MRO | - | Manitoba Hydro | 4b | Demand Response used for Ancillary Services - Non-Spinning Reserves | 50 | 50 | 50 | 50 | 50 | 50 | 50 | 50 | 50 | 50 | 50 | 50
2013 | CAN | MRO | - | Manitoba Hydro | 4c | Demand Response used for Regulation | 0 | 0 | 0 | 0 | 0 | 0 | 0 | 0 | 0 | 0 | 0 | 0
2013 | CAN | MRO | - | Manitoba Hydro | 4d | Demand Response used for Energy, Voluntary Services - Emergency | 0 | 0 | 0 | 0 | 0 | 0 | 0 | 0 | 0 | 0 | 0 | 0
2013 | CAN | MRO | - | Manitoba Hydro | 5 | TOTAL INTERNAL CAPACITY | 5580 | 5959.01 | 5959.01 | 5959.01 | 5959.01 | 5959.01 | 5959.01 | 5862.37 | 5862.37 | 5862.37 | 5862.37 | 5862.37
2013 | CAN | MRO | - | Manitoba Hydro | 6a | Existing-Certain | 5268 | 5510.01 | 5510.01 | 5510.01 | 5510.01 | 5510.01 | 5510.01 | 5510.01 | 5510.01 | 5510.01 | 5510.01 | 5510.01
2013 | CAN | MRO | - | Manitoba Hydro | 6a1 | Wind Expected On-Peak | 78 | 0 | 0 | 0 | 0 | 0 | 0 | 0 | 0 | 0 | 0 | 0
2013 | CAN | MRO | - | Manitoba Hydro | 6a2 | Solar Expected On-Peak | 0 | 0 | 0 | 0 | 0 | 0 | 0 | 0 | 0 | 0 | 0 | 0
2013 | CAN | MRO | - | Manitoba Hydro | 6a3 | Hydro Expected On-Peak | 4910 | 5171.74 | 5171.74 | 5171.74 | 5171.74 | 5171.74 | 5171.74 | 5171.74 | 5171.74 | 5171.74 | 5171.74 | 5171.74
2013 | CAN | MRO | - | Manitoba Hydro | 6a4 | Biomass Expected On-Peak | 0 | 0 | 0 | 0 | 0 | 0 | 0 | 0 | 0 | 0 | 0 | 0
2013 | CAN | MRO | - | Manitoba Hydro | 6b | Existing-Other | 132 | 190.5 | 190.5 | 190.5 | 190.5 | 190.5 | 190.5 | 190.5 | 190.5 | 190.5 | 190.5 | 190.5
2013 | CAN | MRO | - | Manitoba Hydro | 6b1 | Wind Derate On-Peak | 180 | 258.5 | 258.5 | 258.5 | 258.5 | 258.5 | 258.5 | 258.5 | 258.5 | 258.5 | 258.5 | 258.5
2013 | CAN | MRO | - | Manitoba Hydro | 6b2 | Solar Derate On-Peak | 0 | 0 | 0 | 0 | 0 | 0 | 0 | 0 | 0 | 0 | 0 | 0
2013 | CAN | MRO | - | Manitoba Hydro | 6b3 | Hydro Derate On-Peak | 0 | 0 | 0 | 0 | 0 | 0 | 0 | 0 | 0 | 0 | 0 | 0
2013 | CAN | MRO | - | Manitoba Hydro | 6b4 | Biomass Derate On-Peak | 0 | 0 | 0 | 0 | 0 | 0 | 0 | 0 | 0 | 0 | 0 | 0
2013 | CAN | MRO | - | Manitoba Hydro | 6b5 | Transmission-Limited Resources | 0 | 0 | 0 | 0 | 0 | 0 | 0 | 0 | 0 | 0 | 0 | 0
2013 | CAN | MRO | - | Manitoba Hydro | 6b6 | All Other Derates | 0 | 0 | 0 | 0 | 0 | 0 | 0 | 0 | 0 | 0 | 0 | 0
2013 | CAN | MRO | - | Manitoba Hydro | 6b7 | Energy-Only (Existing-Other) | 0 | 0 | 0 | 0 | 0 | 0 | 0 | 0 | 0 | 0 | 0 | 0
2013 | CAN | MRO | - | Manitoba Hydro | 6c | Unplanned Outages (Actual) / Current and Future Inoperable Resources | 0 | 0 | 0 | 0 | 0 | 0 | 0 | 0 | 0 | 0 | 0 | 0
2013 | CAN | MRO | - | Manitoba Hydro | 6d | Total Supply-Side Demand Response | 0 | 0 | 0 | 0 | 0 | 0 | 0 | 0 | 0 | 0 | 0 | 0
2013 | CAN | MRO | - | Manitoba Hydro | 7 | TOTAL FUTURE CAPACITY ADDITIONS | 0 | 0 | 0 | 0 | 0 | 0 | 0 | -96.64 | -96.64 | -96.64 | -96.64 | -96.64
2013 | CAN | MRO | - | Manitoba Hydro | 7a | Future-Planned | 0 | 0 | 0 | 0 | 0 | 0 | 0 | -96.64 | -96.64 | -96.64 | -96.64 | -96.64
2013 | CAN | MRO | - | Manitoba Hydro | 7a1 | Wind Expected On-Peak | 0 | 0 | 0 | 0 | 0 | 0 | 0 | 0 | 0 | 0 | 0 | 0
2013 | CAN | MRO | - | Manitoba Hydro | 7a2 | Wind Derate On-Peak | 0 | 0 | 0 | 0 | 0 | 0 | 0 | 0 | 0 | 0 | 0 | 0
2013 | CAN | MRO | - | Manitoba Hydro | 7a3 | Solar Expected On-Peak | 0 | 0 | 0 | 0 | 0 | 0 | 0 | 0 | 0 | 0 | 0 | 0
2013 | CAN | MRO | - | Manitoba Hydro | 7a4 | Solar Derate On-Peak | 0 | 0 | 0 | 0 | 0 | 0 | 0 | 0 | 0 | 0 | 0 | 0
2013 | CAN | MRO | - | Manitoba Hydro | 7a5 | Hydro Expected On-Peak | 0 | 0 | 0 | 0 | 0 | 0 | 0 | 0 | 0 | 0 | 0 | 0
2013 | CAN | MRO | - | Manitoba Hydro | 7a6 | Hydro Derate On-Peak | 0 | 0 | 0 | 0 | 0 | 0 | 0 | 0 | 0 | 0 | 0 | 0
2013 | CAN | MRO | - | Manitoba Hydro | 7a7 | Biomass Expected On-Peak | 0 | 0 | 0 | 0 | 0 | 0 | 0 | 0 | 0 | 0 | 0 | 0
2013 | CAN | MRO | - | Manitoba Hydro | 7a8 | Biomass Derate On-Peak | 0 | 0 | 0 | 0 | 0 | 0 | 0 | 0 | 0 | 0 | 0 | 0
2013 | CAN | MRO | - | Manitoba Hydro | 7a9 | Transmission-Limited Resources | 0 | 0 | 0 | 0 | 0 | 0 | 0 | 0 | 0 | 0 | 0 | 0
2013 | CAN | MRO | - | Manitoba Hydro | 7a10 | Scheduled Outage - Maintenance | 0 | 12.93 | 12.93 | 0 | 0 | 0 | 0 | 0 | 0 | 0 | 0 | 0
2013 | CAN | MRO | - | Manitoba Hydro | 7a11 | All Other Derates | 0 | 0 | 0 | 0 | 0 | 0 | 0 | 0 | 0 | 0 | 0 | 0
2013 | CAN | MRO | - | Manitoba Hydro | 7a12 | Energy-Only | 0 | 0 | 0 | 0 | 0 | 0 | 0 | 0 | 0 | 0 | 0 | 0
2013 | CAN | MRO | - | Manitoba Hydro | 7b | Future-Other | 0 | 0 | 0 | 0 | 0 | 0 | 0 | 0 | 0 | 0 | 0 | 0
2013 | CAN | MRO | - | Manitoba Hydro | 7b1 | Wind Expected On-Peak | 0 | 0 | 0 | 0 | 0 | 0 | 0 | 0 | 0 | 0 | 0 | 0
2013 | CAN | MRO | - | Manitoba Hydro | 7b2 | Wind Derate On-Peak | 0 | 0 | 0 | 0 | 0 | 0 | 0 | 0 | 0 | 0 | 0 | 0
2013 | CAN | MRO | - | Manitoba Hydro | 7b3 | Solar Expected On-Peak | 0 | 0 | 0 | 0 | 0 | 0 | 0 | 0 | 0 | 0 | 0 | 0
2013 | CAN | MRO | - | Manitoba Hydro | 7b4 | Solar Derate On-Peak | 0 | 0 | 0 | 0 | 0 | 0 | 0 | 0 | 0 | 0 | 0 | 0
2013 | CAN | MRO | - | Manitoba Hydro | 7b5 | Hydro Expected On-Peak | 0 | 0 | 0 | 0 | 0 | 0 | 0 | 0 | 0 | 0 | 0 | 0
2013 | CAN | MRO | - | Manitoba Hydro | 7b6 | Hydro Derate On-Peak | 0 | 0 | 0 | 0 | 0 | 0 | 0 | 0 | 0 | 0 | 0 | 0
2013 | CAN | MRO | - | Manitoba Hydro | 7b7 | Biomass Expected On-Peak | 0 | 0 | 0 | 0 | 0 | 0 | 0 | 0 | 0 | 0 | 0 | 0
2013 | CAN | MRO | - | Manitoba Hydro | 7b8 | Biomass Derate On-Peak | 0 | 0 | 0 | 0 | 0 | 0 | 0 | 0 | 0 | 0 | 0 | 0
2013 | CAN | MRO | - | Manitoba Hydro | 7b9 | Transmission-Limited Resources | 0 | 0 | 0 | 0 | 0 | 0 | 0 | 0 | 0 | 0 | 0 | 0
2013 | CAN | MRO | - | Manitoba Hydro | 7b10 | Scheduled Outage - Maintenance | 0 | 0 | 0 | 0 | 0 | 0 | 0 | 0 | 0 | 0 | 0 | 0
2013 | CAN | MRO | - | Manitoba Hydro | 7b11 | All Other Derates | 0 | 0 | 0 | 0 | 0 | 0 | 0 | 0 | 0 | 0 | 0 | 0
2013 | CAN | MRO | - | Manitoba Hydro | 7b12 | Energy-Only | 0 | 0 | 0 | 0 | 0 | 0 | 0 | 0 | 0 | 0 | 0 | 0
2013 | CAN | MRO | - | Manitoba Hydro | 8 | Conceptual | 0 | 0 | 0 | 0 | 0 | 0 | 0 | 90 | 630 | 630 | 630 | 630
2013 | CAN | MRO | - | Manitoba Hydro | 8a1 | Wind Expected On-Peak | 0 | 0 | 0 | 0 | 0 | 0 | 0 | 0 | 0 | 0 | 0 | 0
2013 | CAN | MRO | - | Manitoba Hydro | 8a2 | Wind Derate On-Peak | 0 | 0 | 0 | 0 | 0 | 0 | 0 | 0 | 0 | 0 | 0 | 0
2013 | CAN | MRO | - | Manitoba Hydro | 8a3 | Solar Expected On-Peak | 0 | 0 | 0 | 0 | 0 | 0 | 0 | 0 | 0 | 0 | 0 | 0
2013 | CAN | MRO | - | Manitoba Hydro | 8a4 | Solar Derate On-Peak | 0 | 0 | 0 | 0 | 0 | 0 | 0 | 0 | 0 | 0 | 0 | 0
2013 | CAN | MRO | - | Manitoba Hydro | 8a5 | Hydro Expected On-Peak | 0 | 0 | 0 | 0 | 0 | 0 | 0 | 90 | 630 | 630 | 630 | 630
2013 | CAN | MRO | - | Manitoba Hydro | 8a6 | Hydro Derate On-Peak | 0 | 0 | 0 | 0 | 0 | 0 | 0 | 0 | 0 | 0 | 0 | 0
2013 | CAN | MRO | - | Manitoba Hydro | 8a7 | Biomass Expected On-Peak | 0 | 0 | 0 | 0 | 0 | 0 | 0 | 0 | 0 | 0 | 0 | 0
2013 | CAN | MRO | - | Manitoba Hydro | 8a8 | Biomass Derate On-Peak | 0 | 0 | 0 | 0 | 0 | 0 | 0 | 0 | 0 | 0 | 0 | 0
2013 | CAN | MRO | - | Manitoba Hydro | 8a9 | All Other Derates | 0 | 0 | 0 | 0 | 0 | 0 | 0 | 0 | 0 | 0 | 0 | 0
2013 | CAN | MRO | - | Manitoba Hydro | 8a10 | Energy-Only | 0 | 0 | 0 | 0 | 0 | 0 | 0 | 0 | 0 | 0 | 0 | 0
2013 | CAN | MRO | - | Manitoba Hydro | 9 | ANTICIPATED INTERNAL CAPACITY | 0 | 5510.01 | 5510.01 | 5510.01 | 5510.01 | 5510.01 | 5510.01 | 5413.37 | 5413.37 | 5413.37 | 5413.37 | 5413.37
2013 | CAN | MRO | - | Manitoba Hydro | 10 | CAPACITY TRANSACTIONS - IMPORTS | 500 | 500 | 550 | 550 | 550 | 550 | 550 | 550 | 550 | 550 | 550 | 550
2013 | CAN | MRO | - | Manitoba Hydro | 10a | Firm | 500 | 500 | 350 | 350 | 350 | 350 | 350 | 350 | 350 | 350 | 350 | 350
2013 | CAN | MRO | - | Manitoba Hydro | 10a1 | Full-Responsibility Purchases | 0 | 0 | 0 | 0 | 0 | 0 | 0 | 0 | 0 | 0 | 0 | 0
2013 | CAN | MRO | - | Manitoba Hydro | 10a2 | Owned Capacity/Entitlement Located Outside the Region/Subregion | 500 | 500 | 350 | 350 | 350 | 350 | 350 | 350 | 350 | 350 | 350 | 350
2013 | CAN | MRO | - | Manitoba Hydro | 10b | Non-firm | 0 | 0 | 0 | 0 | 0 | 0 | 0 | 0 | 0 | 0 | 0 | 0
2013 | CAN | MRO | - | Manitoba Hydro | 10c | Expected | 0 | 0 | 200 | 200 | 200 | 200 | 200 | 200 | 200 | 200 | 200 | 200
2013 | CAN | MRO | - | Manitoba Hydro | 10c1 | Full-Responsibility Purchases | 0 | 0 | 0 | 0 | 0 | 0 | 0 | 0 | 0 | 0 | 0 | 0
2013 | CAN | MRO | - | Manitoba Hydro | 10c2 | Owned Capacity/Entitlement Located Outside the Region/Subregion | 0 | 0 | 200 | 200 | 200 | 200 | 200 | 200 | 200 | 200 | 200 | 200
2013 | CAN | MRO | - | Manitoba Hydro | 11 | CAPACITY TRANSACTIONS - EXPORTS | 550 | 600 | 550 | 325 | 325 | 325 | 325 | 325 | 575 | 800 | 800 | 800
2013 | CAN | MRO | - | Manitoba Hydro | 11a | Firm | 550 | 600 | 550 | 325 | 325 | 325 | 325 | 325 | 325 | 325 | 325 | 325
2013 | CAN | MRO | - | Manitoba Hydro | 11a1 | Full-Responsibility Purchases | 0 | 0 | 0 | 0 | 0 | 0 | 0 | 0 | 0 | 0 | 0 | 0
2013 | CAN | MRO | - | Manitoba Hydro | 11a2 | Owned Capacity/Entitlement Located Outside the Region/Subregion | 550 | 600 | 550 | 325 | 325 | 325 | 325 | 325 | 325 | 325 | 325 | 325
2013 | CAN | MRO | - | Manitoba Hydro | 11b | Non-firm | 0 | 0 | 0 | 0 | 0 | 0 | 0 | 0 | 0 | 0 | 0 | 0
2013 | CAN | MRO | - | Manitoba Hydro | 11c | Expected | 0 | 0 | 0 | 0 | 0 | 0 | 0 | 0 | 250 | 475 | 475 | 475
2013 | CAN | MRO | - | Manitoba Hydro | 11c1 | Full-Responsibility Purchases | 0 | 0 | 0 | 0 | 0 | 0 | 0 | 0 | 0 | 0 | 0 | 0
2013 | CAN | MRO | - | Manitoba Hydro | 11c2 | Owned Capacity/Entitlement Located Outside the Region/Subregion | 0 | 0 | 0 | 0 | 0 | 0 | 0 | 0 | 250 | 475 | 475 | 475
2013 | CAN | MRO | - | Manitoba Hydro | 12 | EXISTING-CERTAIN & NET FIRM TRANSACTIONS | 5218 | 5410.01 | 5310.01 | 5535.01 | 5535.01 | 5535.01 | 5535.01 | 5535.01 | 5535.01 | 5535.01 | 5535.01 | 5535.01
2013 | CAN | MRO | - | Manitoba Hydro | 13 | ANTICIPATED CAPACITY RESOURCES | 0 | 0 | 5297.08 | 5535.01 | 5535.01 | 5535.01 | 5535.01 | 5438.37 | 5438.37 | 5438.37 | 5438.37 | 5438.37
2013 | CAN | MRO | - | Manitoba Hydro | 14 | PROSPECTIVE CAPACITY RESOURCES | 0 | 0 | 5687.58 | 5925.51 | 5925.51 | 5925.51 | 5925.51 | 5828.87 | 5578.87 | 5353.87 | 5353.87 | 5353.87
2013 | CAN | MRO | - | Manitoba Hydro | 15 | TOTAL POTENTIAL CAPACITY RESOURCES | 0 | 0 | 5687.58 | 5925.51 | 5925.51 | 5925.51 | 5925.51 | 5918.87 | 6208.87 | 5983.87 | 5983.87 | 5983.87
2013 | CAN | MRO | - | Manitoba Hydro | 16 | ADJUSTED POTENTIAL CAPACITY RESOURCES | 0 | 0 | 5687.58 | 5925.51 | 5925.51 | 5925.51 | 5925.51 | 5918.8691 | 6208.8637 | 5983.8637 | 5983.8637 | 5983.8637
2013 | CAN | MRO | - | Manitoba Hydro | 16a | Confidence of Future-Other | 0 | 0 | 0.99999 | 0.99999 | 0.99999 | 0.99999 | 0.99999 | 0.99999 | 0.99999 | 0.99999 | 0.99999 | 0.99999
2013 | CAN | MRO | - | Manitoba Hydro | 16b | Net Future-Other Resources After Confidence Percentage Is Applied | 0 | 0 | 0 | 0 | 0 | 0 | 0 | 0 | 0 | 0 | 0 | 0
2013 | CAN | MRO | - | Manitoba Hydro | 16c | Confidence of Conceptual | 0 | 0 | 0.99999 | 0.99999 | 0.99999 | 0.99999 | 0.99999 | 0.99999 | 0.99999 | 0.99999 | 0.99999 | 0.99999
2013 | CAN | MRO | - | Manitoba Hydro | 16d | Net Conceptual Resources After Confidence Percentage Is Applied | 0 | 0 | 0 | 0 | 0 | 0 | 0 | 89.9991 | 629.9937 | 629.9937 | 629.9937 | 629.9937
2013 | CAN | MRO | - | Manitoba Hydro | 17 | ASSESSMENT AREA TARGET RESERVE MARGIN | 0% | 0% | 12% | 12% | 12% | 12% | 12% | 12% | 12% | 12% | 12% | 12%
2013 | CAN | MRO | - | Manitoba Hydro | 18 | EXISTING-CERTAIN AND NET FIRM TRANSACTIONS RESERVE MARGIN | 19.72% | 25.87% | 0% | 0% | 0% | 0% | 0% | 0% | 0% | 0% | 0% | 0%
2013 | CAN | MRO | - | Manitoba Hydro | 19 | ANTICIPATED CAPACITY RESOURCES RESERVE MARGIN | 0% | 0% | 21.93% | 26.27% | 25.87% | 24.11% | 24.85% | 21.29% | 19.36% | 16.64% | 14.28% | 12.41%
2013 | CAN | MRO | - | Manitoba Hydro | 20 | PROSPECTIVE CAPACITY RESOURCES RESERVE MARGIN | 0% | 0% | 30.92% | 35.18% | 34.75% | 32.86% | 33.65% | 30% | 22.44% | 14.83% | 12.5% | 10.66%
2013 | CAN | MRO | - | Manitoba Hydro | 21 | TOTAL POTENTIAL RESOURCES RESERVE MARGIN | 0% | 0% | 30.92% | 35.18% | 34.75% | 32.86% | 33.65% | 32.01% | 36.27% | 28.34% | 25.74% | 23.68%
2013 | CAN | MRO | - | Manitoba Hydro | 22 | ADJUSTED POTENTIAL RESOURCES RESERVE MARGIN | 0% | 0% | 30.92% | 35.18% | 34.75% | 32.86% | 33.65% | 32.01% | 36.27% | 28.34% | 25.74% | 23.68%
2013 | CAN | MRO | - | Manitoba Hydro | 23 | Total Baseline Installed Capacity | 5580 | 0 | 0 | 0 | 0 | 0 | 0 | 0 | 0 | 0 | 0 | 0
2013 | CAN | MRO | - | Manitoba Hydro | 24 | Distributed or Other Capacity (Behind the Meter) < 1 MW | 0 | 0 | 0 | 0 | 0 | 0 | 0 | 0 | 0 | 0 | 0 | 0
2013 | CAN | MRO | - | Manitoba Hydro | 25 | Distributed or Other Capacity (Behind the Meter) ≥ 1 MW | 0 | 0 | 0 | 0 | 0 | 0 | 0 | 0 | 0 | 0 | 0 | 0
2013 | CAN | MRO | - | Manitoba Hydro | 26 | Capacity Total from EIA-860 | 0 | 0 | 0 | 0 | 0 | 0 | 0 | 0 | 0 | 0 | 0 | 0
2013 | US | MRO | - | MAPP | 1 | Unrestricted Non-coincident Peak Demand | 0 | 5708.5557 | 5900.817 | 5975.2407 | 6313.8908 | 6369.6165 | 6493.5113 | 6604.7834 | 6708.9683 | 6816.1827 | 6922.405 | 7030.6898
2013 | US | MRO | - | MAPP | 1a | New Conservation (Energy Efficiency) | 0 | 24.9063 | 30.8682 | 37.4915 | 44.5017 | 51.5799 | 57.7832 | 65.0967 | 72.3974 | 79.6916 | 87.1441 | 94.6453
2013 | US | MRO | - | MAPP | 1b | Estimated Diversity | 0 | 0 | 0 | 0 | 0 | 0 | 0 | 0 | 0 | 0 | 0 | 0
2013 | US | MRO | - | MAPP | 1c | Additions for non-member load (load served by non-registered LSE's in a region) | 0 | 0 | 0 | 0 | 0 | 0 | 0 | 0 | 0 | 0 | 0 | 0
2013 | US | MRO | - | MAPP | 1d | Stand-by Load Under Contract (Normally served by behind the meter generation) | 0 | 0 | 0 | 0 | 0 | 0 | 0 | 0 | 0 | 0 | 0 | 0
2013 | US | MRO | - | MAPP | 1e | Non-Controllable Demand-Side Demand Response | 0 | 0 | 0 | 0 | 0 | 0 | 0 | 0 | 0 | 0 | 0 | 0
2013 | US | MRO | - | MAPP | 2 | Total Internal Demand | 5185.1265 | 5683.6494 | 5869.9488 | 5937.7493 | 6269.3891 | 6318.0366 | 6435.7281 | 6539.6868 | 6636.5709 | 6736.4911 | 6835.2609 | 6936.0445
2013 | US | MRO | - | MAPP | 2a | Supply-Side Direct Control Load Management (DCLM) | 2.5 | 2.5 | 2.5 | 2.5 | 2.5 | 2.5 | 2.5 | 2.5 | 2.5 | 2.5 | 2.5 | 0.2
2013 | US | MRO | - | MAPP | 2b | Supply-Side Contractually Interruptible (Curtailable) | 1.84 | 1.8 | 1.8 | 1.8 | 1.8 | 1.8 | 1.8 | 1.8 | 1.8 | 1.8 | 1.8 | 0
2013 | US | MRO | - | MAPP | 2c | Supply-Side Critical Peak-Pricing (CPP) with Control | 0 | 0 | 0 | 0 | 0 | 0 | 0 | 0 | 0 | 0 | 0 | 0
2013 | US | MRO | - | MAPP | 2d | Supply-Side Load as a Capacity Resource | 0 | 0 | 0 | 0 | 0 | 0 | 0 | 0 | 0 | 0 | 0 | 0
2013 | US | MRO | - | MAPP | 3 | Net Internal Demand | 4925.1265 | 5384.6494 | 5499.9488 | 5562.7493 | 5889.3891 | 5933.0366 | 6045.7281 | 6144.6868 | 6236.5709 | 6331.4911 | 6425.2609 | 6521.0445
2013 | US | MRO | - | MAPP | 3a | Demand-Side Direct Control Load Management (DCLM) | 260 | 299 | 370 | 375 | 380 | 385 | 390 | 395 | 400 | 405 | 410 | 415
2013 | US | MRO | - | MAPP | 3b | Demand-Side Contractually Interruptible (Curtailable) | 0 | 0 | 0 | 0 | 0 | 0 | 0 | 0 | 0 | 0 | 0 | 0
2013 | US | MRO | - | MAPP | 3c | Demand-Side Critical Peak-Pricing (CPP) with Control | 0 | 0 | 0 | 0 | 0 | 0 | 0 | 0 | 0 | 0 | 0 | 0
2013 | US | MRO | - | MAPP | 3d | Demand-Side Load as a Capacity Resource | 0 | 0 | 0 | 0 | 0 | 0 | 0 | 0 | 0 | 0 | 0 | 0
2013 | US | MRO | - | MAPP | 4 | Total Controllable Demand Response | 264.34 | 303.3 | 374.3 | 379.3 | 384.3 | 389.3 | 394.3 | 399.3 | 404.3 | 409.3 | 414.3 | 415.2
2013 | US | MRO | - | MAPP | 4a | Demand Response used for Ancillary Services - Spinning Reserves | 50 | 50 | 50 | 50 | 50 | 50 | 50 | 50 | 50 | 50 | 50 | 50
2013 | US | MRO | - | MAPP | 4b | Demand Response used for Ancillary Services - Non-Spinning Reserves | 50 | 50 | 50 | 50 | 50 | 50 | 50 | 50 | 50 | 50 | 50 | 50
2013 | US | MRO | - | MAPP | 4c | Demand Response used for Regulation | 100 | 100 | 100 | 100 | 100 | 100 | 100 | 100 | 100 | 100 | 100 | 100
2013 | US | MRO | - | MAPP | 4d | Demand Response used for Energy, Voluntary Services - Emergency | 0 | 0 | 0 | 0 | 0 | 0 | 0 | 0 | 0 | 0 | 0 | 0
2013 | US | MRO | - | MAPP | 5 | TOTAL INTERNAL CAPACITY | 8423.622 | 8612.623 | 8930.123 | 9020.123 | 8934.923 | 8934.923 | 8934.923 | 8934.923 | 8934.923 | 8934.923 | 8934.923 | 8934.923
2013 | US | MRO | - | MAPP | 6a | Existing-Certain | 7060.33 | 7447.421 | 7447.421 | 7447.421 | 7447.421 | 7447.421 | 7447.421 | 7447.421 | 7447.421 | 7447.421 | 7447.421 | 7447.421
2013 | US | MRO | - | MAPP | 6a1 | Wind Expected On-Peak | 435 | 388.23 | 388.23 | 388.23 | 388.23 | 388.23 | 388.23 | 388.23 | 388.23 | 388.23 | 388.23 | 388.23
2013 | US | MRO | - | MAPP | 6a2 | Solar Expected On-Peak | 0 | 0 | 0 | 0 | 0 | 0 | 0 | 0 | 0 | 0 | 0 | 0
2013 | US | MRO | - | MAPP | 6a3 | Hydro Expected On-Peak | 2007.4 | 2008.56 | 2008.56 | 2008.56 | 2008.56 | 2008.56 | 2008.56 | 2008.56 | 2008.56 | 2008.56 | 2008.56 | 2008.56
2013 | US | MRO | - | MAPP | 6a4 | Biomass Expected On-Peak | 3.1 | 3.1 | 3.1 | 3.1 | 3.1 | 3.1 | 3.1 | 3.1 | 3.1 | 3.1 | 3.1 | 3.1
2013 | US | MRO | - | MAPP | 6b | Existing-Other | 0 | 0 | 0 | 0 | 0 | 0 | 0 | 0 | 0 | 0 | 0 | 0
2013 | US | MRO | - | MAPP | 6b1 | Wind Derate On-Peak | 663.202 | 717.802 | 717.802 | 717.802 | 717.802 | 717.802 | 717.802 | 717.802 | 717.802 | 717.802 | 717.802 | 717.802
2013 | US | MRO | - | MAPP | 6b2 | Solar Derate On-Peak | 0 | 0 | 0 | 0 | 0 | 0 | 0 | 0 | 0 | 0 | 0 | 0
2013 | US | MRO | - | MAPP | 6b3 | Hydro Derate On-Peak | 327 | 327 | 327 | 327 | 327 | 327 | 327 | 327 | 327 | 327 | 327 | 327
2013 | US | MRO | - | MAPP | 6b4 | Biomass Derate On-Peak | 0 | 0 | 0 | 0 | 0 | 0 | 0 | 0 | 0 | 0 | 0 | 0
2013 | US | MRO | - | MAPP | 6b5 | Transmission-Limited Resources | 0 | 0 | 0 | 0 | 0 | 0 | 0 | 0 | 0 | 0 | 0 | 0
2013 | US | MRO | - | MAPP | 6b6 | All Other Derates | 6 | 30.4 | 30.4 | 30.4 | 30.4 | 30.4 | 30.4 | 30.4 | 30.4 | 30.4 | 30.4 | 30.4
2013 | US | MRO | - | MAPP | 6b7 | Energy-Only (Existing-Other) | 0 | 0 | 0 | 0 | 0 | 0 | 0 | 0 | 0 | 0 | 0 | 0
2013 | US | MRO | - | MAPP | 6c | Unplanned Outages (Actual) / Current and Future Inoperable Resources | 0 | 0 | 0 | 0 | 0 | 0 | 0 | 0 | 0 | 0 | 0 | 0
2013 | US | MRO | - | MAPP | 6d | Total Supply-Side Demand Response | 4.34 | 4.3 | 4.3 | 4.3 | 4.3 | 4.3 | 4.3 | 4.3 | 4.3 | 4.3 | 4.3 | 0.2
2013 | US | MRO | - | MAPP | 7 | TOTAL FUTURE CAPACITY ADDITIONS | 0 | 90 | 407.5 | 497.5 | 412.3 | 412.3 | 412.3 | 412.3 | 412.3 | 412.3 | 412.3 | 412.3
2013 | US | MRO | - | MAPP | 7a | Future-Planned | 0 | 90 | 407.5 | 497.5 | 412.3 | 412.3 | 412.3 | 412.3 | 412.3 | 412.3 | 412.3 | 412.3
2013 | US | MRO | - | MAPP | 7a1 | Wind Expected On-Peak | 0 | 0 | 0 | 0 | 0 | 0 | 0 | 0 | 0 | 0 | 0 | 0
2013 | US | MRO | - | MAPP | 7a2 | Wind Derate On-Peak | 0 | 0 | 0 | 0 | 0 | 0 | 0 | 0 | 0 | 0 | 0 | 0
2013 | US | MRO | - | MAPP | 7a3 | Solar Expected On-Peak | 0 | 0 | 0 | 0 | 0 | 0 | 0 | 0 | 0 | 0 | 0 | 0
2013 | US | MRO | - | MAPP | 7a4 | Solar Derate On-Peak | 0 | 0 | 0 | 0 | 0 | 0 | 0 | 0 | 0 | 0 | 0 | 0
2013 | US | MRO | - | MAPP | 7a5 | Hydro Expected On-Peak | 0 | 0 | 0 | 0 | 0 | 0 | 0 | 0 | 0 | 0 | 0 | 0
2013 | US | MRO | - | MAPP | 7a6 | Hydro Derate On-Peak | 0 | 0 | 0 | 0 | 0 | 0 | 0 | 0 | 0 | 0 | 0 | 0
2013 | US | MRO | - | MAPP | 7a7 | Biomass Expected On-Peak | 0 | 0 | 0 | 0 | 0 | 0 | 0 | 0 | 0 | 0 | 0 | 0
2013 | US | MRO | - | MAPP | 7a8 | Biomass Derate On-Peak | 0 | 0 | 0 | 0 | 0 | 0 | 0 | 0 | 0 | 0 | 0 | 0
2013 | US | MRO | - | MAPP | 7a9 | Transmission-Limited Resources | 0 | 0 | 0 | 0 | 0 | 0 | 0 | 0 | 0 | 0 | 0 | 0
2013 | US | MRO | - | MAPP | 7a10 | Scheduled Outage - Maintenance | 0 | 0 | 0 | 0 | 0 | 0 | 0 | 0 | 0 | 0 | 0 | 0
2013 | US | MRO | - | MAPP | 7a11 | All Other Derates | 0 | 0 | 0 | 0 | 0 | 0 | 0 | 0 | 0 | 0 | 0 | 0
2013 | US | MRO | - | MAPP | 7a12 | Energy-Only | 0 | 0 | 0 | 0 | 0 | 0 | 0 | 0 | 0 | 0 | 0 | 0
2013 | US | MRO | - | MAPP | 7b | Future-Other | 0 | 0 | 0 | 0 | 0 | 0 | 0 | 0 | 0 | 0 | 0 | 0
2013 | US | MRO | - | MAPP | 7b1 | Wind Expected On-Peak | 0 | 0 | 0 | 0 | 0 | 0 | 0 | 0 | 0 | 0 | 0 | 0
2013 | US | MRO | - | MAPP | 7b2 | Wind Derate On-Peak | 0 | 0 | 0 | 0 | 0 | 0 | 0 | 0 | 0 | 0 | 0 | 0
2013 | US | MRO | - | MAPP | 7b3 | Solar Expected On-Peak | 0 | 0 | 0 | 0 | 0 | 0 | 0 | 0 | 0 | 0 | 0 | 0
2013 | US | MRO | - | MAPP | 7b4 | Solar Derate On-Peak | 0 | 0 | 0 | 0 | 0 | 0 | 0 | 0 | 0 | 0 | 0 | 0
2013 | US | MRO | - | MAPP | 7b5 | Hydro Expected On-Peak | 0 | 0 | 0 | 0 | 0 | 0 | 0 | 0 | 0 | 0 | 0 | 0
2013 | US | MRO | - | MAPP | 7b6 | Hydro Derate On-Peak | 0 | 0 | 0 | 0 | 0 | 0 | 0 | 0 | 0 | 0 | 0 | 0
2013 | US | MRO | - | MAPP | 7b7 | Biomass Expected On-Peak | 0 | 0 | 0 | 0 | 0 | 0 | 0 | 0 | 0 | 0 | 0 | 0
2013 | US | MRO | - | MAPP | 7b8 | Biomass Derate On-Peak | 0 | 0 | 0 | 0 | 0 | 0 | 0 | 0 | 0 | 0 | 0 | 0
2013 | US | MRO | - | MAPP | 7b9 | Transmission-Limited Resources | 0 | 0 | 0 | 0 | 0 | 0 | 0 | 0 | 0 | 0 | 0 | 0
2013 | US | MRO | - | MAPP | 7b10 | Scheduled Outage - Maintenance | 0 | 0 | 0 | 0 | 0 | 0 | 0 | 0 | 0 | 0 | 0 | 0
2013 | US | MRO | - | MAPP | 7b11 | All Other Derates | 0 | 0 | 0 | 0 | 0 | 0 | 0 | 0 | 0 | 0 | 0 | 0
2013 | US | MRO | - | MAPP | 7b12 | Energy-Only | 0 | 0 | 0 | 0 | 0 | 0 | 0 | 0 | 0 | 0 | 0 | 0
2013 | US | MRO | - | MAPP | 8 | Conceptual | 0 | 0 | 0 | 0 | 0 | 0 | 0 | 0 | 0 | 0 | 0 | 0
2013 | US | MRO | - | MAPP | 8a1 | Wind Expected On-Peak | 0 | 0 | 0 | 0 | 0 | 0 | 0 | 0 | 0 | 0 | 0 | 0
2013 | US | MRO | - | MAPP | 8a2 | Wind Derate On-Peak | 0 | 0 | 0 | 0 | 0 | 0 | 0 | 0 | 0 | 0 | 0 | 0
2013 | US | MRO | - | MAPP | 8a3 | Solar Expected On-Peak | 0 | 0 | 0 | 0 | 0 | 0 | 0 | 0 | 0 | 0 | 0 | 0
2013 | US | MRO | - | MAPP | 8a4 | Solar Derate On-Peak | 0 | 0 | 0 | 0 | 0 | 0 | 0 | 0 | 0 | 0 | 0 | 0
2013 | US | MRO | - | MAPP | 8a5 | Hydro Expected On-Peak | 0 | 0 | 0 | 0 | 0 | 0 | 0 | 0 | 0 | 0 | 0 | 0
2013 | US | MRO | - | MAPP | 8a6 | Hydro Derate On-Peak | 0 | 0 | 0 | 0 | 0 | 0 | 0 | 0 | 0 | 0 | 0 | 0
2013 | US | MRO | - | MAPP | 8a7 | Biomass Expected On-Peak | 0 | 0 | 0 | 0 | 0 | 0 | 0 | 0 | 0 | 0 | 0 | 0
2013 | US | MRO | - | MAPP | 8a8 | Biomass Derate On-Peak | 0 | 0 | 0 | 0 | 0 | 0 | 0 | 0 | 0 | 0 | 0 | 0
2013 | US | MRO | - | MAPP | 8a9 | All Other Derates | 0 | 0 | 0 | 0 | 0 | 0 | 0 | 0 | 0 | 0 | 0 | 0
2013 | US | MRO | - | MAPP | 8a10 | Energy-Only | 0 | 0 | 0 | 0 | 0 | 0 | 0 | 0 | 0 | 0 | 0 | 0
2013 | US | MRO | - | MAPP | 9 | ANTICIPATED INTERNAL CAPACITY | 0 | 7541.721 | 7859.221 | 7949.221 | 7864.021 | 7864.021 | 7864.021 | 7864.021 | 7864.021 | 7864.021 | 7864.021 | 7859.921
2013 | US | MRO | - | MAPP | 10 | CAPACITY TRANSACTIONS - IMPORTS | 166.4 | 255.9 | 277.9 | 280.9 | 202.9 | 104.9 | 106.9 | 106.9 | 106.9 | 106.9 | 106.9 | 106.9
2013 | US | MRO | - | MAPP | 10a | Firm | 166.4 | 255.9 | 277.9 | 280.9 | 202.9 | 104.9 | 106.9 | 106.9 | 106.9 | 106.9 | 106.9 | 106.9
2013 | US | MRO | - | MAPP | 10a1 | Full-Responsibility Purchases | 113.9 | 184.4 | 184.4 | 184.4 | 184.4 | 184.4 | 184.4 | 184.4 | 184.4 | 184.4 | 184.4 | 184.4
2013 | US | MRO | - | MAPP | 10a2 | Owned Capacity/Entitlement Located Outside the Region/Subregion | 0 | 0 | 0 | 0 | 0 | 0 | 0 | 0 | 0 | 0 | 0 | 0
2013 | US | MRO | - | MAPP | 10b | Non-firm | 0 | 0 | 0 | 0 | 0 | 0 | 0 | 0 | 0 | 0 | 0 | 0
2013 | US | MRO | - | MAPP | 10c | Expected | 0 | 0 | 0 | 0 | 0 | 0 | 0 | 0 | 0 | 0 | 0 | 0
2013 | US | MRO | - | MAPP | 10c1 | Full-Responsibility Purchases | 0 | 0 | 0 | 0 | 0 | 0 | 0 | 0 | 0 | 0 | 0 | 0
2013 | US | MRO | - | MAPP | 10c2 | Owned Capacity/Entitlement Located Outside the Region/Subregion | 0 | 0 | 0 | 0 | 0 | 0 | 0 | 0 | 0 | 0 | 0 | 0
2013 | US | MRO | - | MAPP | 11 | CAPACITY TRANSACTIONS - EXPORTS | 751.4 | 756.8 | 756.1 | 660.4 | 660.4 | 660.4 | 620.4 | 620.4 | 620.4 | 620.4 | 620.4 | 620.4
2013 | US | MRO | - | MAPP | 11a | Firm | 751.4 | 756.8 | 756.1 | 660.4 | 660.4 | 660.4 | 620.4 | 620.4 | 620.4 | 620.4 | 620.4 | 620.4
2013 | US | MRO | - | MAPP | 11a1 | Full-Responsibility Purchases | 731.4 | 756.8 | 756.8 | 756.8 | 756.8 | 756.8 | 756.8 | 756.8 | 756.8 | 756.8 | 756.8 | 756.8
2013 | US | MRO | - | MAPP | 11a2 | Owned Capacity/Entitlement Located Outside the Region/Subregion | 0 | 0 | 0 | 0 | 0 | 0 | 0 | 0 | 0 | 0 | 0 | 0
2013 | US | MRO | - | MAPP | 11b | Non-firm | 0 | 0 | 0 | 0 | 0 | 0 | 0 | 0 | 0 | 0 | 0 | 0
2013 | US | MRO | - | MAPP | 11c | Expected | 0 | 0 | 0 | 0 | 0 | 0 | 0 | 0 | 0 | 0 | 0 | 0
2013 | US | MRO | - | MAPP | 11c1 | Full-Responsibility Purchases | 0 | 0 | 0 | 0 | 0 | 0 | 0 | 0 | 0 | 0 | 0 | 0
2013 | US | MRO | - | MAPP | 11c2 | Owned Capacity/Entitlement Located Outside the Region/Subregion | 0 | 0 | 0 | 0 | 0 | 0 | 0 | 0 | 0 | 0 | 0 | 0
2013 | US | MRO | - | MAPP | 12 | EXISTING-CERTAIN & NET FIRM TRANSACTIONS | 6479.67 | 6950.821 | 6973.521 | 7072.221 | 6994.221 | 6896.221 | 6938.221 | 6938.221 | 6938.221 | 6938.221 | 6938.221 | 6934.121
2013 | US | MRO | - | MAPP | 13 | ANTICIPATED CAPACITY RESOURCES | 0 | 0 | 7381.021 | 7569.721 | 7406.521 | 7308.521 | 7350.521 | 7350.521 | 7350.521 | 7350.521 | 7350.521 | 7346.421
2013 | US | MRO | - | MAPP | 14 | PROSPECTIVE CAPACITY RESOURCES | 0 | 0 | 7381.021 | 7569.721 | 7406.521 | 7308.521 | 7350.521 | 7350.521 | 7350.521 | 7350.521 | 7350.521 | 7346.421
2013 | US | MRO | - | MAPP | 15 | TOTAL POTENTIAL CAPACITY RESOURCES | 0 | 0 | 7381.021 | 7569.721 | 7406.521 | 7308.521 | 7350.521 | 7350.521 | 7350.521 | 7350.521 | 7350.521 | 7346.421
2013 | US | MRO | - | MAPP | 16 | ADJUSTED POTENTIAL CAPACITY RESOURCES | 0 | 0 | 7381.021 | 7569.721 | 7406.521 | 7308.521 | 7350.521 | 7350.521 | 7350.521 | 7350.521 | 7350.521 | 7346.421
2013 | US | MRO | - | MAPP | 16a | Confidence of Future-Other | 0 | 0 | 0.99999 | 0.99999 | 0.99999 | 0.99999 | 0.99999 | 0.99999 | 0.99999 | 0.99999 | 0.99999 | 0.99999
2013 | US | MRO | - | MAPP | 16b | Net Future-Other Resources After Confidence Percentage Is Applied | 0 | 0 | 0 | 0 | 0 | 0 | 0 | 0 | 0 | 0 | 0 | 0
2013 | US | MRO | - | MAPP | 16c | Confidence of Conceptual | 0 | 0 | 0.99999 | 0.99999 | 0.99999 | 0.99999 | 0.99999 | 0.99999 | 0.99999 | 0.99999 | 0.99999 | 0.99999
2013 | US | MRO | - | MAPP | 16d | Net Conceptual Resources After Confidence Percentage Is Applied | 0 | 0 | 0 | 0 | 0 | 0 | 0 | 0 | 0 | 0 | 0 | 0
2013 | US | MRO | - | MAPP | 17 | ASSESSMENT AREA TARGET RESERVE MARGIN | 0% | 0% | 15% | 15% | 15% | 15% | 15% | 15% | 15% | 15% | 15% | 15%
2013 | US | MRO | - | MAPP | 18 | EXISTING-CERTAIN AND NET FIRM TRANSACTIONS RESERVE MARGIN | 31.56% | 29.09% | 0% | 0% | 0% | 0% | 0% | 0% | 0% | 0% | 0% | 0%
2013 | US | MRO | - | MAPP | 19 | ANTICIPATED CAPACITY RESOURCES RESERVE MARGIN | 0% | 0% | 34.2% | 36.08% | 25.76% | 23.18% | 21.58% | 19.62% | 17.86% | 16.09% | 14.4% | 12.66%
2013 | US | MRO | - | MAPP | 20 | PROSPECTIVE CAPACITY RESOURCES RESERVE MARGIN | 0% | 0% | 34.2% | 36.08% | 25.76% | 23.18% | 21.58% | 19.62% | 17.86% | 16.09% | 14.4% | 12.66%
2013 | US | MRO | - | MAPP | 21 | TOTAL POTENTIAL RESOURCES RESERVE MARGIN | 0% | 0% | 34.2% | 36.08% | 25.76% | 23.18% | 21.58% | 19.62% | 17.86% | 16.09% | 14.4% | 12.66%
2013 | US | MRO | - | MAPP | 22 | ADJUSTED POTENTIAL RESOURCES RESERVE MARGIN | 0% | 0% | 34.2% | 36.08% | 25.76% | 23.18% | 21.58% | 19.62% | 17.86% | 16.09% | 14.4% | 12.66%
2013 | US | MRO | - | MAPP | 23 | Total Baseline Installed Capacity | 8056.532 | 0 | 0 | 0 | 0 | 0 | 0 | 0 | 0 | 0 | 0 | 0
2013 | US | MRO | - | MAPP | 24 | Distributed or Other Capacity (Behind the Meter) < 1 MW | 0 | 0 | 0 | 0 | 0 | 0 | 0 | 0 | 0 | 0 | 0 | 0
2013 | US | MRO | - | MAPP | 25 | Distributed or Other Capacity (Behind the Meter) ≥ 1 MW | 0 | 0 | 0 | 0 | 0 | 0 | 0 | 0 | 0 | 0 | 0 | 0
2013 | US | MRO | - | MAPP | 26 | Capacity Total from EIA-860 | 2924.6 | 3440.6 | 3530.6 | 3629.4 | 3629.4 | 3629.4 | 3629.4 | 3629.4 | 3629.4 | 3629.4 | 3629.4 | 3629.4
2013 | CAN | MRO | - | SaskPower | 1 | Unrestricted Non-coincident Peak Demand |  | 3502 | 3633 | 3771 | 3905 | 4054 | 4135 | 4179 | 4231 | 4328 | 4407 | 4456
2013 | CAN | MRO | - | SaskPower | 1a | New Conservation (Energy Efficiency) |  | 58 | 66 | 75 | 84 | 93 | 102 | 112 | 121 | 131 | 140 | 149
2013 | CAN | MRO | - | SaskPower | 1b | Estimated Diversity |  |  |  | 0 | 0 | 0 | 0 | 0 | 0 | 0 | 0 | 0
2013 | CAN | MRO | - | SaskPower | 1c | Additions for non-member load (load served by non-registered LSE's in a region) |  |  |  | 0 | 0 | 0 | 0 | 0 | 0 | 0 | 0 | 0
2013 | CAN | MRO | - | SaskPower | 1d | Stand-by Load Under Contract (Normally served by behind the meter generation) |  |  |  | 0 | 0 | 0 | 0 | 0 | 0 | 0 | 0 | 0
2013 | CAN | MRO | - | SaskPower | 1e | Non-Controllable Demand-Side Demand Response |  |  |  | 0 | 0 | 0 | 0 | 0 | 0 | 0 | 0 | 0
2013 | CAN | MRO | - | SaskPower | 2 | Total Internal Demand | 3281 | 3444 | 3567 | 3696 | 3821 | 3961 | 4033 | 4067 | 4110 | 4197 | 4267 | 4307
2013 | CAN | MRO | - | SaskPower | 2a | Supply-Side Direct Control Load Management (DCLM) |  |  |  | 0 | 0 | 0 | 0 | 0 | 0 | 0 | 0 | 0
2013 | CAN | MRO | - | SaskPower | 2b | Supply-Side Contractually Interruptible (Curtailable) |  |  |  | 0 | 0 | 0 | 0 | 0 | 0 | 0 | 0 | 0
2013 | CAN | MRO | - | SaskPower | 2c | Supply-Side Critical Peak-Pricing (CPP) with Control |  |  |  | 0 | 0 | 0 | 0 | 0 | 0 | 0 | 0 | 0
2013 | CAN | MRO | - | SaskPower | 2d | Supply-Side Load as a Capacity Resource |  |  |  | 0 | 0 | 0 | 0 | 0 | 0 | 0 | 0 | 0
2013 | CAN | MRO | - | SaskPower | 3 | Net Internal Demand | 3195 | 3358 | 3481 | 3610 | 3735 | 3875 | 3947 | 3981 | 4024 | 4111 | 4181 | 4221
2013 | CAN | MRO | - | SaskPower | 3a | Demand-Side Direct Control Load Management (DCLM) |  |  |  | 0 | 0 | 0 | 0 | 0 | 0 | 0 | 0 | 0
2013 | CAN | MRO | - | SaskPower | 3b | Demand-Side Contractually Interruptible (Curtailable) | 86 | 86 | 86 | 86 | 86 | 86 | 86 | 86 | 86 | 86 | 86 | 86
2013 | CAN | MRO | - | SaskPower | 3c | Demand-Side Critical Peak-Pricing (CPP) with Control |  |  |  | 0 | 0 | 0 | 0 | 0 | 0 | 0 | 0 | 0
2013 | CAN | MRO | - | SaskPower | 3d | Demand-Side Load as a Capacity Resource |  |  |  | 0 | 0 | 0 | 0 | 0 | 0 | 0 | 0 | 0
2013 | CAN | MRO | - | SaskPower | 4 | Total Controllable Demand Response | 86 | 86 | 86 | 86 | 86 | 86 | 86 | 86 | 86 | 86 | 86 | 86
2013 | CAN | MRO | - | SaskPower | 4a | Demand Response used for Ancillary Services - Spinning Reserves |  |  |  | 0 | 0 | 0 | 0 | 0 | 0 | 0 | 0 | 0
2013 | CAN | MRO | - | SaskPower | 4b | Demand Response used for Ancillary Services - Non-Spinning Reserves |  |  |  | 0 | 0 | 0 | 0 | 0 | 0 | 0 | 0 | 0
2013 | CAN | MRO | - | SaskPower | 4c | Demand Response used for Regulation |  |  |  | 0 | 0 | 0 | 0 | 0 | 0 | 0 | 0 | 0
2013 | CAN | MRO | - | SaskPower | 4d | Demand Response used for Energy, Voluntary Services - Emergency |  |  |  | 0 | 0 | 0 | 0 | 0 | 0 | 0 | 0 | 0
2013 | CAN | MRO | - | SaskPower | 5 | TOTAL INTERNAL CAPACITY |  | 4304.8 | 4304.8 | 4517.8 | 4537.8 | 4714.8 | 4756.8 | 5036.8 | 5036.8 | 5078.8 | 5211.6 | 5116.6
2013 | CAN | MRO | - | SaskPower | 6a | Existing-Certain |  | 3953.72 | 3953.72 | 3953.72 | 3953.72 | 3953.72 | 3953.72 | 3953.72 | 3953.72 | 3953.72 | 3953.72 | 3953.72
2013 | CAN | MRO | - | SaskPower | 6a1 | Wind Expected On-Peak |  | 39.52 | 39.52 | 39.52 | 39.52 | 39.52 | 39.52 | 39.52 | 39.52 | 39.52 | 39.52 | 39.52
2013 | CAN | MRO | - | SaskPower | 6a2 | Solar Expected On-Peak |  | 0 | 0 | 0 | 0 | 0 | 0 | 0 | 0 | 0 | 0 | 0
2013 | CAN | MRO | - | SaskPower | 6a3 | Hydro Expected On-Peak |  | 860.4 | 860.4 | 860.4 | 860.4 | 860.4 | 860.4 | 860.4 | 860.4 | 860.4 | 860.4 | 860.4
2013 | CAN | MRO | - | SaskPower | 6a4 | Biomass Expected On-Peak |  | 10 | 10 | 10 | 10 | 10 | 10 | 10 | 10 | 10 | 10 | 10
2013 | CAN | MRO | - | SaskPower | 6b | Existing-Other |  | 0 | 0 | 0 | 0 | 0 | 0 | 0 | 0 | 0 | 0 | 0
2013 | CAN | MRO | - | SaskPower | 6b1 | Wind Derate On-Peak |  | 158.08 | 158.08 | 158.08 | 158.08 | 158.08 | 158.08 | 158.08 | 158.08 | 158.08 | 158.08 | 158.08
2013 | CAN | MRO | - | SaskPower | 6b2 | Solar Derate On-Peak |  | 0 | 0 | 0 | 0 | 0 | 0 | 0 | 0 | 0 | 0 | 0
2013 | CAN | MRO | - | SaskPower | 6b3 | Hydro Derate On-Peak |  | 2.4 | 2.4 | 2.4 | 2.4 | 2.4 | 2.4 | 2.4 | 2.4 | 2.4 | 2.4 | 2.4
2013 | CAN | MRO | - | SaskPower | 6b4 | Biomass Derate On-Peak |  | 0 | 0 | 0 | 0 | 0 | 0 | 0 | 0 | 0 | 0 | 0
2013 | CAN | MRO | - | SaskPower | 6b5 | Transmission-Limited Resources |  |  | 0 | 0 | 0 | 0 | 0 | 0 | 0 | 0 | 0 | 0
2013 | CAN | MRO | - | SaskPower | 6b6 | All Other Derates |  | 7.6 | 7.6 | 7.6 | 7.6 | 7.6 | 7.6 | 7.6 | 7.6 | 7.6 | 7.6 | 7.6
2013 | CAN | MRO | - | SaskPower | 6b7 | Energy-Only (Existing-Other) |  |  | 0 | 0 | 0 | 0 | 0 | 0 | 0 | 0 | 0 | 0
2013 | CAN | MRO | - | SaskPower | 6c | Unplanned Outages (Actual) / Current and Future Inoperable Resources |  | 0 | 0 | 0 | 0 | 0 | 0 | 0 | 0 | 0 | 0 | 0
2013 | CAN | MRO | - | SaskPower | 6d | Total Supply-Side Demand Response | 0 | 0 | 0 | 0 | 0 | 0 | 0 | 0 | 0 | 0 | 0 | 0
2013 | CAN | MRO | - | SaskPower | 7 | TOTAL FUTURE CAPACITY ADDITIONS |  | 182 | 182 | 368.6 | 372.6 | 408 | 450 | 730 | 730 | 773.2 | 914.96 | 819.96
2013 | CAN | MRO | - | SaskPower | 7a | Future-Planned |  | 182 | 182 | 368.6 | 372.6 | 408 | 450 | 730 | 730 | 773.2 | 914.96 | 819.96
2013 | CAN | MRO | - | SaskPower | 7a1 | Wind Expected On-Peak |  | 0 | 0 | 6.6 | 10.6 | 46 | 46 | 46 | 46 | 46 | 43.76 | 43.76
2013 | CAN | MRO | - | SaskPower | 7a2 | Wind Derate On-Peak |  | 0 | 0 | 26.4 | 42.4 | 184 | 184 | 184 | 184 | 184 | 175.04 | 175.04
2013 | CAN | MRO | - | SaskPower | 7a3 | Solar Expected On-Peak |  | 0 | 0 | 0 | 0 | 0 | 0 | 0 | 0 | 0 | 0 | 0
2013 | CAN | MRO | - | SaskPower | 7a4 | Solar Derate On-Peak |  | 0 | 0 | 0 | 0 | 0 | 0 | 0 | 0 | 0 | 0 | 0
2013 | CAN | MRO | - | SaskPower | 7a5 | Hydro Expected On-Peak |  | 0 | 0 | 0 | 0 | 0 | 42 | 42 | 42 | 42 | 67 | 67
2013 | CAN | MRO | - | SaskPower | 7a6 | Hydro Derate On-Peak |  | 0 | 0 | 0 | 0 | 0 | 0 | 0 | 0 | 0 | 0 | 0
2013 | CAN | MRO | - | SaskPower | 7a7 | Biomass Expected On-Peak |  | 0 | 0 | 36 | 36 | 36 | 36 | 36 | 36 | 36 | 36 | 36
2013 | CAN | MRO | - | SaskPower | 7a8 | Biomass Derate On-Peak |  | 0 | 0 | 0 | 0 | 0 | 0 | 0 | 0 | 0 | 0 | 0
2013 | CAN | MRO | - | SaskPower | 7a9 | Transmission-Limited Resources
2013 | CAN | MRO | - | SaskPower | 7a10 | Scheduled Outage - Maintenance
2013 | CAN | MRO | - | SaskPower | 7a11 | All Other Derates |  | 1 | 1 | 1 | 1 | 1 | 1 | 1 | 1 | -0.2 | -0.2 | -0.2
2013 | CAN | MRO | - | SaskPower | 7a12 | Energy-Only
2013 | CAN | MRO | - | SaskPower | 7b | Future-Other |  | 0 | 0 | 0 | 0 | 0 | 0 | 0 | 0 | 0 | 0 | 0
2013 | CAN | MRO | - | SaskPower | 7b1 | Wind Expected On-Peak |  | 0 | 0 | 0 | 0 | 0 | 0 | 0 | 0 | 0 | 0 | 0
2013 | CAN | MRO | - | SaskPower | 7b2 | Wind Derate On-Peak |  | 0 | 0 | 0 | 0 | 0 | 0 | 0 | 0 | 0 | 0 | 0
2013 | CAN | MRO | - | SaskPower | 7b3 | Solar Expected On-Peak |  | 0 | 0 | 0 | 0 | 0 | 0 | 0 | 0 | 0 | 0 | 0
2013 | CAN | MRO | - | SaskPower | 7b4 | Solar Derate On-Peak |  | 0 | 0 | 0 | 0 | 0 | 0 | 0 | 0 | 0 | 0 | 0
2013 | CAN | MRO | - | SaskPower | 7b5 | Hydro Expected On-Peak |  | 0 | 0 | 0 | 0 | 0 | 0 | 0 | 0 | 0 | 0 | 0
2013 | CAN | MRO | - | SaskPower | 7b6 | Hydro Derate On-Peak |  | 0 | 0 | 0 | 0 | 0 | 0 | 0 | 0 | 0 | 0 | 0
2013 | CAN | MRO | - | SaskPower | 7b7 | Biomass Expected On-Peak |  | 0 | 0 | 0 | 0 | 0 | 0 | 0 | 0 | 0 | 0 | 0
2013 | CAN | MRO | - | SaskPower | 7b8 | Biomass Derate On-Peak |  | 0 | 0 | 0 | 0 | 0 | 0 | 0 | 0 | 0 | 0 | 0
2013 | CAN | MRO | - | SaskPower | 7b9 | Transmission-Limited Resources
2013 | CAN | MRO | - | SaskPower | 7b10 | Scheduled Outage - Maintenance
2013 | CAN | MRO | - | SaskPower | 7b11 | All Other Derates |  | 0 | 0 | 0 | 0 | 0 | 0 | 0 | 0 | 0 | 0 | 0
2013 | CAN | MRO | - | SaskPower | 7b12 | Energy-Only
2013 | CAN | MRO | - | SaskPower | 8 | Conceptual |  | 0 | 0 | 0 | 0 | 0 | 0 | 0 | 0 | 0 | 0 | 0
2013 | CAN | MRO | - | SaskPower | 8a1 | Wind Expected On-Peak |  | 0 | 0 | 0 | 0 | 0 | 0 | 0 | 0 | 0 | 0 | 0
2013 | CAN | MRO | - | SaskPower | 8a2 | Wind Derate On-Peak |  | 0 | 0 | 0 | 0 | 0 | 0 | 0 | 0 | 0 | 0 | 0
2013 | CAN | MRO | - | SaskPower | 8a3 | Solar Expected On-Peak |  | 0 | 0 | 0 | 0 | 0 | 0 | 0 | 0 | 0 | 0 | 0
2013 | CAN | MRO | - | SaskPower | 8a4 | Solar Derate On-Peak |  | 0 | 0 | 0 | 0 | 0 | 0 | 0 | 0 | 0 | 0 | 0
2013 | CAN | MRO | - | SaskPower | 8a5 | Hydro Expected On-Peak |  | 0 | 0 | 0 | 0 | 0 | 0 | 0 | 0 | 0 | 0 | 0
2013 | CAN | MRO | - | SaskPower | 8a6 | Hydro Derate On-Peak |  | 0 | 0 | 0 | 0 | 0 | 0 | 0 | 0 | 0 | 0 | 0
2013 | CAN | MRO | - | SaskPower | 8a7 | Biomass Expected On-Peak |  | 0 | 0 | 0 | 0 | 0 | 0 | 0 | 0 | 0 | 0 | 0
2013 | CAN | MRO | - | SaskPower | 8a8 | Biomass Derate On-Peak |  | 0 | 0 | 0 | 0 | 0 | 0 | 0 | 0 | 0 | 0 | 0
2013 | CAN | MRO | - | SaskPower | 8a9 | All Other Derates |  | 0 | 0 | 0 | 0 | 0 | 0 | 0 | 0 | 0 | 0 | 0
2013 | CAN | MRO | - | SaskPower | 8a10 | Energy-Only
2013 | CAN | MRO | - | SaskPower | 9 | ANTICIPATED INTERNAL CAPACITY |  | 4135.72 | 4135.72 | 4322.32 | 4326.32 | 4361.72 | 4403.72 | 4683.72 | 4683.72 | 4726.92 | 4868.68 | 4773.68
2013 | CAN | MRO | - | SaskPower | 10 | CAPACITY TRANSACTIONS - IMPORTS | 0 | 0 | 0 | 0 | 25 | 25 | 25 | 25 | 25 | 25 | 0 | 0
2013 | CAN | MRO | - | SaskPower | 10a | Firm |  |  | 0 | 0 | 0 | 0 | 0 | 0 | 0 | 0 | 0 | 0
2013 | CAN | MRO | - | SaskPower | 10a1 | Full-Responsibility Purchases |  |  | 0 | 0 | 0 | 0 | 0 | 0 | 0 | 0 | 0 | 0
2013 | CAN | MRO | - | SaskPower | 10a2 | Owned Capacity/Entitlement Located Outside the Region/Subregion |  |  | 0 | 0 | 0 | 0 | 0 | 0 | 0 | 0 | 0 | 0
2013 | CAN | MRO | - | SaskPower | 10b | Non-firm
2013 | CAN | MRO | - | SaskPower | 10c | Expected |  |  | 0 | 0 | 25 | 25 | 25 | 25 | 25 | 25 | 0 | 0
2013 | CAN | MRO | - | SaskPower | 10c1 | Full-Responsibility Purchases |  |  | 0 | 0 | 0 | 0 | 0 | 0 | 0 | 0 | 0 | 0
2013 | CAN | MRO | - | SaskPower | 10c2 | Owned Capacity/Entitlement Located Outside the Region/Subregion |  |  | 0 | 0 | 0 | 0 | 0 | 0 | 0 | 0 | 0 | 0
2013 | CAN | MRO | - | SaskPower | 11 | CAPACITY TRANSACTIONS - EXPORTS | 0 | 0 | 0 | 0 | 0 | 0 | 0 | 0 | 0 | 0 | 0 | 0
2013 | CAN | MRO | - | SaskPower | 11a | Firm |  |  | 0 | 0 | 0 | 0 | 0 | 0 | 0 | 0 | 0 | 0
2013 | CAN | MRO | - | SaskPower | 11a1 | Full-Responsibility Purchases |  |  | 0 | 0 | 0 | 0 | 0 | 0 | 0 | 0 | 0 | 0
2013 | CAN | MRO | - | SaskPower | 11a2 | Owned Capacity/Entitlement Located Outside the Region/Subregion |  |  | 0 | 0 | 0 | 0 | 0 | 0 | 0 | 0 | 0 | 0
2013 | CAN | MRO | - | SaskPower | 11b | Non-firm
2013 | CAN | MRO | - | SaskPower | 11c | Expected |  |  | 0 | 0 | 0 | 0 | 0 | 0 | 0 | 0 | 0 | 0
2013 | CAN | MRO | - | SaskPower | 11c1 | Full-Responsibility Purchases |  |  | 0 | 0 | 0 | 0 | 0 | 0 | 0 | 0 | 0 | 0
2013 | CAN | MRO | - | SaskPower | 11c2 | Owned Capacity/Entitlement Located Outside the Region/Subregion |  |  | 0 | 0 | 0 | 0 | 0 | 0 | 0 | 0 | 0 | 0
2013 | CAN | MRO | - | SaskPower | 12 | EXISTING-CERTAIN & NET FIRM TRANSACTIONS | 0 | 3953.72 | 3953.72 | 3953.72 | 3953.72 | 3953.72 | 3953.72 | 3953.72 | 3953.72 | 3953.72 | 3953.72 | 3953.72
2013 | CAN | MRO | - | SaskPower | 13 | ANTICIPATED CAPACITY RESOURCES |  |  | 4135.72 | 4322.32 | 4351.32 | 4386.72 | 4428.72 | 4708.72 | 4708.72 | 4751.92 | 4868.68 | 4773.68
2013 | CAN | MRO | - | SaskPower | 14 | PROSPECTIVE CAPACITY RESOURCES |  |  | 4135.72 | 4322.32 | 4376.32 | 4411.72 | 4453.72 | 4733.72 | 4733.72 | 4776.92 | 4868.68 | 4773.68
2013 | CAN | MRO | - | SaskPower | 15 | TOTAL POTENTIAL CAPACITY RESOURCES |  |  | 4135.72 | 4322.32 | 4376.32 | 4411.72 | 4453.72 | 4733.72 | 4733.72 | 4776.92 | 4868.68 | 4773.68
2013 | CAN | MRO | - | SaskPower | 16 | ADJUSTED POTENTIAL CAPACITY RESOURCES |  |  | 4135.72 | 4322.32 | 4376.32 | 4411.72 | 4453.72 | 4733.72 | 4733.72 | 4776.92 | 4868.68 | 4773.68
2013 | CAN | MRO | - | SaskPower | 16a | Confidence of Future-Other |  |  | 0.99999 | 0.99999 | 0.99999 | 0.99999 | 0.99999 | 0.99999 | 0.99999 | 0.99999 | 0.99999 | 0.99999
2013 | CAN | MRO | - | SaskPower | 16b | Net Future-Other Resources After Confidence Percentage Is Applied |  |  | 0 | 0 | 0 | 0 | 0 | 0 | 0 | 0 | 0 | 0
2013 | CAN | MRO | - | SaskPower | 16c | Confidence of Conceptual |  |  | 0.99999 | 0.99999 | 0.99999 | 0.99999 | 0.99999 | 0.99999 | 0.99999 | 0.99999 | 0.99999 | 0.99999
2013 | CAN | MRO | - | SaskPower | 16d | Net Conceptual Resources After Confidence Percentage Is Applied |  |  | 0 | 0 | 0 | 0 | 0 | 0 | 0 | 0 | 0 | 0
2013 | CAN | MRO | - | SaskPower | 17 | ASSESSMENT AREA TARGET RESERVE MARGIN |  |  | 11% | 11% | 11% | 11% | 11% | 11% | 11% | 11% | 11% | 11%
2013 | CAN | MRO | - | SaskPower | 18 | EXISTING-CERTAIN AND NET FIRM TRANSACTIONS RESERVE MARGIN | -100% | 58: 17.74%
2013 | CAN | MRO | - | SaskPower | 19 | ANTICIPATED CAPACITY RESOURCES RESERVE MARGIN |  |  | 18.81% | 19.73% | 16.5% | 13.21% | 12.2% | 18.28% | 17.02% | 15.59% | 16.45% | 13.09%
2013 | CAN | MRO | - | SaskPower | 20 | PROSPECTIVE CAPACITY RESOURCES RESERVE MARGIN |  |  | 18.81% | 19.73% | 17.17% | 13.85% | 12.84% | 18.91% | 17.64% | 16.2% | 16.45% | 13.09%
2013 | CAN | MRO | - | SaskPower | 21 | TOTAL POTENTIAL RESOURCES RESERVE MARGIN |  |  | 18.81% | 19.73% | 17.17% | 13.85% | 12.84% | 18.91% | 17.64% | 16.2% | 16.45% | 13.09%
2013 | CAN | MRO | - | SaskPower | 22 | ADJUSTED POTENTIAL RESOURCES RESERVE MARGIN |  |  | 18.81% | 19.73% | 17.17% | 13.85% | 12.84% | 18.91% | 17.64% | 16.2% | 16.45% | 13.09%
2013 | CAN | MRO | - | SaskPower | 23 | Total Baseline Installed Capacity | 0
2013 | CAN | MRO | - | SaskPower | 24 | Distributed or Other Capacity (Behind the Meter) < 1 MW |  | 0 | 0 | 0 | 0 | 0 | 0 | 0 | 0 | 0 | 0 | 0
2013 | CAN | MRO | - | SaskPower | 25 | Distributed or Other Capacity (Behind the Meter) ≥ 1 MW |  | 0 | 0 | 0 | 0 | 0 | 0 | 0 | 0 | 0 | 0 | 0
2013 | CAN | MRO | - | SaskPower | 26 | Capacity Total from EIA-860 |  | 0 | 0 | 0 | 0 | 0 | 0 | 0 | 0 | 0 | 0 | 0
2013 | CAN | NPCC | - | Maritimes | 1 | Unrestricted Non-coincident Peak Demand | 0 | 5424 | 5471.9912 | 5453.9945 | 5455.9941 | 5440.9969 | 5393.0057 | 5264.0295 | 5264.0295 | 5259.0304 | 5264.0295 | 5254.0313
2013 | CAN | NPCC | - | Maritimes | 1a | New Conservation (Energy Efficiency) | 0 | 0 | 0 | 0 | 0 | 0 | 0 | 0 | 0 | 0 | 0 | 0
2013 | CAN | NPCC | - | Maritimes | 1b | Estimated Diversity | 0 | 0 | 0 | 0 | 0 | 0 | 0 | 0 | 0 | 0 | 0 | 0
2013 | CAN | NPCC | - | Maritimes | 1c | Additions for non-member load (load served by non-registered LSE's in a region) | 0 | 0 | 0 | 0 | 0 | 0 | 0 | 0 | 0 | 0 | 0 | 0
2013 | CAN | NPCC | - | Maritimes | 1d | Stand-by Load Under Contract (Normally served by behind the meter generation) | 0 | 0 | 0 | 0 | 0 | 0 | 0 | 0 | 0 | 0 | 0 | 0
2013 | CAN | NPCC | - | Maritimes | 1e | Non-Controllable Demand-Side Demand Response | 0 | 0 | 0 | 0 | 0 | 0 | 0 | 0 | 0 | 0 | 0 | 0
2013 | CAN | NPCC | - | Maritimes | 2 | Total Internal Demand | 5502 | 5424 | 5471.9912 | 5453.9945 | 5455.9941 | 5440.9969 | 5393.0057 | 5264.0295 | 5264.0295 | 5259.0304 | 5264.0295 | 5254.0313
2013 | CAN | NPCC | - | Maritimes | 2a | Supply-Side Direct Control Load Management (DCLM) | 0 | 0 | 0 | 0 | 0 | 0 | 0 | 0 | 0 | 0 | 0 | 0
2013 | CAN | NPCC | - | Maritimes | 2b | Supply-Side Contractually Interruptible (Curtailable) | 0 | 0 | 0 | 0 | 0 | 0 | 0 | 0 | 0 | 0 | 0 | 0
2013 | CAN | NPCC | - | Maritimes | 2c | Supply-Side Critical Peak-Pricing (CPP) with Control | 0 | 0 | 0 | 0 | 0 | 0 | 0 | 0 | 0 | 0 | 0 | 0
2013 | CAN | NPCC | - | Maritimes | 2d | Supply-Side Load as a Capacity Resource | 0 | 0 | 0 | 0 | 0 | 0 | 0 | 0 | 0 | 0 | 0 | 0
2013 | CAN | NPCC | - | Maritimes | 3 | Net Internal Demand | 5502 | 5424 | 5471.9912 | 5453.9945 | 5455.9941 | 5440.9969 | 5393.0057 | 5264.0295 | 5264.0295 | 5259.0304 | 5264.0295 | 5254.0313
2013 | CAN | NPCC | - | Maritimes | 3a | Demand-Side Direct Control Load Management (DCLM) | 0 | 0 | 0 | 0 | 0 | 0 | 0 | 0 | 0 | 0 | 0 | 0
2013 | CAN | NPCC | - | Maritimes | 3b | Demand-Side Contractually Interruptible (Curtailable) | 186 | 250.3 | 250.6 | 250.5 | 250.6 | 250.8 | 251.4 | 186.7 | 186.6 | 186.1 | 185.5 | 184.8
2013 | CAN | NPCC | - | Maritimes | 3c | Demand-Side Critical Peak-Pricing (CPP) with Control | 0 | 0 | 0 | 0 | 0 | 0 | 0 | 0 | 0 | 0 | 0 | 0
2013 | CAN | NPCC | - | Maritimes | 3d | Demand-Side Load as a Capacity Resource | 0 | 0 | 0 | 0 | 0 | 0 | 0 | 0 | 0 | 0 | 0 | 0
2013 | CAN | NPCC | - | Maritimes | 4 | Total Controllable Demand Response | 186 | 250.3 | 250.6 | 250.5 | 250.6 | 250.8 | 251.4 | 186.7 | 186.6 | 186.1 | 185.5 | 184.8
2013 | CAN | NPCC | - | Maritimes | 4a | Demand Response used for Ancillary Services - Spinning Reserves | 0 | 0 | 0 | 0 | 0 | 0 | 0 | 0 | 0 | 0 | 0 | 0
2013 | CAN | NPCC | - | Maritimes | 4b | Demand Response used for Ancillary Services - Non-Spinning Reserves | 0 | 0 | 0 | 0 | 0 | 0 | 0 | 0 | 0 | 0 | 0 | 0
2013 | CAN | NPCC | - | Maritimes | 4c | Demand Response used for Regulation | 0 | 0 | 0 | 0 | 0 | 0 | 0 | 0 | 0 | 0 | 0 | 0
2013 | CAN | NPCC | - | Maritimes | 4d | Demand Response used for Energy, Voluntary Services - Emergency | 0 | 0 | 0 | 0 | 0 | 0 | 0 | 0 | 0 | 0 | 0 | 0
2013 | CAN | NPCC | - | Maritimes | 5 | TOTAL INTERNAL CAPACITY | 6768.8 | 7551.38 | 7523.08 | 7545.58 | 7562.28 | 7587.28 | 7612.28 | 7612.28 | 7612.28 | 7612.28 | 7612.28 | 7612.28
2013 | CAN | NPCC | - | Maritimes | 6a | Existing-Certain | 6135.5466 | 6800.3966 | 6800.3966 | 6800.3966 | 6800.3966 | 6800.3966 | 6800.3966 | 6800.3966 | 6800.3966 | 6800.3966 | 6800.3966 | 6800.3966
2013 | CAN | NPCC | - | Maritimes | 6a1 | Wind Expected On-Peak | 247.1966 | 252.0466 | 252.0466 | 252.0466 | 252.0466 | 252.0466 | 252.0466 | 252.0466 | 252.0466 | 252.0466 | 252.0466 | 252.0466
2013 | CAN | NPCC | - | Maritimes | 6a2 | Solar Expected On-Peak | 0 | 0 | 0 | 0 | 0 | 0 | 0 | 0 | 0 | 0 | 0 | 0
2013 | CAN | NPCC | - | Maritimes | 6a3 | Hydro Expected On-Peak | 1333.16 | 1333.16 | 1333.16 | 1333.16 | 1333.16 | 1333.16 | 1333.16 | 1333.16 | 1333.16 | 1333.16 | 1333.16 | 1333.16
2013 | CAN | NPCC | - | Maritimes | 6a4 | Biomass Expected On-Peak | 141.4 | 141.4 | 141.4 | 141.4 | 141.4 | 141.4 | 141.4 | 141.4 | 141.4 | 141.4 | 141.4 | 141.4
2013 | CAN | NPCC | - | Maritimes | 6b | Existing-Other | 0 | 32.74 | 32.74 | 32.74 | 32.74 | 32.74 | 32.74 | 32.74 | 32.74 | 32.74 | 32.74 | 32.74
2013 | CAN | NPCC | - | Maritimes | 6b1 | Wind Derate On-Peak | 543.6834 | 548.8334 | 548.8334 | 548.8334 | 548.8334 | 548.8334 | 548.8334 | 548.8334 | 548.8334 | 548.8334 | 548.8334 | 548.8334
2013 | CAN | NPCC | - | Maritimes | 6b2 | Solar Derate On-Peak | 0 | 0 | 0 | 0 | 0 | 0 | 0 | 0 | 0 | 0 | 0 | 0
2013 | CAN | NPCC | - | Maritimes | 6b3 | Hydro Derate On-Peak | 1.7 | 1.7 | 1.7 | 1.7 | 1.7 | 1.7 | 1.7 | 1.7 | 1.7 | 1.7 | 1.7 | 1.7
2013 | CAN | NPCC | - | Maritimes | 6b4 | Biomass Derate On-Peak | 7 | 7 | 7 | 7 | 7 | 7 | 7 | 7 | 7 | 7 | 7 | 7
2013 | CAN | NPCC | - | Maritimes | 6b5 | Transmission-Limited Resources | 48.5 | 48.5 | 48.5 | 48.5 | 48.5 | 48.5 | 48.5 | 48.5 | 48.5 | 48.5 | 48.5 | 48.5
2013 | CAN | NPCC | - | Maritimes | 6b6 | All Other Derates | -43.35 | -48.5 | -48.5 | -48.5 | -48.5 | -48.5 | -48.5 | -48.5 | -48.5 | -48.5 | -48.5 | -48.5
2013 | CAN | NPCC | - | Maritimes | 6b7 | Energy-Only (Existing-Other) | 0 | 0 | 0 | 0 | 0 | 0 | 0 | 0 | 0 | 0 | 0 | 0
2013 | CAN | NPCC | - | Maritimes | 6c | Unplanned Outages (Actual) / Current and Future Inoperable Resources | 75.72 | 75.72 | 75.72 | 75.72 | 75.72 | 75.72 | 75.72 | 75.72 | 75.72 | 75.72 | 75.72 | 75.72
2013 | CAN | NPCC | - | Maritimes | 6d | Total Supply-Side Demand Response | 186 | 250.3 | 250.6 | 250.5 | 250.6 | 250.8 | 251.4 | 186.7 | 186.6 | 186.1 | 185.5 | 184.8
2013 | CAN | NPCC | - | Maritimes | 7 | TOTAL FUTURE CAPACITY ADDITIONS | 0 | 63.15 | 21.49 | -62.01 | -58.67 | -53.67 | -48.67 | -48.67 | -48.67 | -48.67 | -48.67 | -48.67
2013 | CAN | NPCC | - | Maritimes | 7a | Future-Planned | 0 | 18.15 | 21.49 | -62.01 | -58.67 | -53.67 | -48.67 | -48.67 | -48.67 | -48.67 | -48.67 | -48.67
2013 | CAN | NPCC | - | Maritimes | 7a1 | Wind Expected On-Peak | 0 | 16.15 | 19.49 | 45.99 | 49.33 | 54.33 | 59.33 | 59.33 | 59.33 | 59.33 | 59.33 | 59.33
2013 | CAN | NPCC | - | Maritimes | 7a2 | Wind Derate On-Peak | 0 | 21.84 | 35.2 | 141.2 | 154.56 | 174.56 | 194.56 | 194.56 | 194.56 | 194.56 | 194.56 | 194.56
2013 | CAN | NPCC | - | Maritimes | 7a3 | Solar Expected On-Peak | 0 | 0 | 0 | 0 | 0 | 0 | 0 | 0 | 0 | 0 | 0 | 0
2013 | CAN | NPCC | - | Maritimes | 7a4 | Solar Derate On-Peak | 0 | 0 | 0 | 0 | 0 | 0 | 0 | 0 | 0 | 0 | 0 | 0
2013 | CAN | NPCC | - | Maritimes | 7a5 | Hydro Expected On-Peak | 0 | 0 | 0 | 0 | 0 | 0 | 0 | 0 | 0 | 0 | 0 | 0
2013 | CAN | NPCC | - | Maritimes | 7a6 | Hydro Derate On-Peak | 0 | 0 | 0 | 0 | 0 | 0 | 0 | 0 | 0 | 0 | 0 | 0
2013 | CAN | NPCC | - | Maritimes | 7a7 | Biomass Expected On-Peak | 0 | 0 | 0 | 10 | 10 | 10 | 10 | 10 | 10 | 10 | 10 | 10
2013 | CAN | NPCC | - | Maritimes | 7a8 | Biomass Derate On-Peak | 0 | 0 | 0 | 0 | 0 | 0 | 0 | 0 | 0 | 0 | 0 | 0
2013 | CAN | NPCC | - | Maritimes | 7a9 | Transmission-Limited Resources | 0 | 0 | 0 | 0 | 0 | 0 | 0 | 0 | 0 | 0 | 0 | 0
2013 | CAN | NPCC | - | Maritimes | 7a10 | Scheduled Outage - Maintenance | 0 | 100 | 100 | 100 | 100 | 100 | 100 | 100 | 100 | 100 | 100 | 100
2013 | CAN | NPCC | - | Maritimes | 7a11 | All Other Derates | 0 | 0 | 0 | 1.4211e-14 | 0 | 0 | 0 | 0 | 0 | 0 | 0 | 0
2013 | CAN | NPCC | - | Maritimes | 7a12 | Energy-Only | 0 | 0 | 0 | 0 | 0 | 0 | 0 | 0 | 0 | 0 | 0 | 0
2013 | CAN | NPCC | - | Maritimes | 7b | Future-Other | 0 | 45 | 0 | 0 | 0 | 0 | 0 | 0 | 0 | 0 | 0 | 0
2013 | CAN | NPCC | - | Maritimes | 7b1 | Wind Expected On-Peak | 0 | 0 | 0 | 0 | 0 | 0 | 0 | 0 | 0 | 0 | 0 | 0
2013 | CAN | NPCC | - | Maritimes | 7b2 | Wind Derate On-Peak | 0 | 0 | 0 | 0 | 0 | 0 | 0 | 0 | 0 | 0 | 0 | 0
2013 | CAN | NPCC | - | Maritimes | 7b3 | Solar Expected On-Peak | 0 | 0 | 0 | 0 | 0 | 0 | 0 | 0 | 0 | 0 | 0 | 0
2013 | CAN | NPCC | - | Maritimes | 7b4 | Solar Derate On-Peak | 0 | 0 | 0 | 0 | 0 | 0 | 0 | 0 | 0 | 0 | 0 | 0
2013 | CAN | NPCC | - | Maritimes | 7b5 | Hydro Expected On-Peak | 0 | 0 | 0 | 0 | 0 | 0 | 0 | 0 | 0 | 0 | 0 | 0
2013 | CAN | NPCC | - | Maritimes | 7b6 | Hydro Derate On-Peak | 0 | 0 | 0 | 0 | 0 | 0 | 0 | 0 | 0 | 0 | 0 | 0
2013 | CAN | NPCC | - | Maritimes | 7b7 | Biomass Expected On-Peak | 0 | 45 | 45 | 45 | 45 | 45 | 45 | 45 | 45 | 45 | 45 | 45
2013 | CAN | NPCC | - | Maritimes | 7b8 | Biomass Derate On-Peak | 0 | 0 | 0 | 0 | 0 | 0 | 0 | 0 | 0 | 0 | 0 | 0
2013 | CAN | NPCC | - | Maritimes | 7b9 | Transmission-Limited Resources | 0 | 0 | 0 | 0 | 0 | 0 | 0 | 0 | 0 | 0 | 0 | 0
2013 | CAN | NPCC | - | Maritimes | 7b10 | Scheduled Outage - Maintenance | 0 | 0 | 0 | 0 | 0 | 0 | 0 | 0 | 0 | 0 | 0 | 0
2013 | CAN | NPCC | - | Maritimes | 7b11 | All Other Derates | 0 | 0 | 0 | 0 | 0 | 0 | 0 | 0 | 0 | 0 | 0 | 0
2013 | CAN | NPCC | - | Maritimes | 7b12 | Energy-Only | 0 | 0 | 0 | 0 | 0 | 0 | 0 | 0 | 0 | 0 | 0 | 0
2013 | CAN | NPCC | - | Maritimes | 8 | Conceptual | 0 | 0 | 0 | 0 | 0 | 0 | 0 | 0 | 0 | 0 | 0 | 0
2013 | CAN | NPCC | - | Maritimes | 8a1 | Wind Expected On-Peak | 0 | 0 | 0 | 0 | 0 | 0 | 0 | 0 | 0 | 0 | 0 | 0
2013 | CAN | NPCC | - | Maritimes | 8a2 | Wind Derate On-Peak | 0 | 0 | 0 | 0 | 0 | 0 | 0 | 0 | 0 | 0 | 0 | 0
2013 | CAN | NPCC | - | Maritimes | 8a3 | Solar Expected On-Peak | 0 | 0 | 0 | 0 | 0 | 0 | 0 | 0 | 0 | 0 | 0 | 0
2013 | CAN | NPCC | - | Maritimes | 8a4 | Solar Derate On-Peak | 0 | 0 | 0 | 0 | 0 | 0 | 0 | 0 | 0 | 0 | 0 | 0
2013 | CAN | NPCC | - | Maritimes | 8a5 | Hydro Expected On-Peak | 0 | 0 | 0 | 0 | 0 | 0 | 0 | 0 | 0 | 0 | 0 | 0
2013 | CAN | NPCC | - | Maritimes | 8a6 | Hydro Derate On-Peak | 0 | 0 | 0 | 0 | 0 | 0 | 0 | 0 | 0 | 0 | 0 | 0
2013 | CAN | NPCC | - | Maritimes | 8a7 | Biomass Expected On-Peak | 0 | 0 | 0 | 0 | 0 | 0 | 0 | 0 | 0 | 0 | 0 | 0
2013 | CAN | NPCC | - | Maritimes | 8a8 | Biomass Derate On-Peak | 0 | 0 | 0 | 0 | 0 | 0 | 0 | 0 | 0 | 0 | 0 | 0
2013 | CAN | NPCC | - | Maritimes | 8a9 | All Other Derates | 0 | 0 | 0 | 0 | 0 | 0 | 0 | 0 | 0 | 0 | 0 | 0
2013 | CAN | NPCC | - | Maritimes | 8a10 | Energy-Only | 0 | 0 | 0 | 0 | 0 | 0 | 0 | 0 | 0 | 0 | 0 | 0
2013 | CAN | NPCC | - | Maritimes | 9 | ANTICIPATED INTERNAL CAPACITY | 0 | 7068.8466 | 7072.4866 | 6988.8866 | 6992.3266 | 6997.5266 | 7003.1266 | 6938.4266 | 6938.3266 | 6937.8266 | 6937.2266 | 6936.5266
2013 | CAN | NPCC | - | Maritimes | 10 | CAPACITY TRANSACTIONS - IMPORTS | 0 | 0 | 0 | 0 | 0 | 0 | 153.3 | 153.3 | 153.3 | 153.3 | 153.3 | 153.3
2013 | CAN | NPCC | - | Maritimes | 10a | Firm | 0 | 0 | 0 | 0 | 0 | 0 | 0 | 0 | 0 | 0 | 0 | 0
2013 | CAN | NPCC | - | Maritimes | 10a1 | Full-Responsibility Purchases | 0 | 0 | 0 | 0 | 0 | 0 | 0 | 0 | 0 | 0 | 0 | 0
2013 | CAN | NPCC | - | Maritimes | 10a2 | Owned Capacity/Entitlement Located Outside the Region/Subregion | 0 | 0 | 0 | 0 | 0 | 0 | 0 | 0 | 0 | 0 | 0 | 0
2013 | CAN | NPCC | - | Maritimes | 10b | Non-firm | 0 | 0 | 0 | 0 | 0 | 0 | 0 | 0 | 0 | 0 | 0 | 0
2013 | CAN | NPCC | - | Maritimes | 10c | Expected | 0 | 0 | 0 | 0 | 0 | 0 | 153.3 | 153.3 | 153.3 | 153.3 | 153.3 | 153.3
2013 | CAN | NPCC | - | Maritimes | 10c1 | Full-Responsibility Purchases | 0 | 0 | 0 | 0 | 0 | 0 | 0 | 0 | 0 | 0 | 0 | 0
2013 | CAN | NPCC | - | Maritimes | 10c2 | Owned Capacity/Entitlement Located Outside the Region/Subregion | 0 | 0 | 0 | 0 | 0 | 0 | 0 | 0 | 0 | 0 | 0 | 0
2013 | CAN | NPCC | - | Maritimes | 11 | CAPACITY TRANSACTIONS - EXPORTS | 0 | 0 | 0 | 0 | 0 | 0 | 0 | 0 | 0 | 0 | 0 | 0
2013 | CAN | NPCC | - | Maritimes | 11a | Firm | 0 | 0 | 0 | 0 | 0 | 0 | 0 | 0 | 0 | 0 | 0 | 0
2013 | CAN | NPCC | - | Maritimes | 11a1 | Full-Responsibility Purchases | 0 | 0 | 0 | 0 | 0 | 0 | 0 | 0 | 0 | 0 | 0 | 0
2013 | CAN | NPCC | - | Maritimes | 11a2 | Owned Capacity/Entitlement Located Outside the Region/Subregion | 0 | 0 | 0 | 0 | 0 | 0 | 0 | 0 | 0 | 0 | 0 | 0
2013 | CAN | NPCC | - | Maritimes | 11b | Non-firm | 0 | 0 | 0 | 0 | 0 | 0 | 0 | 0 | 0 | 0 | 0 | 0
2013 | CAN | NPCC | - | Maritimes | 11c | Expected | 0 | 0 | 0 | 0 | 0 | 0 | 0 | 0 | 0 | 0 | 0 | 0
2013 | CAN | NPCC | - | Maritimes | 11c1 | Full-Responsibility Purchases | 0 | 0 | 0 | 0 | 0 | 0 | 0 | 0 | 0 | 0 | 0 | 0
2013 | CAN | NPCC | - | Maritimes | 11c2 | Owned Capacity/Entitlement Located Outside the Region/Subregion | 0 | 0 | 0 | 0 | 0 | 0 | 0 | 0 | 0 | 0 | 0 | 0
2013 | CAN | NPCC | - | Maritimes | 12 | EXISTING-CERTAIN & NET FIRM TRANSACTIONS | 6321.5466 | 7050.6966 | 7050.9966 | 7050.8966 | 7050.9966 | 7051.1966 | 7051.7966 | 6987.0966 | 6986.9966 | 6986.4966 | 6985.8966 | 6985.1966
2013 | CAN | NPCC | - | Maritimes | 13 | ANTICIPATED CAPACITY RESOURCES | 0 | 0 | 6972.4866 | 6888.8866 | 6892.3266 | 6897.5266 | 7056.4266 | 6991.7266 | 6991.6266 | 6991.1266 | 6990.5266 | 6989.8266
2013 | CAN | NPCC | - | Maritimes | 14 | PROSPECTIVE CAPACITY RESOURCES | 0 | 0 | 7005.2266 | 6921.6266 | 6925.0666 | 6930.2666 | 7242.4666 | 7177.7666 | 7177.6666 | 7177.1666 | 7176.5666 | 7175.8666
2013 | CAN | NPCC | - | Maritimes | 15 | TOTAL POTENTIAL CAPACITY RESOURCES | 0 | 0 | 7005.2266 | 6921.6266 | 6925.0666 | 6930.2666 | 7242.4666 | 7177.7666 | 7177.6666 | 7177.1666 | 7176.5666 | 7175.8666
2013 | CAN | NPCC | - | Maritimes | 16 | ADJUSTED POTENTIAL CAPACITY RESOURCES | 0 | 0 | 7005.2266 | 6921.6266 | 6925.0666 | 6930.2666 | 7242.4666 | 7177.7666 | 7177.6666 | 7177.1666 | 7176.5666 | 7175.8666
2013 | CAN | NPCC | - | Maritimes | 16a | Confidence of Future-Other | 0 | 0 | 0.99999 | 0.99999 | 0.99999 | 0.99999 | 0.99999 | 0.99999 | 0.99999 | 0.99999 | 0.99999 | 0.99999
2013 | CAN | NPCC | - | Maritimes | 16b | Net Future-Other Resources After Confidence Percentage Is Applied | 0 | 0 | 0 | 0 | 0 | 0 | 0 | 0 | 0 | 0 | 0 | 0
2013 | CAN | NPCC | - | Maritimes | 16c | Confidence of Conceptual | 0 | 0 | 0.99999 | 0.99999 | 0.99999 | 0.99999 | 0.99999 | 0.99999 | 0.99999 | 0.99999 | 0.99999 | 0.99999
2013 | CAN | NPCC | - | Maritimes | 16d | Net Conceptual Resources After Confidence Percentage Is Applied | 0 | 0 | 0 | 0 | 0 | 0 | 0 | 0 | 0 | 0 | 0 | 0
2013 | CAN | NPCC | - | Maritimes | 17 | ASSESSMENT AREA TARGET RESERVE MARGIN | 0% | 0% | 20% | 20% | 20% | 20% | 20% | 20% | 20% | 20% | 20% | 20%
2013 | CAN | NPCC | - | Maritimes | 18 | EXISTING-CERTAIN AND NET FIRM TRANSACTIONS RESERVE MARGIN | 14.9% | 29.99% | 0% | 0% | 0% | 0% | 0% | 0% | 0% | 0% | 0% | 0%
2013 | CAN | NPCC | - | Maritimes | 19 | ANTICIPATED CAPACITY RESOURCES RESERVE MARGIN | 0% | 0% | 27.42% | 26.31% | 26.33% | 26.77% | 30.84% | 32.82% | 32.82% | 32.94% | 32.8% | 33.04%
2013 | CAN | NPCC | - | Maritimes | 20 | PROSPECTIVE CAPACITY RESOURCES RESERVE MARGIN | 0% | 0% | 28.02% | 26.91% | 26.93% | 27.37% | 34.29% | 36.35% | 36.35% | 36.47% | 36.33% | 36.58%
2013 | CAN | NPCC | - | Maritimes | 21 | TOTAL POTENTIAL RESOURCES RESERVE MARGIN | 0% | 0% | 28.02% | 26.91% | 26.93% | 27.37% | 34.29% | 36.35% | 36.35% | 36.47% | 36.33% | 36.58%
2013 | CAN | NPCC | - | Maritimes | 22 | ADJUSTED POTENTIAL RESOURCES RESERVE MARGIN | 0% | 0% | 28.02% | 26.91% | 26.93% | 27.37% | 34.29% | 36.35% | 36.35% | 36.47% | 36.33% | 36.58%
2013 | CAN | NPCC | - | Maritimes | 23 | Total Baseline Installed Capacity | 6768.8 | 0 | 0 | 0 | 0 | 0 | 0 | 0 | 0 | 0 | 0 | 0
2013 | CAN | NPCC | - | Maritimes | 24 | Distributed or Other Capacity (Behind the Meter) < 1 MW | 0 | 0 | 0 | 0 | 0 | 0 | 0 | 0 | 0 | 0 | 0 | 0
2013 | CAN | NPCC | - | Maritimes | 25 | Distributed or Other Capacity (Behind the Meter) ≥ 1 MW | 0 | 0 | 0 | 0 | 0 | 0 | 0 | 0 | 0 | 0 | 0 | 0
2013 | CAN | NPCC | - | Maritimes | 26 | Capacity Total from EIA-860 | 0 | 0 | 0 | 0 | 0 | 0 | 0 | 0 | 0 | 0 | 0 | 0
2013 | US | NPCC | - | New England | 1 | Unrestricted Non-coincident Peak Demand |  | 22444.7 | 22630.5 | 22810.2 | 22969.6 | 23110 | 23235 | 23350 | 23470 | 23585 | 23700 | 23815
2013 | US | NPCC | - | New England | 1a | New Conservation (Energy Efficiency) |  | 1145.7 | 1358.5 | 1532.2 | 1518.6 | 1736 | 1940 | 2132 | 2313 | 2482 | 2640 | 2798
2013 | US | NPCC | - | New England | 1b | Estimated Diversity |  | 0 | 0 | 0 | 0 | 0 | 0 | 0 | 0 | 0 | 0 | 0
2013 | US | NPCC | - | New England | 1c | Additions for non-member load (load served by non-registered LSE's in a region) |  | 0 | 0 | 0 | 0 | 0 | 0 | 0 | 0 | 0 | 0 | 0
2013 | US | NPCC | - | New England | 1d | Stand-by Load Under Contract (Normally served by behind the meter generation) |  | 0 | 0 | 0 | 0 | 0 | 0 | 0 | 0 | 0 | 0 | 0
2013 | US | NPCC | - | New England | 1e | Non-Controllable Demand-Side Demand Response |  | 0 | 0 | 0 | 0 | 0 | 0 | 0 | 0 | 0 | 0 | 0
2013 | US | NPCC | - | New England | 2 | Total Internal Demand | 20887 | 21299 | 21272 | 21278 | 21451 | 21374 | 21295 | 21218 | 21157 | 21103 | 21060 | 21017
2013 | US | NPCC | - | New England | 2a | Supply-Side Direct Control Load Management (DCLM) | 0 | 0 | 0 | 0 | 0 | 0 | 0 | 0 | 0 | 0 | 0 | 0
2013 | US | NPCC | - | New England | 2b | Supply-Side Contractually Interruptible (Curtailable) | 0 | 0 | 0 | 0 | 0 | 0 | 0 | 0 | 0 | 0 | 0 | 0
2013 | US | NPCC | - | New England | 2c | Supply-Side Critical Peak-Pricing (CPP) with Control | 0 | 0 | 0 | 0 | 0 | 0 | 0 | 0 | 0 | 0 | 0 | 0
2013 | US | NPCC | - | New England | 2d | Supply-Side Load as a Capacity Resource | 957.4 | 571.6 | 1634.1 | 1577.4 | 1027 | 1027 | 1027 | 1027 | 1027 | 1027 | 1027 | 1027
2013 | US | NPCC | - | New England | 3 | Net Internal Demand | 20887 | 21299 | 21272 | 21278 | 21451 | 21374 | 21295 | 21218 | 21157 | 21103 | 21060 | 21017
2013 | US | NPCC | - | New England | 3a | Demand-Side Direct Control Load Management (DCLM) | 0 | 0 | 0 | 0 | 0 | 0 | 0 | 0 | 0 | 0 | 0 | 0
2013 | US | NPCC | - | New England | 3b | Demand-Side Contractually Interruptible (Curtailable) | 0 | 0 | 0 | 0 | 0 | 0 | 0 | 0 | 0 | 0 | 0 | 0
2013 | US | NPCC | - | New England | 3c | Demand-Side Critical Peak-Pricing (CPP) with Control | 0 | 0 | 0 | 0 | 0 | 0 | 0 | 0 | 0 | 0 | 0 | 0
2013 | US | NPCC | - | New England | 3d | Demand-Side Load as a Capacity Resource | 0 | 0 | 0 | 0 | 0 | 0 | 0 | 0 | 0 | 0 | 0 | 0
2013 | US | NPCC | - | New England | 4 | Total Controllable Demand Response | 957.4 | 571.6 | 1634.1 | 1577.4 | 1027 | 1027 | 1027 | 1027 | 1027 | 1027 | 1027 | 1027
2013 | US | NPCC | - | New England | 4a | Demand Response used for Ancillary Services - Spinning Reserves | 0 | 0 | 0 | 0 | 0 | 0 | 0 | 0 | 0 | 0 | 0 | 0
2013 | US | NPCC | - | New England | 4b | Demand Response used for Ancillary Services - Non-Spinning Reserves | 0 | 0 | 0 | 0 | 0 | 0 | 0 | 0 | 0 | 0 | 0 | 0
2013 | US | NPCC | - | New England | 4c | Demand Response used for Regulation | 0 | 0 | 0 | 0 | 0 | 0 | 0 | 0 | 0 | 0 | 0 | 0
2013 | US | NPCC | - | New England | 4d | Demand Response used for Energy, Voluntary Services - Emergency | 0 | 0 | 0 | 0 | 0 | 0 | 0 | 0 | 0 | 0 | 0 | 0
2013 | US | NPCC | - | New England | 5 | TOTAL INTERNAL CAPACITY | 35370.7 | 35727.4 | 34548.1 | 34635.4 | 35491 | 35491 | 35491 | 35491 | 35491 | 35491 | 35491 | 35491
2013 | US | NPCC | - | New England | 6a | Existing-Certain | 34414 | 34665.2 | 34665.2 | 34665.2 | 34665.2 | 34665.2 | 34665.2 | 34665.2 | 34665.2 | 34665.2 | 34665.2 | 34665.2
2013 | US | NPCC | - | New England | 6a1 | Wind Expected On-Peak | 207.6 | 210.2 | 210.2 | 210.2 | 210.2 | 210.2 | 210.2 | 210.2 | 210.2 | 210.2 | 210.2 | 210.2
2013 | US | NPCC | - | New England | 6a2 | Solar Expected On-Peak | 24.9 | 27.8 | 27.8 | 27.8 | 27.8 | 27.8 | 27.8 | 27.8 | 27.8 | 27.8 | 27.8 | 27.8
2013 | US | NPCC | - | New England | 6a3 | Hydro Expected On-Peak | 1640.8 | 1641 | 1641 | 1641 | 1641 | 1641 | 1641 | 1641 | 1641 | 1641 | 1641 | 1641
2013 | US | NPCC | - | New England | 6a4 | Biomass Expected On-Peak | 931.6 | 963.6 | 963.6 | 963.6 | 963.6 | 963.6 | 963.6 | 963.6 | 963.6 | 963.6 | 963.6 | 963.6
2013 | US | NPCC | - | New England | 6b | Existing-Other | 0 | 0 | 0 | 0 | 0 | 0 | 0 | 0 | 0 | 0 | 0 | 0
2013 | US | NPCC | - | New England | 6b1 | Wind Derate On-Peak | 566.6 | 570.5 | 570.5 | 570.5 | 570.5 | 570.5 | 570.5 | 570.5 | 570.5 | 570.5 | 570.5 | 570.5
2013 | US | NPCC | - | New England | 6b2 | Solar Derate On-Peak | 26.2 | 25.7 | 25.7 | 25.7 | 25.7 | 25.7 | 25.7 | 25.7 | 25.7 | 25.7 | 25.7 | 25.7
2013 | US | NPCC | - | New England | 6b3 | Hydro Derate On-Peak | 363.9 | 363.9 | 363.9 | 363.9 | 363.9 | 363.9 | 363.9 | 363.9 | 363.9 | 363.9 | 363.9 | 363.9
2013 | US | NPCC | - | New England | 6b4 | Biomass Derate On-Peak | 0 | 0 | 0 | 0 | 0 | 0 | 0 | 0 | 0 | 0 | 0 | 0
2013 | US | NPCC | - | New England | 6b5 | Transmission-Limited Resources | 0 | 0 | 0 | 0 | 0 | 0 | 0 | 0 | 0 | 0 | 0 | 0
2013 | US | NPCC | - | New England | 6b6 | All Other Derates | 0 | 0 | 0 | 0 | 0 | 0 | 0 | 0 | 0 | 0 | 0 | 0
2013 | US | NPCC | - | New England | 6b7 | Energy-Only (Existing-Other) | 0 | 0 | 0 | 0 | 0 | 0 | 0 | 0 | 0 | 0 | 0 | 0
2013 | US | NPCC | - | New England | 6c | Unplanned Outages (Actual) / Current and Future Inoperable Resources | 1375 | 0 | 0 | 0 | 0 | 0 | 0 | 0 | 0 | 0 | 0 | 0
2013 | US | NPCC | - | New England | 6d | Total Supply-Side Demand Response | 957.4 | 571.6 | 1634.1 | 1577.4 | 1027 | 1027 | 1027 | 1027 | 1027 | 1027 | 1027 | 1027
2013 | US | NPCC | - | New England | 7 | TOTAL FUTURE CAPACITY ADDITIONS |  | 102.2 | -1077.2 | -989.9 | -134.3 | -134.3 | -134.3 | -134.3 | -134.3 | -134.3 | -134.3 | -134.3
2013 | US | NPCC | - | New England | 7a | Future-Planned |  | 102.2 | -1077.2 | -989.9 | -134.3 | -134.3 | -134.3 | -134.3 | -134.3 | -134.3 | -134.3 | -134.3
2013 | US | NPCC | - | New England | 7a1 | Wind Expected On-Peak |  | 0 | 0 | 87.3 | 268.9 | 268.9 | 268.9 | 268.9 | 268.9 | 268.9 | 268.9 | 268.9
2013 | US | NPCC | - | New England | 7a2 | Wind Derate On-Peak |  | 0 | 0 | 0 | 0 | 0 | 0 | 0 | 0 | 0 | 0 | 0
2013 | US | NPCC | - | New England | 7a3 | Solar Expected On-Peak |  | 0 | 9.8 | 9.8 | 9.8 | 9.8 | 9.8 | 9.8 | 9.8 | 9.8 | 9.8 | 9.8
2013 | US | NPCC | - | New England | 7a4 | Solar Derate On-Peak |  | 0 | 0 | 0 | 0 | 0 | 0 | 0 | 0 | 0 | 0 | 0
2013 | US | NPCC | - | New England | 7a5 | Hydro Expected On-Peak |  | 0 | 0 | 0 | 0 | 0 | 0 | 0 | 0 | 0 | 0 | 0
2013 | US | NPCC | - | New England | 7a6 | Hydro Derate On-Peak |  | 0 | 0 | 0 | 0 | 0 | 0 | 0 | 0 | 0 | 0 | 0
2013 | US | NPCC | - | New England | 7a7 | Biomass Expected On-Peak |  | 97.2 | 97.2 | 97.2 | 97.2 | 97.2 | 97.2 | 97.2 | 97.2 | 97.2 | 97.2 | 97.2
2013 | US | NPCC | - | New England | 7a8 | Biomass Derate On-Peak |  | 0 | 0 | 0 | 0 | 0 | 0 | 0 | 0 | 0 | 0 | 0
2013 | US | NPCC | - | New England | 7a9 | Transmission-Limited Resources |  | 0 | 0 | 0 | 0 | 0 | 0 | 0 | 0 | 0 | 0 | 0
2013 | US | NPCC | - | New England | 7a10 | Scheduled Outage - Maintenance |  | 755 | 0 | 0 | 0 | 0 | 0 | 0 | 0 | 0 | 0 | 0
2013 | US | NPCC | - | New England | 7a11 | All Other Derates |  | 0 | 0 | 0 | 0 | 0 | 0 | 0 | 0 | 0 | 0 | 0
2013 | US | NPCC | - | New England | 7a12 | Energy-Only |  | 0 | 0 | 0 | 0 | 0 | 0 | 0 | 0 | 0 | 0 | 0
2013 | US | NPCC | - | New England | 7b | Future-Other |  | 0 | 0 | 0 | 0 | 0 | 0 | 0 | 0 | 0 | 0 | 0
2013 | US | NPCC | - | New England | 7b1 | Wind Expected On-Peak |  | 0 | 0 | 0 | 0 | 0 | 0 | 0 | 0 | 0 | 0 | 0
2013 | US | NPCC | - | New England | 7b2 | Wind Derate On-Peak |  | 0 | 0 | 0 | 0 | 0 | 0 | 0 | 0 | 0 | 0 | 0
2013 | US | NPCC | - | New England | 7b3 | Solar Expected On-Peak |  | 0 | 0 | 0 | 0 | 0 | 0 | 0 | 0 | 0 | 0 | 0
2013 | US | NPCC | - | New England | 7b4 | Solar Derate On-Peak |  | 0 | 0 | 0 | 0 | 0 | 0 | 0 | 0 | 0 | 0 | 0
2013 | US | NPCC | - | New England | 7b5 | Hydro Expected On-Peak |  | 0 | 0 | 0 | 0 | 0 | 0 | 0 | 0 | 0 | 0 | 0
2013 | US | NPCC | - | New England | 7b6 | Hydro Derate On-Peak |  | 0 | 0 | 0 | 0 | 0 | 0 | 0 | 0 | 0 | 0 | 0
2013 | US | NPCC | - | New England | 7b7 | Biomass Expected On-Peak |  | 0 | 0 | 0 | 0 | 0 | 0 | 0 | 0 | 0 | 0 | 0
2013 | US | NPCC | - | New England | 7b8 | Biomass Derate On-Peak |  | 0 | 0 | 0 | 0 | 0 | 0 | 0 | 0 | 0 | 0 | 0
2013 | US | NPCC | - | New England | 7b9 | Transmission-Limited Resources |  | 0 | 0 | 0 | 0 | 0 | 0 | 0 | 0 | 0 | 0 | 0
2013 | US | NPCC | - | New England | 7b10 | Scheduled Outage - Maintenance |  | 0 | 0 | 0 | 0 | 0 | 0 | 0 | 0 | 0 | 0 | 0
2013 | US | NPCC | - | New England | 7b11 | All Other Derates |  | 0 | 0 | 0 | 0 | 0 | 0 | 0 | 0 | 0 | 0 | 0
2013 | US | NPCC | - | New England | 7b12 | Energy-Only |  | 0 | 0 | 0 | 0 | 0 | 0 | 0 | 0 | 0 | 0 | 0
2013 | US | NPCC | - | New England | 8 | Conceptual |  | 115.7 | 115.7 | 692.8 | 2008.1 | 3189.7 | 3189.7 | 3189.7 | 3189.7 | 3189.7 | 3189.7 | 3189.7
2013 | US | NPCC | - | New England | 8a1 | Wind Expected On-Peak |  | 39.1 | 568.1 | 813.1 | 1313.8 | 1403.8 | 1403.8 | 1403.8 | 1403.8 | 1403.8 | 1403.8 | 1403.8
2013 | US | NPCC | - | New England | 8a2 | Wind Derate On-Peak |  | 0 | 0 | 0 | 0 | 0 | 0 | 0 | 0 | 0 | 0 | 0
2013 | US | NPCC | - | New England | 8a3 | Solar Expected On-Peak |  | 0 | 6 | 6 | 6 | 6 | 6 | 6 | 6 | 6 | 6 | 6
2013 | US | NPCC | - | New England | 8a4 | Solar Derate On-Peak |  | 0 | 0 | 0 | 0 | 0 | 0 | 0 | 0 | 0 | 0 | 0
2013 | US | NPCC | - | New England | 8a5 | Hydro Expected On-Peak |  | 16.4 | 18.5 | 18.5 | 18.5 | 18.5 | 18.5 | 18.5 | 18.5 | 18.5 | 18.5 | 18.5
2013 | US | NPCC | - | New England | 8a6 | Hydro Derate On-Peak |  | 0 | 0 | 0 | 0 | 0 | 0 | 0 | 0 | 0 | 0 | 0
2013 | US | NPCC | - | New England | 8a7 | Biomass Expected On-Peak |  | 0 | 0 | 0 | 69.7 | 69.7 | 69.7 | 69.7 | 69.7 | 69.7 | 69.7 | 69.7
2013 | US | NPCC | - | New England | 8a8 | Biomass Derate On-Peak |  | 0 | 0 | 0 | 0 | 0 | 0 | 0 | 0 | 0 | 0 | 0
2013 | US | NPCC | - | New England | 8a9 | All Other Derates |  | -115.7 | -115.7 | -115.7 | -115.7 | -115.7 | -115.7 | -115.7 | -115.7 | -115.7 | -115.7 | -115.7
2013 | US | NPCC | - | New England | 8a10 | Energy-Only |  | 0 | 0 | 0 | 0 | 0 | 0 | 0 | 0 | 0 | 0 | 0
2013 | US | NPCC | - | New England | 9 | ANTICIPATED INTERNAL CAPACITY |  | 35339 | 35222.1 | 35252.7 | 35557.9 | 35557.9 | 35557.9 | 35557.9 | 35557.9 | 35557.9 | 35557.9 | 35557.9
2013 | US | NPCC | - | New England | 10 | CAPACITY TRANSACTIONS - IMPORTS | 575 | 1202.9 | 1380.9 | 1757.2 | 1581.9 | 96 | 96 | 96 | 96 | 90 | 90 | 90
2013 | US | NPCC | - | New England | 10a | Firm | 575 | 1202.9 | 1380.9 | 1757.2 | 1581.9 | 96 | 96 | 96 | 96 | 90 | 90 | 90
2013 | US | NPCC | - | New England | 10a1 | Full-Responsibility Purchases | 575 | 1202.9 | 1202.9 | 1202.9 | 1202.9 | 1202.9 | 1202.9 | 1202.9 | 1202.9 | 1202.9 | 1202.9 | 1202.9
2013 | US | NPCC | - | New England | 10a2 | Owned Capacity/Entitlement Located Outside the Region/Subregion | 0 | 0 | 0 | 0 | 0 | 0 | 0 | 0 | 0 | 0 | 0 | 0
2013 | US | NPCC | - | New England | 10b | Non-firm | 0
2013 | US | NPCC | - | New England | 10c | Expected |  | 0 | 0 | 0 | 0 | 0 | 0 | 0 | 0 | 0 | 0 | 0
2013 | US | NPCC | - | New England | 10c1 | Full-Responsibility Purchases |  | 0 | 0 | 0 | 0 | 0 | 0 | 0 | 0 | 0 | 0 | 0
2013 | US | NPCC | - | New England | 10c2 | Owned Capacity/Entitlement Located Outside the Region/Subregion |  | 0 | 0 | 0 | 0 | 0 | 0 | 0 | 0 | 0 | 0 | 0
2013 | US | NPCC | - | New England | 11 | CAPACITY TRANSACTIONS - EXPORTS | 100 | 100 | 100 | 100 | 100 | 100 | 100 | 100 | 100 | 100 | 100 | 100
2013 | US | NPCC | - | New England | 11a | Firm | 100 | 100 | 100 | 100 | 100 | 100 | 100 | 100 | 100 | 100 | 100 | 100
2013 | US | NPCC | - | New England | 11a1 | Full-Responsibility Purchases | 100 | 100 | 100 | 100 | 100 | 100 | 100 | 100 | 100 | 100 | 100 | 100
2013 | US | NPCC | - | New England | 11a2 | Owned Capacity/Entitlement Located Outside the Region/Subregion | 0 | 0 | 0 | 0 | 0 | 0 | 0 | 0 | 0 | 0 | 0 | 0
2013 | US | NPCC | - | New England | 11b | Non-firm | 0
2013 | US | NPCC | - | New England | 11c | Expected |  | 0 | 0 | 0 | 0 | 0 | 0 | 0 | 0 | 0 | 0 | 0
2013 | US | NPCC | - | New England | 11c1 | Full-Responsibility Purchases |  | 0 | 0 | 0 | 0 | 0 | 0 | 0 | 0 | 0 | 0 | 0
2013 | US | NPCC | - | New England | 11c2 | Owned Capacity/Entitlement Located Outside the Region/Subregion |  | 0 | 0 | 0 | 0 | 0 | 0 | 0 | 0 | 0 | 0 | 0
2013 | US | NPCC | - | New England | 12 | EXISTING-CERTAIN & NET FIRM TRANSACTIONS | 35846.3 | 36339.7 | 37580.2 | 37899.7 | 37174 | 35688.1 | 35688.1 | 35688.1 | 35688.1 | 35682.1 | 35682.1 | 35682.1
2013 | US | NPCC | - | New England | 13 | ANTICIPATED CAPACITY RESOURCES |  |  | 36503 | 36909.9 | 37039.7 | 35553.9 | 35553.9 | 35553.9 | 35553.9 | 35547.9 | 35547.9 | 35547.9
2013 | US | NPCC | - | New England | 14 | PROSPECTIVE CAPACITY RESOURCES |  |  | 36503 | 36909.9 | 37039.7 | 35553.9 | 35553.9 | 35553.9 | 35553.9 | 35547.9 | 35547.9 | 35547.9
2013 | US | NPCC | - | New England | 15 | TOTAL POTENTIAL CAPACITY RESOURCES |  |  | 36618.7 | 37602.6 | 39047.8 | 38743.5 | 38743.5 | 38743.5 | 38743.5 | 38737.5 | 38737.5 | 38737.5
2013 | US | NPCC | - | New England | 16 | ADJUSTED POTENTIAL CAPACITY RESOURCES |  |  | 36526.2 | 37048.4 | 37441.4 | 36191.8 | 36191.8 | 36191.8 | 36191.8 | 36185.8 | 36185.8 | 36185.8
2013 | US | NPCC | - | New England | 16a | Confidence of Future-Other |  |  | 0 | 0 | 0 | 0 | 0 | 0 | 0 | 0 | 0 | 0
2013 | US | NPCC | - | New England | 16b | Net Future-Other Resources After Confidence Percentage Is Applied |  |  | 0 | 0 | 0 | 0 | 0 | 0 | 0 | 0 | 0 | 0
2013 | US | NPCC | - | New England | 16c | Confidence of Conceptual |  |  | 0.2 | 0.2 | 0.2 | 0.2 | 0.2 | 0.2 | 0.2 | 0.2 | 0.2 | 0.2
2013 | US | NPCC | - | New England | 16d | Net Conceptual Resources After Confidence Percentage Is Applied |  |  | 23.1 | 138.6 | 401.6 | 637.9 | 637.9 | 637.9 | 637.9 | 637.9 | 637.9 | 637.9
2013 | US | NPCC | - | New England | 17 | ASSESSMENT AREA TARGET RESERVE MARGIN |  |  | 13.9% | 13.7% | 12.3% | 13.6% | 13.6% | 13.6% | 13.6% | 13.6% | 13.6% | 13.6%
2013 | US | NPCC | - | New England | 18 | EXISTING-CERTAIN AND NET FIRM TRANSACTIONS RESERVE MARGIN | 71.6% | 58: 70.6%
2013 | US | NPCC | - | New England | 19 | ANTICIPATED CAPACITY RESOURCES RESERVE MARGIN |  |  | 71.6% | 73.46% | 72.67% | 66.34% | 66.96% | 67.56% | 68.05% | 68.45% | 68.79% | 69.14%
2013 | US | NPCC | - | New England | 20 | PROSPECTIVE CAPACITY RESOURCES RESERVE MARGIN |  |  | 71.6% | 73.46% | 72.67% | 66.34% | 66.96% | 67.56% | 68.05% | 68.45% | 68.79% | 69.14%
2013 | US | NPCC | - | New England | 21 | TOTAL POTENTIAL RESOURCES RESERVE MARGIN |  |  | 72.15% | 76.72% | 82.03% | 81.26% | 81.94% | 82.6% | 83.12% | 83.56% | 83.94% | 84.32%
2013 | US | NPCC | - | New England | 22 | ADJUSTED POTENTIAL RESOURCES RESERVE MARGIN |  |  | 71.71% | 74.12% | 74.54% | 69.33% | 69.95% | 70.57% | 71.06% | 71.47% | 71.82% | 72.17%
2013 | US | NPCC | - | New England | 23 | Total Baseline Installed Capacity | 36745.7
2013 | US | NPCC | - | New England | 24 | Distributed or Other Capacity (Behind the Meter) < 1 MW | 0 | 0 | 0 | 0 | 0 | 0 | 0 | 0 | 0 | 0 | 0 | 0
2013 | US | NPCC | - | New England | 25 | Distributed or Other Capacity (Behind the Meter) ≥ 1 MW | 0 | 0 | 0 | 0 | 0 | 0 | 0 | 0 | 0 | 0 | 0 | 0
2013 | US | NPCC | - | New England | 26 | Capacity Total from EIA-860 | 36653.7 | 36653.7 | 36653.7 | 36653.7 | 36653.7 | 36653.7 | 36653.7 | 36653.7 | 36653.7 | 36653.7 | 36653.7 | 36653.7
2013 | US | NPCC | - | New York | 1 | Unrestricted Non-coincident Peak Demand | 0 | 24709 | 24818 | 24906 | 25095 | 25148 | 25219 | 25270 | 25482 | 25587 | 25725 | 25808
2013 | US | NPCC | - | New York | 1a | New Conservation (Energy Efficiency) | 0 | 0 | 0 | 0 | 0 | 0 | 0 | 0 | 0 | 0 | 0 | 0
2013 | US | NPCC | - | New York | 1b | Estimated Diversity | 0 | 0 | 0 | 0 | 0 | 0 | 0 | 0 | 0 | 0 | 0 | 0
2013 | US | NPCC | - | New York | 1c | Additions for non-member load (load served by non-registered LSE's in a region) | 0 | 0 | 0 | 0 | 0 | 0 | 0 | 0 | 0 | 0 | 0 | 0
2013 | US | NPCC | - | New York | 1d | Stand-by Load Under Contract (Normally served by behind the meter generation) | 0 | 0 | 0 | 0 | 0 | 0 | 0 | 0 | 0 | 0 | 0 | 0
2013 | US | NPCC | - | New York | 1e | Non-Controllable Demand-Side Demand Response | 0 | 0 | 0 | 0 | 0 | 0 | 0 | 0 | 0 | 0 | 0 | 0
2013 | US | NPCC | - | New York | 2 | Total Internal Demand | 24658 | 24709 | 24818 | 24906 | 25095 | 25148 | 25219 | 25270 | 25482 | 25587 | 25725 | 25808
2013 | US | NPCC | - | New York | 2a | Supply-Side Direct Control Load Management (DCLM) | 0 | 0 | 0 | 0 | 0 | 0 | 0 | 0 | 0 | 0 | 0 | 0
2013 | US | NPCC | - | New York | 2b | Supply-Side Contractually Interruptible (Curtailable) | 0 | 0 | 0 | 0 | 0 | 0 | 0 | 0 | 0 | 0 | 0 | 0
2013 | US | NPCC | - | New York | 2c | Supply-Side Critical Peak-Pricing (CPP) with Control | 0 | 0 | 0 | 0 | 0 | 0 | 0 | 0 | 0 | 0 | 0 | 0
2013 | US | NPCC | - | New York | 2d | Supply-Side Load as a Capacity Resource | 916.6 | 917 | 917 | 917 | 917 | 917 | 917 | 917 | 917 | 917 | 917 | 917
2013 | US | NPCC | - | New York | 3 | Net Internal Demand | 24658 | 24709 | 24818 | 24906 | 25095 | 25148 | 25219 | 25270 | 25482 | 25587 | 25725 | 25808
2013 | US | NPCC | - | New York | 3a | Demand-Side Direct Control Load Management (DCLM) | 0 | 0 | 0 | 0 | 0 | 0 | 0 | 0 | 0 | 0 | 0 | 0
2013 | US | NPCC | - | New York | 3b | Demand-Side Contractually Interruptible (Curtailable) | 0 | 0 | 0 | 0 | 0 | 0 | 0 | 0 | 0 | 0 | 0 | 0
2013 | US | NPCC | - | New York | 3c | Demand-Side Critical Peak-Pricing (CPP) with Control | 0 | 0 | 0 | 0 | 0 | 0 | 0 | 0 | 0 | 0 | 0 | 0
2013 | US | NPCC | - | New York | 3d | Demand-Side Load as a Capacity Resource | 0 | 0 | 0 | 0 | 0 | 0 | 0 | 0 | 0 | 0 | 0 | 0
2013 | US | NPCC | - | New York | 4 | Total Controllable Demand Response | 916.6 | 917 | 917 | 917 | 917 | 917 | 917 | 917 | 917 | 917 | 917 | 917
2013 | US | NPCC | - | New York | 4a | Demand Response used for Ancillary Services - Spinning Reserves | 0 | 0 | 0 | 0 | 0 | 0 | 0 | 0 | 0 | 0 | 0 | 0
2013 | US | NPCC | - | New York | 4b | Demand Response used for Ancillary Services - Non-Spinning Reserves | 0 | 0 | 0 | 0 | 0 | 0 | 0 | 0 | 0 | 0 | 0 | 0
2013 | US | NPCC | - | New York | 4c | Demand Response used for Regulation | 0 | 0 | 0 | 0 | 0 | 0 | 0 | 0 | 0 | 0 | 0 | 0
2013 | US | NPCC | - | New York | 4d | Demand Response used for Energy, Voluntary Services - Emergency | 72.4 | 72 | 72 | 72 | 72 | 72 | 72 | 72 | 72 | 72 | 72 | 72
2013 | US | NPCC | - | New York | 5 | TOTAL INTERNAL CAPACITY | 41563 | 40001.4314 | 40001.4314 | 40001.4314 | 40001.4314 | 40001.4314 | 40001.4314 | 40001.4314 | 40001.4314 | 40001.4314 | 40001.4314 | 40001.4314
2013 | US | NPCC | - | New York | 6a | Existing-Certain | 41347 | 39207.7978 | 39207.7978 | 39207.7978 | 39207.7978 | 39207.7978 | 39207.7978 | 39207.7978 | 39207.7978 | 39207.7978 | 39207.7978 | 39207.7978
2013 | US | NPCC | - | New York | 6a1 | Wind Expected On-Peak | 0 | 410.04 | 410.04 | 410.04 | 410.04 | 410.04 | 410.04 | 410.04 | 410.04 | 410.04 | 410.04 | 410.04
2013 | US | NPCC | - | New York | 6a2 | Solar Expected On-Peak | 0 | 0 | 0 | 0 | 0 | 0 | 0 | 0 | 0 | 0 | 0 | 0
2013 | US | NPCC | - | New York | 6a3 | Hydro Expected On-Peak | 0 | 3833.1778 | 3833.1778 | 3833.1778 | 3833.1778 | 3833.1778 | 3833.1778 | 3833.1778 | 3833.1778 | 3833.1778 | 3833.1778 | 3833.1778
2013 | US | NPCC | - | New York | 6a4 | Biomass Expected On-Peak | 0 | 445.9 | 445.9 | 445.9 | 445.9 | 445.9 | 445.9 | 445.9 | 445.9 | 445.9 | 445.9 | 445.9
2013 | US | NPCC | - | New York | 6b | Existing-Other | 0 | 0 | 0 | 0 | 0 | 0 | 0 | 0 | 0 | 0 | 0 | 0
2013 | US | NPCC | - | New York | 6b1 | Wind Derate On-Peak | 0 | 956.76 | 956.76 | 956.76 | 956.76 | 956.76 | 956.76 | 956.76 | 956.76 | 956.76 | 956.76 | 956.76
2013 | US | NPCC | - | New York | 6b2 | Solar Derate On-Peak | 0 | 0 | 0 | 0 | 0 | 0 | 0 | 0 | 0 | 0 | 0 | 0
2013 | US | NPCC | - | New York | 6b3 | Hydro Derate On-Peak | 0 | 450.0636 | 450.0636 | 450.0636 | 450.0636 | 450.0636 | 450.0636 | 450.0636 | 450.0636 | 450.0636 | 450.0636 | 450.0636
2013 | US | NPCC | - | New York | 6b4 | Biomass Derate On-Peak | 0 | 0 | 0 | 0 | 0 | 0 | 0 | 0 | 0 | 0 | 0 | 0
2013 | US | NPCC | - | New York | 6b5 | Transmission-Limited Resources | 0 | 0 | 0 | 0 | 0 | 0 | 0 | 0 | 0 | 0 | 0 | 0
2013 | US | NPCC | - | New York | 6b6 | All Other Derates | 0 | 11 | 11 | 11 | 11 | 11 | 11 | 11 | 11 | 11 | 11 | 11
2013 | US | NPCC | - | New York | 6b7 | Energy-Only (Existing-Other) | 0 | 0 | 0 | 0 | 0 | 0 | 0 | 0 | 0 | 0 | 0 | 0
2013 | US | NPCC | - | New York | 6c | Unplanned Outages (Actual) / Current and Future Inoperable Resources | 0 | 0 | 0 | 0 | 0 | 0 | 0 | 0 | 0 | 0 | 0 | 0
2013 | US | NPCC | - | New York | 6d | Total Supply-Side Demand Response | 916.6 | 917 | 917 | 917 | 917 | 917 | 917 | 917 | 917 | 917 | 917 | 917
2013 | US | NPCC | - | New York | 7 | TOTAL FUTURE CAPACITY ADDITIONS | 0 | -624.19 | -624.19 | -624.19 | -624.19 | -624.19 | -624.19 | -624.19 | -624.19 | -624.19 | -624.19 | -624.19
2013 | US | NPCC | - | New York | 7a | Future-Planned | 0 | -624.19 | -624.19 | -624.19 | -624.19 | -624.19 | -624.19 | -624.19 | -624.19 | -624.19 | -624.19 | -624.19
2013 | US | NPCC | - | New York | 7a1 | Wind Expected On-Peak | 0 | 0 | 0 | 0 | 0 | 0 | 0 | 0 | 0 | 0 | 0 | 0
2013 | US | NPCC | - | New York | 7a2 | Wind Derate On-Peak | 0 | 0 | 0 | 0 | 0 | 0 | 0 | 0 | 0 | 0 | 0 | 0
2013 | US | NPCC | - | New York | 7a3 | Solar Expected On-Peak | 0 | 0 | 0 | 0 | 0 | 0 | 0 | 0 | 0 | 0 | 0 | 0
2013 | US | NPCC | - | New York | 7a4 | Solar Derate On-Peak | 0 | 0 | 0 | 0 | 0 | 0 | 0 | 0 | 0 | 0 | 0 | 0
2013 | US | NPCC | - | New York | 7a5 | Hydro Expected On-Peak | 0 | 0 | 0 | 0 | 0 | 0 | 0 | 0 | 0 | 0 | 0 | 0
2013 | US | NPCC | - | New York | 7a6 | Hydro Derate On-Peak | 0 | 0 | 0 | 0 | 0 | 0 | 0 | 0 | 0 | 0 | 0 | 0
2013 | US | NPCC | - | New York | 7a7 | Biomass Expected On-Peak | 0 | -43.8 | -43.8 | -43.8 | -43.8 | -43.8 | -43.8 | -43.8 | -43.8 | -43.8 | -43.8 | -43.8
2013 | US | NPCC | - | New York | 7a8 | Biomass Derate On-Peak | 0 | 0 | 0 | 0 | 0 | 0 | 0 | 0 | 0 | 0 | 0 | 0
2013 | US | NPCC | - | New York | 7a9 | Transmission-Limited Resources | 0 | 0 | 0 | 0 | 0 | 0 | 0 | 0 | 0 | 0 | 0 | 0
2013 | US | NPCC | - | New York | 7a10 | Scheduled Outage - Maintenance | 0 | 0 | 0 | 0 | 0 | 0 | 0 | 0 | 0 | 0 | 0 | 0
2013 | US | NPCC | - | New York | 7a11 | All Other Derates | 0 | 0 | 0 | 0 | 0 | 0 | 0 | 0 | 0 | 0 | 0 | 0
2013 | US | NPCC | - | New York | 7a12 | Energy-Only | 0 | 0 | 0 | 0 | 0 | 0 | 0 | 0 | 0 | 0 | 0 | 0
2013 | US | NPCC | - | New York | 7b | Future-Other | 0 | 0 | 0 | 0 | 0 | 0 | 0 | 0 | 0 | 0 | 0 | 0
2013 | US | NPCC | - | New York | 7b1 | Wind Expected On-Peak | 0 | 0 | 0 | 0 | 0 | 0 | 0 | 0 | 0 | 0 | 0 | 0
2013 | US | NPCC | - | New York | 7b2 | Wind Derate On-Peak | 0 | 0 | 0 | 0 | 0 | 0 | 0 | 0 | 0 | 0 | 0 | 0
2013 | US | NPCC | - | New York | 7b3 | Solar Expected On-Peak | 0 | 0 | 0 | 0 | 0 | 0 | 0 | 0 | 0 | 0 | 0 | 0
2013 | US | NPCC | - | New York | 7b4 | Solar Derate On-Peak | 0 | 0 | 0 | 0 | 0 | 0 | 0 | 0 | 0 | 0 | 0 | 0
2013 | US | NPCC | - | New York | 7b5 | Hydro Expected On-Peak | 0 | 0 | 0 | 0 | 0 | 0 | 0 | 0 | 0 | 0 | 0 | 0
2013 | US | NPCC | - | New York | 7b6 | Hydro Derate On-Peak | 0 | 0 | 0 | 0 | 0 | 0 | 0 | 0 | 0 | 0 | 0 | 0
2013 | US | NPCC | - | New York | 7b7 | Biomass Expected On-Peak | 0 | 0 | 0 | 0 | 0 | 0 | 0 | 0 | 0 | 0 | 0 | 0
2013 | US | NPCC | - | New York | 7b8 | Biomass Derate On-Peak | 0 | 0 | 0 | 0 | 0 | 0 | 0 | 0 | 0 | 0 | 0 | 0
2013 | US | NPCC | - | New York | 7b9 | Transmission-Limited Resources | 0 | 0 | 0 | 0 | 0 | 0 | 0 | 0 | 0 | 0 | 0 | 0
2013 | US | NPCC | - | New York | 7b10 | Scheduled Outage - Maintenance | 0 | 0 | 0 | 0 | 0 | 0 | 0 | 0 | 0 | 0 | 0 | 0
2013 | US | NPCC | - | New York | 7b11 | All Other Derates | 0 | 0 | 0 | 0 | 0 | 0 | 0 | 0 | 0 | 0 | 0 | 0
2013 | US | NPCC | - | New York | 7b12 | Energy-Only | 0 | 0 | 0 | 0 | 0 | 0 | 0 | 0 | 0 | 0 | 0 | 0
2013 | US | NPCC | - | New York | 8 | Conceptual | 0 | 28.32 | 393.11 | 607.24 | 2820.68 | 2820.68 | 2820.68 | 2820.68 | 2820.68 | 2820.68 | 2820.68 | 2820.68
2013 | US | NPCC | - | New York | 8a1 | Wind Expected On-Peak | 0 | 28.32 | 108.93 | 319.86 | 416.7 | 416.7 | 416.7 | 416.7 | 416.7 | 416.7 | 416.7 | 416.7
2013 | US | NPCC | - | New York | 8a2 | Wind Derate On-Peak | 0 | 66.08 | 254.17 | 746.34 | 972.3 | 972.3 | 972.3 | 972.3 | 972.3 | 972.3 | 972.3 | 972.3
2013 | US | NPCC | - | New York | 8a3 | Solar Expected On-Peak | 0 | 0 | 0 | 0 | 0 | 0 | 0 | 0 | 0 | 0 | 0 | 0
2013 | US | NPCC | - | New York | 8a4 | Solar Derate On-Peak | 0 | 0 | 0 | 0 | 0 | 0 | 0 | 0 | 0 | 0 | 0 | 0
2013 | US | NPCC | - | New York | 8a5 | Hydro Expected On-Peak | 0 | 0 | 0 | 0 | 0 | 0 | 0 | 0 | 0 | 0 | 0 | 0
2013 | US | NPCC | - | New York | 8a6 | Hydro Derate On-Peak | 0 | 0 | 0 | 0 | 0 | 0 | 0 | 0 | 0 | 0 | 0 | 0
2013 | US | NPCC | - | New York | 8a7 | Biomass Expected On-Peak | 0 | 0 | 22.5 | 25.7 | 25.7 | 25.7 | 25.7 | 25.7 | 25.7 | 25.7 | 25.7 | 25.7
2013 | US | NPCC | - | New York | 8a8 | Biomass Derate On-Peak | 0 | 0 | 0 | 0 | 0 | 0 | 0 | 0 | 0 | 0 | 0 | 0
2013 | US | NPCC | - | New York | 8a9 | All Other Derates | 0 | 0 | -2.8422e-14 | 2.8422e-14 | -2.8422e-14 | -2.8422e-14 | -2.8422e-14 | -2.8422e-14 | -2.8422e-14 | -2.8422e-14 | -2.8422e-14 | -2.8422e-14
2013 | US | NPCC | - | New York | 8a10 | Energy-Only | 0 | 0 | 0 | 0 | 0 | 0 | 0 | 0 | 0 | 0 | 0 | 0
2013 | US | NPCC | - | New York | 9 | ANTICIPATED INTERNAL CAPACITY | 0 | 39500.6078 | 39500.6078 | 39500.6078 | 39500.6078 | 39500.6078 | 39500.6078 | 39500.6078 | 39500.6078 | 39500.6078 | 39500.6078 | 39500.6078
2013 | US | NPCC | - | New York | 10 | CAPACITY TRANSACTIONS - IMPORTS | 1063 | 3322 | 3592 | 3592 | 3592 | 3592 | 3592 | 3592 | 3592 | 3592 | 3592 | 3592
2013 | US | NPCC | - | New York | 10a | Firm | 1063 | 1969 | 2239 | 2239 | 2239 | 2239 | 2239 | 2239 | 2239 | 2239 | 2239 | 2239
2013 | US | NPCC | - | New York | 10a1 | Full-Responsibility Purchases | 0 | 0 | 0 | 0 | 0 | 0 | 0 | 0 | 0 | 0 | 0 | 0
2013 | US | NPCC | - | New York | 10a2 | Owned Capacity/Entitlement Located Outside the Region/Subregion | 0 | 0 | 0 | 0 | 0 | 0 | 0 | 0 | 0 | 0 | 0 | 0
2013 | US | NPCC | - | New York | 10b | Non-firm | 0 | 0 | 0 | 0 | 0 | 0 | 0 | 0 | 0 | 0 | 0 | 0
2013 | US | NPCC | - | New York | 10c | Expected | 0 | 1353 | 1353 | 1353 | 1353 | 1353 | 1353 | 1353 | 1353 | 1353 | 1353 | 1353
2013 | US | NPCC | - | New York | 10c1 | Full-Responsibility Purchases | 0 | 0 | 0 | 0 | 0 | 0 | 0 | 0 | 0 | 0 | 0 | 0
2013 | US | NPCC | - | New York | 10c2 | Owned Capacity/Entitlement Located Outside the Region/Subregion | 0 | 0 | 0 | 0 | 0 | 0 | 0 | 0 | 0 | 0 | 0 | 0
2013 | US | NPCC | - | New York | 11 | CAPACITY TRANSACTIONS - EXPORTS | 0 | 0 | 0 | 0 | 0 | 0 | 0 | 0 | 0 | 0 | 0 | 0
2013 | US | NPCC | - | New York | 11a | Firm | 0 | 0 | 0 | 0 | 0 | 0 | 0 | 0 | 0 | 0 | 0 | 0
2013 | US | NPCC | - | New York | 11a1 | Full-Responsibility Purchases | 0 | 0 | 0 | 0 | 0 | 0 | 0 | 0 | 0 | 0 | 0 | 0
2013 | US | NPCC | - | New York | 11a2 | Owned Capacity/Entitlement Located Outside the Region/Subregion | 0 | 0 | 0 | 0 | 0 | 0 | 0 | 0 | 0 | 0 | 0 | 0
2013 | US | NPCC | - | New York | 11b | Non-firm | 0 | 0 | 0 | 0 | 0 | 0 | 0 | 0 | 0 | 0 | 0 | 0
2013 | US | NPCC | - | New York | 11c | Expected | 0 | 0 | 0 | 0 | 0 | 0 | 0 | 0 | 0 | 0 | 0 | 0
2013 | US | NPCC | - | New York | 11c1 | Full-Responsibility Purchases | 0 | 0 | 0 | 0 | 0 | 0 | 0 | 0 | 0 | 0 | 0 | 0
2013 | US | NPCC | - | New York | 11c2 | Owned Capacity/Entitlement Located Outside the Region/Subregion | 0 | 0 | 0 | 0 | 0 | 0 | 0 | 0 | 0 | 0 | 0 | 0
2013 | US | NPCC | - | New York | 12 | EXISTING-CERTAIN & NET FIRM TRANSACTIONS | 43326.6 | 42093.7978 | 42363.7978 | 42363.7978 | 42363.7978 | 42363.7978 | 42363.7978 | 42363.7978 | 42363.7978 | 42363.7978 | 42363.7978 | 42363.7978
2013 | US | NPCC | - | New York | 13 | ANTICIPATED CAPACITY RESOURCES | 0 | 0 | 43092.6078 | 43092.6078 | 43092.6078 | 43092.6078 | 43092.6078 | 43092.6078 | 43092.6078 | 43092.6078 | 43092.6078 | 43092.6078
2013 | US | NPCC | - | New York | 14 | PROSPECTIVE CAPACITY RESOURCES | 0 | 0 | 44445.6078 | 44445.6078 | 44445.6078 | 44445.6078 | 44445.6078 | 44445.6078 | 44445.6078 | 44445.6078 | 44445.6078 | 44445.6078
2013 | US | NPCC | - | New York | 15 | TOTAL POTENTIAL CAPACITY RESOURCES | 0 | 0 | 44838.7178 | 45052.8478 | 47266.2878 | 47266.2878 | 47266.2878 | 47266.2878 | 47266.2878 | 47266.2878 | 47266.2878 | 47266.2878
2013 | US | NPCC | - | New York | 16 | ADJUSTED POTENTIAL CAPACITY RESOURCES | 0 | 0 | 44524.2298 | 44567.0558 | 45009.7438 | 45009.7438 | 45009.7438 | 45009.7438 | 45009.7438 | 45009.7438 | 45009.7438 | 45009.7438
2013 | US | NPCC | - | New York | 16a | Confidence of Future-Other | 0 | 0 | 0.2 | 0.2 | 0.2 | 0.2 | 0.2 | 0.2 | 0.2 | 0.2 | 0.2 | 0.2
2013 | US | NPCC | - | New York | 16b | Net Future-Other Resources After Confidence Percentage Is Applied | 0 | 0 | 0 | 0 | 0 | 0 | 0 | 0 | 0 | 0 | 0 | 0
2013 | US | NPCC | - | New York | 16c | Confidence of Conceptual | 0 | 0 | 0.2 | 0.2 | 0.2 | 0.2 | 0.2 | 0.2 | 0.2 | 0.2 | 0.2 | 0.2
2013 | US | NPCC | - | New York | 16d | Net Conceptual Resources After Confidence Percentage Is Applied | 0 | 0 | 78.622 | 121.448 | 564.136 | 564.136 | 564.136 | 564.136 | 564.136 | 564.136 | 564.136 | 564.136
2013 | US | NPCC | - | New York | 17 | ASSESSMENT AREA TARGET RESERVE MARGIN | 0% | 0% | 17% | 17% | 17% | 17% | 17% | 17% | 17% | 17% | 17% | 17%
2013 | US | NPCC | - | New York | 18 | EXISTING-CERTAIN AND NET FIRM TRANSACTIONS RESERVE MARGIN | 75.71% | 70.36% | 0% | 0% | 0% | 0% | 0% | 0% | 0% | 0% | 0% | 0%
2013 | US | NPCC | - | New York | 19 | ANTICIPATED CAPACITY RESOURCES RESERVE MARGIN | 0% | 0% | 73.63% | 73.02% | 71.72% | 71.36% | 70.87% | 70.53% | 69.11% | 68.42% | 67.51% | 66.97%
2013 | US | NPCC | - | New York | 20 | PROSPECTIVE CAPACITY RESOURCES RESERVE MARGIN | 0% | 0% | 79.09% | 78.45% | 77.11% | 76.74% | 76.24% | 75.88% | 74.42% | 73.7% | 72.77% | 72.22%
2013 | US | NPCC | - | New York | 21 | TOTAL POTENTIAL RESOURCES RESERVE MARGIN | 0% | 0% | 80.67% | 80.89% | 88.35% | 87.95% | 87.42% | 87.05% | 85.49% | 84.73% | 83.74% | 83.15%
2013 | US | NPCC | - | New York | 22 | ADJUSTED POTENTIAL RESOURCES RESERVE MARGIN | 0% | 0% | 79.4% | 78.94% | 79.36% | 78.98% | 78.48% | 78.12% | 76.63% | 75.91% | 74.96% | 74.4%
2013 | US | NPCC | - | New York | 23 | Total Baseline Installed Capacity | 41347 | 0 | 0 | 0 | 0 | 0 | 0 | 0 | 0 | 0 | 0 | 0
2013 | US | NPCC | - | New York | 24 | Distributed or Other Capacity (Behind the Meter) < 1 MW | 0 | 0 | 0 | 0 | 0 | 0 | 0 | 0 | 0 | 0 | 0 | 0
2013 | US | NPCC | - | New York | 25 | Distributed or Other Capacity (Behind the Meter) ≥ 1 MW | 0 | 0 | 0 | 0 | 0 | 0 | 0 | 0 | 0 | 0 | 0 | 0
2013 | US | NPCC | - | New York | 26 | Capacity Total from EIA-860 | 0 | 0 | 0 | 0 | 0 | 0 | 0 | 0 | 0 | 0 | 0 | 0
2013 | CAN | NPCC | - | Ontario | 1 | Unrestricted Non-coincident Peak Demand | 0 | 22392.4 | 22441.3 | 22241.7 | 22061.5 | 22372.6 | 22898.3 | 23213.2 | 23472.2 | 23584.3 | 23689.3 | 24022.9
2013 | CAN | NPCC | - | Ontario | 1a | New Conservation (Energy Efficiency) | 0 | 153.7 | 641.2 | 847.1 | 1087.8 | 1365.9 | 1522.8 | 1660.2 | 1747.2 | 1843.4 | 1934.9 | 2028.3
2013 | CAN | NPCC | - | Ontario | 1b | Estimated Diversity | 0 | 0 | 0 | 0 | 0 | 0 | 0 | 0 | 0 | 0 | 0 | 0
2013 | CAN | NPCC | - | Ontario | 1c | Additions for non-member load (load served by non-registered LSE's in a region) | 0 | 0 | 0 | 0 | 0 | 0 | 0 | 0 | 0 | 0 | 0 | 0
2013 | CAN | NPCC | - | Ontario | 1d | Stand-by Load Under Contract (Normally served by behind the meter generation) | 0 | 0 | 0 | 0 | 0 | 0 | 0 | 0 | 0 | 0 | 0 | 0
2013 | CAN | NPCC | - | Ontario | 1e | Non-Controllable Demand-Side Demand Response | 0 | 0 | 0 | 0 | 0 | 0 | 0 | 0 | 0 | 0 | 0 | 0
2013 | CAN | NPCC | - | Ontario | 2 | Total Internal Demand | 22610 | 22238.7 | 21800.1 | 21394.6 | 20973.7 | 21006.7 | 21375.5 | 21553 | 21725 | 21740.9 | 21754.4 | 21994.6
2013 | CAN | NPCC | - | Ontario | 2a | Supply-Side Direct Control Load Management (DCLM) | 0 | 0 | 0 | 0 | 0 | 0 | 0 | 0 | 0 | 0 | 0 | 0
2013 | CAN | NPCC | - | Ontario | 2b | Supply-Side Contractually Interruptible (Curtailable) | 0 | 0 | 0 | 0 | 0 | 0 | 0 | 0 | 0 | 0 | 0 | 0
2013 | CAN | NPCC | - | Ontario | 2c | Supply-Side Critical Peak-Pricing (CPP) with Control | 0 | 0 | 0 | 0 | 0 | 0 | 0 | 0 | 0 | 0 | 0 | 0
2013 | CAN | NPCC | - | Ontario | 2d | Supply-Side Load as a Capacity Resource | 0 | 512.2 | 577 | 577 | 577 | 577 | 577 | 577 | 577 | 577 | 577 | 577
2013 | CAN | NPCC | - | Ontario | 3 | Net Internal Demand | 22610 | 22238.7 | 21800.1 | 21394.6 | 20973.7 | 21006.7 | 21375.5 | 21553 | 21725 | 21740.9 | 21754.4 | 21994.6
2013 | CAN | NPCC | - | Ontario | 3a | Demand-Side Direct Control Load Management (DCLM) | 0 | 0 | 0 | 0 | 0 | 0 | 0 | 0 | 0 | 0 | 0 | 0
2013 | CAN | NPCC | - | Ontario | 3b | Demand-Side Contractually Interruptible (Curtailable) | 0 | 0 | 0 | 0 | 0 | 0 | 0 | 0 | 0 | 0 | 0 | 0
2013 | CAN | NPCC | - | Ontario | 3c | Demand-Side Critical Peak-Pricing (CPP) with Control | 0 | 0 | 0 | 0 | 0 | 0 | 0 | 0 | 0 | 0 | 0 | 0
2013 | CAN | NPCC | - | Ontario | 3d | Demand-Side Load as a Capacity Resource | 0 | 0 | 0 | 0 | 0 | 0 | 0 | 0 | 0 | 0 | 0 | 0
2013 | CAN | NPCC | - | Ontario | 4 | Total Controllable Demand Response | 0 | 512.2 | 577 | 577 | 577 | 577 | 577 | 577 | 577 | 577 | 577 | 577
2013 | CAN | NPCC | - | Ontario | 4a | Demand Response used for Ancillary Services - Spinning Reserves | 0 | 0 | 0 | 0 | 0 | 0 | 0 | 0 | 0 | 0 | 0 | 0
2013 | CAN | NPCC | - | Ontario | 4b | Demand Response used for Ancillary Services - Non-Spinning Reserves | 0 | 0 | 0 | 0 | 0 | 0 | 0 | 0 | 0 | 0 | 0 | 0
2013 | CAN | NPCC | - | Ontario | 4c | Demand Response used for Regulation | 0 | 0 | 0 | 0 | 0 | 0 | 0 | 0 | 0 | 0 | 0 | 0
2013 | CAN | NPCC | - | Ontario | 4d | Demand Response used for Energy, Voluntary Services - Emergency | 0 | 0 | 0 | 0 | 0 | 0 | 0 | 0 | 0 | 0 | 0 | 0
2013 | CAN | NPCC | - | Ontario | 5 | TOTAL INTERNAL CAPACITY | 0 | 36465.8 | 35788.6378 | 36425.5928 | 34647.2308 | 34708.2308 | 33650.0307 | 32198.0308 | 31623.0308 | 30442.0308 | 31244.0308 | 31201.6308
2013 | CAN | NPCC | - | Ontario | 6a | Existing-Certain | 0 | 32154.9877 | 32154.9877 | 32154.9877 | 32154.9877 | 32154.9877 | 32154.9877 | 32154.9877 | 32154.9877 | 32154.9877 | 32154.9877 | 32154.9877
2013 | CAN | NPCC | - | Ontario | 6a1 | Wind Expected On-Peak | 0 | 483.616 | 483.616 | 483.616 | 483.616 | 483.616 | 483.616 | 483.616 | 483.616 | 483.616 | 483.616 | 483.616
2013 | CAN | NPCC | - | Ontario | 6a2 | Solar Expected On-Peak | 0 | 0 | 0 | 0 | 0 | 0 | 0 | 0 | 0 | 0 | 0 | 0
2013 | CAN | NPCC | - | Ontario | 6a3 | Hydro Expected On-Peak | 0 | 6030.2307 | 6030.2307 | 6030.2307 | 6030.2307 | 6030.2307 | 6030.2307 | 6030.2307 | 6030.2307 | 6030.2307 | 6030.2307 | 6030.2307
2013 | CAN | NPCC | - | Ontario | 6a4 | Biomass Expected On-Peak | 0 | 106.1 | 106.1 | 106.1 | 106.1 | 106.1 | 106.1 | 106.1 | 106.1 | 106.1 | 106.1 | 106.1
2013 | CAN | NPCC | - | Ontario | 6b | Existing-Other | 0 | 0 | 0 | 0 | 0 | 0 | 0 | 0 | 0 | 0 | 0 | 0
2013 | CAN | NPCC | - | Ontario | 6b1 | Wind Derate On-Peak | 0 | 1027.684 | 1027.684 | 1027.684 | 1027.684 | 1027.684 | 1027.684 | 1027.684 | 1027.684 | 1027.684 | 1027.684 | 1027.684
2013 | CAN | NPCC | - | Ontario | 6b2 | Solar Derate On-Peak | 0 | 0 | 0 | 0 | 0 | 0 | 0 | 0 | 0 | 0 | 0 | 0
2013 | CAN | NPCC | - | Ontario | 6b3 | Hydro Derate On-Peak | 0 | 1831.8693 | 1831.8693 | 1831.8693 | 1831.8693 | 1831.8693 | 1831.8693 | 1831.8693 | 1831.8693 | 1831.8693 | 1831.8693 | 1831.8693
2013 | CAN | NPCC | - | Ontario | 6b4 | Biomass Derate On-Peak | 0 | 2 | 2 | 2 | 2 | 2 | 2 | 2 | 2 | 2 | 2 | 2
2013 | CAN | NPCC | - | Ontario | 6b5 | Transmission-Limited Resources | 0 | 0 | 0 | 0 | 0 | 0 | 0 | 0 | 0 | 0 | 0 | 0
2013 | CAN | NPCC | - | Ontario | 6b6 | All Other Derates | 0 | 863.159 | 863.159 | 863.159 | 863.159 | 863.159 | 863.159 | 863.159 | 863.159 | 863.159 | 863.159 | 863.159
2013 | CAN | NPCC | - | Ontario | 6b7 | Energy-Only (Existing-Other) | 0 | 0 | 0 | 0 | 0 | 0 | 0 | 0 | 0 | 0 | 0 | 0
2013 | CAN | NPCC | - | Ontario | 6c | Unplanned Outages (Actual) / Current and Future Inoperable Resources | 0 | 27.5 | 27.5 | 27.5 | 27.5 | 27.5 | 27.5 | 27.5 | 27.5 | 27.5 | 27.5 | 27.5
2013 | CAN | NPCC | - | Ontario | 6d | Total Supply-Side Demand Response | 0 | 512.2 | 577 | 577 | 577 | 577 | 577 | 577 | 577 | 577 | 577 | 577
2013 | CAN | NPCC | - | Ontario | 7 | TOTAL FUTURE CAPACITY ADDITIONS | 0 | 210.258 | -2058.1362 | -2063.786 | -3842.4103 | -3783.7703 | -4814.1703 | -6272.1703 | -6844.1703 | -8028.1703 | -7196.1703 | -7233.1703
2013 | CAN | NPCC | - | Ontario | 7a | Future-Planned | 0 | 210.258 | -2058.1362 | -2063.786 | -3842.4103 | -3783.7703 | -4814.1703 | -6272.1703 | -6844.1703 | -8028.1703 | -7196.1703 | -7233.1703
2013 | CAN | NPCC | - | Ontario | 7a1 | Wind Expected On-Peak | 0 | 171.138 | 904.563 | 1152.063 | 1152.063 | 1152.063 | 1152.063 | 1152.063 | 1152.063 | 1152.063 | 1152.063 | 1152.063
2013 | CAN | NPCC | - | Ontario | 7a2 | Wind Derate On-Peak | 0 | 347.462 | 1836.537 | 2339.037 | 2339.037 | 2339.037 | 2339.037 | 2339.037 | 2339.037 | 2339.037 | 2339.037 | 2339.037
2013 | CAN | NPCC | - | Ontario | 7a3 | Solar Expected On-Peak | 0 | 0 | 7.2 | 11.2 | 11.2 | 11.2 | 11.2 | 11.2 | 11.2 | 11.2 | 11.2 | 11.2
2013 | CAN | NPCC | - | Ontario | 7a4 | Solar Derate On-Peak | 0 | 0 | 172.8 | 268.8 | 268.8 | 268.8 | 268.8 | 268.8 | 268.8 | 268.8 | 268.8 | 268.8
2013 | CAN | NPCC | - | Ontario | 7a5 | Hydro Expected On-Peak | 0 | 0 | 83.1608 | 366.011 | 405.3867 | 405.3867 | 405.3867 | 405.3867 | 405.3867 | 405.3867 | 405.3867 | 405.3867
2013 | CAN | NPCC | - | Ontario | 7a6 | Hydro Derate On-Peak | 0 | 0 | 27.877 | 124.4818 | 137.7441 | 137.7441 | 137.7441 | 137.7441 | 137.7441 | 137.7441 | 137.7441 | 137.7441
2013 | CAN | NPCC | - | Ontario | 7a7 | Biomass Expected On-Peak | 0 | 39.12 | 175.94 | 175.94 | 175.94 | 175.94 | 175.94 | 175.94 | 175.94 | 175.94 | 175.94 | 175.94
2013 | CAN | NPCC | - | Ontario | 7a8 | Biomass Derate On-Peak | 0 | 0.88 | 77.06 | 77.06 | 77.06 | 77.06 | 77.06 | 77.06 | 77.06 | 77.06 | 77.06 | 77.06
2013 | CAN | NPCC | - | Ontario | 7a9 | Transmission-Limited Resources | 0 | 0 | 0 | 0 | 0 | 0 | 0 | 0 | 0 | 0 | 0 | 0
2013 | CAN | NPCC | - | Ontario | 7a10 | Scheduled Outage - Maintenance | 0 | 0 | 0 | 0 | 0 | 0 | 0 | 0 | 0 | 0 | 0 | 0
2013 | CAN | NPCC | - | Ontario | 7a11 | All Other Derates | 0 | 0 | -174.7 | -227.2 | -240.2 | -237.84 | -265.64 | -259.64 | -262.64 | -259.64 | -289.64 | -295.04
2013 | CAN | NPCC | - | Ontario | 7a12 | Energy-Only | 0 | 0 | 0 | 0 | 0 | 0 | 0 | 0 | 0 | 0 | 0 | 0
2013 | CAN | NPCC | - | Ontario | 7b | Future-Other | 0 | 0 | 0 | 0 | 0 | 0 | 0 | 0 | 0 | 0 | 0 | 0
2013 | CAN | NPCC | - | Ontario | 7b1 | Wind Expected On-Peak | 0 | 0 | 0 | 0 | 0 | 0 | 0 | 0 | 0 | 0 | 0 | 0
2013 | CAN | NPCC | - | Ontario | 7b2 | Wind Derate On-Peak | 0 | 0 | 0 | 0 | 0 | 0 | 0 | 0 | 0 | 0 | 0 | 0
2013 | CAN | NPCC | - | Ontario | 7b3 | Solar Expected On-Peak | 0 | 0 | 0 | 0 | 0 | 0 | 0 | 0 | 0 | 0 | 0 | 0
2013 | CAN | NPCC | - | Ontario | 7b4 | Solar Derate On-Peak | 0 | 0 | 0 | 0 | 0 | 0 | 0 | 0 | 0 | 0 | 0 | 0
2013 | CAN | NPCC | - | Ontario | 7b5 | Hydro Expected On-Peak | 0 | 0 | 0 | 0 | 0 | 0 | 0 | 0 | 0 | 0 | 0 | 0
2013 | CAN | NPCC | - | Ontario | 7b6 | Hydro Derate On-Peak | 0 | 0 | 0 | 0 | 0 | 0 | 0 | 0 | 0 | 0 | 0 | 0
2013 | CAN | NPCC | - | Ontario | 7b7 | Biomass Expected On-Peak | 0 | 0 | 0 | 0 | 0 | 0 | 0 | 0 | 0 | 0 | 0 | 0
2013 | CAN | NPCC | - | Ontario | 7b8 | Biomass Derate On-Peak | 0 | 0 | 0 | 0 | 0 | 0 | 0 | 0 | 0 | 0 | 0 | 0
2013 | CAN | NPCC | - | Ontario | 7b9 | Transmission-Limited Resources | 0 | 0 | 0 | 0 | 0 | 0 | 0 | 0 | 0 | 0 | 0 | 0
2013 | CAN | NPCC | - | Ontario | 7b10 | Scheduled Outage - Maintenance | 0 | 0 | 0 | 0 | 0 | 0 | 0 | 0 | 0 | 0 | 0 | 0
2013 | CAN | NPCC | - | Ontario | 7b11 | All Other Derates | 0 | 0 | 0 | 0 | 0 | 0 | 0 | 0 | 0 | 0 | 0 | 0
2013 | CAN | NPCC | - | Ontario | 7b12 | Energy-Only | 0 | 0 | 0 | 0 | 0 | 0 | 0 | 0 | 0 | 0 | 0 | 0
2013 | CAN | NPCC | - | Ontario | 8 | Conceptual | 0 | 133.8324 | 133.8324 | 57.9189 | 319.1765 | 574.1789 | 1079.1785 | 2998.473 | 4557.992 | 5345.6961 | 5666.7851 | 5008.4231
2013 | CAN | NPCC | - | Ontario | 8a1 | Wind Expected On-Peak | 0 | 0 | 0 | 0 | 0 | 144.067 | 255.4316 | 342.1179 | 342.1179 | 482.1279 | 622.1379 | 622.1379
2013 | CAN | NPCC | - | Ontario | 8a2 | Wind Derate On-Peak | 0 | 0 | 0 | 0 | 0 | 292.4996 | 518.6036 | 694.6029 | 694.6029 | 978.8679 | 1263.1329 | 1263.1329
2013 | CAN | NPCC | - | Ontario | 8a3 | Solar Expected On-Peak | 0 | 0 | 0 | 0.086481 | 0.34413 | 7.2795 | 8.5231 | 9.4912 | 9.4912 | 15.1482 | 20.8052 | 20.8052
2013 | CAN | NPCC | - | Ontario | 8a4 | Solar Derate On-Peak | 0 | 0 | 0 | 2.0756 | 8.2592 | 174.7091 | 204.5556 | 227.7881 | 227.7881 | 363.5561 | 499.3241 | 499.3241
2013 | CAN | NPCC | - | Ontario | 8a5 | Hydro Expected On-Peak | 0 | 0 | 0 | 0 | 0 | 0 | 0 | 0 | 0 | 0 | 0 | 0
2013 | CAN | NPCC | - | Ontario | 8a6 | Hydro Derate On-Peak | 0 | 0 | 0 | 0 | 0 | 0 | 0 | 0 | 0 | 0 | 0 | 0
2013 | CAN | NPCC | - | Ontario | 8a7 | Biomass Expected On-Peak | 0 | 0 | 0 | 0 | 0 | 0 | 0 | 0 | 0 | 0 | 0 | 0
2013 | CAN | NPCC | - | Ontario | 8a8 | Biomass Derate On-Peak | 0 | 0 | 0 | 0 | 0 | 0 | 0 | 0 | 0 | 0 | 0 | 0
2013 | CAN | NPCC | - | Ontario | 8a9 | All Other Derates | 0 | -133.8324 | -133.8324 | -135.908 | -142.0916 | -601.0411 | -856.9916 | -1056.2234 | -1056.2234 | -1476.2564 | -1896.2894 | -1896.2894
2013 | CAN | NPCC | - | Ontario | 8a10 | Energy-Only | 0 | 0 | 0 | 0 | 0 | 0 | 0 | 0 | 0 | 0 | 0 | 0
2013 | CAN | NPCC | - | Ontario | 9 | ANTICIPATED INTERNAL CAPACITY | 0 | 32877.4457 | 30673.8515 | 30668.2017 | 28889.5774 | 28948.2174 | 27917.8174 | 26459.8174 | 25887.8174 | 24703.8174 | 25535.8174 | 25498.8174
2013 | CAN | NPCC | - | Ontario | 10 | CAPACITY TRANSACTIONS - IMPORTS | 0 | 0 | 0 | 0 | 0 | 0 | 0 | 0 | 0 | 0 | 0 | 0
2013 | CAN | NPCC | - | Ontario | 10a | Firm | 0 | 0 | 0 | 0 | 0 | 0 | 0 | 0 | 0 | 0 | 0 | 0
2013 | CAN | NPCC | - | Ontario | 10a1 | Full-Responsibility Purchases | 0 | 0 | 0 | 0 | 0 | 0 | 0 | 0 | 0 | 0 | 0 | 0
2013 | CAN | NPCC | - | Ontario | 10a2 | Owned Capacity/Entitlement Located Outside the Region/Subregion | 0 | 0 | 0 | 0 | 0 | 0 | 0 | 0 | 0 | 0 | 0 | 0
2013 | CAN | NPCC | - | Ontario | 10b | Non-firm | 0 | 0 | 0 | 0 | 0 | 0 | 0 | 0 | 0 | 0 | 0 | 0
2013 | CAN | NPCC | - | Ontario | 10c | Expected | 0 | 0 | 0 | 0 | 0 | 0 | 0 | 0 | 0 | 0 | 0 | 0
2013 | CAN | NPCC | - | Ontario | 10c1 | Full-Responsibility Purchases | 0 | 0 | 0 | 0 | 0 | 0 | 0 | 0 | 0 | 0 | 0 | 0
2013 | CAN | NPCC | - | Ontario | 10c2 | Owned Capacity/Entitlement Located Outside the Region/Subregion | 0 | 0 | 0 | 0 | 0 | 0 | 0 | 0 | 0 | 0 | 0 | 0
2013 | CAN | NPCC | - | Ontario | 11 | CAPACITY TRANSACTIONS - EXPORTS | 0 | 0 | 0 | 0 | 0 | 0 | 0 | 0 | 0 | 0 | 0 | 0
2013 | CAN | NPCC | - | Ontario | 11a | Firm | 0 | 0 | 0 | 0 | 0 | 0 | 0 | 0 | 0 | 0 | 0 | 0
2013 | CAN | NPCC | - | Ontario | 11a1 | Full-Responsibility Purchases | 0 | 0 | 0 | 0 | 0 | 0 | 0 | 0 | 0 | 0 | 0 | 0
2013 | CAN | NPCC | - | Ontario | 11a2 | Owned Capacity/Entitlement Located Outside the Region/Subregion | 0 | 0 | 0 | 0 | 0 | 0 | 0 | 0 | 0 | 0 | 0 | 0
2013 | CAN | NPCC | - | Ontario | 11b | Non-firm | 0 | 0 | 0 | 0 | 0 | 0 | 0 | 0 | 0 | 0 | 0 | 0
2013 | CAN | NPCC | - | Ontario | 11c | Expected | 0 | 0 | 0 | 0 | 0 | 0 | 0 | 0 | 0 | 0 | 0 | 0
2013 | CAN | NPCC | - | Ontario | 11c1 | Full-Responsibility Purchases | 0 | 0 | 0 | 0 | 0 | 0 | 0 | 0 | 0 | 0 | 0 | 0
2013 | CAN | NPCC | - | Ontario | 11c2 | Owned Capacity/Entitlement Located Outside the Region/Subregion | 0 | 0 | 0 | 0 | 0 | 0 | 0 | 0 | 0 | 0 | 0 | 0
2013 | CAN | NPCC | - | Ontario | 12 | EXISTING-CERTAIN & NET FIRM TRANSACTIONS | 0 | 32667.1877 | 32731.9877 | 32731.9877 | 32731.9877 | 32731.9877 | 32731.9877 | 32731.9877 | 32731.9877 | 32731.9877 | 32731.9877 | 32731.9877
2013 | CAN | NPCC | - | Ontario | 13 | ANTICIPATED CAPACITY RESOURCES | 0 | 0 | 30673.8515 | 30668.2017 | 28889.5774 | 28948.2174 | 27917.8174 | 26459.8174 | 25887.8174 | 24703.8174 | 25535.8174 | 25498.8174
2013 | CAN | NPCC | - | Ontario | 14 | PROSPECTIVE CAPACITY RESOURCES | 0 | 0 | 30673.8515 | 30668.2017 | 28889.5774 | 28948.2174 | 27917.8174 | 26459.8174 | 25887.8174 | 24703.8174 | 25535.8174 | 25498.8174
2013 | CAN | NPCC | - | Ontario | 15 | TOTAL POTENTIAL CAPACITY RESOURCES | 0 | 0 | 30807.6839 | 30726.1206 | 29208.7539 | 29522.3963 | 28996.9958 | 29458.2904 | 30445.8094 | 30049.5135 | 31202.6025 | 30507.2405
2013 | CAN | NPCC | - | Ontario | 16 | ADJUSTED POTENTIAL CAPACITY RESOURCES | 0 | 0 | 30807.6826 | 30726.12 | 29208.7507 | 29522.3905 | 28996.985 | 29458.2604 | 30445.7638 | 30049.46 | 31202.5458 | 30507.1904
2013 | CAN | NPCC | - | Ontario | 16a | Confidence of Future-Other | 0 | 0 | 0.99999 | 0.99999 | 0.99999 | 0.99999 | 0.99999 | 0.99999 | 0.99999 | 0.99999 | 0.99999 | 0.99999
2013 | CAN | NPCC | - | Ontario | 16b | Net Future-Other Resources After Confidence Percentage Is Applied | 0 | 0 | 0 | 0 | 0 | 0 | 0 | 0 | 0 | 0 | 0 | 0
2013 | CAN | NPCC | - | Ontario | 16c | Confidence of Conceptual | 0 | 0 | 0.99999 | 0.99999 | 0.99999 | 0.99999 | 0.99999 | 0.99999 | 0.99999 | 0.99999 | 0.99999 | 0.99999
2013 | CAN | NPCC | - | Ontario | 16d | Net Conceptual Resources After Confidence Percentage Is Applied | 0 | 0 | 133.8311 | 57.9183 | 319.1733 | 574.1732 | 1079.1677 | 2998.443 | 4557.9464 | 5345.6427 | 5666.7285 | 5008.373
2013 | CAN | NPCC | - | Ontario | 17 | ASSESSMENT AREA TARGET RESERVE MARGIN | 0% | 0% | 18.7% | 18% | 19.1% | 19.3% | 20% | 20% | 20% | 20% | 20% | 20%
2013 | CAN | NPCC | - | Ontario | 18 | EXISTING-CERTAIN AND NET FIRM TRANSACTIONS RESERVE MARGIN | -100% | 46.89% | 0% | 0% | 0% | 0% | 0% | 0% | 0% | 0% | 0% | 0%
2013 | CAN | NPCC | - | Ontario | 19 | ANTICIPATED CAPACITY RESOURCES RESERVE MARGIN | 0% | 0% | 40.71% | 43.35% | 37.74% | 37.8% | 30.61% | 22.77% | 19.16% | 13.63% | 17.38% | 15.93%
2013 | CAN | NPCC | - | Ontario | 20 | PROSPECTIVE CAPACITY RESOURCES RESERVE MARGIN | 0% | 0% | 40.71% | 43.35% | 37.74% | 37.8% | 30.61% | 22.77% | 19.16% | 13.63% | 17.38% | 15.93%
2013 | CAN | NPCC | - | Ontario | 21 | TOTAL POTENTIAL RESOURCES RESERVE MARGIN | 0% | 0% | 41.32% | 43.62% | 39.26% | 40.54% | 35.66% | 36.68% | 40.14% | 38.22% | 43.43% | 38.7%
2013 | CAN | NPCC | - | Ontario | 22 | ADJUSTED POTENTIAL RESOURCES RESERVE MARGIN | 0% | 0% | 41.32% | 43.62% | 39.26% | 40.54% | 35.66% | 36.68% | 40.14% | 38.22% | 43.43% | 38.7%
2013 | CAN | NPCC | - | Ontario | 23 | Total Baseline Installed Capacity | 0 | 0 | 0 | 0 | 0 | 0 | 0 | 0 | 0 | 0 | 0 | 0
2013 | CAN | NPCC | - | Ontario | 24 | Distributed or Other Capacity (Behind the Meter) < 1 MW | 0 | 0 | 0 | 0 | 0 | 0 | 0 | 0 | 0 | 0 | 0 | 0
2013 | CAN | NPCC | - | Ontario | 25 | Distributed or Other Capacity (Behind the Meter) ≥ 1 MW | 0 | 0 | 0 | 0 | 0 | 0 | 0 | 0 | 0 | 0 | 0 | 0
2013 | CAN | NPCC | - | Ontario | 26 | Capacity Total from EIA-860 | 0 | 0 | 0 | 0 | 0 | 0 | 0 | 0 | 0 | 0 | 0 | 0
2013 | CAN | NPCC | - | Quebec | 1 | Unrestricted Non-coincident Peak Demand |  | 39213.0521 | 39329.2227 | 39821.3605 | 40320.4818 | 40773.7032 | 41579.7032 | 42086.7032 | 42556.3306 | 43017.3306 | 43490.3306 | 43930.7517
2013 | CAN | NPCC | - | Quebec | 1a | New Conservation (Energy Efficiency) |  | 1980 | 2150 | 2300 | 2410 | 2520 | 2630 | 2760 | 2890 | 3040 | 3200 | 3368.4211
2013 | CAN | NPCC | - | Quebec | 1b | Estimated Diversity |  |  |  | 0 | 0 | 0 | 0 | 0 | 0 | 0 | 0 | 0
2013 | CAN | NPCC | - | Quebec | 1c | Additions for non-member load (load served by non-registered LSE's in a region) |  |  |  | 0 | 0 | 0 | 0 | 0 | 0 | 0 | 0 | 0
2013 | CAN | NPCC | - | Quebec | 1d | Stand-by Load Under Contract (Normally served by behind the meter generation) |  |  |  | 0 | 0 | 0 | 0 | 0 | 0 | 0 | 0 | 0
2013 | CAN | NPCC | - | Quebec | 1e | Non-Controllable Demand-Side Demand Response |  |  |  | 0 | 0 | 0 | 0 | 0 | 0 | 0 | 0 | 0
2013 | CAN | NPCC | - | Quebec | 2 | Total Internal Demand | 38797 | 37233.0521 | 37179.2227 | 37521.3605 | 37910.4818 | 38253.7032 | 38949.7032 | 39326.7032 | 39666.3306 | 39977.3306 | 40290.3306 | 40562.3306
2013 | CAN | NPCC | - | Quebec | 2a | Supply-Side Direct Control Load Management (DCLM) |  | 250 | 250 | 250 | 250 | 250 | 250 | 250 | 250 | 250 | 250 | 250
2013 | CAN | NPCC | - | Quebec | 2b | Supply-Side Contractually Interruptible (Curtailable) |  | 1660 | 1439 | 1439 | 1430 | 1150 | 1150 | 1300 | 1300 | 1300 | 1300 | 1300
2013 | CAN | NPCC | - | Quebec | 2c | Supply-Side Critical Peak-Pricing (CPP) with Control |  |  |  | 0 | 0 | 0 | 0 | 0 | 0 | 0 | 0 | 0
2013 | CAN | NPCC | - | Quebec | 2d | Supply-Side Load as a Capacity Resource |  |  |  | 0 | 0 | 0 | 0 | 0 | 0 | 0 | 0 | 0
2013 | CAN | NPCC | - | Quebec | 3 | Net Internal Demand | 38797 | 37233.0521 | 37179.2227 | 37521.3605 | 37910.4818 | 38253.7032 | 38949.7032 | 39326.7032 | 39666.3306 | 39977.3306 | 40290.3306 | 40562.3306
2013 | CAN | NPCC | - | Quebec | 3a | Demand-Side Direct Control Load Management (DCLM) |  |  |  | 0 | 0 | 0 | 0 | 0 | 0 | 0 | 0 | 0
2013 | CAN | NPCC | - | Quebec | 3b | Demand-Side Contractually Interruptible (Curtailable) |  |  |  | 0 | 0 | 0 | 0 | 0 | 0 | 0 | 0 | 0
2013 | CAN | NPCC | - | Quebec | 3c | Demand-Side Critical Peak-Pricing (CPP) with Control |  |  |  | 0 | 0 | 0 | 0 | 0 | 0 | 0 | 0 | 0
2013 | CAN | NPCC | - | Quebec | 3d | Demand-Side Load as a Capacity Resource |  |  |  | 0 | 0 | 0 | 0 | 0 | 0 | 0 | 0 | 0
2013 | CAN | NPCC | - | Quebec | 4 | Total Controllable Demand Response | 0 | 1910 | 1689 | 1689 | 1680 | 1400 | 1400 | 1550 | 1550 | 1550 | 1550 | 1550
2013 | CAN | NPCC | - | Quebec | 4a | Demand Response used for Ancillary Services - Spinning Reserves |  |  |  | 0 | 0 | 0 | 0 | 0 | 0 | 0 | 0 | 0
2013 | CAN | NPCC | - | Quebec | 4b | Demand Response used for Ancillary Services - Non-Spinning Reserves |  |  |  | 0 | 0 | 0 | 0 | 0 | 0 | 0 | 0 | 0
2013 | CAN | NPCC | - | Quebec | 4c | Demand Response used for Regulation |  |  |  | 0 | 0 | 0 | 0 | 0 | 0 | 0 | 0 | 0
2013 | CAN | NPCC | - | Quebec | 4d | Demand Response used for Energy, Voluntary Services - Emergency |  |  |  | 0 | 0 | 0 | 0 | 0 | 0 | 0 | 0 | 0
2013 | CAN | NPCC | - | Quebec | 5 | TOTAL INTERNAL CAPACITY |  | 43534.382 | 44778.082 | 45366.682 | 45747.682 | 46975.682 | 47235.682 | 47341.682 | 47936.682 | 47936.682 | 47936.682 | 47936.682
2013 | CAN | NPCC | - | Quebec | 6a | Existing-Certain |  | 39448.762 | 39448.762 | 39448.762 | 39448.762 | 39448.762 | 39448.762 | 39448.762 | 39448.762 | 39448.762 | 39448.762 | 39448.762
2013 | CAN | NPCC | - | Quebec | 6a1 | Wind Expected On-Peak |  | 483.03 | 483.03 | 483.03 | 483.03 | 483.03 | 483.03 | 483.03 | 483.03 | 483.03 | 483.03 | 483.03
2013 | CAN | NPCC | - | Quebec | 6a2 | Solar Expected On-Peak |  | 0 | 0 | 0 | 0 | 0 | 0 | 0 | 0 | 0 | 0 | 0
2013 | CAN | NPCC | - | Quebec | 6a3 | Hydro Expected On-Peak |  | 38276.1 | 38276.1 | 38276.1 | 38276.1 | 38276.1 | 38276.1 | 38276.1 | 38276.1 | 38276.1 | 38276.1 | 38276.1
2013 | CAN | NPCC | - | Quebec | 6a4 | Biomass Expected On-Peak |  | 253.632 | 253.632 | 253.632 | 253.632 | 253.632 | 253.632 | 253.632 | 253.632 | 253.632 | 253.632 | 253.632
2013 | CAN | NPCC | - | Quebec | 6b | Existing-Other |  | 0 | 547 | 547 | 547 | 547 | 547 | 547 | 547 | 547 | 547 | 547
2013 | CAN | NPCC | - | Quebec | 6b1 | Wind Derate On-Peak |  | 1230.92 | 1230.92 | 1230.92 | 1230.92 | 1230.92 | 1230.92 | 1230.92 | 1230.92 | 1230.92 | 1230.92 | 1230.92
2013 | CAN | NPCC | - | Quebec | 6b2 | Solar Derate On-Peak |  | 0 | 0 | 0 | 0 | 0 | 0 | 0 | 0 | 0 | 0 | 0
2013 | CAN | NPCC | - | Quebec | 6b3 | Hydro Derate On-Peak |  | 1445.8 | 1445.8 | 1445.8 | 1445.8 | 1445.8 | 1445.8 | 1445.8 | 1445.8 | 1445.8 | 1445.8 | 1445.8
2013 | CAN | NPCC | - | Quebec | 6b4 | Biomass Derate On-Peak |  | 0 | 0 | 0 | 0 | 0 | 0 | 0 | 0 | 0 | 0 | 0
2013 | CAN | NPCC | - | Quebec | 6b5 | Transmission-Limited Resources |  |  | 0 | 0 | 0 | 0 | 0 | 0 | 0 | 0 | 0 | 0
2013 | CAN | NPCC | - | Quebec | 6b6 | All Other Derates |  | 0 | 0 | 0 | 0 | 0 | 0 | 0 | 0 | 0 | 0 | 0
2013 | CAN | NPCC | - | Quebec | 6b7 | Energy-Only (Existing-Other) |  |  | 0 | 0 | 0 | 0 | 0 | 0 | 0 | 0 | 0 | 0
2013 | CAN | NPCC | - | Quebec | 6c | Unplanned Outages (Actual) / Current and Future Inoperable Resources |  | 547 | 0 | 0 | 0 | 0 | 0 | 0 | 0 | 0 | 0 | 0
2013 | CAN | NPCC | - | Quebec | 6d | Total Supply-Side Demand Response | 0 | 1910 | 1689 | 1689 | 1680 | 1400 | 1400 | 1550 | 1550 | 1550 | 1550 | 1550
2013 | CAN | NPCC | - | Quebec | 7 | TOTAL FUTURE CAPACITY ADDITIONS |  | 370.15 | 1273.86 | 1550.54 | 1931.54 | 2897.04 | 2999.54 | 3105.54 | 3560.54 | 3560.54 | 3560.54 | 3560.54
2013 | CAN | NPCC | - | Quebec | 7a | Future-Planned |  | 370.15 | 1273.86 | 1550.54 | 1931.54 | 2897.04 | 2999.54 | 3105.54 | 3560.54 | 3560.54 | 3560.54 | 3560.54
2013 | CAN | NPCC | - | Quebec | 7a1 | Wind Expected On-Peak |  | 210.75 | 356.46 | 490.14 | 490.14 | 602.64 | 670.14 | 670.14 | 730.14 | 730.14 | 730.14 | 730.14
2013 | CAN | NPCC | - | Quebec | 7a2 | Wind Derate On-Peak |  | 491.75 | 831.74 | 1143.66 | 1143.66 | 1406.16 | 1563.66 | 1563.66 | 1703.66 | 1703.66 | 1703.66 | 1703.66
2013 | CAN | NPCC | - | Quebec | 7a3 | Solar Expected On-Peak |  | 0 | 0 | 0 | 0 | 0 | 0 | 0 | 0 | 0 | 0 | 0
2013 | CAN | NPCC | - | Quebec | 7a4 | Solar Derate On-Peak |  | 0 | 0 | 0 | 0 | 0 | 0 | 0 | 0 | 0 | 0 | 0
2013 | CAN | NPCC | - | Quebec | 7a5 | Hydro Expected On-Peak |  | 136 | 810 | 881 | 1212 | 2065 | 2100 | 2206 | 2601 | 2601 | 2601 | 2601
2013 | CAN | NPCC | - | Quebec | 7a6 | Hydro Derate On-Peak |  | 0 | 0 | 0 | 0 | 0 | 0 | 0 | 0 | 0 | 0 | 0
2013 | CAN | NPCC | - | Quebec | 7a7 | Biomass Expected On-Peak |  | 23.4 | 107.4 | 179.4 | 229.4 | 229.4 | 229.4 | 229.4 | 229.4 | 229.4 | 229.4 | 229.4
2013 | CAN | NPCC | - | Quebec | 7a8 | Biomass Derate On-Peak |  | 0 | 0 | 0 | 0 | 0 | 0 | 0 | 0 | 0 | 0 | 0
2013 | CAN | NPCC | - | Quebec | 7a9 | Transmission-Limited Resources
2013 | CAN | NPCC | - | Quebec | 7a10 | Scheduled Outage - Maintenance
2013 | CAN | NPCC | - | Quebec | 7a11 | All Other Derates |  | 0 | 5.6843e-14 | 5.6843e-14 | 5.6843e-14 | 5.6843e-14 | 5.6843e-14 | 5.6843e-14 | 5.6843e-14 | 5.6843e-14 | 5.6843e-14 | 5.6843e-14
2013 | CAN | NPCC | - | Quebec | 7a12 | Energy-Only
2013 | CAN | NPCC | - | Quebec | 7b | Future-Other |  | 0 | 0 | 0 | 0 | 0 | 0 | 0 | 0 | 0 | 0 | 0
2013 | CAN | NPCC | - | Quebec | 7b1 | Wind Expected On-Peak |  | 0 | 0 | 0 | 0 | 0 | 0 | 0 | 0 | 0 | 0 | 0
2013 | CAN | NPCC | - | Quebec | 7b2 | Wind Derate On-Peak |  | 0 | 0 | 0 | 0 | 0 | 0 | 0 | 0 | 0 | 0 | 0
2013 | CAN | NPCC | - | Quebec | 7b3 | Solar Expected On-Peak |  | 0 | 0 | 0 | 0 | 0 | 0 | 0 | 0 | 0 | 0 | 0
2013 | CAN | NPCC | - | Quebec | 7b4 | Solar Derate On-Peak |  | 0 | 0 | 0 | 0 | 0 | 0 | 0 | 0 | 0 | 0 | 0
2013 | CAN | NPCC | - | Quebec | 7b5 | Hydro Expected On-Peak |  | 0 | 0 | 0 | 0 | 0 | 0 | 0 | 0 | 0 | 0 | 0
2013 | CAN | NPCC | - | Quebec | 7b6 | Hydro Derate On-Peak |  | 0 | 0 | 0 | 0 | 0 | 0 | 0 | 0 | 0 | 0 | 0
2013 | CAN | NPCC | - | Quebec | 7b7 | Biomass Expected On-Peak |  | 0 | 0 | 0 | 0 | 0 | 0 | 0 | 0 | 0 | 0 | 0
2013 | CAN | NPCC | - | Quebec | 7b8 | Biomass Derate On-Peak |  | 0 | 0 | 0 | 0 | 0 | 0 | 0 | 0 | 0 | 0 | 0
2013 | CAN | NPCC | - | Quebec | 7b9 | Transmission-Limited Resources
2013 | CAN | NPCC | - | Quebec | 7b10 | Scheduled Outage - Maintenance
2013 | CAN | NPCC | - | Quebec | 7b11 | All Other Derates |  | 0 | 0 | 0 | 0 | 0 | 0 | 0 | 0 | 0 | 0 | 0
2013 | CAN | NPCC | - | Quebec | 7b12 | Energy-Only
2013 | CAN | NPCC | - | Quebec | 8 | Conceptual |  | 0 | 0 | 0 | 0 | 0 | 0 | 0 | 0 | 0 | 0 | 0
2013 | CAN | NPCC | - | Quebec | 8a1 | Wind Expected On-Peak |  | 0 | 0 | 0 | 0 | 0 | 0 | 0 | 0 | 0 | 0 | 0
2013 | CAN | NPCC | - | Quebec | 8a2 | Wind Derate On-Peak |  | 0 | 0 | 0 | 0 | 0 | 0 | 0 | 0 | 0 | 0 | 0
2013 | CAN | NPCC | - | Quebec | 8a3 | Solar Expected On-Peak |  | 0 | 0 | 0 | 0 | 0 | 0 | 0 | 0 | 0 | 0 | 0
2013 | CAN | NPCC | - | Quebec | 8a4 | Solar Derate On-Peak |  | 0 | 0 | 0 | 0 | 0 | 0 | 0 | 0 | 0 | 0 | 0
2013 | CAN | NPCC | - | Quebec | 8a5 | Hydro Expected On-Peak |  | 0 | 0 | 0 | 0 | 0 | 0 | 0 | 0 | 0 | 0 | 0
2013 | CAN | NPCC | - | Quebec | 8a6 | Hydro Derate On-Peak |  | 0 | 0 | 0 | 0 | 0 | 0 | 0 | 0 | 0 | 0 | 0
2013 | CAN | NPCC | - | Quebec | 8a7 | Biomass Expected On-Peak |  | 0 | 0 | 0 | 0 | 0 | 0 | 0 | 0 | 0 | 0 | 0
2013 | CAN | NPCC | - | Quebec | 8a8 | Biomass Derate On-Peak |  | 0 | 0 | 0 | 0 | 0 | 0 | 0 | 0 | 0 | 0 | 0
2013 | CAN | NPCC | - | Quebec | 8a9 | All Other Derates |  | 0 | 0 | 0 | 0 | 0 | 0 | 0 | 0 | 0 | 0 | 0
2013 | CAN | NPCC | - | Quebec | 8a10 | Energy-Only
2013 | CAN | NPCC | - | Quebec | 9 | ANTICIPATED INTERNAL CAPACITY |  | 41728.912 | 42411.622 | 42688.302 | 43060.302 | 43745.802 | 43848.302 | 44104.302 | 44559.302 | 44559.302 | 44559.302 | 44559.302
2013 | CAN | NPCC | - | Quebec | 10 | CAPACITY TRANSACTIONS - IMPORTS | 0 | 1600 | 1100 | 1100 | 1100 | 1100 | 1100 | 1100 | 1100 | 1100 | 1100 | 1100
2013 | CAN | NPCC | - | Quebec | 10a | Firm |  | 500 | 0 | 0 | 0 | 0 | 0 | 0 | 0 | 0 | 0 | 0
2013 | CAN | NPCC | - | Quebec | 10a1 | Full-Responsibility Purchases |  | 500 | 0 | 0 | 0 | 0 | 0 | 0 | 0 | 0 | 0 | 0
2013 | CAN | NPCC | - | Quebec | 10a2 | Owned Capacity/Entitlement Located Outside the Region/Subregion |  |  | 0 | 0 | 0 | 0 | 0 | 0 | 0 | 0 | 0 | 0
2013 | CAN | NPCC | - | Quebec | 10b | Non-firm
2013 | CAN | NPCC | - | Quebec | 10c | Expected |  | 1100 | 1100 | 1100 | 1100 | 1100 | 1100 | 1100 | 1100 | 1100 | 1100 | 1100
2013 | CAN | NPCC | - | Quebec | 10c1 | Full-Responsibility Purchases |  | 1100 | 1100 | 1100 | 1100 | 1100 | 1100 | 1100 | 1100 | 1100 | 1100 | 1100
2013 | CAN | NPCC | - | Quebec | 10c2 | Owned Capacity/Entitlement Located Outside the Region/Subregion |  |  | 0 | 0 | 0 | 0 | 0 | 0 | 0 | 0 | 0 | 0
2013 | CAN | NPCC | - | Quebec | 11 | CAPACITY TRANSACTIONS - EXPORTS | 0 | 898 | 626 | 974 | 1017 | 151 | 151 | 151 | 145 | 145 | 145 | 145
2013 | CAN | NPCC | - | Quebec | 11a | Firm |  | 898 | 626 | 974 | 1017 | 151 | 151 | 151 | 145 | 145 | 145 | 145
2013 | CAN | NPCC | - | Quebec | 11a1 | Full-Responsibility Purchases |  | 898 | 626 | 974 | 1017 | 151 | 151 | 151 | 145 | 145 | 145 | 145
2013 | CAN | NPCC | - | Quebec | 11a2 | Owned Capacity/Entitlement Located Outside the Region/Subregion |  |  | 0 | 0 | 0 | 0 | 0 | 0 | 0 | 0 | 0 | 0
2013 | CAN | NPCC | - | Quebec | 11b | Non-firm
2013 | CAN | NPCC | - | Quebec | 11c | Expected |  |  | 0 | 0 | 0 | 0 | 0 | 0 | 0 | 0 | 0 | 0
2013 | CAN | NPCC | - | Quebec | 11c1 | Full-Responsibility Purchases |  |  | 0 | 0 | 0 | 0 | 0 | 0 | 0 | 0 | 0 | 0
2013 | CAN | NPCC | - | Quebec | 11c2 | Owned Capacity/Entitlement Located Outside the Region/Subregion |  |  | 0 | 0 | 0 | 0 | 0 | 0 | 0 | 0 | 0 | 0
2013 | CAN | NPCC | - | Quebec | 12 | EXISTING-CERTAIN & NET FIRM TRANSACTIONS | 0 | 40960.762 | 40511.762 | 40163.762 | 40111.762 | 40697.762 | 40697.762 | 40847.762 | 40853.762 | 40853.762 | 40853.762 | 40853.762
2013 | CAN | NPCC | - | Quebec | 13 | ANTICIPATED CAPACITY RESOURCES |  |  | 41785.622 | 41714.302 | 42043.302 | 43594.802 | 43697.302 | 43953.302 | 44414.302 | 44414.302 | 44414.302 | 44414.302
2013 | CAN | NPCC | - | Quebec | 14 | PROSPECTIVE CAPACITY RESOURCES |  |  | 43432.622 | 43361.302 | 43690.302 | 45241.802 | 45344.302 | 45600.302 | 46061.302 | 46061.302 | 46061.302 | 46061.302
2013 | CAN | NPCC | - | Quebec | 15 | TOTAL POTENTIAL CAPACITY RESOURCES |  |  | 43432.622 | 43361.302 | 43690.302 | 45241.802 | 45344.302 | 45600.302 | 46061.302 | 46061.302 | 46061.302 | 46061.302
2013 | CAN | NPCC | - | Quebec | 16 | ADJUSTED POTENTIAL CAPACITY RESOURCES |  |  | 43432.622 | 43361.302 | 43690.302 | 45241.802 | 45344.302 | 45600.302 | 46061.302 | 46061.302 | 46061.302 | 46061.302
2013 | CAN | NPCC | - | Quebec | 16a | Confidence of Future-Other |  |  | 0.99999 | 0.99999 | 0.99999 | 0.99999 | 0.99999 | 0.99999 | 0.99999 | 0.99999 | 0.99999 | 0.99999
2013 | CAN | NPCC | - | Quebec | 16b | Net Future-Other Resources After Confidence Percentage Is Applied |  |  | 0 | 0 | 0 | 0 | 0 | 0 | 0 | 0 | 0 | 0
2013 | CAN | NPCC | - | Quebec | 16c | Confidence of Conceptual |  |  | 0.99999 | 0.99999 | 0.99999 | 0.99999 | 0.99999 | 0.99999 | 0.99999 | 0.99999 | 0.99999 | 0.99999
2013 | CAN | NPCC | - | Quebec | 16d | Net Conceptual Resources After Confidence Percentage Is Applied |  |  | 0 | 0 | 0 | 0 | 0 | 0 | 0 | 0 | 0 | 0
2013 | CAN | NPCC | - | Quebec | 17 | ASSESSMENT AREA TARGET RESERVE MARGIN |  |  | 10.3% | 10.5% | 10.7% | 10.7% | 10.7% | 10.7% | 10.7% | 10.7% | 10.7% | 10.7%
2013 | CAN | NPCC | - | Quebec | 18 | EXISTING-CERTAIN AND NET FIRM TRANSACTIONS RESERVE MARGIN | -100% | 58: 10.01%
2013 | CAN | NPCC | - | Quebec | 19 | ANTICIPATED CAPACITY RESOURCES RESERVE MARGIN |  |  | 12.39% | 11.17% | 10.9% | 13.96% | 12.19% | 11.76% | 11.97% | 11.1% | 10.24% | 9.496%
2013 | CAN | NPCC | - | Quebec | 20 | PROSPECTIVE CAPACITY RESOURCES RESERVE MARGIN |  |  | 16.82% | 15.56% | 15.25% | 18.27% | 16.42% | 15.95% | 16.12% | 15.22% | 14.32% | 13.56%
2013 | CAN | NPCC | - | Quebec | 21 | TOTAL POTENTIAL RESOURCES RESERVE MARGIN |  |  | 16.82% | 15.56% | 15.25% | 18.27% | 16.42% | 15.95% | 16.12% | 15.22% | 14.32% | 13.56%
2013 | CAN | NPCC | - | Quebec | 22 | ADJUSTED POTENTIAL RESOURCES RESERVE MARGIN |  |  | 16.82% | 15.56% | 15.25% | 18.27% | 16.42% | 15.95% | 16.12% | 15.22% | 14.32% | 13.56%
2013 | CAN | NPCC | - | Quebec | 23 | Total Baseline Installed Capacity | 0
2013 | CAN | NPCC | - | Quebec | 24 | Distributed or Other Capacity (Behind the Meter) < 1 MW |  | 0 | 0 | 0 | 0 | 0 | 0 | 0 | 0 | 0 | 0 | 0
2013 | CAN | NPCC | - | Quebec | 25 | Distributed or Other Capacity (Behind the Meter) ≥ 1 MW |  | 0 | 0 | 0 | 0 | 0 | 0 | 0 | 0 | 0 | 0 | 0
2013 | CAN | NPCC | - | Quebec | 26 | Capacity Total from EIA-860 |  | 0 | 0 | 0 | 0 | 0 | 0 | 0 | 0 | 0 | 0 | 0
2013 | US | RF | - | PJM | 1 | Unrestricted Non-coincident Peak Demand |  | 132229 | 134742 | 137338 | 139296 | 140430 | 141483 | 142462 | 144099 | 145441 | 146618 | 147730
2013 | US | RF | - | PJM | 1a | New Conservation (Energy Efficiency) |  |  |  | 0 | 0 | 0 | 0 | 0 | 0 | 0 | 0 | 0
2013 | US | RF | - | PJM | 1b | Estimated Diversity |  |  |  | 0 | 0 | 0 | 0 | 0 | 0 | 0 | 0 | 0
2013 | US | RF | - | PJM | 1c | Additions for non-member load (load served by non-registered LSE's in a region) |  |  |  | 0 | 0 | 0 | 0 | 0 | 0 | 0 | 0 | 0
2013 | US | RF | - | PJM | 1d | Stand-by Load Under Contract (Normally served by behind the meter generation) |  |  |  | 0 | 0 | 0 | 0 | 0 | 0 | 0 | 0 | 0
2013 | US | RF | - | PJM | 1e | Non-Controllable Demand-Side Demand Response |  |  |  | 0 | 0 | 0 | 0 | 0 | 0 | 0 | 0 | 0
2013 | US | RF | - | PJM | 2 | Total Internal Demand | 122566 | 132229 | 134742 | 137338 | 139296 | 140430 | 141483 | 142462 | 144099 | 145441 | 146618 | 147730
2013 | US | RF | - | PJM | 2a | Supply-Side Direct Control Load Management (DCLM) |  |  |  | 0 | 0 | 0 | 0 | 0 | 0 | 0 | 0 | 0
2013 | US | RF | - | PJM | 2b | Supply-Side Contractually Interruptible (Curtailable) |  |  |  | 0 | 0 | 0 | 0 | 0 | 0 | 0 | 0 | 0
2013 | US | RF | - | PJM | 2c | Supply-Side Critical Peak-Pricing (CPP) with Control |  |  |  | 0 | 0 | 0 | 0 | 0 | 0 | 0 | 0 | 0
2013 | US | RF | - | PJM | 2d | Supply-Side Load as a Capacity Resource |  |  |  | 0 | 0 | 0 | 0 | 0 | 0 | 0 | 0 | 0
2013 | US | RF | - | PJM | 3 | Net Internal Demand | 122566 | 132229 | 134742 | 137338 | 139296 | 140430 | 141483 | 142462 | 144099 | 145441 | 146618 | 147730
2013 | US | RF | - | PJM | 3a | Demand-Side Direct Control Load Management (DCLM) |  |  |  | 0 | 0 | 0 | 0 | 0 | 0 | 0 | 0 | 0
2013 | US | RF | - | PJM | 3b | Demand-Side Contractually Interruptible (Curtailable) |  | 0 |  | 0 | 0 | 0 | 0 | 0 | 0 | 0 | 0 | 0
2013 | US | RF | - | PJM | 3c | Demand-Side Critical Peak-Pricing (CPP) with Control |  |  |  | 0 | 0 | 0 | 0 | 0 | 0 | 0 | 0 | 0
2013 | US | RF | - | PJM | 3d | Demand-Side Load as a Capacity Resource |  |  |  | 0 | 0 | 0 | 0 | 0 | 0 | 0 | 0 | 0
2013 | US | RF | - | PJM | 4 | Total Controllable Demand Response | 0 | 0 | 0 | 0 | 0 | 0 | 0 | 0 | 0 | 0 | 0 | 0
2013 | US | RF | - | PJM | 4a | Demand Response used for Ancillary Services - Spinning Reserves |  |  |  | 0 | 0 | 0 | 0 | 0 | 0 | 0 | 0 | 0
2013 | US | RF | - | PJM | 4b | Demand Response used for Ancillary Services - Non-Spinning Reserves |  |  |  | 0 | 0 | 0 | 0 | 0 | 0 | 0 | 0 | 0
2013 | US | RF | - | PJM | 4c | Demand Response used for Regulation |  |  |  | 0 | 0 | 0 | 0 | 0 | 0 | 0 | 0 | 0
2013 | US | RF | - | PJM | 4d | Demand Response used for Energy, Voluntary Services - Emergency |  |  |  | 0 | 0 | 0 | 0 | 0 | 0 | 0 | 0 | 0
2013 | US | RF | - | PJM | 5 | TOTAL INTERNAL CAPACITY |  | 195070.5464 | 188938.64 | 188012.225 | 191971.505 | 193229.085 | 196011.465 | 197203.845 | 198396.225 | 199588.605 | 200780.985 | 201973.365
2013 | US | RF | - | PJM | 6a | Existing-Certain | 185421 | 185330.98 | 185330.98 | 185330.98 | 185330.98 | 185330.98 | 185330.98 | 185330.98 | 185330.98 | 185330.98 | 185330.98 | 185330.98
2013 | US | RF | - | PJM | 6a1 | Wind Expected On-Peak |  | 58: 871.7
2013 | US | RF | - | PJM | 6a2 | Solar Expected On-Peak |  | 58: 55.4
2013 | US | RF | - | PJM | 6a3 | Hydro Expected On-Peak |  | 58: 2682.5
2013 | US | RF | - | PJM | 6a4 | Biomass Expected On-Peak |  | 58: 1106.88
2013 | US | RF | - | PJM | 6b | Existing-Other |  | 58: 4870
2013 | US | RF | - | PJM | 6b1 | Wind Derate On-Peak |  | 58: 4517.2769
2013 | US | RF | - | PJM | 6b2 | Solar Derate On-Peak |  | 58: 91.5947
2013 | US | RF | - | PJM | 6b3 | Hydro Derate On-Peak |  | 58: 0
2013 | US | RF | - | PJM | 6b4 | Biomass Derate On-Peak |  | 58: 0
2013 | US | RF | - | PJM | 6b5 | Transmission-Limited Resources
2013 | US | RF | - | PJM | 6b6 | All Other Derates |  | 58: 260.6947
2013 | US | RF | - | PJM | 6b7 | Energy-Only (Existing-Other)
2013 | US | RF | - | PJM | 6c | Unplanned Outages (Actual) / Current and Future Inoperable Resources |  | 0 | 0 | 0 | 0 | 0 | 0 | 0 | 0 | 0 | 0 | 0
2013 | US | RF | - | PJM | 6d | Total Supply-Side Demand Response | 0 | 0 | 0 | 0 | 0 | 0 | 0 | 0 | 0 | 0 | 0 | 0
2013 | US | RF | - | PJM | 7 | TOTAL FUTURE CAPACITY ADDITIONS |  |  | 1797.79 | -2064.805 | 443.265 | 514.665 | 2092.265 | 2092.265 | 2092.265 | 2092.265 | 2092.265 | 2092.265
2013 | US | RF | - | PJM | 7a | Future-Planned |  |  | 1797.79 | -2064.805 | 443.265 | 514.665 | 2092.265 | 2092.265 | 2092.265 | 2092.265 | 2092.265 | 2092.265
2013 | US | RF | - | PJM | 7a1 | Wind Expected On-Peak |  |  | 0 | 0 | 0 | 0 | 0 | 0 | 0 | 0 | 0 | 0
2013 | US | RF | - | PJM | 7a2 | Wind Derate On-Peak |  |  | 925.5 | 2511.3 | 2815.33 | 2815.33 | 2815.33 | 2815.33 | 2815.33 | 2815.33 | 2815.33 | 2815.33
2013 | US | RF | - | PJM | 7a3 | Solar Expected On-Peak |  |  | 0 | 0 | 0 | 0 | 0 | 0 | 0 | 0 | 0 | 0
2013 | US | RF | - | PJM | 7a4 | Solar Derate On-Peak |  |  | 294.79 | 548.39 | 565.19 | 583.79 | 596.19 | 596.19 | 596.19 | 596.19 | 596.19 | 596.19
2013 | US | RF | - | PJM | 7a5 | Hydro Expected On-Peak |  |  | 0 | 0 | 0 | 0 | 0 | 0 | 0 | 0 | 0 | 0
2013 | US | RF | - | PJM | 7a6 | Hydro Derate On-Peak |  |  | 0 | 0 | 0 | 0 | 0 | 0 | 0 | 0 | 0 | 0
2013 | US | RF | - | PJM | 7a7 | Biomass Expected On-Peak |  |  | 0 | 0 | 0 | 0 | 0 | 0 | 0 | 0 | 0 | 0
2013 | US | RF | - | PJM | 7a8 | Biomass Derate On-Peak |  |  | 0 | 0 | 0 | 0 | 0 | 0 | 0 | 0 | 0 | 0
2013 | US | RF | - | PJM | 7a9 | Transmission-Limited Resources
2013 | US | RF | - | PJM | 7a10 | Scheduled Outage - Maintenance
2013 | US | RF | - | PJM | 7a11 | All Other Derates |  |  | 589.58 | 1686.36 | 2816.74 | 3984.32 | 5176.7 | 6369.08 | 7561.46 | 8753.84 | 9946.22 | 11138.6
2013 | US | RF | - | PJM | 7a12 | Energy-Only
2013 | US | RF | - | PJM | 7b | Future-Other |  |  | 0 | 0 | 0 | 0 | 0 | 0 | 0 | 0 | 0 | 0
2013 | US | RF | - | PJM | 7b1 | Wind Expected On-Peak |  |  | 0 | 0 | 0 | 0 | 0 | 0 | 0 | 0 | 0 | 0
2013 | US | RF | - | PJM | 7b2 | Wind Derate On-Peak |  |  | 0 | 0 | 0 | 0 | 0 | 0 | 0 | 0 | 0 | 0
2013 | US | RF | - | PJM | 7b3 | Solar Expected On-Peak |  |  | 0 | 0 | 0 | 0 | 0 | 0 | 0 | 0 | 0 | 0
2013 | US | RF | - | PJM | 7b4 | Solar Derate On-Peak |  |  | 0 | 0 | 0 | 0 | 0 | 0 | 0 | 0 | 0 | 0
2013 | US | RF | - | PJM | 7b5 | Hydro Expected On-Peak |  |  | 0 | 0 | 0 | 0 | 0 | 0 | 0 | 0 | 0 | 0
2013 | US | RF | - | PJM | 7b6 | Hydro Derate On-Peak |  |  | 0 | 0 | 0 | 0 | 0 | 0 | 0 | 0 | 0 | 0
2013 | US | RF | - | PJM | 7b7 | Biomass Expected On-Peak |  |  | 0 | 0 | 0 | 0 | 0 | 0 | 0 | 0 | 0 | 0
2013 | US | RF | - | PJM | 7b8 | Biomass Derate On-Peak |  |  | 0 | 0 | 0 | 0 | 0 | 0 | 0 | 0 | 0 | 0
2013 | US | RF | - | PJM | 7b9 | Transmission-Limited Resources
2013 | US | RF | - | PJM | 7b10 | Scheduled Outage - Maintenance
2013 | US | RF | - | PJM | 7b11 | All Other Derates |  |  | 0 | 0 | 0 | 0 | 0 | 0 | 0 | 0 | 0 | 0
2013 | US | RF | - | PJM | 7b12 | Energy-Only
2013 | US | RF | - | PJM | 8 | Conceptual |  |  | 3675.33 | 18566.75 | 28237.05 | 37579.15 | 37579.15 | 38955.15 | 38955.15 | 38955.15 | 38955.15 | 38955.15
2013 | US | RF | - | PJM | 8a1 | Wind Expected On-Peak |  |  | 0 | 0 | 0 | 0 | 0 | 0 | 0 | 0 | 0 | 0
2013 | US | RF | - | PJM | 8a2 | Wind Derate On-Peak |  |  | 3731.72 | 6008.68 | 8995.38 | 9222.88 | 9222.88 | 9222.88 | 9222.88 | 9222.88 | 9222.88 | 9222.88
2013 | US | RF | - | PJM | 8a3 | Solar Expected On-Peak |  |  | 0 | 0 | 0 | 0 | 0 | 0 | 0 | 0 | 0 | 0
2013 | US | RF | - | PJM | 8a4 | Solar Derate On-Peak |  |  | 30.38 | 91.9 | 104.3 | 141.5 | 141.5 | 141.5 | 141.5 | 141.5 | 141.5 | 141.5
2013 | US | RF | - | PJM | 8a5 | Hydro Expected On-Peak |  |  | 0 | 0 | 0 | 0 | 0 | 0 | 0 | 0 | 0 | 0
2013 | US | RF | - | PJM | 8a6 | Hydro Derate On-Peak |  |  | 0 | 0 | 0 | 0 | 0 | 0 | 0 | 0 | 0 | 0
2013 | US | RF | - | PJM | 8a7 | Biomass Expected On-Peak |  |  | 0 | 0 | 0 | 0 | 0 | 0 | 0 | 0 | 0 | 0
2013 | US | RF | - | PJM | 8a8 | Biomass Derate On-Peak |  |  | 0 | 0 | 0 | 0 | 0 | 0 | 0 | 0 | 0 | 0
2013 | US | RF | - | PJM | 8a9 | All Other Derates |  |  | 60.76 | 244.56 | 453.16 | 736.16 | 1019.16 | 1302.16 | 1585.16 | 1868.16 | 2151.16 | 2434.16
2013 | US | RF | - | PJM | 8a10 | Energy-Only
2013 | US | RF | - | PJM | 9 | ANTICIPATED INTERNAL CAPACITY |  |  | 187128.77 | 183266.175 | 185774.245 | 185845.645 | 187423.245 | 187423.245 | 187423.245 | 187423.245 | 187423.245 | 187423.245
2013 | US | RF | - | PJM | 10 | CAPACITY TRANSACTIONS - IMPORTS | 0 | 3438.2 | 4340.3 | 4425.3 | 3107.5 | 3107.5 | 3107.5 | 3107.5 | 3107.5 | 3107.5 | 3107.5 | 3107.5
2013 | US | RF | - | PJM | 10a | Firm |  | 3438.2 | 4340.3 | 4425.3 | 3107.5 | 3107.5 | 3107.5 | 3107.5 | 3107.5 | 3107.5 | 3107.5 | 3107.5
2013 | US | RF | - | PJM | 10a1 | Full-Responsibility Purchases |  |  | 1224.7 | 1317.8 | 0 | 0 | 0 | 0 | 0 | 0 | 0 | 0
2013 | US | RF | - | PJM | 10a2 | Owned Capacity/Entitlement Located Outside the Region/Subregion |  |  | 3115.6 | 3107.5 | 3107.5 | 3107.5 | 3107.5 | 3107.5 | 3107.5 | 3107.5 | 3107.5 | 3107.5
2013 | US | RF | - | PJM | 10b | Non-firm
2013 | US | RF | - | PJM | 10c | Expected |  |  | 0 | 0 | 0 | 0 | 0 | 0 | 0 | 0 | 0 | 0
2013 | US | RF | - | PJM | 10c1 | Full-Responsibility Purchases |  |  | 0 | 0 | 0 | 0 | 0 | 0 | 0 | 0 | 0 | 0
2013 | US | RF | - | PJM | 10c2 | Owned Capacity/Entitlement Located Outside the Region/Subregion |  |  | 0 | 0 | 0 | 0 | 0 | 0 | 0 | 0 | 0 | 0
2013 | US | RF | - | PJM | 11 | CAPACITY TRANSACTIONS - EXPORTS | 1235.6 | 85.3 | 85.3 | 85.3 | 85.3 | 85.3 | 85.3 | 85.3 | 85.3 | 85.3 | 85.3 | 85.3
2013 | US | RF | - | PJM | 11a | Firm | 1235.6 | 85.3 | 85.3 | 85.3 | 85.3 | 85.3 | 85.3 | 85.3 | 85.3 | 85.3 | 85.3 | 85.3
2013 | US | RF | - | PJM | 11a1 | Full-Responsibility Purchases |  |  | 0 | 0 | 0 | 0 | 0 | 0 | 0 | 0 | 0 | 0
2013 | US | RF | - | PJM | 11a2 | Owned Capacity/Entitlement Located Outside the Region/Subregion |  |  | 0 | 0 | 0 | 0 | 0 | 0 | 0 | 0 | 0 | 0
2013 | US | RF | - | PJM | 11b | Non-firm
2013 | US | RF | - | PJM | 11c | Expected |  |  | 0 | 0 | 0 | 0 | 0 | 0 | 0 | 0 | 0 | 0
2013 | US | RF | - | PJM | 11c1 | Full-Responsibility Purchases |  |  | 0 | 0 | 0 | 0 | 0 | 0 | 0 | 0 | 0 | 0
2013 | US | RF | - | PJM | 11c2 | Owned Capacity/Entitlement Located Outside the Region/Subregion |  |  | 0 | 0 | 0 | 0 | 0 | 0 | 0 | 0 | 0 | 0
2013 | US | RF | - | PJM | 12 | EXISTING-CERTAIN & NET FIRM TRANSACTIONS | 184185.4 | 58: 188683.88
2013 | US | RF | - | PJM | 13 | ANTICIPATED CAPACITY RESOURCES |  |  | 191383.77 | 187606.175 | 188796.445 | 188867.845 | 190445.445 | 190445.445 | 190445.445 | 190445.445 | 190445.445 | 190445.445
2013 | US | RF | - | PJM | 14 | PROSPECTIVE CAPACITY RESOURCES |  |  | 191383.77 | 187606.175 | 188796.445 | 188867.845 | 190445.445 | 190445.445 | 190445.445 | 190445.445 | 190445.445 | 190445.445
2013 | US | RF | - | PJM | 15 | TOTAL POTENTIAL CAPACITY RESOURCES |  |  | 195059.1 | 206172.925 | 217033.495 | 226446.995 | 228024.595 | 229400.595 | 229400.595 | 229400.595 | 229400.595 | 229400.595
2013 | US | RF | - | PJM | 16 | ADJUSTED POTENTIAL CAPACITY RESOURCES |  |  | 192670.1355 | 192247.8625 | 193032.0025 | 194504.7175 | 196082.3175 | 196288.7175 | 196288.7175 | 196288.7175 | 196288.7175 | 196288.7175
2013 | US | RF | - | PJM | 16a | Confidence of Future-Other |  |  | 0.99999 | 0.99999 | 0.99999 | 0.99999 | 0.99999 | 0.99999 | 0.99999 | 0.99999 | 0.99999 | 0.99999
2013 | US | RF | - | PJM | 16b | Net Future-Other Resources After Confidence Percentage Is Applied |  |  | 0 | 0 | 0 | 0 | 0 | 0 | 0 | 0 | 0 | 0
2013 | US | RF | - | PJM | 16c | Confidence of Conceptual |  |  | 0.35 | 0.25 | 0.15 | 0.15 | 0.15 | 0.15 | 0.15 | 0.15 | 0.15 | 0.15
2013 | US | RF | - | PJM | 16d | Net Conceptual Resources After Confidence Percentage Is Applied |  |  | 1286.3655 | 4641.6875 | 4235.5575 | 5636.8725 | 5636.8725 | 5843.2725 | 5843.2725 | 5843.2725 | 5843.2725 | 5843.2725
2013 | US | RF | - | PJM | 17 | ASSESSMENT AREA TARGET RESERVE MARGIN |  |  | 15.9% | 15.3% | 15.6% | 15.6% | 15.6% | 15.6% | 15.6% | 15.6% | 15.6% | 15.6%
2013 | US | RF | - | PJM | 18 | EXISTING-CERTAIN AND NET FIRM TRANSACTIONS RESERVE MARGIN | 50.27% | 58: 42.69%
2013 | US | RF | - | PJM | 19 | ANTICIPATED CAPACITY RESOURCES RESERVE MARGIN |  |  | 42.04% | 36.6% | 35.54% | 34.49% | 34.61% | 33.68% | 32.16% | 30.94% | 29.89% | 28.91%
2013 | US | RF | - | PJM | 20 | PROSPECTIVE CAPACITY RESOURCES RESERVE MARGIN |  |  | 42.04% | 36.6% | 35.54% | 34.49% | 34.61% | 33.68% | 32.16% | 30.94% | 29.89% | 28.91%
2013 | US | RF | - | PJM | 21 | TOTAL POTENTIAL RESOURCES RESERVE MARGIN |  |  | 44.76% | 50.12% | 55.81% | 61.25% | 61.17% | 61.03% | 59.2% | 57.73% | 56.46% | 55.28%
2013 | US | RF | - | PJM | 22 | ADJUSTED POTENTIAL RESOURCES RESERVE MARGIN |  |  | 42.99% | 39.98% | 38.58% | 38.51% | 38.59% | 37.78% | 36.22% | 34.96% | 33.88% | 32.87%
2013 | US | RF | - | PJM | 23 | Total Baseline Installed Capacity | 185421
2013 | US | RF | - | PJM | 24 | Distributed or Other Capacity (Behind the Meter) < 1 MW |  | 0 | 0 | 0 | 0 | 0 | 0 | 0 | 0 | 0 | 0 | 0
2013 | US | RF | - | PJM | 25 | Distributed or Other Capacity (Behind the Meter) ≥ 1 MW |  | 0 | 0 | 0 | 0 | 0 | 0 | 0 | 0 | 0 | 0 | 0
2013 | US | RF | - | PJM | 26 | Capacity Total from EIA-860 |  | 0 | 0 | 0 | 0 | 0 | 0 | 0 | 0 | 0 | 0 | 0
2013 | US | SERC | - | SERC-E | 1 | Unrestricted Non-coincident Peak Demand | 0 | 42671 | 42746 | 43327 | 44214 | 45056 | 45932 | 46833 | 47667 | 48395 | 49320 | 50127
2013 | US | SERC | - | SERC-E | 1a | New Conservation (Energy Efficiency) | 359 | 371 | 472 | 587 | 692 | 807 | 921 | 1035 | 1149 | 1260 | 1369 | 1477
2013 | US | SERC | - | SERC-E | 1b | Estimated Diversity | 0 | 0 | 0 | 0 | 0 | 0 | 0 | 0 | 0 | 0 | 0 | 0
2013 | US | SERC | - | SERC-E | 1c | Additions for non-member load (load served by non-registered LSE's in a region) | 0 | 0 | 0 | 0 | 0 | 0 | 0 | 0 | 0 | 0 | 0 | 0
2013 | US | SERC | - | SERC-E | 1d | Stand-by Load Under Contract (Normally served by behind the meter generation) | 57 | 59 | 57 | 55 | 55 | 54 | 54 | 54 | 54 | 54 | 54 | 54
2013 | US | SERC | - | SERC-E | 1e | Non-Controllable Demand-Side Demand Response | 0 | 0 | 0 | 0 | 0 | 0 | 0 | 0 | 0 | 0 | 0 | 0
2013 | US | SERC | - | SERC-E | 2 | Total Internal Demand | 41761 | 42359 | 42331 | 42795 | 43577 | 44303 | 45065 | 45852 | 46572 | 47189 | 48005 | 48704
2013 | US | SERC | - | SERC-E | 2a | Supply-Side Direct Control Load Management (DCLM) | 0 | 0 | 0 | 0 | 0 | 0 | 0 | 0 | 0 | 0 | 0 | 0
2013 | US | SERC | - | SERC-E | 2b | Supply-Side Contractually Interruptible (Curtailable) | 0 | 0 | 0 | 0 | 0 | 0 | 0 | 0 | 0 | 0 | 0 | 0
2013 | US | SERC | - | SERC-E | 2c | Supply-Side Critical Peak-Pricing (CPP) with Control | 0 | 0 | 0 | 0 | 0 | 0 | 0 | 0 | 0 | 0 | 0 | 0
2013 | US | SERC | - | SERC-E | 2d | Supply-Side Load as a Capacity Resource | 0 | 0 | 0 | 0 | 0 | 0 | 0 | 0 | 0 | 0 | 0 | 0
2013 | US | SERC | - | SERC-E | 3 | Net Internal Demand | 40615 | 40882 | 40819 | 41248 | 41996 | 42713 | 43464 | 44242 | 44953 | 45560 | 46366 | 47055
2013 | US | SERC | - | SERC-E | 3a | Demand-Side Direct Control Load Management (DCLM) | 422 | 430 | 438 | 447 | 456 | 463 | 471 | 478 | 484 | 491 | 498 | 505
2013 | US | SERC | - | SERC-E | 3b | Demand-Side Contractually Interruptible (Curtailable) | 714 | 1028 | 1055 | 1081 | 1106 | 1108 | 1111 | 1113 | 1116 | 1119 | 1122 | 1125
2013 | US | SERC | - | SERC-E | 3c | Demand-Side Critical Peak-Pricing (CPP) with Control | 10 | 19 | 19 | 19 | 19 | 19 | 19 | 19 | 19 | 19 | 19 | 19
2013 | US | SERC | - | SERC-E | 3d | Demand-Side Load as a Capacity Resource | 0 | 0 | 0 | 0 | 0 | 0 | 0 | 0 | 0 | 0 | 0 | 0
2013 | US | SERC | - | SERC-E | 4 | Total Controllable Demand Response | 1146 | 1477 | 1512 | 1547 | 1581 | 1590 | 1601 | 1610 | 1619 | 1629 | 1639 | 1649
2013 | US | SERC | - | SERC-E | 4a | Demand Response used for Ancillary Services - Spinning Reserves | 597 | 601 | 601 | 601 | 601 | 601 | 601 | 601 | 601 | 601 | 601 | 601
2013 | US | SERC | - | SERC-E | 4b | Demand Response used for Ancillary Services - Non-Spinning Reserves | 98 | 98 | 98 | 98 | 98 | 98 | 98 | 98 | 98 | 98 | 98 | 98
2013 | US | SERC | - | SERC-E | 4c | Demand Response used for Regulation | 0 | 0 | 0 | 0 | 0 | 0 | 0 | 0 | 0 | 0 | 0 | 0
2013 | US | SERC | - | SERC-E | 4d | Demand Response used for Energy, Voluntary Services - Emergency | 676 | 686 | 686 | 686 | 686 | 686 | 686 | 686 | 686 | 686 | 686 | 686
2013 | US | SERC | - | SERC-E | 5 | TOTAL INTERNAL CAPACITY | 52612.12 | 55442.19 | 55375.19 | 55403.19 | 55403.19 | 56225.19 | 56996.19 | 56996.19 | 56996.19 | 56996.19 | 56996.19 | 56996.19
2013 | US | SERC | - | SERC-E | 6a | Existing-Certain | 52506.12 | 53478.89 | 53478.89 | 53478.89 | 53478.89 | 53478.89 | 53478.89 | 53478.89 | 53478.89 | 53478.89 | 53478.89 | 53478.89
2013 | US | SERC | - | SERC-E | 6a1 | Wind Expected On-Peak | 0 | 0 | 0 | 0 | 0 | 0 | 0 | 0 | 0 | 0 | 0 | 0
2013 | US | SERC | - | SERC-E | 6a2 | Solar Expected On-Peak | 28.2 | 28.2 | 28.2 | 28.2 | 28.2 | 28.2 | 28.2 | 28.2 | 28.2 | 28.2 | 28.2 | 28.2
2013 | US | SERC | - | SERC-E | 6a3 | Hydro Expected On-Peak | 3088.42 | 3088.42 | 3088.42 | 3088.42 | 3088.42 | 3088.42 | 3088.42 | 3088.42 | 3088.42 | 3088.42 | 3088.42 | 3088.42
2013 | US | SERC | - | SERC-E | 6a4 | Biomass Expected On-Peak | 96.8 | 96.8 | 96.8 | 96.8 | 96.8 | 96.8 | 96.8 | 96.8 | 96.8 | 96.8 | 96.8 | 96.8
2013 | US | SERC | - | SERC-E | 6b | Existing-Other | 42 | 52 | 52 | 52 | 52 | 52 | 52 | 52 | 52 | 52 | 52 | 52
2013 | US | SERC | - | SERC-E | 6b1 | Wind Derate On-Peak | 0 | 0 | 0 | 0 | 0 | 0 | 0 | 0 | 0 | 0 | 0 | 0
2013 | US | SERC | - | SERC-E | 6b2 | Solar Derate On-Peak | 0 | 0 | 0 | 0 | 0 | 0 | 0 | 0 | 0 | 0 | 0 | 0
2013 | US | SERC | - | SERC-E | 6b3 | Hydro Derate On-Peak | 53.4 | 53.4 | 53.4 | 53.4 | 53.4 | 53.4 | 53.4 | 53.4 | 53.4 | 53.4 | 53.4 | 53.4
2013 | US | SERC | - | SERC-E | 6b4 | Biomass Derate On-Peak | 0 | 0 | 0 | 0 | 0 | 0 | 0 | 0 | 0 | 0 | 0 | 0
2013 | US | SERC | - | SERC-E | 6b5 | Transmission-Limited Resources | 0 | 0 | 0 | 0 | 0 | 0 | 0 | 0 | 0 | 0 | 0 | 0
2013 | US | SERC | - | SERC-E | 6b6 | All Other Derates | 1535.3 | 1681.9 | 1681.9 | 1681.9 | 1681.9 | 1681.9 | 1681.9 | 1681.9 | 1681.9 | 1681.9 | 1681.9 | 1681.9
2013 | US | SERC | - | SERC-E | 6b7 | Energy-Only (Existing-Other) | 42 | 42 | 42 | 42 | 42 | 42 | 42 | 42 | 42 | 42 | 42 | 42
2013 | US | SERC | - | SERC-E | 6c | Unplanned Outages (Actual) / Current and Future Inoperable Resources | 64 | 64 | 64 | 64 | 64 | 64 | 64 | 64 | 64 | 64 | 64 | 64
2013 | US | SERC | - | SERC-E | 6d | Total Supply-Side Demand Response | 0 | 0 | 0 | 0 | 0 | 0 | 0 | 0 | 0 | 0 | 0 | 0
2013 | US | SERC | - | SERC-E | 7 | TOTAL FUTURE CAPACITY ADDITIONS | 0 | 70 | 3 | 31 | 31 | 853 | 1624 | 1624 | 1624 | 1624 | 1624 | 1624
2013 | US | SERC | - | SERC-E | 7a | Future-Planned | 0 | 70 | 3 | 31 | 31 | 853 | 1624 | 1624 | 1624 | 1624 | 1624 | 1624
2013 | US | SERC | - | SERC-E | 7a1 | Wind Expected On-Peak | 0 | 0 | 0 | 0 | 0 | 0 | 0 | 0 | 0 | 0 | 0 | 0
2013 | US | SERC | - | SERC-E | 7a2 | Wind Derate On-Peak | 0 | 0 | 0 | 0 | 0 | 0 | 0 | 0 | 0 | 0 | 0 | 0
2013 | US | SERC | - | SERC-E | 7a3 | Solar Expected On-Peak | 0 | 0 | 0 | 0 | 0 | 0 | 0 | 0 | 0 | 0 | 0 | 0
2013 | US | SERC | - | SERC-E | 7a4 | Solar Derate On-Peak | 0 | 0 | 0 | 0 | 0 | 0 | 0 | 0 | 0 | 0 | 0 | 0
2013 | US | SERC | - | SERC-E | 7a5 | Hydro Expected On-Peak | 0 | 0 | 0 | 0 | 0 | 0 | 0 | 0 | 0 | 0 | 0 | 0
2013 | US | SERC | - | SERC-E | 7a6 | Hydro Derate On-Peak | 0 | 0 | 0 | 0 | 0 | 0 | 0 | 0 | 0 | 0 | 0 | 0
2013 | US | SERC | - | SERC-E | 7a7 | Biomass Expected On-Peak | 0 | 0 | 0 | 0 | 0 | 0 | 0 | 0 | 0 | 0 | 0 | 0
2013 | US | SERC | - | SERC-E | 7a8 | Biomass Derate On-Peak | 0 | 0 | 0 | 0 | 0 | 0 | 0 | 0 | 0 | 0 | 0 | 0
2013 | US | SERC | - | SERC-E | 7a9 | Transmission-Limited Resources | 0 | 0 | 0 | 0 | 0 | 0 | 0 | 0 | 0 | 0 | 0 | 0
2013 | US | SERC | - | SERC-E | 7a10 | Scheduled Outage - Maintenance | 0 | 0 | 0 | 0 | 0 | 0 | 0 | 0 | 0 | 0 | 0 | 0
2013 | US | SERC | - | SERC-E | 7a11 | All Other Derates | 0 | 0 | 0 | 0 | 0 | 0 | 0 | 0 | 0 | 0 | 0 | 0
2013 | US | SERC | - | SERC-E | 7a12 | Energy-Only | 0 | 0 | 0 | 0 | 0 | 0 | 0 | 0 | 0 | 0 | 0 | 0
2013 | US | SERC | - | SERC-E | 7b | Future-Other | 0 | 0 | 0 | 0 | 0 | 0 | 0 | 0 | 0 | 0 | 0 | 0
2013 | US | SERC | - | SERC-E | 7b1 | Wind Expected On-Peak | 0 | 0 | 0 | 0 | 0 | 0 | 0 | 0 | 0 | 0 | 0 | 0
2013 | US | SERC | - | SERC-E | 7b2 | Wind Derate On-Peak | 0 | 0 | 0 | 0 | 0 | 0 | 0 | 0 | 0 | 0 | 0 | 0
2013 | US | SERC | - | SERC-E | 7b3 | Solar Expected On-Peak | 0 | 0 | 0 | 0 | 0 | 0 | 0 | 0 | 0 | 0 | 0 | 0
2013 | US | SERC | - | SERC-E | 7b4 | Solar Derate On-Peak | 0 | 0 | 0 | 0 | 0 | 0 | 0 | 0 | 0 | 0 | 0 | 0
2013 | US | SERC | - | SERC-E | 7b5 | Hydro Expected On-Peak | 0 | 0 | 0 | 0 | 0 | 0 | 0 | 0 | 0 | 0 | 0 | 0
2013 | US | SERC | - | SERC-E | 7b6 | Hydro Derate On-Peak | 0 | 0 | 0 | 0 | 0 | 0 | 0 | 0 | 0 | 0 | 0 | 0
2013 | US | SERC | - | SERC-E | 7b7 | Biomass Expected On-Peak | 0 | 0 | 0 | 0 | 0 | 0 | 0 | 0 | 0 | 0 | 0 | 0
2013 | US | SERC | - | SERC-E | 7b8 | Biomass Derate On-Peak | 0 | 0 | 0 | 0 | 0 | 0 | 0 | 0 | 0 | 0 | 0 | 0
2013 | US | SERC | - | SERC-E | 7b9 | Transmission-Limited Resources | 0 | 0 | 0 | 0 | 0 | 0 | 0 | 0 | 0 | 0 | 0 | 0
2013 | US | SERC | - | SERC-E | 7b10 | Scheduled Outage - Maintenance | 0 | 0 | 0 | 0 | 0 | 0 | 0 | 0 | 0 | 0 | 0 | 0
2013 | US | SERC | - | SERC-E | 7b11 | All Other Derates | 0 | 0 | 0 | 0 | 0 | 0 | 0 | 0 | 0 | 0 | 0 | 0
2013 | US | SERC | - | SERC-E | 7b12 | Energy-Only | 0 | 0 | 0 | 0 | 0 | 0 | 0 | 0 | 0 | 0 | 0 | 0
2013 | US | SERC | - | SERC-E | 8 | Conceptual | 0 | 1.5 | 0 | 0 | 0 | 0 | 420 | 630 | 1505 | 1730 | 2605 | 2830
2013 | US | SERC | - | SERC-E | 8a1 | Wind Expected On-Peak | 0 | 0 | 0 | 0 | 0 | 0 | 0 | 0 | 0 | 0 | 0 | 0
2013 | US | SERC | - | SERC-E | 8a2 | Wind Derate On-Peak | 0 | 0 | 0 | 0 | 0 | 0 | 0 | 0 | 0 | 0 | 0 | 0
2013 | US | SERC | - | SERC-E | 8a3 | Solar Expected On-Peak | 0 | 0 | 0 | 0 | 0 | 0 | 0 | 0 | 0 | 0 | 0 | 0
2013 | US | SERC | - | SERC-E | 8a4 | Solar Derate On-Peak | 0 | 0 | 0 | 0 | 0 | 0 | 0 | 0 | 0 | 0 | 0 | 0
2013 | US | SERC | - | SERC-E | 8a5 | Hydro Expected On-Peak | 0 | 0 | 0 | 0 | 0 | 0 | 0 | 0 | 0 | 0 | 0 | 0
2013 | US | SERC | - | SERC-E | 8a6 | Hydro Derate On-Peak | 0 | 0 | 0 | 0 | 0 | 0 | 0 | 0 | 0 | 0 | 0 | 0
2013 | US | SERC | - | SERC-E | 8a7 | Biomass Expected On-Peak | 0 | 1.5 | 1.5 | 1.5 | 1.5 | 1.5 | 1.5 | 1.5 | 1.5 | 1.5 | 1.5 | 1.5
2013 | US | SERC | - | SERC-E | 8a8 | Biomass Derate On-Peak | 0 | 0 | 0 | 0 | 0 | 0 | 0 | 0 | 0 | 0 | 0 | 0
2013 | US | SERC | - | SERC-E | 8a9 | All Other Derates | 0 | 0 | 0 | 0 | 0 | 0 | 0 | 0 | 0 | 0 | 0 | 0
2013 | US | SERC | - | SERC-E | 8a10 | Energy-Only | 0 | 0 | 0 | 0 | 0 | 0 | 0 | 0 | 0 | 0 | 0 | 0
2013 | US | SERC | - | SERC-E | 9 | ANTICIPATED INTERNAL CAPACITY | 0 | 53548.89 | 53481.89 | 53509.89 | 53509.89 | 54331.89 | 55102.89 | 55102.89 | 55102.89 | 55102.89 | 55102.89 | 55102.89
2013 | US | SERC | - | SERC-E | 10 | CAPACITY TRANSACTIONS - IMPORTS | 1526 | 1516 | 1350 | 1250 | 950 | 950 | 1516 | 805 | 805 | 805 | 805 | 805
2013 | US | SERC | - | SERC-E | 10a | Firm | 1526 | 1516 | 1350 | 1250 | 950 | 950 | 1516 | 805 | 805 | 805 | 805 | 805
2013 | US | SERC | - | SERC-E | 10a1 | Full-Responsibility Purchases | 0 | 0 | 0 | 0 | 0 | 0 | 0 | 0 | 0 | 0 | 0 | 0
2013 | US | SERC | - | SERC-E | 10a2 | Owned Capacity/Entitlement Located Outside the Region/Subregion | 0 | 0 | 0 | 0 | 0 | 0 | 0 | 0 | 0 | 0 | 0 | 0
2013 | US | SERC | - | SERC-E | 10b | Non-firm | 0 | 0 | 0 | 0 | 0 | 0 | 0 | 0 | 0 | 0 | 0 | 0
2013 | US | SERC | - | SERC-E | 10c | Expected | 0 | 0 | 0 | 0 | 0 | 0 | 0 | 0 | 0 | 0 | 0 | 0
2013 | US | SERC | - | SERC-E | 10c1 | Full-Responsibility Purchases | 0 | 0 | 0 | 0 | 0 | 0 | 0 | 0 | 0 | 0 | 0 | 0
2013 | US | SERC | - | SERC-E | 10c2 | Owned Capacity/Entitlement Located Outside the Region/Subregion | 0 | 0 | 0 | 0 | 0 | 0 | 0 | 0 | 0 | 0 | 0 | 0
2013 | US | SERC | - | SERC-E | 11 | CAPACITY TRANSACTIONS - EXPORTS | 1605 | 1565 | 1615 | 1615 | 1615 | 1615 | 1565 | 1505 | 1505 | 1325 | 1505 | 1505
2013 | US | SERC | - | SERC-E | 11a | Firm | 1605 | 1565 | 1615 | 1615 | 1615 | 1615 | 1565 | 1505 | 1505 | 1325 | 1505 | 1505
2013 | US | SERC | - | SERC-E | 11a1 | Full-Responsibility Purchases | 0 | 0 | 0 | 0 | 0 | 0 | 0 | 0 | 0 | 0 | 0 | 0
2013 | US | SERC | - | SERC-E | 11a2 | Owned Capacity/Entitlement Located Outside the Region/Subregion | 1405 | 1255 | 1255 | 1255 | 1255 | 1255 | 1255 | 1255 | 1255 | 1255 | 1255 | 1255
2013 | US | SERC | - | SERC-E | 11b | Non-firm | 0 | 0 | 0 | 0 | 0 | 0 | 0 | 0 | 0 | 0 | 0 | 0
2013 | US | SERC | - | SERC-E | 11c | Expected | 0 | 0 | 0 | 0 | 0 | 0 | 0 | 0 | 0 | 0 | 0 | 0
2013 | US | SERC | - | SERC-E | 11c1 | Full-Responsibility Purchases | 0 | 0 | 0 | 0 | 0 | 0 | 0 | 0 | 0 | 0 | 0 | 0
2013 | US | SERC | - | SERC-E | 11c2 | Owned Capacity/Entitlement Located Outside the Region/Subregion | 0 | 0 | 0 | 0 | 0 | 0 | 0 | 0 | 0 | 0 | 0 | 0
2013 | US | SERC | - | SERC-E | 12 | EXISTING-CERTAIN & NET FIRM TRANSACTIONS | 52427.12 | 53429.89 | 53213.89 | 53113.89 | 52813.89 | 52813.89 | 53429.89 | 52778.89 | 52778.89 | 52958.89 | 52778.89 | 52778.89
2013 | US | SERC | - | SERC-E | 13 | ANTICIPATED CAPACITY RESOURCES | 0 | 0 | 53216.89 | 53144.89 | 52844.89 | 53666.89 | 55053.89 | 54402.89 | 54402.89 | 54582.89 | 54402.89 | 54402.89
2013 | US | SERC | - | SERC-E | 14 | PROSPECTIVE CAPACITY RESOURCES | 0 | 0 | 53268.89 | 53196.89 | 52896.89 | 53718.89 | 55105.89 | 54454.89 | 54454.89 | 54634.89 | 54454.89 | 54454.89
2013 | US | SERC | - | SERC-E | 15 | TOTAL POTENTIAL CAPACITY RESOURCES | 0 | 0 | 53268.89 | 53196.89 | 52896.89 | 53718.89 | 55525.89 | 55084.89 | 55959.89 | 56364.89 | 57059.89 | 57284.89
2013 | US | SERC | - | SERC-E | 16 | ADJUSTED POTENTIAL CAPACITY RESOURCES | 0 | 0 | 53268.89 | 53196.89 | 52896.89 | 53718.89 | 55525.8858 | 55084.8837 | 55959.8749 | 56364.8727 | 57059.8639 | 57284.8617
2013 | US | SERC | - | SERC-E | 16a | Confidence of Future-Other | 0 | 0 | 0.99999 | 0.99999 | 0.99999 | 0.99999 | 0.99999 | 0.99999 | 0.99999 | 0.99999 | 0.99999 | 0.99999
2013 | US | SERC | - | SERC-E | 16b | Net Future-Other Resources After Confidence Percentage Is Applied | 0 | 0 | 0 | 0 | 0 | 0 | 0 | 0 | 0 | 0 | 0 | 0
2013 | US | SERC | - | SERC-E | 16c | Confidence of Conceptual | 0 | 0 | 0.99999 | 0.99999 | 0.99999 | 0.99999 | 0.99999 | 0.99999 | 0.99999 | 0.99999 | 0.99999 | 0.99999
2013 | US | SERC | - | SERC-E | 16d | Net Conceptual Resources After Confidence Percentage Is Applied | 0 | 0 | 0 | 0 | 0 | 0 | 419.9958 | 629.9937 | 1504.985 | 1729.9827 | 2604.974 | 2829.9717
2013 | US | SERC | - | SERC-E | 17 | ASSESSMENT AREA TARGET RESERVE MARGIN | 0% | 0% | 15% | 15% | 15% | 15% | 15% | 15% | 15% | 15% | 15% | 15%
2013 | US | SERC | - | SERC-E | 18 | EXISTING-CERTAIN AND NET FIRM TRANSACTIONS RESERVE MARGIN | 29.08% | 30.69% | 0% | 0% | 0% | 0% | 0% | 0% | 0% | 0% | 0% | 0%
2013 | US | SERC | - | SERC-E | 19 | ANTICIPATED CAPACITY RESOURCES RESERVE MARGIN | 0% | 0% | 30.37% | 28.84% | 25.83% | 25.65% | 26.67% | 22.97% | 21.02% | 19.8% | 17.33% | 15.62%
2013 | US | SERC | - | SERC-E | 20 | PROSPECTIVE CAPACITY RESOURCES RESERVE MARGIN | 0% | 0% | 30.5% | 28.97% | 25.96% | 25.77% | 26.79% | 23.08% | 21.14% | 19.92% | 17.45% | 15.73%
2013 | US | SERC | - | SERC-E | 21 | TOTAL POTENTIAL RESOURCES RESERVE MARGIN | 0% | 0% | 30.5% | 28.97% | 25.96% | 25.77% | 27.75% | 24.51% | 24.49% | 23.72% | 23.06% | 21.74%
2013 | US | SERC | - | SERC-E | 22 | ADJUSTED POTENTIAL RESOURCES RESERVE MARGIN | 0% | 0% | 30.5% | 28.97% | 25.96% | 25.77% | 27.75% | 24.51% | 24.49% | 23.72% | 23.06% | 21.74%
2013 | US | SERC | - | SERC-E | 23 | Total Baseline Installed Capacity | 54200.82 | 0 | 0 | 0 | 0 | 0 | 0 | 0 | 0 | 0 | 0 | 0
2013 | US | SERC | - | SERC-E | 24 | Distributed or Other Capacity (Behind the Meter) < 1 MW | 0 | 0 | 0 | 0 | 0 | 0 | 0 | 0 | 0 | 0 | 0 | 0
2013 | US | SERC | - | SERC-E | 25 | Distributed or Other Capacity (Behind the Meter) ≥ 1 MW | 0 | 0 | 0 | 0 | 0 | 0 | 0 | 0 | 0 | 0 | 0 | 0
2013 | US | SERC | - | SERC-E | 26 | Capacity Total from EIA-860 | 0 | 0 | 0 | 0 | 0 | 0 | 0 | 0 | 0 | 0 | 0 | 0
2013 | US | SERC | - | SERC-N | 1 | Unrestricted Non-coincident Peak Demand | 0 | 41543 | 41799 | 41707 | 41503 | 42972 | 45181 | 46049 | 46842 | 46298 | 44943 | 45749
2013 | US | SERC | - | SERC-N | 1a | New Conservation (Energy Efficiency) | 132.2 | 146 | 176 | 195 | 220 | 242 | 215 | 212 | 210 | 208 | 206 | 206
2013 | US | SERC | - | SERC-N | 1b | Estimated Diversity | 0 | 0 | 0 | 0 | 0 | 0 | 0 | 0 | 0 | 0 | 0 | 0
2013 | US | SERC | - | SERC-N | 1c | Additions for non-member load (load served by non-registered LSE's in a region) | 0 | 0 | 0 | 0 | 0 | 0 | 0 | 0 | 0 | 0 | 0 | 0
2013 | US | SERC | - | SERC-N | 1d | Stand-by Load Under Contract (Normally served by behind the meter generation) | 0 | 0 | 0 | 0 | 0 | 0 | 0 | 0 | 0 | 0 | 0 | 0
2013 | US | SERC | - | SERC-N | 1e | Non-Controllable Demand-Side Demand Response | 0 | 0 | 0 | 0 | 0 | 0 | 0 | 0 | 0 | 0 | 0 | 0
2013 | US | SERC | - | SERC-N | 2 | Total Internal Demand | 45362 | 41397 | 41623 | 41512 | 41283 | 42730 | 44966 | 45837 | 46632 | 46090 | 44737 | 45543
2013 | US | SERC | - | SERC-N | 2a | Supply-Side Direct Control Load Management (DCLM) | 0 | 0 | 0 | 0 | 0 | 0 | 0 | 0 | 0 | 0 | 0 | 0
2013 | US | SERC | - | SERC-N | 2b | Supply-Side Contractually Interruptible (Curtailable) | 0 | 0 | 0 | 0 | 0 | 0 | 0 | 0 | 0 | 0 | 0 | 0
2013 | US | SERC | - | SERC-N | 2c | Supply-Side Critical Peak-Pricing (CPP) with Control | 0 | 0 | 0 | 0 | 0 | 0 | 0 | 0 | 0 | 0 | 0 | 0
2013 | US | SERC | - | SERC-N | 2d | Supply-Side Load as a Capacity Resource | 0 | 0 | 0 | 0 | 0 | 0 | 0 | 0 | 0 | 0 | 0 | 0
2013 | US | SERC | - | SERC-N | 3 | Net Internal Demand | 44138 | 39858 | 39896 | 39613 | 39178 | 40459 | 42531 | 43223 | 43833 | 43111 | 41568 | 42161
2013 | US | SERC | - | SERC-N | 3a | Demand-Side Direct Control Load Management (DCLM) | 0 | 0 | 0 | 0 | 0 | 0 | 0 | 0 | 0 | 0 | 0 | 0
2013 | US | SERC | - | SERC-N | 3b | Demand-Side Contractually Interruptible (Curtailable) | 768 | 890 | 893 | 893 | 893 | 893 | 893 | 893 | 893 | 893 | 893 | 893
2013 | US | SERC | - | SERC-N | 3c | Demand-Side Critical Peak-Pricing (CPP) with Control | 0 | 0 | 0 | 0 | 0 | 0 | 0 | 0 | 0 | 0 | 0 | 0
2013 | US | SERC | - | SERC-N | 3d | Demand-Side Load as a Capacity Resource | 456 | 649 | 834 | 1006 | 1212 | 1378 | 1542 | 1721 | 1906 | 2086 | 2276 | 2489
2013 | US | SERC | - | SERC-N | 4 | Total Controllable Demand Response | 1224 | 1539 | 1727 | 1899 | 2105 | 2271 | 2435 | 2614 | 2799 | 2979 | 3169 | 3382
2013 | US | SERC | - | SERC-N | 4a | Demand Response used for Ancillary Services - Spinning Reserves | 0 | 0 | 0 | 0 | 0 | 0 | 0 | 0 | 0 | 0 | 0 | 0
2013 | US | SERC | - | SERC-N | 4b | Demand Response used for Ancillary Services - Non-Spinning Reserves | 0 | 0 | 0 | 0 | 0 | 0 | 0 | 0 | 0 | 0 | 0 | 0
2013 | US | SERC | - | SERC-N | 4c | Demand Response used for Regulation | 0 | 0 | 0 | 0 | 0 | 0 | 0 | 0 | 0 | 0 | 0 | 0
2013 | US | SERC | - | SERC-N | 4d | Demand Response used for Energy, Voluntary Services - Emergency | 0 | 0 | 0 | 0 | 0 | 0 | 0 | 0 | 0 | 0 | 0 | 0
2013 | US | SERC | - | SERC-N | 5 | TOTAL INTERNAL CAPACITY | 59311.57 | 58800.57 | 59195.57 | 60547.57 | 60666.57 | 60666.57 | 60347.57 | 60481.57 | 61741.57 | 61741.57 | 61741.57 | 61741.57
2013 | US | SERC | - | SERC-N | 6a | Existing-Certain | 56683.47 | 55328.47 | 55328.47 | 55328.47 | 55328.47 | 55328.47 | 55328.47 | 55328.47 | 55328.47 | 55328.47 | 55328.47 | 55328.47
2013 | US | SERC | - | SERC-N | 6a1 | Wind Expected On-Peak | 153.5 | 153.5 | 153.5 | 153.5 | 153.5 | 153.5 | 153.5 | 153.5 | 153.5 | 153.5 | 153.5 | 153.5
2013 | US | SERC | - | SERC-N | 6a2 | Solar Expected On-Peak | 0 | 0 | 0 | 0 | 0 | 0 | 0 | 0 | 0 | 0 | 0 | 0
2013 | US | SERC | - | SERC-N | 6a3 | Hydro Expected On-Peak | 4062.2 | 4062.2 | 4062.2 | 4062.2 | 4062.2 | 4062.2 | 4062.2 | 4062.2 | 4062.2 | 4062.2 | 4062.2 | 4062.2
2013 | US | SERC | - | SERC-N | 6a4 | Biomass Expected On-Peak | 0 | 0 | 0 | 0 | 0 | 0 | 0 | 0 | 0 | 0 | 0 | 0
2013 | US | SERC | - | SERC-N | 6b | Existing-Other | 968 | 895 | 895 | 895 | 895 | 895 | 895 | 895 | 895 | 895 | 895 | 895
2013 | US | SERC | - | SERC-N | 6b1 | Wind Derate On-Peak | 0 | 0 | 0 | 0 | 0 | 0 | 0 | 0 | 0 | 0 | 0 | 0
2013 | US | SERC | - | SERC-N | 6b2 | Solar Derate On-Peak | 0 | 0 | 0 | 0 | 0 | 0 | 0 | 0 | 0 | 0 | 0 | 0
2013 | US | SERC | - | SERC-N | 6b3 | Hydro Derate On-Peak | 19 | 19 | 19 | 19 | 19 | 19 | 19 | 19 | 19 | 19 | 19 | 19
2013 | US | SERC | - | SERC-N | 6b4 | Biomass Derate On-Peak | 0 | 0 | 0 | 0 | 0 | 0 | 0 | 0 | 0 | 0 | 0 | 0
2013 | US | SERC | - | SERC-N | 6b5 | Transmission-Limited Resources | 0 | 0 | 0 | 0 | 0 | 0 | 0 | 0 | 0 | 0 | 0 | 0
2013 | US | SERC | - | SERC-N | 6b6 | All Other Derates | 0 | 0 | 0 | 0 | 0 | 0 | 0 | 0 | 0 | 0 | 0 | 0
2013 | US | SERC | - | SERC-N | 6b7 | Energy-Only (Existing-Other) | 895 | 895 | 895 | 895 | 895 | 895 | 895 | 895 | 895 | 895 | 895 | 895
2013 | US | SERC | - | SERC-N | 6c | Unplanned Outages (Actual) / Current and Future Inoperable Resources | 1660.1 | 1660.1 | 1660.1 | 1660.1 | 1660.1 | 1660.1 | 1660.1 | 1660.1 | 1660.1 | 1660.1 | 1660.1 | 1660.1
2013 | US | SERC | - | SERC-N | 6d | Total Supply-Side Demand Response | 0 | 0 | 0 | 0 | 0 | 0 | 0 | 0 | 0 | 0 | 0 | 0
2013 | US | SERC | - | SERC-N | 7 | TOTAL FUTURE CAPACITY ADDITIONS | 0 | 3 | 375 | 1688 | 1756 | 1756 | 1409 | 1537 | 2797 | 2797 | 2797 | 2797
2013 | US | SERC | - | SERC-N | 7a | Future-Planned | 0 | -157 | -497 | 816 | -1092.5 | -1092.5 | -1439.5 | -1311.5 | -51.5 | -51.5 | -51.5 | -1010.5
2013 | US | SERC | - | SERC-N | 7a1 | Wind Expected On-Peak | 0 | 0 | 0 | 0 | 0 | 0 | 0 | 0 | 0 | 0 | 0 | 0
2013 | US | SERC | - | SERC-N | 7a2 | Wind Derate On-Peak | 0 | 0 | 0 | 0 | 0 | 0 | 0 | 0 | 0 | 0 | 0 | 0
2013 | US | SERC | - | SERC-N | 7a3 | Solar Expected On-Peak | 0 | 0 | 0 | 0 | 0 | 0 | 0 | 0 | 0 | 0 | 0 | 0
2013 | US | SERC | - | SERC-N | 7a4 | Solar Derate On-Peak | 0 | 0 | 0 | 0 | 0 | 0 | 0 | 0 | 0 | 0 | 0 | 0
2013 | US | SERC | - | SERC-N | 7a5 | Hydro Expected On-Peak | 0 | 3 | 251 | 252 | 253 | 253 | 253 | 253 | 253 | 253 | 253 | 253
2013 | US | SERC | - | SERC-N | 7a6 | Hydro Derate On-Peak | 0 | 0 | 0 | 0 | 0 | 0 | 0 | 0 | 0 | 0 | 0 | 0
2013 | US | SERC | - | SERC-N | 7a7 | Biomass Expected On-Peak | 0 | 0 | 0 | 0 | 0 | 0 | 0 | 0 | 0 | 0 | 0 | 0
2013 | US | SERC | - | SERC-N | 7a8 | Biomass Derate On-Peak | 0 | 0 | 0 | 0 | 0 | 0 | 0 | 0 | 0 | 0 | 0 | 0
2013 | US | SERC | - | SERC-N | 7a9 | Transmission-Limited Resources | 0 | 0 | 0 | 0 | 0 | 0 | 0 | 0 | 0 | 0 | 0 | 0
2013 | US | SERC | - | SERC-N | 7a10 | Scheduled Outage - Maintenance | 0 | 0 | 0 | 0 | 0 | 0 | 0 | 0 | 0 | 0 | 0 | 0
2013 | US | SERC | - | SERC-N | 7a11 | All Other Derates | 0 | 0 | 23 | 62 | 113 | 113 | 141 | 147 | 147 | 147 | 147 | 147
2013 | US | SERC | - | SERC-N | 7a12 | Energy-Only | 0 | 0 | 0 | 0 | 0 | 0 | 0 | 0 | 0 | 0 | 0 | 0
2013 | US | SERC | - | SERC-N | 7b | Future-Other | 0 | 160 | 872 | 872 | 2848.5 | 2848.5 | 2848.5 | 2848.5 | 2848.5 | 2848.5 | 2848.5 | 3807.5
2013 | US | SERC | - | SERC-N | 7b1 | Wind Expected On-Peak | 0 | 0 | 0 | 0 | 0 | 0 | 0 | 0 | 0 | 0 | 0 | 0
2013 | US | SERC | - | SERC-N | 7b2 | Wind Derate On-Peak | 0 | 0 | 0 | 0 | 0 | 0 | 0 | 0 | 0 | 0 | 0 | 0
2013 | US | SERC | - | SERC-N | 7b3 | Solar Expected On-Peak | 0 | 0 | 0 | 0 | 0 | 0 | 0 | 0 | 0 | 0 | 0 | 0
2013 | US | SERC | - | SERC-N | 7b4 | Solar Derate On-Peak | 0 | 0 | 0 | 0 | 0 | 0 | 0 | 0 | 0 | 0 | 0 | 0
2013 | US | SERC | - | SERC-N | 7b5 | Hydro Expected On-Peak | 0 | 0 | 0 | 0 | 0 | 0 | 0 | 0 | 0 | 0 | 0 | 0
2013 | US | SERC | - | SERC-N | 7b6 | Hydro Derate On-Peak | 0 | 0 | 0 | 0 | 0 | 0 | 0 | 0 | 0 | 0 | 0 | 0
2013 | US | SERC | - | SERC-N | 7b7 | Biomass Expected On-Peak | 0 | 0 | 0 | 0 | 0 | 0 | 0 | 0 | 0 | 0 | 0 | 0
2013 | US | SERC | - | SERC-N | 7b8 | Biomass Derate On-Peak | 0 | 0 | 0 | 0 | 0 | 0 | 0 | 0 | 0 | 0 | 0 | 0
2013 | US | SERC | - | SERC-N | 7b9 | Transmission-Limited Resources | 0 | 0 | 0 | 0 | 0 | 0 | 0 | 0 | 0 | 0 | 0 | 0
2013 | US | SERC | - | SERC-N | 7b10 | Scheduled Outage - Maintenance | 0 | 0 | 0 | 0 | 0 | 0 | 0 | 0 | 0 | 0 | 0 | 0
2013 | US | SERC | - | SERC-N | 7b11 | All Other Derates | 0 | 0 | 0 | 0 | 0 | 0 | 0 | 0 | 0 | 0 | 0 | 0
2013 | US | SERC | - | SERC-N | 7b12 | Energy-Only | 0 | 0 | 0 | 0 | 0 | 0 | 0 | 0 | 0 | 0 | 0 | 0
2013 | US | SERC | - | SERC-N | 8 | Conceptual | 0 | 0 | 0 | 0 | 0 | 0 | 1531 | 1531 | 1531 | 1531 | 2191 | 4331
2013 | US | SERC | - | SERC-N | 8a1 | Wind Expected On-Peak | 0 | 0 | 0 | 0 | 0 | 0 | 0 | 0 | 0 | 0 | 0 | 0
2013 | US | SERC | - | SERC-N | 8a2 | Wind Derate On-Peak | 0 | 0 | 0 | 0 | 0 | 0 | 0 | 0 | 0 | 0 | 0 | 0
2013 | US | SERC | - | SERC-N | 8a3 | Solar Expected On-Peak | 0 | 0 | 0 | 0 | 0 | 0 | 0 | 0 | 0 | 0 | 0 | 0
2013 | US | SERC | - | SERC-N | 8a4 | Solar Derate On-Peak | 0 | 0 | 0 | 0 | 0 | 0 | 0 | 0 | 0 | 0 | 0 | 0
2013 | US | SERC | - | SERC-N | 8a5 | Hydro Expected On-Peak | 0 | 0 | 0 | 0 | 0 | 0 | 0 | 0 | 0 | 0 | 0 | 0
2013 | US | SERC | - | SERC-N | 8a6 | Hydro Derate On-Peak | 0 | 0 | 0 | 0 | 0 | 0 | 0 | 0 | 0 | 0 | 0 | 0
2013 | US | SERC | - | SERC-N | 8a7 | Biomass Expected On-Peak | 0 | 0 | 0 | 0 | 0 | 0 | 0 | 0 | 0 | 0 | 0 | 0
2013 | US | SERC | - | SERC-N | 8a8 | Biomass Derate On-Peak | 0 | 0 | 0 | 0 | 0 | 0 | 0 | 0 | 0 | 0 | 0 | 0
2013 | US | SERC | - | SERC-N | 8a9 | All Other Derates | 0 | 0 | 0 | 0 | 0 | 0 | 0 | 0 | 0 | 0 | 0 | 0
2013 | US | SERC | - | SERC-N | 8a10 | Energy-Only | 0 | 0 | 0 | 0 | 0 | 0 | 0 | 0 | 0 | 0 | 0 | 0
2013 | US | SERC | - | SERC-N | 9 | ANTICIPATED INTERNAL CAPACITY | 0 | 55171.47 | 54831.47 | 56144.47 | 54235.97 | 54235.97 | 53888.97 | 54016.97 | 55276.97 | 55276.97 | 55276.97 | 54317.97
2013 | US | SERC | - | SERC-N | 10 | CAPACITY TRANSACTIONS - IMPORTS | 1992.7 | 659.9 | 659.9 | 659.9 | 659.9 | 659.9 | 659.9 | 659.9 | 659.9 | 659.9 | 659.9 | 659.9
2013 | US | SERC | - | SERC-N | 10a | Firm | 659.9 | 659.9 | 659.9 | 659.9 | 659.9 | 659.9 | 659.9 | 659.9 | 659.9 | 659.9 | 659.9 | 659.9
2013 | US | SERC | - | SERC-N | 10a1 | Full-Responsibility Purchases | 0 | 0 | 0 | 0 | 0 | 0 | 0 | 0 | 0 | 0 | 0 | 0
2013 | US | SERC | - | SERC-N | 10a2 | Owned Capacity/Entitlement Located Outside the Region/Subregion | 0 | 0 | 0 | 0 | 0 | 0 | 0 | 0 | 0 | 0 | 0 | 0
2013 | US | SERC | - | SERC-N | 10b | Non-firm | 1332.8 | 1332.8 | 1332.8 | 1332.8 | 1332.8 | 1332.8 | 1332.8 | 1332.8 | 1332.8 | 1332.8 | 1332.8 | 1332.8
2013 | US | SERC | - | SERC-N | 10c | Expected | 0 | 0 | 0 | 0 | 0 | 0 | 0 | 0 | 0 | 0 | 0 | 0
2013 | US | SERC | - | SERC-N | 10c1 | Full-Responsibility Purchases | 0 | 0 | 0 | 0 | 0 | 0 | 0 | 0 | 0 | 0 | 0 | 0
2013 | US | SERC | - | SERC-N | 10c2 | Owned Capacity/Entitlement Located Outside the Region/Subregion | 0 | 0 | 0 | 0 | 0 | 0 | 0 | 0 | 0 | 0 | 0 | 0
2013 | US | SERC | - | SERC-N | 11 | CAPACITY TRANSACTIONS - EXPORTS | 2012.1 | 2012.1 | 1434.1 | 1434.1 | 1434.1 | 1434.1 | 2012.1 | 1434.1 | 1434.1 | 1434.1 | 1434.1 | 1434.1
2013 | US | SERC | - | SERC-N | 11a | Firm | 2012.1 | 2012.1 | 1434.1 | 1434.1 | 1434.1 | 1434.1 | 2012.1 | 1434.1 | 1434.1 | 1434.1 | 1434.1 | 1434.1
2013 | US | SERC | - | SERC-N | 11a1 | Full-Responsibility Purchases | 0 | 0 | 0 | 0 | 0 | 0 | 0 | 0 | 0 | 0 | 0 | 0
2013 | US | SERC | - | SERC-N | 11a2 | Owned Capacity/Entitlement Located Outside the Region/Subregion | 1052 | 1052 | 474 | 474 | 474 | 474 | 1052 | 474 | 474 | 474 | 474 | 474
2013 | US | SERC | - | SERC-N | 11b | Non-firm | 0 | 0 | 0 | 0 | 0 | 0 | 0 | 0 | 0 | 0 | 0 | 0
2013 | US | SERC | - | SERC-N | 11c | Expected | 0 | 0 | 0 | 0 | 0 | 0 | 0 | 0 | 0 | 0 | 0 | 0
2013 | US | SERC | - | SERC-N | 11c1 | Full-Responsibility Purchases | 0 | 0 | 0 | 0 | 0 | 0 | 0 | 0 | 0 | 0 | 0 | 0
2013 | US | SERC | - | SERC-N | 11c2 | Owned Capacity/Entitlement Located Outside the Region/Subregion | 0 | 0 | 0 | 0 | 0 | 0 | 0 | 0 | 0 | 0 | 0 | 0
2013 | US | SERC | - | SERC-N | 12 | EXISTING-CERTAIN & NET FIRM TRANSACTIONS | 55331.27 | 53976.27 | 54554.27 | 54554.27 | 54554.27 | 54554.27 | 53976.27 | 54554.27 | 54554.27 | 54554.27 | 54554.27 | 54554.27
2013 | US | SERC | - | SERC-N | 13 | ANTICIPATED CAPACITY RESOURCES | 0 | 0 | 54057.27 | 55370.27 | 53461.77 | 53461.77 | 52536.77 | 53242.77 | 54502.77 | 54502.77 | 54502.77 | 53543.77
2013 | US | SERC | - | SERC-N | 14 | PROSPECTIVE CAPACITY RESOURCES | 0 | 0 | 55824.27 | 57137.27 | 57205.27 | 57205.27 | 56280.27 | 56986.27 | 58246.27 | 58246.27 | 58246.27 | 58246.27
2013 | US | SERC | - | SERC-N | 15 | TOTAL POTENTIAL CAPACITY RESOURCES | 0 | 0 | 55824.27 | 57137.27 | 57205.27 | 57205.27 | 57811.27 | 58517.27 | 59777.27 | 59777.27 | 60437.27 | 62577.27
2013 | US | SERC | - | SERC-N | 16 | ADJUSTED POTENTIAL CAPACITY RESOURCES | 0 | 0 | 56696.2613 | 58009.2613 | 60053.7415 | 60053.7415 | 60659.7262 | 61365.7262 | 62625.7262 | 62625.7262 | 63285.7196 | 66384.6886
2013 | US | SERC | - | SERC-N | 16a | Confidence of Future-Other | 0 | 0 | 0.99999 | 0.99999 | 0.99999 | 0.99999 | 0.99999 | 0.99999 | 0.99999 | 0.99999 | 0.99999 | 0.99999
2013 | US | SERC | - | SERC-N | 16b | Net Future-Other Resources After Confidence Percentage Is Applied | 0 | 0 | 871.9913 | 871.9913 | 2848.4715 | 2848.4715 | 2848.4715 | 2848.4715 | 2848.4715 | 2848.4715 | 2848.4715 | 3807.4619
2013 | US | SERC | - | SERC-N | 16c | Confidence of Conceptual | 0 | 0 | 0.99999 | 0.99999 | 0.99999 | 0.99999 | 0.99999 | 0.99999 | 0.99999 | 0.99999 | 0.99999 | 0.99999
2013 | US | SERC | - | SERC-N | 16d | Net Conceptual Resources After Confidence Percentage Is Applied | 0 | 0 | 0 | 0 | 0 | 0 | 1530.9847 | 1530.9847 | 1530.9847 | 1530.9847 | 2190.9781 | 4330.9567
2013 | US | SERC | - | SERC-N | 17 | ASSESSMENT AREA TARGET RESERVE MARGIN | 0% | 0% | 15% | 15% | 15% | 15% | 15% | 15% | 15% | 15% | 15% | 15%
2013 | US | SERC | - | SERC-N | 18 | EXISTING-CERTAIN AND NET FIRM TRANSACTIONS RESERVE MARGIN | 25.36% | 35.42% | 0% | 0% | 0% | 0% | 0% | 0% | 0% | 0% | 0% | 0%
2013 | US | SERC | - | SERC-N | 19 | ANTICIPATED CAPACITY RESOURCES RESERVE MARGIN | 0% | 0% | 35.5% | 39.78% | 36.46% | 32.14% | 23.53% | 23.18% | 24.34% | 26.42% | 31.12% | 27%
2013 | US | SERC | - | SERC-N | 20 | PROSPECTIVE CAPACITY RESOURCES RESERVE MARGIN | 0% | 0% | 39.92% | 44.24% | 46.01% | 41.39% | 32.33% | 31.84% | 32.88% | 35.11% | 40.12% | 38.15%
2013 | US | SERC | - | SERC-N | 21 | TOTAL POTENTIAL RESOURCES RESERVE MARGIN | 0% | 0% | 39.92% | 44.24% | 46.01% | 41.39% | 35.93% | 35.38% | 36.38% | 38.66% | 45.39% | 48.42%
2013 | US | SERC | - | SERC-N | 22 | ADJUSTED POTENTIAL RESOURCES RESERVE MARGIN | 0% | 0% | 42.11% | 46.44% | 53.28% | 48.43% | 42.62% | 41.97% | 42.87% | 45.27% | 52.25% | 57.46%
2013 | US | SERC | - | SERC-N | 23 | Total Baseline Installed Capacity | 59330.57 | 0 | 0 | 0 | 0 | 0 | 0 | 0 | 0 | 0 | 0 | 0
2013 | US | SERC | - | SERC-N | 24 | Distributed or Other Capacity (Behind the Meter) < 1 MW | 0 | 0 | 0 | 0 | 0 | 0 | 0 | 0 | 0 | 0 | 0 | 0
2013 | US | SERC | - | SERC-N | 25 | Distributed or Other Capacity (Behind the Meter) ≥ 1 MW | 0 | 0 | 0 | 0 | 0 | 0 | 0 | 0 | 0 | 0 | 0 | 0
2013 | US | SERC | - | SERC-N | 26 | Capacity Total from EIA-860 | 0 | 0 | 0 | 0 | 0 | 0 | 0 | 0 | 0 | 0 | 0 | 0
2013 | US | SERC | - | SERC-SE | 1 | Unrestricted Non-coincident Peak Demand | 0 | 45956 | 46619 | 47274 | 47933 | 48338 | 49011 | 49717 | 50432 | 51167 | 51916 | 52676
2013 | US | SERC | - | SERC-SE | 1a | New Conservation (Energy Efficiency) | 0 | 0 | 0 | 0 | 0 | 0 | 0 | 0 | 0 | 0 | 0 | 0
2013 | US | SERC | - | SERC-SE | 1b | Estimated Diversity | 0 | 0 | 0 | 0 | 0 | 0 | 0 | 0 | 0 | 0 | 0 | 0
2013 | US | SERC | - | SERC-SE | 1c | Additions for non-member load (load served by non-registered LSE's in a region) | 0 | 0 | 0 | 0 | 0 | 0 | 0 | 0 | 0 | 0 | 0 | 0
2013 | US | SERC | - | SERC-SE | 1d | Stand-by Load Under Contract (Normally served by behind the meter generation) | 0 | 0 | 0 | 0 | 0 | 0 | 0 | 0 | 0 | 0 | 0 | 0
2013 | US | SERC | - | SERC-SE | 1e | Non-Controllable Demand-Side Demand Response | 0 | 0 | 0 | 0 | 0 | 0 | 0 | 0 | 0 | 0 | 0 | 0
2013 | US | SERC | - | SERC-SE | 2 | Total Internal Demand | 45120 | 45956 | 46619 | 47274 | 47933 | 48338 | 49011 | 49717 | 50432 | 51167 | 51916 | 52676
2013 | US | SERC | - | SERC-SE | 2a | Supply-Side Direct Control Load Management (DCLM) | 0 | 0 | 0 | 0 | 0 | 0 | 0 | 0 | 0 | 0 | 0 | 0
2013 | US | SERC | - | SERC-SE | 2b | Supply-Side Contractually Interruptible (Curtailable) | 0 | 0 | 0 | 0 | 0 | 0 | 0 | 0 | 0 | 0 | 0 | 0
2013 | US | SERC | - | SERC-SE | 2c | Supply-Side Critical Peak-Pricing (CPP) with Control | 0 | 0 | 0 | 0 | 0 | 0 | 0 | 0 | 0 | 0 | 0 | 0
2013 | US | SERC | - | SERC-SE | 2d | Supply-Side Load as a Capacity Resource | 0 | 0 | 0 | 0 | 0 | 0 | 0 | 0 | 0 | 0 | 0 | 0
2013 | US | SERC | - | SERC-SE | 3 | Net Internal Demand | 43360 | 43938 | 44389 | 45026 | 45665 | 46059 | 46737 | 47432 | 48137 | 48868 | 49613 | 50370
2013 | US | SERC | - | SERC-SE | 3a | Demand-Side Direct Control Load Management (DCLM) | 463 | 590 | 799 | 812 | 828 | 838 | 846 | 854 | 863 | 866 | 870 | 873
2013 | US | SERC | - | SERC-SE | 3b | Demand-Side Contractually Interruptible (Curtailable) | 1196 | 1352 | 1350 | 1350 | 1350 | 1350 | 1335 | 1336 | 1336 | 1336 | 1336 | 1336
2013 | US | SERC | - | SERC-SE | 3c | Demand-Side Critical Peak-Pricing (CPP) with Control | 0 | 0 | 0 | 0 | 0 | 0 | 0 | 0 | 0 | 0 | 0 | 0
2013 | US | SERC | - | SERC-SE | 3d | Demand-Side Load as a Capacity Resource | 101 | 76 | 81 | 86 | 90 | 91 | 93 | 95 | 96 | 97 | 97 | 97
2013 | US | SERC | - | SERC-SE | 4 | Total Controllable Demand Response | 1760 | 2018 | 2230 | 2248 | 2268 | 2279 | 2274 | 2285 | 2295 | 2299 | 2303 | 2306
2013 | US | SERC | - | SERC-SE | 4a | Demand Response used for Ancillary Services - Spinning Reserves | 0 | 0 | 0 | 0 | 0 | 0 | 0 | 0 | 0 | 0 | 0 | 0
2013 | US | SERC | - | SERC-SE | 4b | Demand Response used for Ancillary Services - Non-Spinning Reserves | 0 | 0 | 0 | 0 | 0 | 0 | 0 | 0 | 0 | 0 | 0 | 0
2013 | US | SERC | - | SERC-SE | 4c | Demand Response used for Regulation | 0 | 0 | 0 | 0 | 0 | 0 | 0 | 0 | 0 | 0 | 0 | 0
2013 | US | SERC | - | SERC-SE | 4d | Demand Response used for Energy, Voluntary Services - Emergency | 0 | 75 | 75 | 75 | 75 | 75 | 75 | 75 | 75 | 75 | 75 | 75
2013 | US | SERC | - | SERC-SE | 5 | TOTAL INTERNAL CAPACITY | 68063.64 | 68782.239 | 69371.939 | 66515.639 | 67305.439 | 68536.439 | 68540.439 | 68530.639 | 68539.839 | 68549.039 | 68549.039 | 68549.039
2013 | US | SERC | - | SERC-SE | 6a | Existing-Certain | 66105.64 | 67075.34 | 67075.34 | 67075.34 | 67075.34 | 67075.34 | 67075.34 | 67075.34 | 67075.34 | 67075.34 | 67075.34 | 67075.34
2013 | US | SERC | - | SERC-SE | 6a1 | Wind Expected On-Peak | 0 | 0 | 0 | 0 | 0 | 0 | 0 | 0 | 0 | 0 | 0 | 0
2013 | US | SERC | - | SERC-SE | 6a2 | Solar Expected On-Peak | 4 | 4 | 4 | 4 | 4 | 4 | 4 | 4 | 4 | 4 | 4 | 4
2013 | US | SERC | - | SERC-SE | 6a3 | Hydro Expected On-Peak | 3303.73 | 3303.73 | 3303.73 | 3303.73 | 3303.73 | 3303.73 | 3303.73 | 3303.73 | 3303.73 | 3303.73 | 3303.73 | 3303.73
2013 | US | SERC | - | SERC-SE | 6a4 | Biomass Expected On-Peak | 17 | 67 | 67 | 67 | 67 | 67 | 67 | 67 | 67 | 67 | 67 | 67
2013 | US | SERC | - | SERC-SE | 6b | Existing-Other | 1958 | 1988 | 1988 | 1988 | 1988 | 1988 | 1988 | 1988 | 1988 | 1988 | 1988 | 1988
2013 | US | SERC | - | SERC-SE | 6b1 | Wind Derate On-Peak | 0 | 0 | 0 | 0 | 0 | 0 | 0 | 0 | 0 | 0 | 0 | 0
2013 | US | SERC | - | SERC-SE | 6b2 | Solar Derate On-Peak | 0 | 0 | 0 | 0 | 0 | 0 | 0 | 0 | 0 | 0 | 0 | 0
2013 | US | SERC | - | SERC-SE | 6b3 | Hydro Derate On-Peak | 38.899 | 38.899 | 38.899 | 38.899 | 38.899 | 38.899 | 38.899 | 38.899 | 38.899 | 38.899 | 38.899 | 38.899
2013 | US | SERC | - | SERC-SE | 6b4 | Biomass Derate On-Peak | 0 | 0 | 0 | 0 | 0 | 0 | 0 | 0 | 0 | 0 | 0 | 0
2013 | US | SERC | - | SERC-SE | 6b5 | Transmission-Limited Resources | 0 | 0 | 0 | 0 | 0 | 0 | 0 | 0 | 0 | 0 | 0 | 0
2013 | US | SERC | - | SERC-SE | 6b6 | All Other Derates | 0 | 0 | 0 | 0 | 0 | 0 | 0 | 0 | 0 | 0 | 0 | 0
2013 | US | SERC | - | SERC-SE | 6b7 | Energy-Only (Existing-Other) | 7 | 7 | 7 | 7 | 7 | 7 | 7 | 7 | 7 | 7 | 7 | 7
2013 | US | SERC | - | SERC-SE | 6c | Unplanned Outages (Actual) / Current and Future Inoperable Resources | 0 | 0 | 0 | 0 | 0 | 0 | 0 | 0 | 0 | 0 | 0 | 0
2013 | US | SERC | - | SERC-SE | 6d | Total Supply-Side Demand Response | 0 | 0 | 0 | 0 | 0 | 0 | 0 | 0 | 0 | 0 | 0 | 0
2013 | US | SERC | - | SERC-SE | 7 | TOTAL FUTURE CAPACITY ADDITIONS | 0 | -327 | 262.7 | -2593.6 | -1943.8 | -712.8 | -708.8 | -718.6 | -709.4 | -700.2 | -700.2 | -700.2
2013 | US | SERC | - | SERC-SE | 7a | Future-Planned | 0 | -327 | 262.7 | -2593.6 | -1943.8 | -712.8 | -708.8 | -718.6 | -709.4 | -700.2 | -700.2 | -700.2
2013 | US | SERC | - | SERC-SE | 7a1 | Wind Expected On-Peak | 0 | 0 | 0 | 0 | 0 | 0 | 0 | 0 | 0 | 0 | 0 | 0
2013 | US | SERC | - | SERC-SE | 7a2 | Wind Derate On-Peak | 0 | 0 | 0 | 0 | 0 | 0 | 0 | 0 | 0 | 0 | 0 | 0
2013 | US | SERC | - | SERC-SE | 7a3 | Solar Expected On-Peak | 0 | 0 | 0 | 0 | 0 | 0 | 0 | 0 | 0 | 0 | 0 | 0
2013 | US | SERC | - | SERC-SE | 7a4 | Solar Derate On-Peak | 0 | 0 | 0 | 0 | 0 | 0 | 0 | 0 | 0 | 0 | 0 | 0
2013 | US | SERC | - | SERC-SE | 7a5 | Hydro Expected On-Peak | 0 | 0 | 0 | 0 | 0 | 0 | 0 | 0 | 0 | 0 | 0 | 0
2013 | US | SERC | - | SERC-SE | 7a6 | Hydro Derate On-Peak | 0 | 0 | 0 | 0 | 0 | 0 | 0 | 0 | 0 | 0 | 0 | 0
2013 | US | SERC | - | SERC-SE | 7a7 | Biomass Expected On-Peak | 0 | 0 | 0 | 0 | 0 | 126.6 | 126.6 | 126.6 | 126.6 | 126.6 | 126.6 | 126.6
2013 | US | SERC | - | SERC-SE | 7a8 | Biomass Derate On-Peak | 0 | 0 | 0 | 0 | 0 | 0 | 0 | 0 | 0 | 0 | 0 | 0
2013 | US | SERC | - | SERC-SE | 7a9 | Transmission-Limited Resources | 0 | 0 | 0 | 0 | 0 | 0 | 0 | 0 | 0 | 0 | 0 | 0
2013 | US | SERC | - | SERC-SE | 7a10 | Scheduled Outage - Maintenance | 0 | 0 | 0 | 0 | 0 | 0 | 0 | 0 | 0 | 0 | 0 | 0
2013 | US | SERC | - | SERC-SE | 7a11 | All Other Derates | 0 | 0 | 0 | 0 | 140 | 140 | 140 | 140 | 140 | 140 | 140 | 140
2013 | US | SERC | - | SERC-SE | 7a12 | Energy-Only | 0 | 0 | 0 | 0 | 0 | 0 | 0 | 0 | 0 | 0 | 0 | 0
2013 | US | SERC | - | SERC-SE | 7b | Future-Other | 0 | 0 | 0 | 0 | 0 | 0 | 0 | 0 | 0 | 0 | 0 | 0
2013 | US | SERC | - | SERC-SE | 7b1 | Wind Expected On-Peak | 0 | 0 | 0 | 0 | 0 | 0 | 0 | 0 | 0 | 0 | 0 | 0
2013 | US | SERC | - | SERC-SE | 7b2 | Wind Derate On-Peak | 0 | 0 | 0 | 0 | 0 | 0 | 0 | 0 | 0 | 0 | 0 | 0
2013 | US | SERC | - | SERC-SE | 7b3 | Solar Expected On-Peak | 0 | 0 | 0 | 0 | 0 | 0 | 0 | 0 | 0 | 0 | 0 | 0
2013 | US | SERC | - | SERC-SE | 7b4 | Solar Derate On-Peak | 0 | 0 | 0 | 0 | 0 | 0 | 0 | 0 | 0 | 0 | 0 | 0
2013 | US | SERC | - | SERC-SE | 7b5 | Hydro Expected On-Peak | 0 | 0 | 0 | 0 | 0 | 0 | 0 | 0 | 0 | 0 | 0 | 0
2013 | US | SERC | - | SERC-SE | 7b6 | Hydro Derate On-Peak | 0 | 0 | 0 | 0 | 0 | 0 | 0 | 0 | 0 | 0 | 0 | 0
2013 | US | SERC | - | SERC-SE | 7b7 | Biomass Expected On-Peak | 0 | 0 | 0 | 0 | 0 | 0 | 0 | 0 | 0 | 0 | 0 | 0
2013 | US | SERC | - | SERC-SE | 7b8 | Biomass Derate On-Peak | 0 | 0 | 0 | 0 | 0 | 0 | 0 | 0 | 0 | 0 | 0 | 0
2013 | US | SERC | - | SERC-SE | 7b9 | Transmission-Limited Resources | 0 | 0 | 0 | 0 | 0 | 0 | 0 | 0 | 0 | 0 | 0 | 0
2013 | US | SERC | - | SERC-SE | 7b10 | Scheduled Outage - Maintenance | 0 | 0 | 0 | 0 | 0 | 0 | 0 | 0 | 0 | 0 | 0 | 0
2013 | US | SERC | - | SERC-SE | 7b11 | All Other Derates | 0 | 0 | 0 | 0 | 0 | 0 | 0 | 0 | 0 | 0 | 0 | 0
2013 | US | SERC | - | SERC-SE | 7b12 | Energy-Only | 0 | 0 | 0 | 0 | 0 | 0 | 0 | 0 | 0 | 0 | 0 | 0
2013 | US | SERC | - | SERC-SE | 8 | Conceptual | 0 | 49 | 71 | 71 | 1821 | 2789 | 2789 | 2789 | 3117 | 3117 | 3117 | 3117
2013 | US | SERC | - | SERC-SE | 8a1 | Wind Expected On-Peak | 0 | 0 | 0 | 0 | 0 | 0 | 0 | 0 | 0 | 0 | 0 | 0
2013 | US | SERC | - | SERC-SE | 8a2 | Wind Derate On-Peak | 0 | 0 | 0 | 0 | 0 | 0 | 0 | 0 | 0 | 0 | 0 | 0
2013 | US | SERC | - | SERC-SE | 8a3 | Solar Expected On-Peak | 0 | 0 | 16 | 16 | 16 | 16 | 16 | 16 | 16 | 16 | 16 | 16
2013 | US | SERC | - | SERC-SE | 8a4 | Solar Derate On-Peak | 0 | 0 | 0 | 0 | 0 | 0 | 0 | 0 | 0 | 0 | 0 | 0
2013 | US | SERC | - | SERC-SE | 8a5 | Hydro Expected On-Peak | 0 | 0 | 0 | 0 | 0 | 0 | 0 | 0 | 0 | 0 | 0 | 0
2013 | US | SERC | - | SERC-SE | 8a6 | Hydro Derate On-Peak | 0 | 0 | 0 | 0 | 0 | 0 | 0 | 0 | 0 | 0 | 0 | 0
2013 | US | SERC | - | SERC-SE | 8a7 | Biomass Expected On-Peak | 0 | 0 | 55 | 55 | 55 | 55 | 55 | 55 | 55 | 55 | 55 | 55
2013 | US | SERC | - | SERC-SE | 8a8 | Biomass Derate On-Peak | 0 | 0 | 0 | 0 | 0 | 0 | 0 | 0 | 0 | 0 | 0 | 0
2013 | US | SERC | - | SERC-SE | 8a9 | All Other Derates | 0 | 0 | 0 | 0 | 0 | 0 | 0 | 0 | 0 | 0 | 0 | 0
2013 | US | SERC | - | SERC-SE | 8a10 | Energy-Only | 0 | 0 | 0 | 0 | 0 | 0 | 0 | 0 | 0 | 0 | 0 | 0
2013 | US | SERC | - | SERC-SE | 9 | ANTICIPATED INTERNAL CAPACITY | 0 | 66748.34 | 67338.04 | 64481.74 | 65131.54 | 66362.54 | 66366.54 | 66356.74 | 66365.94 | 66375.14 | 66375.14 | 66375.14
2013 | US | SERC | - | SERC-SE | 10 | CAPACITY TRANSACTIONS - IMPORTS | 420 | 420 | 420 | 420 | 345 | 345 | 420 | 345 | 345 | 345 | 345 | 345
2013 | US | SERC | - | SERC-SE | 10a | Firm | 420 | 420 | 420 | 420 | 345 | 345 | 420 | 345 | 345 | 345 | 345 | 345
2013 | US | SERC | - | SERC-SE | 10a1 | Full-Responsibility Purchases | 0 | 0 | 0 | 0 | 0 | 0 | 0 | 0 | 0 | 0 | 0 | 0
2013 | US | SERC | - | SERC-SE | 10a2 | Owned Capacity/Entitlement Located Outside the Region/Subregion | 143 | 143 | 143 | 143 | 143 | 143 | 143 | 143 | 143 | 143 | 143 | 143
2013 | US | SERC | - | SERC-SE | 10b | Non-firm | 0 | 0 | 0 | 0 | 0 | 0 | 0 | 0 | 0 | 0 | 0 | 0
2013 | US | SERC | - | SERC-SE | 10c | Expected | 0 | 0 | 0 | 0 | 0 | 0 | 0 | 0 | 0 | 0 | 0 | 0
2013 | US | SERC | - | SERC-SE | 10c1 | Full-Responsibility Purchases | 0 | 0 | 0 | 0 | 0 | 0 | 0 | 0 | 0 | 0 | 0 | 0
2013 | US | SERC | - | SERC-SE | 10c2 | Owned Capacity/Entitlement Located Outside the Region/Subregion | 0 | 0 | 0 | 0 | 0 | 0 | 0 | 0 | 0 | 0 | 0 | 0
2013 | US | SERC | - | SERC-SE | 11 | CAPACITY TRANSACTIONS - EXPORTS | 1581 | 1581 | 1581 | 1521 | 145 | 248 | 1581 | 206 | 206 | 206 | 206 | 206
2013 | US | SERC | - | SERC-SE | 11a | Firm | 1581 | 1581 | 1581 | 1521 | 145 | 248 | 1581 | 206 | 206 | 206 | 206 | 206
2013 | US | SERC | - | SERC-SE | 11a1 | Full-Responsibility Purchases | 0 | 0 | 0 | 0 | 0 | 0 | 0 | 0 | 0 | 0 | 0 | 0
2013 | US | SERC | - | SERC-SE | 11a2 | Owned Capacity/Entitlement Located Outside the Region/Subregion | 0 | 0 | 0 | 0 | 0 | 0 | 0 | 0 | 0 | 0 | 0 | 0
2013 | US | SERC | - | SERC-SE | 11b | Non-firm | 0 | 0 | 0 | 0 | 0 | 0 | 0 | 0 | 0 | 0 | 0 | 0
2013 | US | SERC | - | SERC-SE | 11c | Expected | 0 | 0 | 0 | 0 | 0 | 0 | 0 | 0 | 0 | 0 | 0 | 0
2013 | US | SERC | - | SERC-SE | 11c1 | Full-Responsibility Purchases | 0 | 0 | 0 | 0 | 0 | 0 | 0 | 0 | 0 | 0 | 0 | 0
2013 | US | SERC | - | SERC-SE | 11c2 | Owned Capacity/Entitlement Located Outside the Region/Subregion | 0 | 0 | 0 | 0 | 0 | 0 | 0 | 0 | 0 | 0 | 0 | 0
2013 | US | SERC | - | SERC-SE | 12 | EXISTING-CERTAIN & NET FIRM TRANSACTIONS | 64944.64 | 65914.34 | 65914.34 | 65974.34 | 67275.34 | 67172.34 | 65914.34 | 67214.34 | 67214.34 | 67214.34 | 67214.34 | 67214.34
2013 | US | SERC | - | SERC-SE | 13 | ANTICIPATED CAPACITY RESOURCES | 0 | 0 | 66177.04 | 63380.74 | 65331.54 | 66459.54 | 65205.54 | 66495.74 | 66504.94 | 66514.14 | 66514.14 | 66514.14
2013 | US | SERC | - | SERC-SE | 14 | PROSPECTIVE CAPACITY RESOURCES | 0 | 0 | 68165.04 | 65368.74 | 67319.54 | 68447.54 | 67193.54 | 68483.74 | 68492.94 | 68502.14 | 68502.14 | 68502.14
2013 | US | SERC | - | SERC-SE | 15 | TOTAL POTENTIAL CAPACITY RESOURCES | 0 | 0 | 68236.04 | 65439.74 | 69140.54 | 71236.54 | 69982.54 | 71272.74 | 71609.94 | 71619.14 | 71619.14 | 71619.14
2013 | US | SERC | - | SERC-SE | 16 | ADJUSTED POTENTIAL CAPACITY RESOURCES | 0 | 0 | 68236.0393 | 65439.7393 | 69140.5218 | 71236.5121 | 69982.5121 | 71272.7121 | 71609.9088 | 71619.1088 | 71619.1088 | 71619.1088
2013 | US | SERC | - | SERC-SE | 16a | Confidence of Future-Other | 0 | 0 | 0.99999 | 0.99999 | 0.99999 | 0.99999 | 0.99999 | 0.99999 | 0.99999 | 0.99999 | 0.99999 | 0.99999
2013 | US | SERC | - | SERC-SE | 16b | Net Future-Other Resources After Confidence Percentage Is Applied | 0 | 0 | 0 | 0 | 0 | 0 | 0 | 0 | 0 | 0 | 0 | 0
2013 | US | SERC | - | SERC-SE | 16c | Confidence of Conceptual | 0 | 0 | 0.99999 | 0.99999 | 0.99999 | 0.99999 | 0.99999 | 0.99999 | 0.99999 | 0.99999 | 0.99999 | 0.99999
2013 | US | SERC | - | SERC-SE | 16d | Net Conceptual Resources After Confidence Percentage Is Applied | 0 | 0 | 70.9993 | 70.9993 | 1820.9818 | 2788.9721 | 2788.9721 | 2788.9721 | 3116.9688 | 3116.9688 | 3116.9688 | 3116.9688
2013 | US | SERC | - | SERC-SE | 17 | ASSESSMENT AREA TARGET RESERVE MARGIN | 0% | 0% | 14.99% | 14.99% | 14.99% | 14.99% | 14.99% | 14.99% | 14.99% | 14.99% | 14.99% | 14.99%
2013 | US | SERC | - | SERC-SE | 18 | EXISTING-CERTAIN AND NET FIRM TRANSACTIONS RESERVE MARGIN | 49.78% | 50.02% | 0% | 0% | 0% | 0% | 0% | 0% | 0% | 0% | 0% | 0%
2013 | US | SERC | - | SERC-SE | 19 | ANTICIPATED CAPACITY RESOURCES RESERVE MARGIN | 0% | 0% | 49.08% | 40.76% | 43.07% | 44.29% | 39.52% | 40.19% | 38.16% | 36.11% | 34.07% | 32.05%
2013 | US | SERC | - | SERC-SE | 20 | PROSPECTIVE CAPACITY RESOURCES RESERVE MARGIN | 0% | 0% | 53.56% | 45.18% | 47.42% | 48.61% | 43.77% | 44.38% | 42.29% | 40.18% | 38.07% | 36%
2013 | US | SERC | - | SERC-SE | 21 | TOTAL POTENTIAL RESOURCES RESERVE MARGIN | 0% | 0% | 53.72% | 45.34% | 51.41% | 54.66% | 49.74% | 50.26% | 48.76% | 46.56% | 44.36% | 42.19%
2013 | US | SERC | - | SERC-SE | 22 | ADJUSTED POTENTIAL RESOURCES RESERVE MARGIN | 0% | 0% | 53.72% | 45.34% | 51.41% | 54.66% | 49.74% | 50.26% | 48.76% | 46.56% | 44.36% | 42.19%
2013 | US | SERC | - | SERC-SE | 23 | Total Baseline Installed Capacity | 68102.539 | 0 | 0 | 0 | 0 | 0 | 0 | 0 | 0 | 0 | 0 | 0
2013 | US | SERC | - | SERC-SE | 24 | Distributed or Other Capacity (Behind the Meter) < 1 MW | 0 | 0 | 0 | 0 | 0 | 0 | 0 | 0 | 0 | 0 | 0 | 0
2013 | US | SERC | - | SERC-SE | 25 | Distributed or Other Capacity (Behind the Meter) ≥ 1 MW | 0 | 0 | 0 | 0 | 0 | 0 | 0 | 0 | 0 | 0 | 0 | 0
2013 | US | SERC | - | SERC-SE | 26 | Capacity Total from EIA-860 | 0 | 0 | 0 | 0 | 0 | 0 | 0 | 0 | 0 | 0 | 0 | 0
2013 | US | SERC | - | SERC-W | 1 | Unrestricted Non-coincident Peak Demand | 0 | 20893 | 20930 | 21216 | 21459 | 21702 | 21922 | 22136 | 22346 | 22560 | 22770 | 22980
2013 | US | SERC | - | SERC-W | 1a | New Conservation (Energy Efficiency) | 0 | 0 | 0 | 0 | 0 | 0 | 0 | 0 | 0 | 0 | 0 | 0
2013 | US | SERC | - | SERC-W | 1b | Estimated Diversity | 0 | 133 | 126 | 126 | 126 | 138 | 143 | 237 | 137 | 134 | 137 | 148
2013 | US | SERC | - | SERC-W | 1c | Additions for non-member load (load served by non-registered LSE's in a region) | 0 | 625 | 633 | 639 | 665 | 678 | 699 | 720 | 750 | 763 | 778 | 796
2013 | US | SERC | - | SERC-W | 1d | Stand-by Load Under Contract (Normally served by behind the meter generation) | 0 | 0 | 0 | 0 | 0 | 0 | 0 | 0 | 0 | 0 | 0 | 0
2013 | US | SERC | - | SERC-W | 1e | Non-Controllable Demand-Side Demand Response | 0 | 0 | 0 | 0 | 0 | 0 | 0 | 0 | 0 | 0 | 0 | 0
2013 | US | SERC | - | SERC-W | 2 | Total Internal Demand | 21495 | 21385 | 21437 | 21729 | 21998 | 22242 | 22478 | 22619 | 22959 | 23189 | 23411 | 23628
2013 | US | SERC | - | SERC-W | 2a | Supply-Side Direct Control Load Management (DCLM) | 0 | 0 | 0 | 0 | 0 | 0 | 0 | 0 | 0 | 0 | 0 | 0
2013 | US | SERC | - | SERC-W | 2b | Supply-Side Contractually Interruptible (Curtailable) | 0 | 0 | 0 | 0 | 0 | 0 | 0 | 0 | 0 | 0 | 0 | 0
2013 | US | SERC | - | SERC-W | 2c | Supply-Side Critical Peak-Pricing (CPP) with Control | 0 | 0 | 0 | 0 | 0 | 0 | 0 | 0 | 0 | 0 | 0 | 0
2013 | US | SERC | - | SERC-W | 2d | Supply-Side Load as a Capacity Resource | 0 | 0 | 0 | 0 | 0 | 0 | 0 | 0 | 0 | 0 | 0 | 0
2013 | US | SERC | - | SERC-W | 3 | Net Internal Demand | 21246 | 20979 | 21026 | 21314 | 21579 | 21821 | 22055 | 22194 | 22530 | 22757 | 22977 | 23193
2013 | US | SERC | - | SERC-W | 3a | Demand-Side Direct Control Load Management (DCLM) | 0 | 0 | 0 | 0 | 0 | 0 | 0 | 0 | 0 | 0 | 0 | 0
2013 | US | SERC | - | SERC-W | 3b | Demand-Side Contractually Interruptible (Curtailable) | 249 | 406 | 411 | 415 | 419 | 421 | 423 | 425 | 429 | 432 | 434 | 435
2013 | US | SERC | - | SERC-W | 3c | Demand-Side Critical Peak-Pricing (CPP) with Control | 0 | 0 | 0 | 0 | 0 | 0 | 0 | 0 | 0 | 0 | 0 | 0
2013 | US | SERC | - | SERC-W | 3d | Demand-Side Load as a Capacity Resource | 0 | 0 | 0 | 0 | 0 | 0 | 0 | 0 | 0 | 0 | 0 | 0
2013 | US | SERC | - | SERC-W | 4 | Total Controllable Demand Response | 249 | 406 | 411 | 415 | 419 | 421 | 423 | 425 | 429 | 432 | 434 | 435
2013 | US | SERC | - | SERC-W | 4a | Demand Response used for Ancillary Services - Spinning Reserves | 0 | 0 | 0 | 0 | 0 | 0 | 0 | 0 | 0 | 0 | 0 | 0
2013 | US | SERC | - | SERC-W | 4b | Demand Response used for Ancillary Services - Non-Spinning Reserves | 0 | 0 | 0 | 0 | 0 | 0 | 0 | 0 | 0 | 0 | 0 | 0
2013 | US | SERC | - | SERC-W | 4c | Demand Response used for Regulation | 0 | 0 | 0 | 0 | 0 | 0 | 0 | 0 | 0 | 0 | 0 | 0
2013 | US | SERC | - | SERC-W | 4d | Demand Response used for Energy, Voluntary Services - Emergency | 0 | 0 | 0 | 0 | 0 | 0 | 0 | 0 | 0 | 0 | 0 | 0
2013 | US | SERC | - | SERC-W | 5 | TOTAL INTERNAL CAPACITY | 40007.3 | 42926.6 | 42971.6 | 43558.6 | 43558.6 | 43558.6 | 43558.6 | 43558.6 | 43558.6 | 43558.6 | 43558.6 | 43558.6
2013 | US | SERC | - | SERC-W | 6a | Existing-Certain | 38173.1 | 40065.1 | 40065.1 | 40065.1 | 40065.1 | 40065.1 | 40065.1 | 40065.1 | 40065.1 | 40065.1 | 40065.1 | 40065.1
2013 | US | SERC | - | SERC-W | 6a1 | Wind Expected On-Peak | 0 | 0 | 0 | 0 | 0 | 0 | 0 | 0 | 0 | 0 | 0 | 0
2013 | US | SERC | - | SERC-W | 6a2 | Solar Expected On-Peak | 0 | 0 | 0 | 0 | 0 | 0 | 0 | 0 | 0 | 0 | 0 | 0
2013 | US | SERC | - | SERC-W | 6a3 | Hydro Expected On-Peak | 293.4 | 302.4 | 302.4 | 302.4 | 302.4 | 302.4 | 302.4 | 302.4 | 302.4 | 302.4 | 302.4 | 302.4
2013 | US | SERC | - | SERC-W | 6a4 | Biomass Expected On-Peak | 0 | 0 | 0 | 0 | 0 | 0 | 0 | 0 | 0 | 0 | 0 | 0
2013 | US | SERC | - | SERC-W | 6b | Existing-Other | 869.2 | 1379.2 | 1379.2 | 1379.2 | 1379.2 | 1379.2 | 1379.2 | 1379.2 | 1379.2 | 1379.2 | 1379.2 | 1379.2
2013 | US | SERC | - | SERC-W | 6b1 | Wind Derate On-Peak | 0 | 0 | 0 | 0 | 0 | 0 | 0 | 0 | 0 | 0 | 0 | 0
2013 | US | SERC | - | SERC-W | 6b2 | Solar Derate On-Peak | 0 | 0 | 0 | 0 | 0 | 0 | 0 | 0 | 0 | 0 | 0 | 0
2013 | US | SERC | - | SERC-W | 6b3 | Hydro Derate On-Peak | 0 | 0 | 0 | 0 | 0 | 0 | 0 | 0 | 0 | 0 | 0 | 0
2013 | US | SERC | - | SERC-W | 6b4 | Biomass Derate On-Peak | 0 | 0 | 0 | 0 | 0 | 0 | 0 | 0 | 0 | 0 | 0 | 0
2013 | US | SERC | - | SERC-W | 6b5 | Transmission-Limited Resources | 0 | 0 | 0 | 0 | 0 | 0 | 0 | 0 | 0 | 0 | 0 | 0
2013 | US | SERC | - | SERC-W | 6b6 | All Other Derates | 302 | 302 | 302 | 302 | 302 | 302 | 302 | 302 | 302 | 302 | 302 | 302
2013 | US | SERC | - | SERC-W | 6b7 | Energy-Only (Existing-Other) | 76.2 | 72.3 | 72.3 | 72.3 | 72.3 | 72.3 | 72.3 | 72.3 | 72.3 | 72.3 | 72.3 | 72.3
2013 | US | SERC | - | SERC-W | 6c | Unplanned Outages (Actual) / Current and Future Inoperable Resources | 965 | 1049 | 1049 | 1049 | 1049 | 1049 | 1049 | 1049 | 1049 | 1049 | 1049 | 1049
2013 | US | SERC | - | SERC-W | 6d | Total Supply-Side Demand Response | 0 | 0 | 0 | 0 | 0 | 0 | 0 | 0 | 0 | 0 | 0 | 0
2013 | US | SERC | - | SERC-W | 7 | TOTAL FUTURE CAPACITY ADDITIONS | 0 | 59 | 104 | 691 | 691 | 641 | 641 | 641 | 641 | 641 | 641 | 641
2013 | US | SERC | - | SERC-W | 7a | Future-Planned | 0 | 54 | -474 | 113 | 43 | -818 | -1356 | -1813 | -1877 | -2301 | -2639 | -3054
2013 | US | SERC | - | SERC-W | 7a1 | Wind Expected On-Peak | 0 | 0 | 0 | 0 | 0 | 0 | 0 | 0 | 0 | 0 | 0 | 0
2013 | US | SERC | - | SERC-W | 7a2 | Wind Derate On-Peak | 0 | 0 | 0 | 0 | 0 | 0 | 0 | 0 | 0 | 0 | 0 | 0
2013 | US | SERC | - | SERC-W | 7a3 | Solar Expected On-Peak | 0 | 0 | 0 | 0 | 0 | 0 | 0 | 0 | 0 | 0 | 0 | 0
2013 | US | SERC | - | SERC-W | 7a4 | Solar Derate On-Peak | 0 | 0 | 0 | 0 | 0 | 0 | 0 | 0 | 0 | 0 | 0 | 0
2013 | US | SERC | - | SERC-W | 7a5 | Hydro Expected On-Peak | 0 | 0 | 0 | 27 | 27 | 27 | 27 | 27 | 27 | 27 | 27 | 27
2013 | US | SERC | - | SERC-W | 7a6 | Hydro Derate On-Peak | 0 | 0 | 0 | 0 | 0 | 0 | 0 | 0 | 0 | 0 | 0 | 0
2013 | US | SERC | - | SERC-W | 7a7 | Biomass Expected On-Peak | 0 | 0 | 50 | 50 | 50 | 50 | 50 | 50 | 50 | 50 | 50 | 50
2013 | US | SERC | - | SERC-W | 7a8 | Biomass Derate On-Peak | 0 | 0 | 0 | 0 | 0 | 0 | 0 | 0 | 0 | 0 | 0 | 0
2013 | US | SERC | - | SERC-W | 7a9 | Transmission-Limited Resources | 0 | 0 | 0 | 0 | 0 | 0 | 0 | 0 | 0 | 0 | 0 | 0
2013 | US | SERC | - | SERC-W | 7a10 | Scheduled Outage - Maintenance | 0 | 0 | 0 | 0 | 0 | 0 | 0 | 0 | 0 | 0 | 0 | 0
2013 | US | SERC | - | SERC-W | 7a11 | All Other Derates | 0 | 0 | 0 | 0 | 0 | 50 | 50 | 50 | 50 | 50 | 50 | 50
2013 | US | SERC | - | SERC-W | 7a12 | Energy-Only | 0 | 0 | 0 | 0 | 0 | 0 | 0 | 0 | 0 | 0 | 0 | 0
2013 | US | SERC | - | SERC-W | 7b | Future-Other | 0 | 5 | 578 | 578 | 648 | 1459 | 1997 | 2454 | 2518 | 2942 | 3280 | 3695
2013 | US | SERC | - | SERC-W | 7b1 | Wind Expected On-Peak | 0 | 0 | 0 | 0 | 0 | 0 | 0 | 0 | 0 | 0 | 0 | 0
2013 | US | SERC | - | SERC-W | 7b2 | Wind Derate On-Peak | 0 | 0 | 0 | 0 | 0 | 0 | 0 | 0 | 0 | 0 | 0 | 0
2013 | US | SERC | - | SERC-W | 7b3 | Solar Expected On-Peak | 0 | 0 | 0 | 0 | 0 | 0 | 0 | 0 | 0 | 0 | 0 | 0
2013 | US | SERC | - | SERC-W | 7b4 | Solar Derate On-Peak | 0 | 0 | 0 | 0 | 0 | 0 | 0 | 0 | 0 | 0 | 0 | 0
2013 | US | SERC | - | SERC-W | 7b5 | Hydro Expected On-Peak | 0 | 0 | 0 | 0 | 0 | 0 | 0 | 0 | 0 | 0 | 0 | 0
2013 | US | SERC | - | SERC-W | 7b6 | Hydro Derate On-Peak | 0 | 0 | 0 | 0 | 0 | 0 | 0 | 0 | 0 | 0 | 0 | 0
2013 | US | SERC | - | SERC-W | 7b7 | Biomass Expected On-Peak | 0 | 0 | 0 | 0 | 0 | 0 | 0 | 0 | 0 | 0 | 0 | 0
2013 | US | SERC | - | SERC-W | 7b8 | Biomass Derate On-Peak | 0 | 0 | 0 | 0 | 0 | 0 | 0 | 0 | 0 | 0 | 0 | 0
2013 | US | SERC | - | SERC-W | 7b9 | Transmission-Limited Resources | 0 | 0 | 0 | 0 | 0 | 0 | 0 | 0 | 0 | 0 | 0 | 0
2013 | US | SERC | - | SERC-W | 7b10 | Scheduled Outage - Maintenance | 0 | 0 | 0 | 0 | 0 | 0 | 0 | 0 | 0 | 0 | 0 | 0
2013 | US | SERC | - | SERC-W | 7b11 | All Other Derates | 0 | 0 | 0 | 0 | 0 | 0 | 0 | 0 | 0 | 0 | 0 | 0
2013 | US | SERC | - | SERC-W | 7b12 | Energy-Only | 0 | 0 | 0 | 0 | 0 | 0 | 0 | 0 | 0 | 0 | 0 | 0
2013 | US | SERC | - | SERC-W | 8 | Conceptual | 0 | 0 | 0 | 0 | 0 | 147 | 147 | 147 | 717 | 1087 | 1087 | 1087
2013 | US | SERC | - | SERC-W | 8a1 | Wind Expected On-Peak | 0 | 0 | 0 | 0 | 0 | 0 | 0 | 0 | 0 | 0 | 0 | 0
2013 | US | SERC | - | SERC-W | 8a2 | Wind Derate On-Peak | 0 | 0 | 0 | 0 | 0 | 0 | 0 | 0 | 0 | 0 | 0 | 0
2013 | US | SERC | - | SERC-W | 8a3 | Solar Expected On-Peak | 0 | 0 | 0 | 0 | 0 | 0 | 0 | 0 | 0 | 0 | 0 | 0
2013 | US | SERC | - | SERC-W | 8a4 | Solar Derate On-Peak | 0 | 0 | 0 | 0 | 0 | 0 | 0 | 0 | 0 | 0 | 0 | 0
2013 | US | SERC | - | SERC-W | 8a5 | Hydro Expected On-Peak | 0 | 0 | 0 | 0 | 0 | 0 | 0 | 0 | 0 | 0 | 0 | 0
2013 | US | SERC | - | SERC-W | 8a6 | Hydro Derate On-Peak | 0 | 0 | 0 | 0 | 0 | 0 | 0 | 0 | 0 | 0 | 0 | 0
2013 | US | SERC | - | SERC-W | 8a7 | Biomass Expected On-Peak | 0 | 0 | 0 | 0 | 0 | 0 | 0 | 0 | 0 | 0 | 0 | 0
2013 | US | SERC | - | SERC-W | 8a8 | Biomass Derate On-Peak | 0 | 0 | 0 | 0 | 0 | 0 | 0 | 0 | 0 | 0 | 0 | 0
2013 | US | SERC | - | SERC-W | 8a9 | All Other Derates | 0 | 0 | 0 | 0 | 0 | 0 | 0 | 0 | 0 | 0 | 0 | 0
2013 | US | SERC | - | SERC-W | 8a10 | Energy-Only | 0 | 0 | 0 | 0 | 0 | 0 | 0 | 0 | 0 | 0 | 0 | 0
2013 | US | SERC | - | SERC-W | 9 | ANTICIPATED INTERNAL CAPACITY | 0 | 40119.1 | 39591.1 | 40178.1 | 40108.1 | 39247.1 | 38709.1 | 38252.1 | 38188.1 | 37764.1 | 37426.1 | 37011.1
2013 | US | SERC | - | SERC-W | 10 | CAPACITY TRANSACTIONS - IMPORTS | 264 | 264 | 21 | 21 | 21 | 21 | 264 | 21 | 21 | 21 | 21 | 21
2013 | US | SERC | - | SERC-W | 10a | Firm | 264 | 264 | 21 | 21 | 21 | 21 | 264 | 21 | 21 | 21 | 21 | 21
2013 | US | SERC | - | SERC-W | 10a1 | Full-Responsibility Purchases | 21 | 21 | 21 | 21 | 21 | 21 | 21 | 21 | 21 | 21 | 21 | 21
2013 | US | SERC | - | SERC-W | 10a2 | Owned Capacity/Entitlement Located Outside the Region/Subregion | 18 | 18 | 0 | 0 | 0 | 0 | 18 | 0 | 0 | 0 | 0 | 0
2013 | US | SERC | - | SERC-W | 10b | Non-firm | 0 | 0 | 0 | 0 | 0 | 0 | 0 | 0 | 0 | 0 | 0 | 0
2013 | US | SERC | - | SERC-W | 10c | Expected | 0 | 0 | 0 | 0 | 0 | 0 | 0 | 0 | 0 | 0 | 0 | 0
2013 | US | SERC | - | SERC-W | 10c1 | Full-Responsibility Purchases | 0 | 0 | 0 | 0 | 0 | 0 | 0 | 0 | 0 | 0 | 0 | 0
2013 | US | SERC | - | SERC-W | 10c2 | Owned Capacity/Entitlement Located Outside the Region/Subregion | 0 | 0 | 0 | 0 | 0 | 0 | 0 | 0 | 0 | 0 | 0 | 0
2013 | US | SERC | - | SERC-W | 11 | CAPACITY TRANSACTIONS - EXPORTS | 1385 | 1385 | 1385 | 1385 | 1310 | 1310 | 1385 | 1310 | 1310 | 1310 | 1310 | 1310
2013 | US | SERC | - | SERC-W | 11a | Firm | 1385 | 1385 | 1385 | 1385 | 1310 | 1310 | 1385 | 1310 | 1310 | 1310 | 1310 | 1310
2013 | US | SERC | - | SERC-W | 11a1 | Full-Responsibility Purchases | 588 | 588 | 588 | 588 | 588 | 588 | 588 | 588 | 588 | 588 | 588 | 588
2013 | US | SERC | - | SERC-W | 11a2 | Owned Capacity/Entitlement Located Outside the Region/Subregion | 341 | 341 | 341 | 341 | 341 | 341 | 341 | 341 | 341 | 341 | 341 | 341
2013 | US | SERC | - | SERC-W | 11b | Non-firm | 0 | 0 | 0 | 0 | 0 | 0 | 0 | 0 | 0 | 0 | 0 | 0
2013 | US | SERC | - | SERC-W | 11c | Expected | 0 | 0 | 0 | 0 | 0 | 0 | 0 | 0 | 0 | 0 | 0 | 0
2013 | US | SERC | - | SERC-W | 11c1 | Full-Responsibility Purchases | 0 | 0 | 0 | 0 | 0 | 0 | 0 | 0 | 0 | 0 | 0 | 0
2013 | US | SERC | - | SERC-W | 11c2 | Owned Capacity/Entitlement Located Outside the Region/Subregion | 0 | 0 | 0 | 0 | 0 | 0 | 0 | 0 | 0 | 0 | 0 | 0
2013 | US | SERC | - | SERC-W | 12 | EXISTING-CERTAIN & NET FIRM TRANSACTIONS | 37052.1 | 38944.1 | 38701.1 | 38701.1 | 38776.1 | 38776.1 | 38944.1 | 38776.1 | 38776.1 | 38776.1 | 38776.1 | 38776.1
2013 | US | SERC | - | SERC-W | 13 | ANTICIPATED CAPACITY RESOURCES | 0 | 0 | 38227.1 | 38814.1 | 38819.1 | 37958.1 | 37588.1 | 36963.1 | 36899.1 | 36475.1 | 36137.1 | 35722.1
2013 | US | SERC | - | SERC-W | 14 | PROSPECTIVE CAPACITY RESOURCES | 0 | 0 | 40184.3 | 40771.3 | 40846.3 | 40796.3 | 40964.3 | 40796.3 | 40796.3 | 40796.3 | 40796.3 | 40796.3
2013 | US | SERC | - | SERC-W | 15 | TOTAL POTENTIAL CAPACITY RESOURCES | 0 | 0 | 40184.3 | 40771.3 | 40846.3 | 40943.3 | 41111.3 | 40943.3 | 41513.3 | 41883.3 | 41883.3 | 41883.3
2013 | US | SERC | - | SERC-W | 16 | ADJUSTED POTENTIAL CAPACITY RESOURCES | 0 | 0 | 40762.2942 | 41349.2942 | 41494.2935 | 42402.2839 | 43108.2786 | 43397.274 | 44031.2677 | 44825.2597 | 45163.2563 | 45578.2522
2013 | US | SERC | - | SERC-W | 16a | Confidence of Future-Other | 0 | 0 | 0.99999 | 0.99999 | 0.99999 | 0.99999 | 0.99999 | 0.99999 | 0.99999 | 0.99999 | 0.99999 | 0.99999
2013 | US | SERC | - | SERC-W | 16b | Net Future-Other Resources After Confidence Percentage Is Applied | 0 | 0 | 577.9942 | 577.9942 | 647.9935 | 1458.9854 | 1996.98 | 2453.9755 | 2517.9748 | 2941.9706 | 3279.9672 | 3694.963
2013 | US | SERC | - | SERC-W | 16c | Confidence of Conceptual | 0 | 0 | 0.99999 | 0.99999 | 0.99999 | 0.99999 | 0.99999 | 0.99999 | 0.99999 | 0.99999 | 0.99999 | 0.99999
2013 | US | SERC | - | SERC-W | 16d | Net Conceptual Resources After Confidence Percentage Is Applied | 0 | 0 | 0 | 0 | 0 | 146.9985 | 146.9985 | 146.9985 | 716.9928 | 1086.9891 | 1086.9891 | 1086.9891
2013 | US | SERC | - | SERC-W | 17 | ASSESSMENT AREA TARGET RESERVE MARGIN | 0% | 0% | 14.99% | 14.99% | 14.99% | 14.99% | 14.99% | 14.99% | 14.99% | 14.99% | 14.99% | 14.99%
2013 | US | SERC | - | SERC-W | 18 | EXISTING-CERTAIN AND NET FIRM TRANSACTIONS RESERVE MARGIN | 74.4% | 85.63% | 0% | 0% | 0% | 0% | 0% | 0% | 0% | 0% | 0% | 0%
2013 | US | SERC | - | SERC-W | 19 | ANTICIPATED CAPACITY RESOURCES RESERVE MARGIN | 0% | 0% | 81.81% | 82.11% | 79.89% | 73.95% | 70.43% | 66.55% | 63.78% | 60.28% | 57.28% | 54.02%
2013 | US | SERC | - | SERC-W | 20 | PROSPECTIVE CAPACITY RESOURCES RESERVE MARGIN | 0% | 0% | 91.12% | 91.29% | 89.29% | 86.96% | 85.74% | 83.82% | 81.08% | 79.27% | 77.55% | 75.9%
2013 | US | SERC | - | SERC-W | 21 | TOTAL POTENTIAL RESOURCES RESERVE MARGIN | 0% | 0% | 91.12% | 91.29% | 89.29% | 87.63% | 86.4% | 84.48% | 84.26% | 84.05% | 82.28% | 80.59%
2013 | US | SERC | - | SERC-W | 22 | ADJUSTED POTENTIAL RESOURCES RESERVE MARGIN | 0% | 0% | 93.87% | 94% | 92.29% | 94.32% | 95.46% | 95.54% | 95.43% | 96.97% | 96.56% | 96.52%
2013 | US | SERC | - | SERC-W | 23 | Total Baseline Installed Capacity | 40309.3 | 0 | 0 | 0 | 0 | 0 | 0 | 0 | 0 | 0 | 0 | 0
2013 | US | SERC | - | SERC-W | 24 | Distributed or Other Capacity (Behind the Meter) < 1 MW | 0 | 0 | 0 | 0 | 0 | 0 | 0 | 0 | 0 | 0 | 0 | 0
2013 | US | SERC | - | SERC-W | 25 | Distributed or Other Capacity (Behind the Meter) ≥ 1 MW | 0 | 0 | 0 | 0 | 0 | 0 | 0 | 0 | 0 | 0 | 0 | 0
2013 | US | SERC | - | SERC-W | 26 | Capacity Total from EIA-860 | 0 | 0 | 0 | 0 | 0 | 0 | 0 | 0 | 0 | 0 | 0 | 0
2013 | US | SPP | - | SPP | 1 | Unrestricted Non-coincident Peak Demand | 0 | 42425.8692 | 43021.2787 | 43591.4598 | 44279.9104 | 44984.0259 | 45694.1468 | 46402.2612 | 46554.6269 | 46692.0457 | 46812.5667 | 46920.7779
2013 | US | SPP | - | SPP | 1a | New Conservation (Energy Efficiency) | 0 | 153.0692 | 205.3787 | 255.2598 | 313.2854 | 386.9759 | 466.6718 | 544.3612 | 615.3669 | 671.4257 | 710.5867 | 737.4379
2013 | US | SPP | - | SPP | 1b | Estimated Diversity | 0 | 972.2744 | 984.7657 | 996.7326 | 1011.2324 | 1025.7322 | 1040.2319 | 1054.7317 | 1056.603 | 1058.4743 | 1060.3455 | 1062.2168
2013 | US | SPP | - | SPP | 1c | Additions for non-member load (load served by non-registered LSE's in a region) | 0 | 0 | 0 | 0 | 0 | 0 | 0 | 0 | 0 | 0 | 0 | 0
2013 | US | SPP | - | SPP | 1d | Stand-by Load Under Contract (Normally served by behind the meter generation) | 0 | 0 | 0 | 0 | 0 | 0 | 0 | 0 | 0 | 0 | 0 | 0
2013 | US | SPP | - | SPP | 1e | Non-Controllable Demand-Side Demand Response | 0 | 0 | 0 | 0 | 0 | 0 | 0 | 0 | 0 | 0 | 0 | 0
2013 | US | SPP | - | SPP | 2 | Total Internal Demand | 35810 | 41300.5256 | 41831.1343 | 42339.4674 | 42955.3926 | 43571.3178 | 44187.2431 | 44803.1683 | 44882.657 | 44962.1457 | 45041.6345 | 45121.1232
2013 | US | SPP | - | SPP | 2a | Supply-Side Direct Control Load Management (DCLM) | 61.9 | 38.2267 | 44.5835 | 50.8203 | 56.574 | 62.1301 | 65.6741 | 68.4799 | 70.9758 | 73.4206 | 75.8168 | 75.8168
2013 | US | SPP | - | SPP | 2b | Supply-Side Contractually Interruptible (Curtailable) | 138.5388 | 347.0207 | 357.0207 | 357.0207 | 382.0207 | 382.0207 | 382.0207 | 382.0207 | 382.0207 | 382.0207 | 382.0207 | 382.0207
2013 | US | SPP | - | SPP | 2c | Supply-Side Critical Peak-Pricing (CPP) with Control | 0 | 0 | 0 | 0 | 0 | 0 | 0 | 0 | 0 | 0 | 0 | 0
2013 | US | SPP | - | SPP | 2d | Supply-Side Load as a Capacity Resource | 0 | 28 | 28 | 28 | 28 | 28 | 28 | 28 | 28 | 28 | 0 | 0
2013 | US | SPP | - | SPP | 3 | Net Internal Demand | 35078.514 | 40558.0256 | 41258.6343 | 41766.9674 | 42382.8926 | 42998.8178 | 43614.7431 | 44230.6683 | 44310.157 | 44389.6457 | 44469.1345 | 44548.6232
2013 | US | SPP | - | SPP | 3a | Demand-Side Direct Control Load Management (DCLM) | 115.594 | 0 | 0 | 0 | 0 | 0 | 0 | 0 | 0 | 0 | 0 | 0
2013 | US | SPP | - | SPP | 3b | Demand-Side Contractually Interruptible (Curtailable) | 587.892 | 742.5 | 572.5 | 572.5 | 572.5 | 572.5 | 572.5 | 572.5 | 572.5 | 572.5 | 572.5 | 572.5
2013 | US | SPP | - | SPP | 3c | Demand-Side Critical Peak-Pricing (CPP) with Control | 0 | 0 | 0 | 0 | 0 | 0 | 0 | 0 | 0 | 0 | 0 | 0
2013 | US | SPP | - | SPP | 3d | Demand-Side Load as a Capacity Resource | 28 | 0 | 0 | 0 | 0 | 0 | 0 | 0 | 0 | 0 | 0 | 0
2013 | US | SPP | - | SPP | 4 | Total Controllable Demand Response | 931.9247 | 1155.7474 | 1002.1043 | 1008.341 | 1039.0947 | 1044.6509 | 1048.1949 | 1051.0007 | 1053.4965 | 1055.9414 | 1030.3375 | 1030.3375
2013 | US | SPP | - | SPP | 4a | Demand Response used for Ancillary Services - Spinning Reserves | 2 | 2 | 2 | 2 | 2 | 2 | 2 | 2 | 2 | 2 | 2 | 2
2013 | US | SPP | - | SPP | 4b | Demand Response used for Ancillary Services - Non-Spinning Reserves | 1 | bar: 58 to 149
2013 | US | SPP | - | SPP | 4c | Demand Response used for Regulation | 0 | 0 | 0 | 0 | 0 | 0 | 0 | 0 | 0 | 0 | 0 | 0
2013 | US | SPP | - | SPP | 4d | Demand Response used for Energy, Voluntary Services - Emergency | 36 | 48 | 59 | 68 | 72 | 72 | 72 | 72 | 72 | 72 | 72 | 72
2013 | US | SPP | - | SPP | 5 | TOTAL INTERNAL CAPACITY | 0 | 81018.114 | 81890.944 | 82108.144 | 81900.044 | 81962.084 | 82229.084 | 81870.084 | 81919.284 | 82655.284 | 83250.284 | 83286.284
2013 | US | SPP | - | SPP | 6a | Existing-Certain | 71090 | 72693.1034 | 72693.1034 | 72693.1034 | 72693.1034 | 72693.1034 | 72693.1034 | 72693.1034 | 72693.1034 | 72693.1034 | 72693.1034 | 72693.1034
2013 | US | SPP | - | SPP | 6a1 | Wind Expected On-Peak | 389 | 1697.9196 | 1697.9196 | 1697.9196 | 1697.9196 | 1697.9196 | 1697.9196 | 1697.9196 | 1697.9196 | 1697.9196 | 1697.9196 | 1697.9196
2013 | US | SPP | - | SPP | 6a2 | Solar Expected On-Peak | 50 | 35 | 35 | 35 | 35 | 35 | 35 | 35 | 35 | 35 | 35 | 35
2013 | US | SPP | - | SPP | 6a3 | Hydro Expected On-Peak | 2420 | 1761.8078 | 1761.8078 | 1761.8078 | 1761.8078 | 1761.8078 | 1761.8078 | 1761.8078 | 1761.8078 | 1761.8078 | 1761.8078 | 1761.8078
2013 | US | SPP | - | SPP | 6a4 | Biomass Expected On-Peak | 0 | 26.4 | 26.4 | 26.4 | 26.4 | 26.4 | 26.4 | 26.4 | 26.4 | 26.4 | 26.4 | 26.4
2013 | US | SPP | - | SPP | 6b | Existing-Other | 0 | 0 | 0 | 0 | 0 | 0 | 0 | 0 | 0 | 0 | 0 | 0
2013 | US | SPP | - | SPP | 6b1 | Wind Derate On-Peak | 5323 | 5728.8254 | 5728.8254 | 5728.8254 | 5728.8254 | 5728.8254 | 5728.8254 | 5728.8254 | 5728.8254 | 5728.8254 | 5728.8254 | 5728.8254
2013 | US | SPP | - | SPP | 6b2 | Solar Derate On-Peak | 9 | 45 | 45 | 45 | 45 | 45 | 45 | 45 | 45 | 45 | 45 | 45
2013 | US | SPP | - | SPP | 6b3 | Hydro Derate On-Peak | 2218 | 2020.4352 | 2020.4352 | 2020.4352 | 2020.4352 | 2020.4352 | 2020.4352 | 2020.4352 | 2020.4352 | 2020.4352 | 2020.4352 | 2020.4352
2013 | US | SPP | - | SPP | 6b4 | Biomass Derate On-Peak | 0 | 0 | 0 | 0 | 0 | 0 | 0 | 0 | 0 | 0 | 0 | 0
2013 | US | SPP | - | SPP | 6b5 | Transmission-Limited Resources | 0 | 0 | 0 | 0 | 0 | 0 | 0 | 0 | 0 | 0 | 0 | 0
2013 | US | SPP | - | SPP | 6b6 | All Other Derates | 0 | 0 | 0 | 0 | 0 | 0 | 0 | 0 | 0 | 0 | 0 | 0
2013 | US | SPP | - | SPP | 6b7 | Energy-Only (Existing-Other) | 0 | 0 | 0 | 0 | 0 | 0 | 0 | 0 | 0 | 0 | 0 | 0
2013 | US | SPP | - | SPP | 6c | Unplanned Outages (Actual) / Current and Future Inoperable Resources | 0 | 0 | 0 | 0 | 0 | 0 | 0 | 0 | 0 | 0 | 0 | 0
2013 | US | SPP | - | SPP | 6d | Total Supply-Side Demand Response | 200.4388 | 413.2474 | 429.6043 | 435.841 | 466.5947 | 472.1509 | 475.6949 | 478.5007 | 480.9965 | 483.4414 | 457.8375 | 457.8375
2013 | US | SPP | - | SPP | 7 | TOTAL FUTURE CAPACITY ADDITIONS | 0 | 406.75 | 1011.93 | 1211.13 | 991.03 | 1041.07 | 1296.07 | 925.07 | 926.27 | 1626.27 | 2185.27 | 2185.27
2013 | US | SPP | - | SPP | 7a | Future-Planned | 0 | 406.75 | 762.93 | 962.13 | 742.03 | 792.07 | 962.07 | 591.07 | 592.27 | 1292.27 | 1851.27 | 1851.27
2013 | US | SPP | - | SPP | 7a1 | Wind Expected On-Peak | 0 | 4 | 4 | 4 | 4 | 4 | 4 | 4 | 4 | 4 | 4 | 4
2013 | US | SPP | - | SPP | 7a2 | Wind Derate On-Peak | 0 | 124 | 154 | 154 | 154 | 154 | 154 | 154 | 154 | 154 | 154 | 154
2013 | US | SPP | - | SPP | 7a3 | Solar Expected On-Peak | 0 | 0 | 0 | 0 | 0 | 0 | 0 | 0 | 1.2 | 1.2 | 1.2 | 1.2
2013 | US | SPP | - | SPP | 7a4 | Solar Derate On-Peak | 0 | 0 | 0 | 0 | 0 | 0 | 0 | 0 | 12 | 12 | 12 | 12
2013 | US | SPP | - | SPP | 7a5 | Hydro Expected On-Peak | 0 | 0 | -51.82 | -49.82 | -75.71 | -75.71 | -75.71 | -75.71 | -75.71 | -75.71 | -75.71 | -75.71
2013 | US | SPP | - | SPP | 7a6 | Hydro Derate On-Peak | 0 | 0 | 0 | 0 | 0 | 0 | 0 | 0 | 0 | 0 | 0 | 0
2013 | US | SPP | - | SPP | 7a7 | Biomass Expected On-Peak | 0 | 4 | 4 | 5.2 | 5.2 | 5.2 | 5.2 | 5.2 | 5.2 | 5.2 | 5.2 | 5.2
2013 | US | SPP | - | SPP | 7a8 | Biomass Derate On-Peak | 0 | 0 | 0 | 6 | 6 | 6 | 6 | 6 | 6 | 6 | 6 | 6
2013 | US | SPP | - | SPP | 7a9 | Transmission-Limited Resources | 0 | 0 | 0 | 0 | 0 | 0 | 0 | 0 | 0 | 0 | 0 | 0
2013 | US | SPP | - | SPP | 7a10 | Scheduled Outage - Maintenance | 0 | 0 | 0 | 0 | 0 | 0 | 0 | 0 | 0 | 0 | 0 | 0
2013 | US | SPP | - | SPP | 7a11 | All Other Derates | 0 | 0 | 0 | 12 | 24 | 36 | 48 | 60 | 96 | 132 | 168 | 204
2013 | US | SPP | - | SPP | 7a12 | Energy-Only | 0 | 0 | 0 | 0 | 0 | 0 | 0 | 0 | 0 | 0 | 0 | 0
2013 | US | SPP | - | SPP | 7b | Future-Other | 0 | 0 | 249 | 249 | 249 | 249 | 334 | 334 | 334 | 334 | 334 | 334
2013 | US | SPP | - | SPP | 7b1 | Wind Expected On-Peak | 0 | 0 | 245 | 245 | 245 | 245 | 245 | 245 | 245 | 245 | 245 | 245
2013 | US | SPP | - | SPP | 7b2 | Wind Derate On-Peak | 0 | 0 | 237.65 | 237.65 | 237.65 | 237.65 | 237.65 | 237.65 | 237.65 | 237.65 | 237.65 | 237.65
2013 | US | SPP | - | SPP | 7b3 | Solar Expected On-Peak | 0 | 0 | 0 | 0 | 0 | 0 | 0 | 0 | 0 | 0 | 0 | 0
2013 | US | SPP | - | SPP | 7b4 | Solar Derate On-Peak | 0 | 0 | 0 | 0 | 0 | 0 | 0 | 0 | 0 | 0 | 0 | 0
2013 | US | SPP | - | SPP | 7b5 | Hydro Expected On-Peak | 0 | 0 | 0 | 0 | 0 | 0 | 0 | 0 | 0 | 0 | 0 | 0
2013 | US | SPP | - | SPP | 7b6 | Hydro Derate On-Peak | 0 | 0 | 0 | 0 | 0 | 0 | 0 | 0 | 0 | 0 | 0 | 0
2013 | US | SPP | - | SPP | 7b7 | Biomass Expected On-Peak | 0 | 0 | 4 | 4 | 4 | 4 | 4 | 4 | 4 | 4 | 4 | 4
2013 | US | SPP | - | SPP | 7b8 | Biomass Derate On-Peak | 0 | 0 | 0 | 0 | 0 | 0 | 0 | 0 | 0 | 0 | 0 | 0
2013 | US | SPP | - | SPP | 7b9 | Transmission-Limited Resources | 0 | 0 | 0 | 0 | 0 | 0 | 0 | 0 | 0 | 0 | 0 | 0
2013 | US | SPP | - | SPP | 7b10 | Scheduled Outage - Maintenance | 0 | 0 | 0 | 0 | 0 | 0 | 0 | 0 | 0 | 0 | 0 | 0
2013 | US | SPP | - | SPP | 7b11 | All Other Derates | 0 | 0 | 0 | 0 | 0 | 0 | 0 | 0 | 0 | 0 | 0 | 0
2013 | US | SPP | - | SPP | 7b12 | Energy-Only | 0 | 0 | 0 | 0 | 0 | 0 | 0 | 0 | 0 | 0 | 0 | 0
2013 | US | SPP | - | SPP | 8 | Conceptual | 0 | 0 | 0 | 0 | 0 | 0 | 0 | 0 | 562 | 722 | 722 | 722
2013 | US | SPP | - | SPP | 8a1 | Wind Expected On-Peak | 0 | 0 | 0 | 0 | 0 | 0 | 0 | 0 | 0 | 0 | 0 | 0
2013 | US | SPP | - | SPP | 8a2 | Wind Derate On-Peak | 0 | 0 | 0 | 0 | 100 | 100 | 100 | 145 | 445 | 445 | 445 | 445
2013 | US | SPP | - | SPP | 8a3 | Solar Expected On-Peak | 0 | 0 | 0 | 0 | 0 | 0 | 0 | 0 | 0 | 0 | 0 | 0
2013 | US | SPP | - | SPP | 8a4 | Solar Derate On-Peak | 0 | 0 | 0 | 0 | 0 | 0 | 0 | 0 | 0 | 0 | 0 | 0
2013 | US | SPP | - | SPP | 8a5 | Hydro Expected On-Peak | 0 | 0 | 0 | 0 | 0 | 0 | 0 | 0 | 0 | 0 | 0 | 0
2013 | US | SPP | - | SPP | 8a6 | Hydro Derate On-Peak | 0 | 0 | 0 | 0 | 0 | 0 | 0 | 0 | 0 | 0 | 0 | 0
2013 | US | SPP | - | SPP | 8a7 | Biomass Expected On-Peak | 0 | 0 | 0 | 0 | 0 | 0 | 0 | 0 | 0 | 0 | 0 | 0
2013 | US | SPP | - | SPP | 8a8 | Biomass Derate On-Peak | 0 | 0 | 0 | 0 | 0 | 0 | 0 | 0 | 0 | 0 | 0 | 0
2013 | US | SPP | - | SPP | 8a9 | All Other Derates | 0 | 0 | 0 | 0 | 0 | 0 | 0 | 0 | 0 | 0 | 0 | 0
2013 | US | SPP | - | SPP | 8a10 | Energy-Only | 0 | 0 | 0 | 0 | 0 | 0 | 0 | 0 | 0 | 0 | 0 | 0
2013 | US | SPP | - | SPP | 9 | ANTICIPATED INTERNAL CAPACITY | 0 | 73513.1008 | 73885.6377 | 74091.0744 | 73901.7281 | 73957.3243 | 74130.8683 | 73762.6741 | 73766.3699 | 74468.8148 | 75002.2109 | 75002.2109
2013 | US | SPP | - | SPP | 10 | CAPACITY TRANSACTIONS - IMPORTS | 1863.7 | 2711.1 | 2868.1 | 2687.1 | 2687.1 | 2777.1 | 2777.1 | 2777.1 | 2777.1 | 2767.1 | 2767.1 | 2342.1
2013 | US | SPP | - | SPP | 10a | Firm | 1863.7 | 2711.1 | 2868.1 | 2687.1 | 2687.1 | 2777.1 | 2777.1 | 2777.1 | 2777.1 | 2767.1 | 2767.1 | 2342.1
2013 | US | SPP | - | SPP | 10a1 | Full-Responsibility Purchases | 1551.7 | 1991.1 | 2147.1 | 2147.1 | 2147.1 | 2237.1 | 2237.1 | 2237.1 | 2237.1 | 2227.1 | 2227.1 | 1802.1
2013 | US | SPP | - | SPP | 10a2 | Owned Capacity/Entitlement Located Outside the Region/Subregion | 312 | 720 | 721 | 540 | 540 | 540 | 540 | 540 | 540 | 540 | 540 | 540
2013 | US | SPP | - | SPP | 10b | Non-firm | 0 | 0 | 0 | 0 | 0 | 0 | 0 | 0 | 0 | 0 | 0 | 0
2013 | US | SPP | - | SPP | 10c | Expected | 0 | 0 | 0 | 0 | 0 | 0 | 0 | 0 | 0 | 0 | 0 | 0
2013 | US | SPP | - | SPP | 10c1 | Full-Responsibility Purchases | 0 | 0 | 0 | 0 | 0 | 0 | 0 | 0 | 0 | 0 | 0 | 0
2013 | US | SPP | - | SPP | 10c2 | Owned Capacity/Entitlement Located Outside the Region/Subregion | 0 | 0 | 0 | 0 | 0 | 0 | 0 | 0 | 0 | 0 | 0 | 0
2013 | US | SPP | - | SPP | 11 | CAPACITY TRANSACTIONS - EXPORTS | 2234.7178 | 2243.4 | 2297.8 | 2013.8 | 2014.8 | 2016.8 | 1972.8 | 1939.8 | 1941.8 | 1944.8 | 1946.8 | 304.8
2013 | US | SPP | - | SPP | 11a | Firm | 2234.7178 | 2196.4 | 2248.8 | 1962.8 | 1960.8 | 1960.8 | 1913.8 | 1878.8 | 1878.8 | 1878.8 | 1878.8 | 233.8
2013 | US | SPP | - | SPP | 11a1 | Full-Responsibility Purchases | 2186.7178 | 2145.4 | 2189.8 | 1913.8 | 1913.8 | 1913.8 | 1913.8 | 1878.8 | 1878.8 | 1878.8 | 1878.8 | 233.8
2013 | US | SPP | - | SPP | 11a2 | Owned Capacity/Entitlement Located Outside the Region/Subregion | 48 | 51 | 59 | 49 | 47 | 47 | 0 | 0 | 0 | 0 | 0 | 0
2013 | US | SPP | - | SPP | 11b | Non-firm | 0 | 0 | 0 | 0 | 0 | 0 | 0 | 0 | 0 | 0 | 0 | 0
2013 | US | SPP | - | SPP | 11c | Expected | 0 | 47 | 49 | 51 | 54 | 56 | 59 | 61 | 63 | 66 | 68 | 71
2013 | US | SPP | - | SPP | 11c1 | Full-Responsibility Purchases | 0 | 47 | 49 | 51 | 54 | 56 | 59 | 61 | 63 | 66 | 68 | 71
2013 | US | SPP | - | SPP | 11c2 | Owned Capacity/Entitlement Located Outside the Region/Subregion | 0 | 0 | 0 | 0 | 0 | 0 | 0 | 0 | 0 | 0 | 0 | 0
2013 | US | SPP | - | SPP | 12 | EXISTING-CERTAIN & NET FIRM TRANSACTIONS | 70919.421 | 73621.0508 | 73742.0077 | 73853.2444 | 73885.9981 | 73981.5543 | 74032.0983 | 74069.9041 | 74072.3999 | 74064.8448 | 74039.2409 | 75259.2409
2013 | US | SPP | - | SPP | 13 | ANTICIPATED CAPACITY RESOURCES | 0 | 0 | 74455.9377 | 74764.3744 | 74574.0281 | 74717.6243 | 74935.1683 | 74599.9741 | 74601.6699 | 75291.1148 | 75822.5109 | 77039.5109
2013 | US | SPP | - | SPP | 14 | PROSPECTIVE CAPACITY RESOURCES | 0 | 0 | 74655.9377 | 74962.3744 | 74769.0281 | 74910.6243 | 75210.1683 | 74872.9741 | 74872.6699 | 75559.1148 | 76088.5109 | 77302.5109
2013 | US | SPP | - | SPP | 15 | TOTAL POTENTIAL CAPACITY RESOURCES | 0 | 0 | 74655.9377 | 74962.3744 | 74769.0281 | 74910.6243 | 75210.1683 | 74872.9741 | 75434.6699 | 76281.1148 | 76810.5109 | 78024.5109
2013 | US | SPP | - | SPP | 16 | ADJUSTED POTENTIAL CAPACITY RESOURCES | 0 | 0 | 74904.9352 | 75211.372 | 75018.0256 | 75159.6218 | 75544.1649 | 75206.9707 | 75768.6609 | 76615.1042 | 77144.5004 | 78358.5004
2013 | US | SPP | - | SPP | 16a | Confidence of Future-Other | 0 | 0 | 0.99999 | 0.99999 | 0.99999 | 0.99999 | 0.99999 | 0.99999 | 0.99999 | 0.99999 | 0.99999 | 0.99999
2013 | US | SPP | - | SPP | 16b | Net Future-Other Resources After Confidence Percentage Is Applied | 0 | 0 | 248.9975 | 248.9975 | 248.9975 | 248.9975 | 333.9967 | 333.9967 | 333.9967 | 333.9967 | 333.9967 | 333.9967
2013 | US | SPP | - | SPP | 16c | Confidence of Conceptual | 0 | 0 | 0.99999 | 0.99999 | 0.99999 | 0.99999 | 0.99999 | 0.99999 | 0.99999 | 0.99999 | 0.99999 | 0.99999
2013 | US | SPP | - | SPP | 16d | Net Conceptual Resources After Confidence Percentage Is Applied | 0 | 0 | 0 | 0 | 0 | 0 | 0 | 0 | 561.9944 | 721.9928 | 721.9928 | 721.9928
2013 | US | SPP | - | SPP | 17 | ASSESSMENT AREA TARGET RESERVE MARGIN | 0% | 0% | 15% | 15% | 15% | 15% | 15% | 15% | 15% | 15% | 15% | 15%
2013 | US | SPP | - | SPP | 18 | EXISTING-CERTAIN AND NET FIRM TRANSACTIONS RESERVE MARGIN | 102.2% | 81.52% | 0% | 0% | 0% | 0% | 0% | 0% | 0% | 0% | 0% | 0%
2013 | US | SPP | - | SPP | 19 | ANTICIPATED CAPACITY RESOURCES RESERVE MARGIN | 0% | 0% | 80.46% | 79% | 75.95% | 73.77% | 71.81% | 68.66% | 68.36% | 69.61% | 70.51% | 72.93%
2013 | US | SPP | - | SPP | 20 | PROSPECTIVE CAPACITY RESOURCES RESERVE MARGIN | 0% | 0% | 80.95% | 79.48% | 76.41% | 74.22% | 72.44% | 69.28% | 68.97% | 70.22% | 71.1% | 73.52%
2013 | US | SPP | - | SPP | 21 | TOTAL POTENTIAL RESOURCES RESERVE MARGIN | 0% | 0% | 80.95% | 79.48% | 76.41% | 74.22% | 72.44% | 69.28% | 70.24% | 71.84% | 72.73% | 75.14%
2013 | US | SPP | - | SPP | 22 | ADJUSTED POTENTIAL RESOURCES RESERVE MARGIN | 0% | 0% | 81.55% | 80.07% | 77% | 74.79% | 73.21% | 70.03% | 71% | 72.6% | 73.48% | 75.89%
2013 | US | SPP | - | SPP | 23 | Total Baseline Installed Capacity | 78640 | 0 | 0 | 0 | 0 | 0 | 0 | 0 | 0 | 0 | 0 | 0
2013 | US | SPP | - | SPP | 24 | Distributed or Other Capacity (Behind the Meter) < 1 MW | 0 | 0 | 0 | 0 | 0 | 0 | 0 | 0 | 0 | 0 | 0 | 0
2013 | US | SPP | - | SPP | 25 | Distributed or Other Capacity (Behind the Meter) ≥ 1 MW | 0 | 0 | 0 | 0 | 0 | 0 | 0 | 0 | 0 | 0 | 0 | 0
2013 | US | SPP | - | SPP | 26 | Capacity Total from EIA-860 | 0 | 0 | 0 | 0 | 0 | 0 | 0 | 0 | 0 | 0 | 0 | 0
2013 | CAN | WECC | - | AB | 1 | Unrestricted Non-coincident Peak Demand | 0 | 11319 | 11766 | 12219 | 12928 | 13630 | 14035 | 14314 | 14612 | 14891 | 15178 | 15534
2013 | CAN | WECC | - | AB | 1a | New Conservation (Energy Efficiency) | 0 | 0 | 0 | 0 | 0 | 0 | 0 | 0 | 0 | 0 | 0 | 0
2013 | CAN | WECC | - | AB | 1b | Estimated Diversity | 0 | 0 | 0 | 0 | 0 | 0 | 0 | 0 | 0 | 0 | 0 | 0
2013 | CAN | WECC | - | AB | 1c | Additions for non-member load (load served by non-registered LSE's in a region) | 0 | 0 | 0 | 0 | 0 | 0 | 0 | 0 | 0 | 0 | 0 | 0
2013 | CAN | WECC | - | AB | 1d | Stand-by Load Under Contract (Normally served by behind the meter generation) | 0 | 0 | 0 | 0 | 0 | 0 | 0 | 0 | 0 | 0 | 0 | 0
2013 | CAN | WECC | - | AB | 1e | Non-Controllable Demand-Side Demand Response | 0 | 0 | 0 | 0 | 0 | 0 | 0 | 0 | 0 | 0 | 0 | 0
2013 | CAN | WECC | - | AB | 2 | Total Internal Demand | 0 | 11319 | 11766 | 12219 | 12928 | 13630 | 14035 | 14314 | 14612 | 14891 | 15178 | 15534
2013 | CAN | WECC | - | AB | 2a | Supply-Side Direct Control Load Management (DCLM) | 0 | 0 | 0 | 0 | 0 | 0 | 0 | 0 | 0 | 0 | 0 | 0
2013 | CAN | WECC | - | AB | 2b | Supply-Side Contractually Interruptible (Curtailable) | 0 | 0 | 0 | 0 | 0 | 0 | 0 | 0 | 0 | 0 | 0 | 0
2013 | CAN | WECC | - | AB | 2c | Supply-Side Critical Peak-Pricing (CPP) with Control | 0 | 0 | 0 | 0 | 0 | 0 | 0 | 0 | 0 | 0 | 0 | 0
2013 | CAN | WECC | - | AB | 2d | Supply-Side Load as a Capacity Resource | 0 | 0 | 0 | 0 | 0 | 0 | 0 | 0 | 0 | 0 | 0 | 0
2013 | CAN | WECC | - | AB | 3 | Net Internal Demand | 0 | 11319 | 11766 | 12219 | 12928 | 13630 | 14035 | 14314 | 14612 | 14891 | 15178 | 15534
2013 | CAN | WECC | - | AB | 3a | Demand-Side Direct Control Load Management (DCLM) | 0 | 0 | 0 | 0 | 0 | 0 | 0 | 0 | 0 | 0 | 0 | 0
2013 | CAN | WECC | - | AB | 3b | Demand-Side Contractually Interruptible (Curtailable) | 0 | 0 | 0 | 0 | 0 | 0 | 0 | 0 | 0 | 0 | 0 | 0
2013 | CAN | WECC | - | AB | 3c | Demand-Side Critical Peak-Pricing (CPP) with Control | 0 | 0 | 0 | 0 | 0 | 0 | 0 | 0 | 0 | 0 | 0 | 0
2013 | CAN | WECC | - | AB | 3d | Demand-Side Load as a Capacity Resource | 0 | 0 | 0 | 0 | 0 | 0 | 0 | 0 | 0 | 0 | 0 | 0
2013 | CAN | WECC | - | AB | 4 | Total Controllable Demand Response | 0 | 0 | 0 | 0 | 0 | 0 | 0 | 0 | 0 | 0 | 0 | 0
2013 | CAN | WECC | - | AB | 4a | Demand Response used for Ancillary Services - Spinning Reserves | 0 | 0 | 0 | 0 | 0 | 0 | 0 | 0 | 0 | 0 | 0 | 0
2013 | CAN | WECC | - | AB | 4b | Demand Response used for Ancillary Services - Non-Spinning Reserves | 0 | 0 | 0 | 0 | 0 | 0 | 0 | 0 | 0 | 0 | 0 | 0
2013 | CAN | WECC | - | AB | 4c | Demand Response used for Regulation | 0 | 0 | 0 | 0 | 0 | 0 | 0 | 0 | 0 | 0 | 0 | 0
2013 | CAN | WECC | - | AB | 4d | Demand Response used for Energy, Voluntary Services - Emergency | 0 | 0 | 0 | 0 | 0 | 0 | 0 | 0 | 0 | 0 | 0 | 0
2013 | CAN | WECC | - | AB | 5 | TOTAL INTERNAL CAPACITY | 0 | 14262.996 | 16053.996 | 18288.796 | 18658.796 | 20303.796 | 20303.796 | 20403.796 | 20403.796 | 20403.796 | 20403.796 | 20403.796
2013 | CAN | WECC | - | AB | 6a | Existing-Certain | 0 | 12088.8294 | 12088.8294 | 12088.8294 | 12088.8294 | 12088.8294 | 12088.8294 | 12088.8294 | 12088.8294 | 12088.8294 | 12088.8294 | 12088.8294
2013 | CAN | WECC | - | AB | 6a1 | Wind Expected On-Peak | 0 | 487.0694 | 487.0694 | 487.0694 | 487.0694 | 487.0694 | 487.0694 | 487.0694 | 487.0694 | 487.0694 | 487.0694 | 487.0694
2013 | CAN | WECC | - | AB | 6a2 | Solar Expected On-Peak | 0 | 0 | 0 | 0 | 0 | 0 | 0 | 0 | 0 | 0 | 0 | 0
2013 | CAN | WECC | - | AB | 6a3 | Hydro Expected On-Peak | 0 | 147 | 147 | 147 | 147 | 147 | 147 | 147 | 147 | 147 | 147 | 147
2013 | CAN | WECC | - | AB | 6a4 | Biomass Expected On-Peak | 0 | 233 | 233 | 233 | 233 | 233 | 233 | 233 | 233 | 233 | 233 | 233
2013 | CAN | WECC | - | AB | 6b | Existing-Other | 0 | 0 | 0 | 0 | 0 | 0 | 0 | 0 | 0 | 0 | 0 | 0
2013 | CAN | WECC | - | AB | 6b1 | Wind Derate On-Peak | 0 | 609.9666 | 609.9666 | 609.9666 | 609.9666 | 609.9666 | 609.9666 | 609.9666 | 609.9666 | 609.9666 | 609.9666 | 609.9666
2013 | CAN | WECC | - | AB | 6b2 | Solar Derate On-Peak | 0 | 0 | 0 | 0 | 0 | 0 | 0 | 0 | 0 | 0 | 0 | 0
2013 | CAN | WECC | - | AB | 6b3 | Hydro Derate On-Peak | 0 | 763.5 | 763.5 | 763.5 | 763.5 | 763.5 | 763.5 | 763.5 | 763.5 | 763.5 | 763.5 | 763.5
2013 | CAN | WECC | - | AB | 6b4 | Biomass Derate On-Peak | 0 | 46.7 | 46.7 | 46.7 | 46.7 | 46.7 | 46.7 | 46.7 | 46.7 | 46.7 | 46.7 | 46.7
2013 | CAN | WECC | - | AB | 6b5 | Transmission-Limited Resources | 0 | 0 | 0 | 0 | 0 | 0 | 0 | 0 | 0 | 0 | 0 | 0
2013 | CAN | WECC | - | AB | 6b6 | All Other Derates | 0 | 0 | 0 | 0 | 0 | 0 | 0 | 0 | 0 | 0 | 0 | 0
2013 | CAN | WECC | - | AB | 6b7 | Energy-Only (Existing-Other) | 0 | 0 | 0 | 0 | 0 | 0 | 0 | 0 | 0 | 0 | 0 | 0
2013 | CAN | WECC | - | AB | 6c | Unplanned Outages (Actual) / Current and Future Inoperable Resources | 0 | 576 | 576 | 576 | 576 | 576 | 576 | 576 | 576 | 576 | 576 | 576
2013 | CAN | WECC | - | AB | 6d | Total Supply-Side Demand Response | 0 | 0 | 0 | 0 | 0 | 0 | 0 | 0 | 0 | 0 | 0 | 0
2013 | CAN | WECC | - | AB | 7 | TOTAL FUTURE CAPACITY ADDITIONS | 0 | 178 | 1209.8685 | 3043.8941 | 3347.1725 | 4614.0835 | 4614.0835 | 4714.0835 | 4714.0835 | 4714.0835 | 4714.0835 | 4714.0835
2013 | CAN | WECC | - | AB | 7a | Future-Planned | 0 | 178 | 1209.8685 | 3043.8941 | 3347.1725 | 4614.0835 | 4614.0835 | 4714.0835 | 4714.0835 | 4714.0835 | 4714.0835 | 4714.0835
2013 | CAN | WECC | - | AB | 7a1 | Wind Expected On-Peak | 0 | 163 | 600.714 | 920.7397 | 974.0181 | 1275.9291 | 1275.9291 | 1275.9291 | 1275.9291 | 1275.9291 | 1275.9291 | 1275.9291
2013 | CAN | WECC | - | AB | 7a2 | Wind Derate On-Peak | 0 | 0 | 752.286 | 1153.0603 | 1219.7819 | 1597.8709 | 1597.8709 | 1597.8709 | 1597.8709 | 1597.8709 | 1597.8709 | 1597.8709
2013 | CAN | WECC | - | AB | 7a3 | Solar Expected On-Peak | 0 | 0 | 0 | 0 | 0 | 0 | 0 | 0 | 0 | 0 | 0 | 0
2013 | CAN | WECC | - | AB | 7a4 | Solar Derate On-Peak | 0 | 0 | 0 | 0 | 0 | 0 | 0 | 0 | 0 | 0 | 0 | 0
2013 | CAN | WECC | - | AB | 7a5 | Hydro Expected On-Peak | 0 | 0 | 0 | 0 | 0 | 0 | 0 | 0 | 0 | 0 | 0 | 0
2013 | CAN | WECC | - | AB | 7a6 | Hydro Derate On-Peak | 0 | 0 | 0 | 0 | 0 | 0 | 0 | 0 | 0 | 0 | 0 | 0
2013 | CAN | WECC | - | AB | 7a7 | Biomass Expected On-Peak | 0 | 0 | 34.1545 | 34.1545 | 34.1545 | 34.1545 | 34.1545 | 34.1545 | 34.1545 | 34.1545 | 34.1545 | 34.1545
2013 | CAN | WECC | - | AB | 7a8 | Biomass Derate On-Peak | 0 | 0 | 6.8455 | 6.8455 | 6.8455 | 6.8455 | 6.8455 | 6.8455 | 6.8455 | 6.8455 | 6.8455 | 6.8455
2013 | CAN | WECC | - | AB | 7a9 | Transmission-Limited Resources | 0 | 0 | 0 | 0 | 0 | 0 | 0 | 0 | 0 | 0 | 0 | 0
2013 | CAN | WECC | - | AB | 7a10 | Scheduled Outage - Maintenance | 0 | 583 | 712 | 654 | 525 | 528 | 948 | 233 | 230 | 799 | 430 | 524
2013 | CAN | WECC | - | AB | 7a11 | All Other Derates | 0 | 0 | 0 | 0 | 0 | 0 | 0 | 0 | 0 | 0 | 0 | 0
2013 | CAN | WECC | - | AB | 7a12 | Energy-Only | 0 | 0 | 0 | 0 | 0 | 0 | 0 | 0 | 0 | 0 | 0 | 0
2013 | CAN | WECC | - | AB | 7b | Future-Other | 0 | 0 | 0 | 0 | 0 | 0 | 0 | 0 | 0 | 0 | 0 | 0
2013 | CAN | WECC | - | AB | 7b1 | Wind Expected On-Peak | 0 | 0 | 0 | 0 | 0 | 0 | 0 | 0 | 0 | 0 | 0 | 0
2013 | CAN | WECC | - | AB | 7b2 | Wind Derate On-Peak | 0 | 0 | 0 | 0 | 0 | 0 | 0 | 0 | 0 | 0 | 0 | 0
2013 | CAN | WECC | - | AB | 7b3 | Solar Expected On-Peak | 0 | 0 | 0 | 0 | 0 | 0 | 0 | 0 | 0 | 0 | 0 | 0
2013 | CAN | WECC | - | AB | 7b4 | Solar Derate On-Peak | 0 | 0 | 0 | 0 | 0 | 0 | 0 | 0 | 0 | 0 | 0 | 0
2013 | CAN | WECC | - | AB | 7b5 | Hydro Expected On-Peak | 0 | 0 | 0 | 0 | 0 | 0 | 0 | 0 | 0 | 0 | 0 | 0
2013 | CAN | WECC | - | AB | 7b6 | Hydro Derate On-Peak | 0 | 0 | 0 | 0 | 0 | 0 | 0 | 0 | 0 | 0 | 0 | 0
2013 | CAN | WECC | - | AB | 7b7 | Biomass Expected On-Peak | 0 | 0 | 0 | 0 | 0 | 0 | 0 | 0 | 0 | 0 | 0 | 0
2013 | CAN | WECC | - | AB | 7b8 | Biomass Derate On-Peak | 0 | 0 | 0 | 0 | 0 | 0 | 0 | 0 | 0 | 0 | 0 | 0
2013 | CAN | WECC | - | AB | 7b9 | Transmission-Limited Resources | 0 | 0 | 0 | 0 | 0 | 0 | 0 | 0 | 0 | 0 | 0 | 0
2013 | CAN | WECC | - | AB | 7b10 | Scheduled Outage - Maintenance | 0 | 0 | 0 | 0 | 0 | 0 | 0 | 0 | 0 | 0 | 0 | 0
2013 | CAN | WECC | - | AB | 7b11 | All Other Derates | 0 | 0 | 0 | 0 | 0 | 0 | 0 | 0 | 0 | 0 | 0 | 0
2013 | CAN | WECC | - | AB | 7b12 | Energy-Only | 0 | 0 | 0 | 0 | 0 | 0 | 0 | 0 | 0 | 0 | 0 | 0
2013 | CAN | WECC | - | AB | 8 | Conceptual | 0 | 0 | 432.7568 | 779.396 | 1179.396 | 1759.396 | 3517.7784 | 3607.7784 | 4107.7784 | 4107.7784 | 4107.7784 | 4107.7784
2013 | CAN | WECC | - | AB | 8a1 | Wind Expected On-Peak | 0 | 0 | 106.5568 | 133.196 | 133.196 | 133.196 | 133.196 | 133.196 | 133.196 | 133.196 | 133.196 | 133.196
2013 | CAN | WECC | - | AB | 8a2 | Wind Derate On-Peak | 0 | 0 | 133.4432 | 166.804 | 166.804 | 166.804 | 166.804 | 166.804 | 166.804 | 166.804 | 166.804 | 166.804
2013 | CAN | WECC | - | AB | 8a3 | Solar Expected On-Peak | 0 | 0 | 0 | 0 | 0 | 0 | 8.3824 | 8.3824 | 8.3824 | 8.3824 | 8.3824 | 8.3824
2013 | CAN | WECC | - | AB | 8a4 | Solar Derate On-Peak | 0 | 0 | 0 | 0 | 0 | 0 | 6.6176 | 6.6176 | 6.6176 | 6.6176 | 6.6176 | 6.6176
2013 | CAN | WECC | - | AB | 8a5 | Hydro Expected On-Peak | 0 | 0 | 0 | 0 | 0 | 0 | 0 | 0 | 0 | 0 | 0 | 0
2013 | CAN | WECC | - | AB | 8a6 | Hydro Derate On-Peak | 0 | 0 | 0 | 0 | 0 | 0 | 0 | 0 | 0 | 0 | 0 | 0
2013 | CAN | WECC | - | AB | 8a7 | Biomass Expected On-Peak | 0 | 0 | 0 | 0 | 0 | 0 | 0 | 0 | 0 | 0 | 0 | 0
2013 | CAN | WECC | - | AB | 8a8 | Biomass Derate On-Peak | 0 | 0 | 0 | 0 | 0 | 0 | 0 | 0 | 0 | 0 | 0 | 0
2013 | CAN | WECC | - | AB | 8a9 | All Other Derates | 0 | 0 | 0 | 0 | 0 | 0 | 0 | 0 | 0 | 0 | 0 | 0
2013 | CAN | WECC | - | AB | 8a10 | Energy-Only | 0 | 0 | 0 | 0 | 0 | 0 | 0 | 0 | 0 | 0 | 0 | 0
2013 | CAN | WECC | - | AB | 9 | ANTICIPATED INTERNAL CAPACITY | 0 | 12266.8294 | 13298.6979 | 15132.7236 | 15436.002 | 16702.9129 | 16702.9129 | 16802.9129 | 16802.9129 | 16802.9129 | 16802.9129 | 16802.9129
2013 | CAN | WECC | - | AB | 10 | CAPACITY TRANSACTIONS - IMPORTS | 0 | 600 | 600 | 0 | 0 | 0 | 0 | 0 | 0 | 800 | 800 | 800
2013 | CAN | WECC | - | AB | 10a | Firm | 0 | 600 | 600 | 0 | 0 | 0 | 0 | 0 | 0 | 800 | 800 | 800
2013 | CAN | WECC | - | AB | 10a1 | Full-Responsibility Purchases | 0 | 0 | 0 | 0 | 0 | 0 | 0 | 0 | 0 | 0 | 0 | 0
2013 | CAN | WECC | - | AB | 10a2 | Owned Capacity/Entitlement Located Outside the Region/Subregion | 0 | 0 | 0 | 0 | 0 | 0 | 0 | 0 | 0 | 0 | 0 | 0
2013 | CAN | WECC | - | AB | 10b | Non-firm | 0 | 0 | 0 | 0 | 0 | 0 | 0 | 0 | 0 | 0 | 0 | 0
2013 | CAN | WECC | - | AB | 10c | Expected | 0 | 0 | 0 | 0 | 0 | 0 | 0 | 0 | 0 | 0 | 0 | 0
2013 | CAN | WECC | - | AB | 10c1 | Full-Responsibility Purchases | 0 | 0 | 0 | 0 | 0 | 0 | 0 | 0 | 0 | 0 | 0 | 0
2013 | CAN | WECC | - | AB | 10c2 | Owned Capacity/Entitlement Located Outside the Region/Subregion | 0 | 0 | 0 | 0 | 0 | 0 | 0 | 0 | 0 | 0 | 0 | 0
2013 | CAN | WECC | - | AB | 11 | CAPACITY TRANSACTIONS - EXPORTS | 0 | 0 | 0 | 0 | 0 | 0 | 0 | 0 | 0 | 0 | 0 | 0
2013 | CAN | WECC | - | AB | 11a | Firm | 0 | 0 | 0 | 0 | 0 | 0 | 0 | 0 | 0 | 0 | 0 | 0
2013 | CAN | WECC | - | AB | 11a1 | Full-Responsibility Purchases | 0 | 0 | 0 | 0 | 0 | 0 | 0 | 0 | 0 | 0 | 0 | 0
2013 | CAN | WECC | - | AB | 11a2 | Owned Capacity/Entitlement Located Outside the Region/Subregion | 0 | 0 | 0 | 0 | 0 | 0 | 0 | 0 | 0 | 0 | 0 | 0
2013 | CAN | WECC | - | AB | 11b | Non-firm | 0 | 0 | 0 | 0 | 0 | 0 | 0 | 0 | 0 | 0 | 0 | 0
2013 | CAN | WECC | - | AB | 11c | Expected | 0 | 0 | 0 | 0 | 0 | 0 | 0 | 0 | 0 | 0 | 0 | 0
2013 | CAN | WECC | - | AB | 11c1 | Full-Responsibility Purchases | 0 | 0 | 0 | 0 | 0 | 0 | 0 | 0 | 0 | 0 | 0 | 0
2013 | CAN | WECC | - | AB | 11c2 | Owned Capacity/Entitlement Located Outside the Region/Subregion | 0 | 0 | 0 | 0 | 0 | 0 | 0 | 0 | 0 | 0 | 0 | 0
2013 | CAN | WECC | - | AB | 12 | EXISTING-CERTAIN & NET FIRM TRANSACTIONS | 0 | 12688.8294 | 12688.8294 | 12088.8294 | 12088.8294 | 12088.8294 | 12088.8294 | 12088.8294 | 12088.8294 | 12888.8294 | 12888.8294 | 12888.8294
2013 | CAN | WECC | - | AB | 13 | ANTICIPATED CAPACITY RESOURCES | 0 | 0 | 13186.6979 | 14478.7236 | 14911.002 | 16174.9129 | 15754.9129 | 16569.9129 | 16572.9129 | 16803.9129 | 17172.9129 | 17078.9129
2013 | CAN | WECC | - | AB | 14 | PROSPECTIVE CAPACITY RESOURCES | 0 | 0 | 13186.6979 | 14478.7236 | 14911.002 | 16174.9129 | 15754.9129 | 16569.9129 | 16572.9129 | 16803.9129 | 17172.9129 | 17078.9129
2013 | CAN | WECC | - | AB | 15 | TOTAL POTENTIAL CAPACITY RESOURCES | 0 | 0 | 13619.4547 | 15258.1196 | 16090.398 | 17934.309 | 19272.6914 | 20177.6914 | 20680.6914 | 20911.6914 | 21280.6914 | 21186.6914
2013 | CAN | WECC | - | AB | 16 | ADJUSTED POTENTIAL CAPACITY RESOURCES | 0 | 0 | 13619.4504 | 15258.1118 | 16090.3862 | 17934.2914 | 19272.6562 | 20177.6553 | 20680.6503 | 20911.6503 | 21280.6503 | 21186.6503
2013 | CAN | WECC | - | AB | 16a | Confidence of Future-Other | 0 | 0 | 0.99999 | 0.99999 | 0.99999 | 0.99999 | 0.99999 | 0.99999 | 0.99999 | 0.99999 | 0.99999 | 0.99999
2013 | CAN | WECC | - | AB | 16b | Net Future-Other Resources After Confidence Percentage Is Applied | 0 | 0 | 0 | 0 | 0 | 0 | 0 | 0 | 0 | 0 | 0 | 0
2013 | CAN | WECC | - | AB | 16c | Confidence of Conceptual | 0 | 0 | 0.99999 | 0.99999 | 0.99999 | 0.99999 | 0.99999 | 0.99999 | 0.99999 | 0.99999 | 0.99999 | 0.99999
2013 | CAN | WECC | - | AB | 16d | Net Conceptual Resources After Confidence Percentage Is Applied | 0 | 0 | 432.7525 | 779.3882 | 1179.3842 | 1759.3784 | 3517.7433 | 3607.7424 | 4107.7374 | 4107.7374 | 4107.7374 | 4107.7374
2013 | CAN | WECC | - | AB | 17 | ASSESSMENT AREA TARGET RESERVE MARGIN | 0% | 0% | 11.64% | 11.64% | 11.64% | 11.64% | 11.64% | 11.64% | 11.64% | 11.64% | 11.64% | 11.64%
2013 | CAN | WECC | - | AB | 18 | EXISTING-CERTAIN AND NET FIRM TRANSACTIONS RESERVE MARGIN | 0% | 12.1% | 0% | 0% | 0% | 0% | 0% | 0% | 0% | 0% | 0% | 0%
2013 | CAN | WECC | - | AB | 19 | ANTICIPATED CAPACITY RESOURCES RESERVE MARGIN | 0% | 0% | 12.07% | 18.49% | 15.34% | 18.67% | 12.25% | 15.76% | 13.42% | 12.85% | 13.14% | 9.945%
2013 | CAN | WECC | - | AB | 20 | PROSPECTIVE CAPACITY RESOURCES RESERVE MARGIN | 0% | 0% | 12.07% | 18.49% | 15.34% | 18.67% | 12.25% | 15.76% | 13.42% | 12.85% | 13.14% | 9.945%
2013 | CAN | WECC | - | AB | 21 | TOTAL POTENTIAL RESOURCES RESERVE MARGIN | 0% | 0% | 15.75% | 24.87% | 24.46% | 31.58% | 37.32% | 40.96% | 41.53% | 40.43% | 40.21% | 36.39%
2013 | CAN | WECC | - | AB | 22 | ADJUSTED POTENTIAL RESOURCES RESERVE MARGIN | 0% | 0% | 15.75% | 24.87% | 24.46% | 31.58% | 37.32% | 40.96% | 41.53% | 40.43% | 40.21% | 36.39%
2013 | CAN | WECC | - | AB | 23 | Total Baseline Installed Capacity | 0 | 0 | 0 | 0 | 0 | 0 | 0 | 0 | 0 | 0 | 0 | 0
2013 | CAN | WECC | - | AB | 24 | Distributed or Other Capacity (Behind the Meter) < 1 MW | 0 | 0 | 0 | 0 | 0 | 0 | 0 | 0 | 0 | 0 | 0 | 0
2013 | CAN | WECC | - | AB | 25 | Distributed or Other Capacity (Behind the Meter) ≥ 1 MW | 0 | 0 | 0 | 0 | 0 | 0 | 0 | 0 | 0 | 0 | 0 | 0
2013 | CAN | WECC | - | AB | 26 | Capacity Total from EIA-860 | 0 | 0 | 0 | 0 | 0 | 0 | 0 | 0 | 0 | 0 | 0 | 0
2013 | US | WECC | - | BASN | 1 | Unrestricted Non-coincident Peak Demand | 0 | 10875.3 | 11022.1 | 11230.2 | 11382.9 | 11572.6 | 11631.5 | 11752.8 | 11929.8 | 12082 | 12214.9 | 12248.3
2013 | US | WECC | - | BASN | 1a | New Conservation (Energy Efficiency) | 0 | 12 | 21 | 33 | 43 | 54 | 67 | 79 | 86 | 95 | 105 | 46
2013 | US | WECC | - | BASN | 1b | Estimated Diversity | 0 | 0 | 0 | 0 | 0 | 0 | 0 | 0 | 0 | 0 | 0 | 0
2013 | US | WECC | - | BASN | 1c | Additions for non-member load (load served by non-registered LSE's in a region) | 0 | 0 | 0 | 0 | 0 | 0 | 0 | 0 | 0 | 0 | 0 | 0
2013 | US | WECC | - | BASN | 1d | Stand-by Load Under Contract (Normally served by behind the meter generation) | 0 | 0 | 0 | 0 | 0 | 0 | 0 | 0 | 0 | 0 | 0 | 0
2013 | US | WECC | - | BASN | 1e | Non-Controllable Demand-Side Demand Response | 0 | 0 | 0 | 0 | 0 | 0 | 0 | 0 | 0 | 0 | 0 | 0
2013 | US | WECC | - | BASN | 2 | Total Internal Demand | 0 | 10863.3 | 11001.1 | 11197.2 | 11339.9 | 11518.6 | 11564.5 | 11673.8 | 11843.8 | 11987 | 12109.9 | 12202.3
2013 | US | WECC | - | BASN | 2a | Supply-Side Direct Control Load Management (DCLM) | 0 | 0 | 0 | 0 | 0 | 0 | 0 | 0 | 0 | 0 | 0 | 0
2013 | US | WECC | - | BASN | 2b | Supply-Side Contractually Interruptible (Curtailable) | 0 | 0 | 0 | 0 | 0 | 0 | 0 | 0 | 0 | 0 | 0 | 0
2013 | US | WECC | - | BASN | 2c | Supply-Side Critical Peak-Pricing (CPP) with Control | 0 | 0 | 0 | 0 | 0 | 0 | 0 | 0 | 0 | 0 | 0 | 0
2013 | US | WECC | - | BASN | 2d | Supply-Side Load as a Capacity Resource | 0 | 0 | 0 | 0 | 0 | 0 | 0 | 0 | 0 | 0 | 0 | 0
2013 | US | WECC | - | BASN | 3 | Net Internal Demand | 0 | 10571.3 | 10699.1 | 10892.2 | 11034.9 | 11213.6 | 11259.5 | 11368.8 | 11538.8 | 11682 | 11804.9 | 11897.3
2013 | US | WECC | - | BASN | 3a | Demand-Side Direct Control Load Management (DCLM) | 0 | 40 | 50 | 53 | 53 | 53 | 53 | 53 | 53 | 53 | 53 | 53
2013 | US | WECC | - | BASN | 3b | Demand-Side Contractually Interruptible (Curtailable) | 0 | 252 | 252 | 252 | 252 | 252 | 252 | 252 | 252 | 252 | 252 | 252
2013 | US | WECC | - | BASN | 3c | Demand-Side Critical Peak-Pricing (CPP) with Control | 0 | 0 | 0 | 0 | 0 | 0 | 0 | 0 | 0 | 0 | 0 | 0
2013 | US | WECC | - | BASN | 3d | Demand-Side Load as a Capacity Resource | 0 | 0 | 0 | 0 | 0 | 0 | 0 | 0 | 0 | 0 | 0 | 0
2013 | US | WECC | - | BASN | 4 | Total Controllable Demand Response | 0 | 292 | 302 | 305 | 305 | 305 | 305 | 305 | 305 | 305 | 305 | 305
2013 | US | WECC | - | BASN | 4a | Demand Response used for Ancillary Services - Spinning Reserves | 0 | 0 | 0 | 0 | 0 | 0 | 0 | 0 | 0 | 0 | 0 | 0
2013 | US | WECC | - | BASN | 4b | Demand Response used for Ancillary Services - Non-Spinning Reserves | 0 | 0 | 0 | 0 | 0 | 0 | 0 | 0 | 0 | 0 | 0 | 0
2013 | US | WECC | - | BASN | 4c | Demand Response used for Regulation | 0 | 0 | 0 | 0 | 0 | 0 | 0 | 0 | 0 | 0 | 0 | 0
2013 | US | WECC | - | BASN | 4d | Demand Response used for Energy, Voluntary Services - Emergency | 0 | 65 | 65 | 65 | 65 | 35 | 35 | 35 | 35 | 35 | 35 | 35
2013 | US | WECC | - | BASN | 5 | TOTAL INTERNAL CAPACITY | 0 | 15246.537 | 16200.137 | 16253.461 | 16220.461 | 16360.461 | 16360.461 | 16297.461 | 16297.461 | 16297.461 | 16184.461 | 16184.461
2013 | US | WECC | - | BASN | 6a | Existing-Certain | 0 | 12643.2139 | 12643.2139 | 12643.2139 | 12643.2139 | 12643.2139 | 12643.2139 | 12643.2139 | 12643.2139 | 12643.2139 | 12643.2139 | 12643.2139
2013 | US | WECC | - | BASN | 6a1 | Wind Expected On-Peak | 0 | 1186.2668 | 1186.2668 | 1186.2668 | 1186.2668 | 1186.2668 | 1186.2668 | 1186.2668 | 1186.2668 | 1186.2668 | 1186.2668 | 1186.2668
2013 | US | WECC | - | BASN | 6a2 | Solar Expected On-Peak | 0 | 2.9471 | 2.9471 | 2.9471 | 2.9471 | 2.9471 | 2.9471 | 2.9471 | 2.9471 | 2.9471 | 2.9471 | 2.9471
2013 | US | WECC | - | BASN | 6a3 | Hydro Expected On-Peak | 0 | 1033.09 | 1033.09 | 1033.09 | 1033.09 | 1033.09 | 1033.09 | 1033.09 | 1033.09 | 1033.09 | 1033.09 | 1033.09
2013 | US | WECC | - | BASN | 6a4 | Biomass Expected On-Peak | 0 | 36.54 | 36.54 | 36.54 | 36.54 | 36.54 | 36.54 | 36.54 | 36.54 | 36.54 | 36.54 | 36.54
2013 | US | WECC | - | BASN | 6b | Existing-Other | 0 | 0 | 0 | 0 | 0 | 0 | 0 | 0 | 0 | 0 | 0 | 0
2013 | US | WECC | - | BASN | 6b1 | Wind Derate On-Peak | 0 | 1273.9632 | 1273.9632 | 1273.9632 | 1273.9632 | 1273.9632 | 1273.9632 | 1273.9632 | 1273.9632 | 1273.9632 | 1273.9632 | 1273.9632
2013 | US | WECC | - | BASN | 6b2 | Solar Derate On-Peak | 0 | 17.8529 | 17.8529 | 17.8529 | 17.8529 | 17.8529 | 17.8529 | 17.8529 | 17.8529 | 17.8529 | 17.8529 | 17.8529
2013 | US | WECC | - | BASN | 6b3 | Hydro Derate On-Peak | 0 | 855.037 | 855.037 | 855.037 | 855.037 | 855.037 | 855.037 | 855.037 | 855.037 | 855.037 | 855.037 | 855.037
2013 | US | WECC | - | BASN | 6b4 | Biomass Derate On-Peak | 0 | 3.35 | 3.35 | 3.35 | 3.35 | 3.35 | 3.35 | 3.35 | 3.35 | 3.35 | 3.35 | 3.35
2013 | US | WECC | - | BASN | 6b5 | Transmission-Limited Resources | 0 | 0 | 0 | 0 | 0 | 0 | 0 | 0 | 0 | 0 | 0 | 0
2013 | US | WECC | - | BASN | 6b6 | All Other Derates | 0 | 0 | 0 | 0 | 0 | 0 | 0 | 0 | 0 | 0 | 0 | 0
2013 | US | WECC | - | BASN | 6b7 | Energy-Only (Existing-Other) | 0 | 0 | 0 | 0 | 0 | 0 | 0 | 0 | 0 | 0 | 0 | 0
2013 | US | WECC | - | BASN | 6c | Unplanned Outages (Actual) / Current and Future Inoperable Resources | 0 | 12.9 | 12.9 | 12.9 | 12.9 | 12.9 | 12.9 | 12.9 | 12.9 | 12.9 | 12.9 | 12.9
2013 | US | WECC | - | BASN | 6d | Total Supply-Side Demand Response | 0 | 0 | 0 | 0 | 0 | 0 | 0 | 0 | 0 | 0 | 0 | 0
2013 | US | WECC | - | BASN | 7 | TOTAL FUTURE CAPACITY ADDITIONS | 0 | 440.22 | 1096.0178 | 1031.2695 | 998.2695 | 1065.7743 | 1065.7743 | 980.1318 | 980.1318 | 980.1318 | 867.1318 | 867.1318
2013 | US | WECC | - | BASN | 7a | Future-Planned | 0 | 440.22 | 1096.0178 | 1031.2695 | 998.2695 | 1065.7743 | 1065.7743 | 980.1318 | 980.1318 | 980.1318 | 867.1318 | 867.1318
2013 | US | WECC | - | BASN | 7a1 | Wind Expected On-Peak | 0 | 202 | 169.7264 | 267.1262 | 267.1262 | 334.631 | 334.631 | 334.631 | 334.631 | 334.631 | 334.631 | 334.631
2013 | US | WECC | - | BASN | 7a2 | Wind Derate On-Peak | 0 | 0 | 182.2736 | 286.8738 | 286.8738 | 359.369 | 359.369 | 359.369 | 359.369 | 359.369 | 359.369 | 359.369
2013 | US | WECC | - | BASN | 7a3 | Solar Expected On-Peak | 0 | 0.52 | 18.7199 | 20.9869 | 20.9869 | 20.9869 | 20.9869 | 20.9869 | 20.9869 | 20.9869 | 20.9869 | 20.9869
2013 | US | WECC | - | BASN | 7a4 | Solar Derate On-Peak | 0 | 0 | 113.4001 | 127.1331 | 127.1331 | 127.1331 | 127.1331 | 127.1331 | 127.1331 | 127.1331 | 127.1331 | 127.1331
2013 | US | WECC | - | BASN | 7a5 | Hydro Expected On-Peak | 0 | 4.7 | 2.5716 | 2.2564 | 2.2564 | 2.2564 | 2.2564 | 29.614 | 29.614 | 29.614 | 29.614 | 29.614
2013 | US | WECC | - | BASN | 7a6 | Hydro Derate On-Peak | 0 | 0 | 2.1284 | 1.8676 | 1.8676 | 1.8676 | 1.8676 | 24.51 | 24.51 | 24.51 | 24.51 | 24.51
2013 | US | WECC | - | BASN | 7a7 | Biomass Expected On-Peak | 0 | 0 | 0 | 0 | 0 | 0 | 0 | 0 | 0 | 0 | 0 | 0
2013 | US | WECC | - | BASN | 7a8 | Biomass Derate On-Peak | 0 | 0 | 0 | 0 | 0 | 0 | 0 | 0 | 0 | 0 | 0 | 0
2013 | US | WECC | - | BASN | 7a9 | Transmission-Limited Resources | 0 | 0 | 0 | 0 | 0 | 0 | 0 | 0 | 0 | 0 | 0 | 0
2013 | US | WECC | - | BASN | 7a10 | Scheduled Outage - Maintenance | 0 | 280 | 227 | 58 | 182 | 15 | 0 | 0 | 278 | 42 | 236 | 205
2013 | US | WECC | - | BASN | 7a11 | All Other Derates | 0 | 0 | 0 | 0 | 0 | 0 | 0 | 0 | 0 | 0 | 0 | 0
2013 | US | WECC | - | BASN | 7a12 | Energy-Only | 0 | 0 | 0 | 0 | 0 | 0 | 0 | 0 | 0 | 0 | 0 | 0
2013 | US | WECC | - | BASN | 7b | Future-Other | 0 | 0 | 0 | 0 | 0 | 0 | 0 | 0 | 0 | 0 | 0 | 0
2013 | US | WECC | - | BASN | 7b1 | Wind Expected On-Peak | 0 | 0 | 0 | 0 | 0 | 0 | 0 | 0 | 0 | 0 | 0 | 0
2013 | US | WECC | - | BASN | 7b2 | Wind Derate On-Peak | 0 | 0 | 0 | 0 | 0 | 0 | 0 | 0 | 0 | 0 | 0 | 0
2013 | US | WECC | - | BASN | 7b3 | Solar Expected On-Peak | 0 | 0 | 0 | 0 | 0 | 0 | 0 | 0 | 0 | 0 | 0 | 0
2013 | US | WECC | - | BASN | 7b4 | Solar Derate On-Peak | 0 | 0 | 0 | 0 | 0 | 0 | 0 | 0 | 0 | 0 | 0 | 0
2013 | US | WECC | - | BASN | 7b5 | Hydro Expected On-Peak | 0 | 0 | 0 | 0 | 0 | 0 | 0 | 0 | 0 | 0 | 0 | 0
2013 | US | WECC | - | BASN | 7b6 | Hydro Derate On-Peak | 0 | 0 | 0 | 0 | 0 | 0 | 0 | 0 | 0 | 0 | 0 | 0
2013 | US | WECC | - | BASN | 7b7 | Biomass Expected On-Peak | 0 | 0 | 0 | 0 | 0 | 0 | 0 | 0 | 0 | 0 | 0 | 0
2013 | US | WECC | - | BASN | 7b8 | Biomass Derate On-Peak | 0 | 0 | 0 | 0 | 0 | 0 | 0 | 0 | 0 | 0 | 0 | 0
2013 | US | WECC | - | BASN | 7b9 | Transmission-Limited Resources | 0 | 0 | 0 | 0 | 0 | 0 | 0 | 0 | 0 | 0 | 0 | 0
2013 | US | WECC | - | BASN | 7b10 | Scheduled Outage - Maintenance | 0 | 0 | 0 | 0 | 0 | 0 | 0 | 0 | 0 | 0 | 0 | 0
2013 | US | WECC | - | BASN | 7b11 | All Other Derates | 0 | 0 | 0 | 0 | 0 | 0 | 0 | 0 | 0 | 0 | 0 | 0
2013 | US | WECC | - | BASN | 7b12 | Energy-Only | 0 | 0 | 0 | 0 | 0 | 0 | 0 | 0 | 0 | 0 | 0 | 0
2013 | US | WECC | - | BASN | 8 | Conceptual | 0 | 1 | 2 | 3 | 601 | 602 | 711.4899 | 1213.9797 | 1214.9797 | 1288.3063 | 1337.524 | 1338.524
2013 | US | WECC | - | BASN | 8a1 | Wind Expected On-Peak | 0 | 0 | 0 | 0 | 0 | 0 | 108.4899 | 216.9797 | 216.9797 | 289.3063 | 337.524 | 337.524
2013 | US | WECC | - | BASN | 8a2 | Wind Derate On-Peak | 0 | 0 | 0 | 0 | 0 | 0 | 116.5101 | 233.0203 | 233.0203 | 310.6937 | 362.476 | 362.476
2013 | US | WECC | - | BASN | 8a3 | Solar Expected On-Peak | 0 | 0 | 0 | 0 | 0 | 0 | 0 | 0 | 0 | 0 | 0 | 0
2013 | US | WECC | - | BASN | 8a4 | Solar Derate On-Peak | 0 | 0 | 0 | 0 | 0 | 0 | 0 | 0 | 0 | 0 | 0 | 0
2013 | US | WECC | - | BASN | 8a5 | Hydro Expected On-Peak | 0 | 0 | 0 | 0 | 0 | 0 | 0 | 0 | 0 | 0 | 0 | 0
2013 | US | WECC | - | BASN | 8a6 | Hydro Derate On-Peak | 0 | 0 | 0 | 0 | 0 | 0 | 0 | 0 | 0 | 0 | 0 | 0
2013 | US | WECC | - | BASN | 8a7 | Biomass Expected On-Peak | 0 | 0 | 0 | 0 | 0 | 0 | 0 | 0 | 0 | 0 | 0 | 0
2013 | US | WECC | - | BASN | 8a8 | Biomass Derate On-Peak | 0 | 0 | 0 | 0 | 0 | 0 | 0 | 0 | 0 | 0 | 0 | 0
2013 | US | WECC | - | BASN | 8a9 | All Other Derates | 0 | 0 | 0 | 0 | 0 | 0 | 0 | 0 | 0 | 0 | 0 | 0
2013 | US | WECC | - | BASN | 8a10 | Energy-Only | 0 | 0 | 0 | 0 | 0 | 0 | 0 | 0 | 0 | 0 | 0 | 0
2013 | US | WECC | - | BASN | 9 | ANTICIPATED INTERNAL CAPACITY | 0 | 13083.4339 | 13739.2317 | 13674.4834 | 13641.4834 | 13708.9882 | 13708.9882 | 13623.3457 | 13623.3457 | 13623.3457 | 13510.3457 | 13510.3457
2013 | US | WECC | - | BASN | 10 | CAPACITY TRANSACTIONS - IMPORTS | 0 | 0 | 0 | 0 | 0 | 0 | 0 | 0 | 0 | 0 | 200 | 250
2013 | US | WECC | - | BASN | 10a | Firm | 0 | 0 | 0 | 0 | 0 | 0 | 0 | 0 | 0 | 0 | 200 | 250
2013 | US | WECC | - | BASN | 10a1 | Full-Responsibility Purchases | 0 | 0 | 0 | 0 | 0 | 0 | 0 | 0 | 0 | 0 | 0 | 0
2013 | US | WECC | - | BASN | 10a2 | Owned Capacity/Entitlement Located Outside the Region/Subregion | 0 | 0 | 0 | 0 | 0 | 0 | 0 | 0 | 0 | 0 | 0 | 0
2013 | US | WECC | - | BASN | 10b | Non-firm | 0 | 0 | 0 | 0 | 0 | 0 | 0 | 0 | 0 | 0 | 0 | 0
2013 | US | WECC | - | BASN | 10c | Expected | 0 | 0 | 0 | 0 | 0 | 0 | 0 | 0 | 0 | 0 | 0 | 0
2013 | US | WECC | - | BASN | 10c1 | Full-Responsibility Purchases | 0 | 0 | 0 | 0 | 0 | 0 | 0 | 0 | 0 | 0 | 0 | 0
2013 | US | WECC | - | BASN | 10c2 | Owned Capacity/Entitlement Located Outside the Region/Subregion | 0 | 0 | 0 | 0 | 0 | 0 | 0 | 0 | 0 | 0 | 0 | 0
2013 | US | WECC | - | BASN | 11 | CAPACITY TRANSACTIONS - EXPORTS | 0 | 0 | 0 | 0 | 0 | 0 | 0 | 0 | 0 | 0 | 0 | 0
2013 | US | WECC | - | BASN | 11a | Firm | 0 | 0 | 0 | 0 | 0 | 0 | 0 | 0 | 0 | 0 | 0 | 0
2013 | US | WECC | - | BASN | 11a1 | Full-Responsibility Purchases | 0 | 0 | 0 | 0 | 0 | 0 | 0 | 0 | 0 | 0 | 0 | 0
2013 | US | WECC | - | BASN | 11a2 | Owned Capacity/Entitlement Located Outside the Region/Subregion | 0 | 0 | 0 | 0 | 0 | 0 | 0 | 0 | 0 | 0 | 0 | 0
2013 | US | WECC | - | BASN | 11b | Non-firm | 0 | 0 | 0 | 0 | 0 | 0 | 0 | 0 | 0 | 0 | 0 | 0
2013 | US | WECC | - | BASN | 11c | Expected | 0 | 0 | 0 | 0 | 0 | 0 | 0 | 0 | 0 | 0 | 0 | 0
2013 | US | WECC | - | BASN | 11c1 | Full-Responsibility Purchases | 0 | 0 | 0 | 0 | 0 | 0 | 0 | 0 | 0 | 0 | 0 | 0
2013 | US | WECC | - | BASN | 11c2 | Owned Capacity/Entitlement Located Outside the Region/Subregion | 0 | 0 | 0 | 0 | 0 | 0 | 0 | 0 | 0 | 0 | 0 | 0
2013 | US | WECC | - | BASN | 12 | EXISTING-CERTAIN & NET FIRM TRANSACTIONS | 0 | 12643.2139 | 12643.2139 | 12643.2139 | 12643.2139 | 12643.2139 | 12643.2139 | 12643.2139 | 12643.2139 | 12643.2139 | 12843.2139 | 12893.2139
2013 | US | WECC | - | BASN | 13 | ANTICIPATED CAPACITY RESOURCES | 0 | 0 | 13512.2317 | 13616.4834 | 13459.4834 | 13693.9882 | 13708.9882 | 13623.3457 | 13345.3457 | 13581.3457 | 13474.3457 | 13555.3457
2013 | US | WECC | - | BASN | 14 | PROSPECTIVE CAPACITY RESOURCES | 0 | 0 | 13512.2317 | 13616.4834 | 13459.4834 | 13693.9882 | 13708.9882 | 13623.3457 | 13345.3457 | 13581.3457 | 13474.3457 | 13555.3457
2013 | US | WECC | - | BASN | 15 | TOTAL POTENTIAL CAPACITY RESOURCES | 0 | 0 | 13514.2317 | 13619.4834 | 14060.4834 | 14295.9882 | 14420.478 | 14837.3254 | 14560.3254 | 14869.652 | 14811.8697 | 14893.8697
2013 | US | WECC | - | BASN | 16 | ADJUSTED POTENTIAL CAPACITY RESOURCES | 0 | 0 | 13514.2317 | 13619.4833 | 14060.4774 | 14295.9822 | 14420.4709 | 14837.3133 | 14560.3133 | 14869.6391 | 14811.8564 | 14893.8564
2013 | US | WECC | - | BASN | 16a | Confidence of Future-Other | 0 | 0 | 0.99999 | 0.99999 | 0.99999 | 0.99999 | 0.99999 | 0.99999 | 0.99999 | 0.99999 | 0.99999 | 0.99999
2013 | US | WECC | - | BASN | 16b | Net Future-Other Resources After Confidence Percentage Is Applied | 0 | 0 | 0 | 0 | 0 | 0 | 0 | 0 | 0 | 0 | 0 | 0
2013 | US | WECC | - | BASN | 16c | Confidence of Conceptual | 0 | 0 | 0.99999 | 0.99999 | 0.99999 | 0.99999 | 0.99999 | 0.99999 | 0.99999 | 0.99999 | 0.99999 | 0.99999
2013 | US | WECC | - | BASN | 16d | Net Conceptual Resources After Confidence Percentage Is Applied | 0 | 0 | 2 | 3 | 600.994 | 601.994 | 711.4828 | 1213.9676 | 1214.9676 | 1288.2934 | 1337.5107 | 1338.5106
2013 | US | WECC | - | BASN | 17 | ASSESSMENT AREA TARGET RESERVE MARGIN | 0% | 0% | 13.74% | 13.74% | 13.74% | 13.74% | 13.74% | 13.74% | 13.74% | 13.74% | 13.74% | 13.74%
2013 | US | WECC | - | BASN | 18 | EXISTING-CERTAIN AND NET FIRM TRANSACTIONS RESERVE MARGIN | 0% | 19.6% | 0% | 0% | 0% | 0% | 0% | 0% | 0% | 0% | 0% | 0%
2013 | US | WECC | - | BASN | 19 | ANTICIPATED CAPACITY RESOURCES RESERVE MARGIN | 0% | 0% | 26.29% | 25.01% | 21.97% | 22.12% | 21.75% | 19.83% | 15.66% | 16.26% | 14.14% | 13.94%
2013 | US | WECC | - | BASN | 20 | PROSPECTIVE CAPACITY RESOURCES RESERVE MARGIN | 0% | 0% | 26.29% | 25.01% | 21.97% | 22.12% | 21.75% | 19.83% | 15.66% | 16.26% | 14.14% | 13.94%
2013 | US | WECC | - | BASN | 21 | TOTAL POTENTIAL RESOURCES RESERVE MARGIN | 0% | 0% | 26.31% | 25.04% | 27.42% | 27.49% | 28.07% | 30.51% | 26.19% | 27.29% | 25.47% | 25.19%
2013 | US | WECC | - | BASN | 22 | ADJUSTED POTENTIAL RESOURCES RESERVE MARGIN | 0% | 0% | 26.31% | 25.04% | 27.42% | 27.49% | 28.07% | 30.51% | 26.19% | 27.29% | 25.47% | 25.19%
2013 | US | WECC | - | BASN | 23 | Total Baseline Installed Capacity | 0 | 0 | 0 | 0 | 0 | 0 | 0 | 0 | 0 | 0 | 0 | 0
2013 | US | WECC | - | BASN | 24 | Distributed or Other Capacity (Behind the Meter) < 1 MW | 0 | 0 | 0 | 0 | 0 | 0 | 0 | 0 | 0 | 0 | 0 | 0
2013 | US | WECC | - | BASN | 25 | Distributed or Other Capacity (Behind the Meter) ≥ 1 MW | 0 | 0 | 0 | 0 | 0 | 0 | 0 | 0 | 0 | 0 | 0 | 0
2013 | US | WECC | - | BASN | 26 | Capacity Total from EIA-860 | 0 | 0 | 0 | 0 | 0 | 0 | 0 | 0 | 0 | 0 | 0 | 0
2013 | CAN | WECC | - | BC | 1 | Unrestricted Non-coincident Peak Demand | 0 | 10907 | 11368 | 11465 | 11554 | 11685 | 11796 | 11862 | 11905 | 11948 | 12098 | 12192
2013 | CAN | WECC | - | BC | 1a | New Conservation (Energy Efficiency) | 0 | 0 | 0 | 0 | 0 | 0 | 0 | 0 | 0 | 0 | 0 | 0
2013 | CAN | WECC | - | BC | 1b | Estimated Diversity | 0 | 0 | 0 | 0 | 0 | 0 | 0 | 0 | 0 | 0 | 0 | 0
2013 | CAN | WECC | - | BC | 1c | Additions for non-member load (load served by non-registered LSE's in a region) | 0 | 0 | 0 | 0 | 0 | 0 | 0 | 0 | 0 | 0 | 0 | 0
2013 | CAN | WECC | - | BC | 1d | Stand-by Load Under Contract (Normally served by behind the meter generation) | 0 | 0 | 0 | 0 | 0 | 0 | 0 | 0 | 0 | 0 | 0 | 0
2013 | CAN | WECC | - | BC | 1e | Non-Controllable Demand-Side Demand Response | 0 | 0 | 0 | 0 | 0 | 0 | 0 | 0 | 0 | 0 | 0 | 0
2013 | CAN | WECC | - | BC | 2 | Total Internal Demand | 0 | 10907 | 11368 | 11465 | 11554 | 11685 | 11796 | 11862 | 11905 | 11948 | 12098 | 12192
2013 | CAN | WECC | - | BC | 2a | Supply-Side Direct Control Load Management (DCLM) | 0 | 0 | 0 | 0 | 0 | 0 | 0 | 0 | 0 | 0 | 0 | 0
2013 | CAN | WECC | - | BC | 2b | Supply-Side Contractually Interruptible (Curtailable) | 0 | 0 | 0 | 0 | 0 | 0 | 0 | 0 | 0 | 0 | 0 | 0
2013 | CAN | WECC | - | BC | 2c | Supply-Side Critical Peak-Pricing (CPP) with Control | 0 | 0 | 0 | 0 | 0 | 0 | 0 | 0 | 0 | 0 | 0 | 0
2013 | CAN | WECC | - | BC | 2d | Supply-Side Load as a Capacity Resource | 0 | 0 | 0 | 0 | 0 | 0 | 0 | 0 | 0 | 0 | 0 | 0
2013 | CAN | WECC | - | BC | 3 | Net Internal Demand | 0 | 10907 | 11368 | 11465 | 11554 | 11685 | 11796 | 11862 | 11905 | 11948 | 12098 | 12192
2013 | CAN | WECC | - | BC | 3a | Demand-Side Direct Control Load Management (DCLM) | 0 | 0 | 0 | 0 | 0 | 0 | 0 | 0 | 0 | 0 | 0 | 0
2013 | CAN | WECC | - | BC | 3b | Demand-Side Contractually Interruptible (Curtailable) | 0 | 0 | 0 | 0 | 0 | 0 | 0 | 0 | 0 | 0 | 0 | 0
2013 | CAN | WECC | - | BC | 3c | Demand-Side Critical Peak-Pricing (CPP) with Control | 0 | 0 | 0 | 0 | 0 | 0 | 0 | 0 | 0 | 0 | 0 | 0
2013 | CAN | WECC | - | BC | 3d | Demand-Side Load as a Capacity Resource | 0 | 0 | 0 | 0 | 0 | 0 | 0 | 0 | 0 | 0 | 0 | 0
2013 | CAN | WECC | - | BC | 4 | Total Controllable Demand Response | 0 | 0 | 0 | 0 | 0 | 0 | 0 | 0 | 0 | 0 | 0 | 0
2013 | CAN | WECC | - | BC | 4a | Demand Response used for Ancillary Services - Spinning Reserves | 0 | 0 | 0 | 0 | 0 | 0 | 0 | 0 | 0 | 0 | 0 | 0
2013 | CAN | WECC | - | BC | 4b | Demand Response used for Ancillary Services - Non-Spinning Reserves | 0 | 0 | 0 | 0 | 0 | 0 | 0 | 0 | 0 | 0 | 0 | 0
2013 | CAN | WECC | - | BC | 4c | Demand Response used for Regulation | 0 | 0 | 0 | 0 | 0 | 0 | 0 | 0 | 0 | 0 | 0 | 0
2013 | CAN | WECC | - | BC | 4d | Demand Response used for Energy, Voluntary Services - Emergency | 0 | 0 | 0 | 0 | 0 | 0 | 0 | 0 | 0 | 0 | 0 | 0
2013 | CAN | WECC | - | BC | 5 | TOTAL INTERNAL CAPACITY | 0 | 14513.991 | 15194.591 | 15757.511 | 15865.511 | 15873.511 | 16373.511 | 16373.511 | 16373.511 | 16373.511 | 16373.511 | 16373.511
2013 | CAN | WECC | - | BC | 6a | Existing-Certain | 0 | 11948.5581 | 11946.8081 | 11946.8081 | 11946.8081 | 11946.8081 | 11946.8081 | 11946.8081 | 11946.8081 | 11946.8081 | 11946.8081 | 11946.8081
2013 | CAN | WECC | - | BC | 6a1 | Wind Expected On-Peak | 0 | 279.0381 | 279.0381 | 279.0381 | 279.0381 | 279.0381 | 279.0381 | 279.0381 | 279.0381 | 279.0381 | 279.0381 | 279.0381
2013 | CAN | WECC | - | BC | 6a2 | Solar Expected On-Peak | 0 | 0 | 0 | 0 | 0 | 0 | 0 | 0 | 0 | 0 | 0 | 0
2013 | CAN | WECC | - | BC | 6a3 | Hydro Expected On-Peak | 0 | 10376.28 | 10376.28 | 10376.28 | 10376.28 | 10376.28 | 10376.28 | 10376.28 | 10376.28 | 10376.28 | 10376.28 | 10376.28
2013 | CAN | WECC | - | BC | 6a4 | Biomass Expected On-Peak | 0 | 388.96 | 388.96 | 388.96 | 388.96 | 388.96 | 388.96 | 388.96 | 388.96 | 388.96 | 388.96 | 388.96
2013 | CAN | WECC | - | BC | 6b | Existing-Other | 0 | 0 | 0 | 0 | 0 | 0 | 0 | 0 | 0 | 0 | 0 | 0
2013 | CAN | WECC | - | BC | 6b1 | Wind Derate On-Peak | 0 | 123.8819 | 123.8819 | 123.8819 | 123.8819 | 123.8819 | 123.8819 | 123.8819 | 123.8819 | 123.8819 | 123.8819 | 123.8819
2013 | CAN | WECC | - | BC | 6b2 | Solar Derate On-Peak | 0 | 0 | 0 | 0 | 0 | 0 | 0 | 0 | 0 | 0 | 0 | 0
2013 | CAN | WECC | - | BC | 6b3 | Hydro Derate On-Peak | 0 | 1509.471 | 1509.471 | 1509.471 | 1509.471 | 1509.471 | 1509.471 | 1509.471 | 1509.471 | 1509.471 | 1509.471 | 1509.471
2013 | CAN | WECC | - | BC | 6b4 | Biomass Derate On-Peak | 0 | 1.7128 | 1.7128 | 1.7128 | 1.7128 | 1.7128 | 1.7128 | 1.7128 | 1.7128 | 1.7128 | 1.7128 | 1.7128
2013 | CAN | WECC | - | BC | 6b5 | Transmission-Limited Resources | 0 | 0 | 0 | 0 | 0 | 0 | 0 | 0 | 0 | 0 | 0 | 0
2013 | CAN | WECC | - | BC | 6b6 | All Other Derates | 0 | 0 | 0 | 0 | 0 | 0 | 0 | 0 | 0 | 0 | 0 | 0
2013 | CAN | WECC | - | BC | 6b7 | Energy-Only (Existing-Other) | 0 | 0 | 0 | 0 | 0 | 0 | 0 | 0 | 0 | 0 | 0 | 0
2013 | CAN | WECC | - | BC | 6c | Unplanned Outages (Actual) / Current and Future Inoperable Resources | 0 | 457.75 | 457.75 | 457.75 | 457.75 | 457.75 | 457.75 | 457.75 | 457.75 | 457.75 | 457.75 | 457.75
2013 | CAN | WECC | - | BC | 6d | Total Supply-Side Demand Response | 0 | 0 | 0 | 0 | 0 | 0 | 0 | 0 | 0 | 0 | 0 | 0
2013 | CAN | WECC | - | BC | 7 | TOTAL FUTURE CAPACITY ADDITIONS | 0 | 472.6173 | 957.5979 | 1440.146 | 1545.4655 | 1552.4495 | 1988.9503 | 1988.9503 | 1988.9503 | 1988.9503 | 1988.9503 | 1988.9503
2013 | CAN | WECC | - | BC | 7a | Future-Planned | 0 | 472.6173 | 957.5979 | 1440.146 | 1545.4655 | 1552.4495 | 1988.9503 | 1988.9503 | 1988.9503 | 1988.9503 | 1988.9503 | 1988.9503
2013 | CAN | WECC | - | BC | 7a1 | Wind Expected On-Peak | 0 | 365.64 | 253.2202 | 298.9278 | 298.9278 | 298.9278 | 298.9278 | 298.9278 | 298.9278 | 298.9278 | 298.9278 | 298.9278
2013 | CAN | WECC | - | BC | 7a2 | Wind Derate On-Peak | 0 | 0 | 112.4198 | 132.7122 | 132.7122 | 132.7122 | 132.7122 | 132.7122 | 132.7122 | 132.7122 | 132.7122 | 132.7122
2013 | CAN | WECC | - | BC | 7a3 | Solar Expected On-Peak | 0 | 0 | 0 | 0 | 0 | 0 | 0 | 0 | 0 | 0 | 0 | 0
2013 | CAN | WECC | - | BC | 7a4 | Solar Derate On-Peak | 0 | 0 | 0 | 0 | 0 | 0 | 0 | 0 | 0 | 0 | 0 | 0
2013 | CAN | WECC | - | BC | 7a5 | Hydro Expected On-Peak | 0 | 86.5473 | 580.1945 | 992.4433 | 1008.1574 | 1015.1414 | 1451.6422 | 1451.6422 | 1451.6422 | 1451.6422 | 1451.6422 | 1451.6422
2013 | CAN | WECC | - | BC | 7a6 | Hydro Derate On-Peak | 0 | 0 | 84.4028 | 144.3739 | 146.6599 | 147.6759 | 211.1751 | 211.1751 | 211.1751 | 211.1751 | 211.1751 | 211.1751
2013 | CAN | WECC | - | BC | 7a7 | Biomass Expected On-Peak | 0 | 20.43 | 124.1832 | 148.7749 | 238.3803 | 238.3803 | 238.3803 | 238.3803 | 238.3803 | 238.3803 | 238.3803 | 238.3803
2013 | CAN | WECC | - | BC | 7a8 | Biomass Derate On-Peak | 0 | 0 | 0.54684 | 0.65512 | 1.0497 | 1.0497 | 1.0497 | 1.0497 | 1.0497 | 1.0497 | 1.0497 | 1.0497
2013 | CAN | WECC | - | BC | 7a9 | Transmission-Limited Resources | 0 | 0 | 0 | 0 | 0 | 0 | 0 | 0 | 0 | 0 | 0 | 0
2013 | CAN | WECC | - | BC | 7a10 | Scheduled Outage - Maintenance | 0 | 30 | 66 | 11 | 306 | 8 | 8 | 249 | 507 | 462 | 459 | 495
2013 | CAN | WECC | - | BC | 7a11 | All Other Derates | 0 | 0 | 0 | 0 | 0 | 0 | 0 | 0 | 0 | 0 | 0 | 0
2013 | CAN | WECC | - | BC | 7a12 | Energy-Only | 0 | 0 | 0 | 0 | 0 | 0 | 0 | 0 | 0 | 0 | 0 | 0
2013 | CAN | WECC | - | BC | 7b | Future-Other | 0 | 0 | 0 | 0 | 0 | 0 | 0 | 0 | 0 | 0 | 0 | 0
2013 | CAN | WECC | - | BC | 7b1 | Wind Expected On-Peak | 0 | 0 | 0 | 0 | 0 | 0 | 0 | 0 | 0 | 0 | 0 | 0
2013 | CAN | WECC | - | BC | 7b2 | Wind Derate On-Peak | 0 | 0 | 0 | 0 | 0 | 0 | 0 | 0 | 0 | 0 | 0 | 0
2013 | CAN | WECC | - | BC | 7b3 | Solar Expected On-Peak | 0 | 0 | 0 | 0 | 0 | 0 | 0 | 0 | 0 | 0 | 0 | 0
2013 | CAN | WECC | - | BC | 7b4 | Solar Derate On-Peak | 0 | 0 | 0 | 0 | 0 | 0 | 0 | 0 | 0 | 0 | 0 | 0
2013 | CAN | WECC | - | BC | 7b5 | Hydro Expected On-Peak | 0 | 0 | 0 | 0 | 0 | 0 | 0 | 0 | 0 | 0 | 0 | 0
2013 | CAN | WECC | - | BC | 7b6 | Hydro Derate On-Peak | 0 | 0 | 0 | 0 | 0 | 0 | 0 | 0 | 0 | 0 | 0 | 0
2013 | CAN | WECC | - | BC | 7b7 | Biomass Expected On-Peak | 0 | 0 | 0 | 0 | 0 | 0 | 0 | 0 | 0 | 0 | 0 | 0
2013 | CAN | WECC | - | BC | 7b8 | Biomass Derate On-Peak | 0 | 0 | 0 | 0 | 0 | 0 | 0 | 0 | 0 | 0 | 0 | 0
2013 | CAN | WECC | - | BC | 7b9 | Transmission-Limited Resources | 0 | 0 | 0 | 0 | 0 | 0 | 0 | 0 | 0 | 0 | 0 | 0
2013 | CAN | WECC | - | BC | 7b10 | Scheduled Outage - Maintenance | 0 | 0 | 0 | 0 | 0 | 0 | 0 | 0 | 0 | 0 | 0 | 0
2013 | CAN | WECC | - | BC | 7b11 | All Other Derates | 0 | 0 | 0 | 0 | 0 | 0 | 0 | 0 | 0 | 0 | 0 | 0
2013 | CAN | WECC | - | BC | 7b12 | Energy-Only | 0 | 0 | 0 | 0 | 0 | 0 | 0 | 0 | 0 | 0 | 0 | 0
2013 | CAN | WECC | - | BC | 8 | Conceptual | 0 | 0 | 8.9046 | 8.9046 | 10.0627 | 10.0627 | 33.9553 | 33.9553 | 33.9553 | 819.6568 | 819.6568 | 819.6568
2013 | CAN | WECC | - | BC | 8a1 | Wind Expected On-Peak | 0 | 0 | 0 | 0 | 0 | 0 | 23.8926 | 23.8926 | 23.8926 | 23.8926 | 23.8926 | 23.8926
2013 | CAN | WECC | - | BC | 8a2 | Wind Derate On-Peak | 0 | 0 | 0 | 0 | 0 | 0 | 10.6074 | 10.6074 | 10.6074 | 10.6074 | 10.6074 | 10.6074
2013 | CAN | WECC | - | BC | 8a3 | Solar Expected On-Peak | 0 | 0 | 0 | 0 | 0 | 0 | 0 | 0 | 0 | 0 | 0 | 0
2013 | CAN | WECC | - | BC | 8a4 | Solar Derate On-Peak | 0 | 0 | 0 | 0 | 0 | 0 | 0 | 0 | 0 | 0 | 0 | 0
2013 | CAN | WECC | - | BC | 8a5 | Hydro Expected On-Peak | 0 | 0 | 8.9046 | 8.9046 | 10.0627 | 10.0627 | 10.0627 | 10.0627 | 10.0627 | 795.7642 | 795.7642 | 795.7642
2013 | CAN | WECC | - | BC | 8a6 | Hydro Derate On-Peak | 0 | 0 | 1.2954 | 1.2954 | 1.4639 | 1.4639 | 1.4639 | 1.4639 | 1.4639 | 115.7624 | 115.7624 | 115.7624
2013 | CAN | WECC | - | BC | 8a7 | Biomass Expected On-Peak | 0 | 0 | 0 | 0 | 0 | 0 | 0 | 0 | 0 | 0 | 0 | 0
2013 | CAN | WECC | - | BC | 8a8 | Biomass Derate On-Peak | 0 | 0 | 0 | 0 | 0 | 0 | 0 | 0 | 0 | 0 | 0 | 0
2013 | CAN | WECC | - | BC | 8a9 | All Other Derates | 0 | 0 | 0 | 0 | 0 | 0 | 0 | 0 | 0 | 0 | 0 | 0
2013 | CAN | WECC | - | BC | 8a10 | Energy-Only | 0 | 0 | 0 | 0 | 0 | 0 | 0 | 0 | 0 | 0 | 0 | 0
2013 | CAN | WECC | - | BC | 9 | ANTICIPATED INTERNAL CAPACITY | 0 | 12421.1754 | 12904.406 | 13386.9541 | 13492.2736 | 13499.2576 | 13935.7584 | 13935.7584 | 13935.7584 | 13935.7584 | 13935.7584 | 13935.7584
2013 | CAN | WECC | - | BC | 10 | CAPACITY TRANSACTIONS - IMPORTS | 0 | 2000 | 1000 | 1000 | 1000 | 1000 | 1000 | 1000 | 1000 | 1200 | 1375 | 1525
2013 | CAN | WECC | - | BC | 10a | Firm | 0 | 2000 | 1000 | 1000 | 1000 | 1000 | 1000 | 1000 | 1000 | 1200 | 1375 | 1525
2013 | CAN | WECC | - | BC | 10a1 | Full-Responsibility Purchases | 0 | 0 | 0 | 0 | 0 | 0 | 0 | 0 | 0 | 0 | 0 | 0
2013 | CAN | WECC | - | BC | 10a2 | Owned Capacity/Entitlement Located Outside the Region/Subregion | 0 | 0 | 0 | 0 | 0 | 0 | 0 | 0 | 0 | 0 | 0 | 0
2013 | CAN | WECC | - | BC | 10b | Non-firm | 0 | 0 | 0 | 0 | 0 | 0 | 0 | 0 | 0 | 0 | 0 | 0
2013 | CAN | WECC | - | BC | 10c | Expected | 0 | 0 | 0 | 0 | 0 | 0 | 0 | 0 | 0 | 0 | 0 | 0
2013 | CAN | WECC | - | BC | 10c1 | Full-Responsibility Purchases | 0 | 0 | 0 | 0 | 0 | 0 | 0 | 0 | 0 | 0 | 0 | 0
2013 | CAN | WECC | - | BC | 10c2 | Owned Capacity/Entitlement Located Outside the Region/Subregion | 0 | 0 | 0 | 0 | 0 | 0 | 0 | 0 | 0 | 0 | 0 | 0
2013 | CAN | WECC | - | BC | 11 | CAPACITY TRANSACTIONS - EXPORTS | 0 | 600 | 600 | 0 | 0 | 0 | 0 | 0 | 0 | 800 | 800 | 800
2013 | CAN | WECC | - | BC | 11a | Firm | 0 | 600 | 600 | 0 | 0 | 0 | 0 | 0 | 0 | 800 | 800 | 800
2013 | CAN | WECC | - | BC | 11a1 | Full-Responsibility Purchases | 0 | 0 | 0 | 0 | 0 | 0 | 0 | 0 | 0 | 0 | 0 | 0
2013 | CAN | WECC | - | BC | 11a2 | Owned Capacity/Entitlement Located Outside the Region/Subregion | 0 | 0 | 0 | 0 | 0 | 0 | 0 | 0 | 0 | 0 | 0 | 0
2013 | CAN | WECC | - | BC | 11b | Non-firm | 0 | 0 | 0 | 0 | 0 | 0 | 0 | 0 | 0 | 0 | 0 | 0
2013 | CAN | WECC | - | BC | 11c | Expected | 0 | 0 | 0 | 0 | 0 | 0 | 0 | 0 | 0 | 0 | 0 | 0
2013 | CAN | WECC | - | BC | 11c1 | Full-Responsibility Purchases | 0 | 0 | 0 | 0 | 0 | 0 | 0 | 0 | 0 | 0 | 0 | 0
2013 | CAN | WECC | - | BC | 11c2 | Owned Capacity/Entitlement Located Outside the Region/Subregion | 0 | 0 | 0 | 0 | 0 | 0 | 0 | 0 | 0 | 0 | 0 | 0
2013 | CAN | WECC | - | BC | 12 | EXISTING-CERTAIN & NET FIRM TRANSACTIONS | 0 | 13348.5581 | 12346.8081 | 12946.8081 | 12946.8081 | 12946.8081 | 12946.8081 | 12946.8081 | 12946.8081 | 12346.8081 | 12521.8081 | 12671.8081
2013 | CAN | WECC | - | BC | 13 | ANTICIPATED CAPACITY RESOURCES | 0 | 0 | 13238.406 | 14375.9541 | 14186.2736 | 14491.2576 | 14927.7584 | 14686.7584 | 14428.7584 | 13873.7584 | 14051.7584 | 14165.7584
2013 | CAN | WECC | - | BC | 14 | PROSPECTIVE CAPACITY RESOURCES | 0 | 0 | 13238.406 | 14375.9541 | 14186.2736 | 14491.2576 | 14927.7584 | 14686.7584 | 14428.7584 | 13873.7584 | 14051.7584 | 14165.7584
2013 | CAN | WECC | - | BC | 15 | TOTAL POTENTIAL CAPACITY RESOURCES | 0 | 0 | 13247.3106 | 14384.8587 | 14196.3363 | 14501.3203 | 14961.7137 | 14720.7137 | 14462.7137 | 14693.4152 | 14871.4152 | 14985.4152
2013 | CAN | WECC | - | BC | 16 | ADJUSTED POTENTIAL CAPACITY RESOURCES | 0 | 0 | 13247.3105 | 14384.8587 | 14196.3362 | 14501.3202 | 14961.7134 | 14720.7134 | 14462.7134 | 14693.407 | 14871.407 | 14985.407
2013 | CAN | WECC | - | BC | 16a | Confidence of Future-Other | 0 | 0 | 0.99999 | 0.99999 | 0.99999 | 0.99999 | 0.99999 | 0.99999 | 0.99999 | 0.99999 | 0.99999 | 0.99999
2013 | CAN | WECC | - | BC | 16b | Net Future-Other Resources After Confidence Percentage Is Applied | 0 | 0 | 0 | 0 | 0 | 0 | 0 | 0 | 0 | 0 | 0 | 0
2013 | CAN | WECC | - | BC | 16c | Confidence of Conceptual | 0 | 0 | 0.99999 | 0.99999 | 0.99999 | 0.99999 | 0.99999 | 0.99999 | 0.99999 | 0.99999 | 0.99999 | 0.99999
2013 | CAN | WECC | - | BC | 16d | Net Conceptual Resources After Confidence Percentage Is Applied | 0 | 0 | 8.9045 | 8.9045 | 10.0626 | 10.0626 | 33.955 | 33.955 | 33.955 | 819.6486 | 819.6486 | 819.6486
2013 | CAN | WECC | - | BC | 17 | ASSESSMENT AREA TARGET RESERVE MARGIN | 0% | 0% | 16.07% | 16.07% | 16.07% | 16.07% | 16.07% | 16.07% | 16.07% | 16.07% | 16.07% | 16.07%
2013 | CAN | WECC | - | BC | 18 | EXISTING-CERTAIN AND NET FIRM TRANSACTIONS RESERVE MARGIN | 0% | 22.39% | 0% | 0% | 0% | 0% | 0% | 0% | 0% | 0% | 0% | 0%
2013 | CAN | WECC | - | BC | 19 | ANTICIPATED CAPACITY RESOURCES RESERVE MARGIN | 0% | 0% | 16.45% | 25.39% | 22.78% | 24.02% | 26.55% | 23.81% | 21.2% | 16.12% | 16.15% | 16.19%
2013 | CAN | WECC | - | BC | 20 | PROSPECTIVE CAPACITY RESOURCES RESERVE MARGIN | 0% | 0% | 16.45% | 25.39% | 22.78% | 24.02% | 26.55% | 23.81% | 21.2% | 16.12% | 16.15% | 16.19%
2013 | CAN | WECC | - | BC | 21 | TOTAL POTENTIAL RESOURCES RESERVE MARGIN | 0% | 0% | 16.53% | 25.47% | 22.87% | 24.1% | 26.84% | 24.1% | 21.48% | 22.98% | 22.92% | 22.91%
2013 | CAN | WECC | - | BC | 22 | ADJUSTED POTENTIAL RESOURCES RESERVE MARGIN | 0% | 0% | 16.53% | 25.47% | 22.87% | 24.1% | 26.84% | 24.1% | 21.48% | 22.98% | 22.92% | 22.91%
2013 | CAN | WECC | - | BC | 23 | Total Baseline Installed Capacity | 0 | 0 | 0 | 0 | 0 | 0 | 0 | 0 | 0 | 0 | 0 | 0
2013 | CAN | WECC | - | BC | 24 | Distributed or Other Capacity (Behind the Meter) < 1 MW | 0 | 0 | 0 | 0 | 0 | 0 | 0 | 0 | 0 | 0 | 0 | 0
2013 | CAN | WECC | - | BC | 25 | Distributed or Other Capacity (Behind the Meter) ≥ 1 MW | 0 | 0 | 0 | 0 | 0 | 0 | 0 | 0 | 0 | 0 | 0 | 0
2013 | CAN | WECC | - | BC | 26 | Capacity Total from EIA-860 | 0 | 0 | 0 | 0 | 0 | 0 | 0 | 0 | 0 | 0 | 0 | 0
2013 | US | WECC | - | CALN | 1 | Unrestricted Non-coincident Peak Demand | 0 | 17021 | 17264.5 | 17495.3 | 17730.8 | 17914.4 | 18085.3 | 18300.7 | 18520 | 18732.6 | 18943.3 | 19180
2013 | US | WECC | - | CALN | 1a | New Conservation (Energy Efficiency) | 0 | 159 | 183 | 205 | 228 | 237 | 227 | 237 | 253 | 263 | 272 | 272
2013 | US | WECC | - | CALN | 1b | Estimated Diversity | 0 | 0 | 0 | 0 | 0 | 0 | 0 | 0 | 0 | 0 | 0 | 0
2013 | US | WECC | - | CALN | 1c | Additions for non-member load (load served by non-registered LSE's in a region) | 0 | 0 | 0 | 0 | 0 | 0 | 0 | 0 | 0 | 0 | 0 | 0
2013 | US | WECC | - | CALN | 1d | Stand-by Load Under Contract (Normally served by behind the meter generation) | 0 | 1346 | 1373 | 1400 | 1428 | 1457 | 1486 | 1515 | 1545 | 1576 | 1608 | 1576
2013 | US | WECC | - | CALN | 1e | Non-Controllable Demand-Side Demand Response | 0 | 0 | 0 | 0 | 0 | 0 | 0 | 0 | 0 | 0 | 0 | 0
2013 | US | WECC | - | CALN | 2 | Total Internal Demand | 0 | 18208 | 18454.5 | 18690.3 | 18930.8 | 19134.4 | 19344.3 | 19578.7 | 19812 | 20045.6 | 20279.3 | 20484
2013 | US | WECC | - | CALN | 2a | Supply-Side Direct Control Load Management (DCLM) | 0 | 0 | 0 | 0 | 0 | 0 | 0 | 0 | 0 | 0 | 0 | 0
2013 | US | WECC | - | CALN | 2b | Supply-Side Contractually Interruptible (Curtailable) | 0 | 0 | 0 | 0 | 0 | 0 | 0 | 0 | 0 | 0 | 0 | 0
2013 | US | WECC | - | CALN | 2c | Supply-Side Critical Peak-Pricing (CPP) with Control | 0 | 0 | 0 | 0 | 0 | 0 | 0 | 0 | 0 | 0 | 0 | 0
2013 | US | WECC | - | CALN | 2d | Supply-Side Load as a Capacity Resource | 0 | 0 | 0 | 0 | 0 | 0 | 0 | 0 | 0 | 0 | 0 | 0
2013 | US | WECC | - | CALN | 3 | Net Internal Demand | 0 | 17940 | 18180.5 | 18411.3 | 18647.8 | 18847.4 | 19059.3 | 19294.7 | 19531 | 19766.6 | 20000.3 | 20216
2013 | US | WECC | - | CALN | 3a | Demand-Side Direct Control Load Management (DCLM) | 0 | 8 | 8 | 8 | 8 | 9 | 9 | 9 | 9 | 9 | 9 | 9
2013 | US | WECC | - | CALN | 3b | Demand-Side Contractually Interruptible (Curtailable) | 0 | 45 | 45 | 45 | 45 | 45 | 45 | 45 | 45 | 45 | 45 | 45
2013 | US | WECC | - | CALN | 3c | Demand-Side Critical Peak-Pricing (CPP) with Control | 0 | 0 | 0 | 0 | 0 | 0 | 0 | 0 | 0 | 0 | 0 | 0
2013 | US | WECC | - | CALN | 3d | Demand-Side Load as a Capacity Resource | 0 | 215 | 221 | 226 | 230 | 233 | 231 | 230 | 227 | 225 | 225 | 214
2013 | US | WECC | - | CALN | 4 | Total Controllable Demand Response | 0 | 268 | 274 | 279 | 283 | 287 | 285 | 284 | 281 | 279 | 279 | 268
2013 | US | WECC | - | CALN | 4a | Demand Response used for Ancillary Services - Spinning Reserves | 0 | 0 | 0 | 0 | 0 | 0 | 0 | 0 | 0 | 0 | 0 | 0
2013 | US | WECC | - | CALN | 4b | Demand Response used for Ancillary Services - Non-Spinning Reserves | 0 | 0 | 0 | 0 | 0 | 0 | 0 | 0 | 0 | 0 | 0 | 0
2013 | US | WECC | - | CALN | 4c | Demand Response used for Regulation | 0 | 0 | 0 | 0 | 0 | 0 | 0 | 0 | 0 | 0 | 0 | 0
2013 | US | WECC | - | CALN | 4d | Demand Response used for Energy, Voluntary Services - Emergency | 0 | 395 | 404 | 408 | 412 | 414 | 414 | 414 | 414 | 414 | 420 | 433
2013 | US | WECC | - | CALN | 5 | TOTAL INTERNAL CAPACITY | 0 | 34764.3597 | 37562.6758 | 38373.9496 | 38833.7386 | 39337.789 | 39953.3579 | 40310.6997 | 40590.684 | 40839.3714 | 40839.3714 | 40839.3714
2013 | US | WECC | - | CALN | 6a | Existing-Certain | 0 | 23544.1826 | 23544.1826 | 23544.1826 | 23544.1826 | 23544.1826 | 23544.1826 | 23544.1826 | 23544.1826 | 23544.1826 | 23544.1826 | 23544.1826
2013 | US | WECC | - | CALN | 6a1 | Wind Expected On-Peak | 0 | 89.9665 | 89.9665 | 89.9665 | 89.9665 | 89.9665 | 89.9665 | 89.9665 | 89.9665 | 89.9665 | 89.9665 | 89.9665
2013 | US | WECC | - | CALN | 6a2 | Solar Expected On-Peak | 0 | 189.8661 | 189.8661 | 189.8661 | 189.8661 | 189.8661 | 189.8661 | 189.8661 | 189.8661 | 189.8661 | 189.8661 | 189.8661
2013 | US | WECC | - | CALN | 6a3 | Hydro Expected On-Peak | 0 | 2261.15 | 2261.15 | 2261.15 | 2261.15 | 2261.15 | 2261.15 | 2261.15 | 2261.15 | 2261.15 | 2261.15 | 2261.15
2013 | US | WECC | - | CALN | 6a4 | Biomass Expected On-Peak | 0 | 399.72 | 399.72 | 399.72 | 399.72 | 399.72 | 399.72 | 399.72 | 399.72 | 399.72 | 399.72 | 399.72
2013 | US | WECC | - | CALN | 6b | Existing-Other | 0 | 0 | 0 | 0 | 0 | 0 | 0 | 0 | 0 | 0 | 0 | 0
2013 | US | WECC | - | CALN | 6b1 | Wind Derate On-Peak | 0 | 2171.2135 | 2171.2135 | 2171.2135 | 2171.2135 | 2171.2135 | 2171.2135 | 2171.2135 | 2171.2135 | 2171.2135 | 2171.2135 | 2171.2135
2013 | US | WECC | - | CALN | 6b2 | Solar Derate On-Peak | 0 | 313.6039 | 313.6039 | 313.6039 | 313.6039 | 313.6039 | 313.6039 | 313.6039 | 313.6039 | 313.6039 | 313.6039 | 313.6039
2013 | US | WECC | - | CALN | 6b3 | Hydro Derate On-Peak | 0 | 6774.36 | 6774.36 | 6774.36 | 6774.36 | 6774.36 | 6774.36 | 6774.36 | 6774.36 | 6774.36 | 6774.36 | 6774.36
2013 | US | WECC | - | CALN | 6b4 | Biomass Derate On-Peak | 0 | 70.69 | 70.69 | 70.69 | 70.69 | 70.69 | 70.69 | 70.69 | 70.69 | 70.69 | 70.69 | 70.69
2013 | US | WECC | - | CALN | 6b5 | Transmission-Limited Resources | 0 | 0 | 0 | 0 | 0 | 0 | 0 | 0 | 0 | 0 | 0 | 0
2013 | US | WECC | - | CALN | 6b6 | All Other Derates | 0 | 0 | 0 | 0 | 0 | 0 | 0 | 0 | 0 | 0 | 0 | 0
2013 | US | WECC | - | CALN | 6b7 | Energy-Only (Existing-Other) | 0 | 0 | 0 | 0 | 0 | 0 | 0 | 0 | 0 | 0 | 0 | 0
2013 | US | WECC | - | CALN | 6c | Unplanned Outages (Actual) / Current and Future Inoperable Resources | 0 | 874 | 874 | 874 | 874 | 874 | 874 | 874 | 874 | 874 | 874 | 874
2013 | US | WECC | - | CALN | 6d | Total Supply-Side Demand Response | 0 | 0 | 0 | 0 | 0 | 0 | 0 | 0 | 0 | 0 | 0 | 0
2013 | US | WECC | - | CALN | 7 | TOTAL FUTURE CAPACITY ADDITIONS | 0 | 1016.3097 | 2611.9123 | 2995.6414 | 3153.8506 | 3343.9356 | 3569.9424 | 3683.4714 | 3805.8934 | 3897.0186 | 3897.0186 | 3897.0186
2013 | US | WECC | - | CALN | 7a | Future-Planned | 0 | 1016.3097 | 2611.9123 | 2995.6414 | 3153.8506 | 3343.9356 | 3569.9424 | 3683.4714 | 3805.8934 | 3897.0186 | 3897.0186 | 3897.0186
2013 | US | WECC | - | CALN | 7a1 | Wind Expected On-Peak | 0 | 158.7491 | 13.386 | 15.9305 | 17.7215 | 17.7215 | 20.2255 | 22.7296 | 23.0431 | 23.3567 | 23.3567 | 23.3567
2013 | US | WECC | - | CALN | 7a2 | Wind Derate On-Peak | 0 | 0 | 323.052 | 384.4605 | 427.6827 | 427.6827 | 488.1143 | 548.5458 | 556.1135 | 563.6812 | 563.6812 | 563.6812
2013 | US | WECC | - | CALN | 7a3 | Solar Expected On-Peak | 0 | 529.0429 | 524.6336 | 746.3045 | 902.7227 | 1092.8077 | 1292.0743 | 1403.0993 | 1493.9109 | 1584.7226 | 1584.7226 | 1584.7226
2013 | US | WECC | - | CALN | 7a4 | Solar Derate On-Peak | 0 | 0 | 866.5429 | 1232.6791 | 1491.0367 | 1805.002 | 2134.1327 | 2317.5139 | 2467.5084 | 2617.503 | 2617.503 | 2617.503
2013 | US | WECC | - | CALN | 7a5 | Hydro Expected On-Peak | 0 | 0 | 0 | 0 | 0 | 0 | 0 | 0 | 0 | 0 | 0 | 0
2013 | US | WECC | - | CALN | 7a6 | Hydro Derate On-Peak | 0 | 0 | 0 | 0 | 0 | 0 | 0 | 0 | 0 | 0 | 0 | 0
2013 | US | WECC | - | CALN | 7a7 | Biomass Expected On-Peak | 0 | 87.2985 | 74.1799 | 74.1799 | 74.1799 | 74.1799 | 74.1799 | 74.1799 | 74.1799 | 74.1799 | 74.1799 | 74.1799
2013 | US | WECC | - | CALN | 7a8 | Biomass Derate On-Peak | 0 | 0 | 13.1186 | 13.1186 | 13.1186 | 13.1186 | 13.1186 | 13.1186 | 13.1186 | 13.1186 | 13.1186 | 13.1186
2013 | US | WECC | - | CALN | 7a9 | Transmission-Limited Resources | 0 | 0 | 0 | 0 | 0 | 0 | 0 | 0 | 0 | 0 | 0 | 0
2013 | US | WECC | - | CALN | 7a10 | Scheduled Outage - Maintenance | 0 | 1363 | 235 | 487 | 347 | 348 | 290 | 192 | 168 | 203 | 251 | 398
2013 | US | WECC | - | CALN | 7a11 | All Other Derates | 0 | 0 | 0 | 0 | 0 | 0 | 0 | 0 | 0 | 0 | 0 | 0
2013 | US | WECC | - | CALN | 7a12 | Energy-Only | 0 | 0 | 0 | 0 | 0 | 0 | 0 | 0 | 0 | 0 | 0 | 0
2013 | US | WECC | - | CALN | 7b | Future-Other | 0 | 0 | 0 | 0 | 0 | 0 | 0 | 0 | 0 | 0 | 0 | 0
2013 | US | WECC | - | CALN | 7b1 | Wind Expected On-Peak | 0 | 0 | 0 | 0 | 0 | 0 | 0 | 0 | 0 | 0 | 0 | 0
2013 | US | WECC | - | CALN | 7b2 | Wind Derate On-Peak | 0 | 0 | 0 | 0 | 0 | 0 | 0 | 0 | 0 | 0 | 0 | 0
2013 | US | WECC | - | CALN | 7b3 | Solar Expected On-Peak | 0 | 0 | 0 | 0 | 0 | 0 | 0 | 0 | 0 | 0 | 0 | 0
2013 | US | WECC | - | CALN | 7b4 | Solar Derate On-Peak | 0 | 0 | 0 | 0 | 0 | 0 | 0 | 0 | 0 | 0 | 0 | 0
2013 | US | WECC | - | CALN | 7b5 | Hydro Expected On-Peak | 0 | 0 | 0 | 0 | 0 | 0 | 0 | 0 | 0 | 0 | 0 | 0
2013 | US | WECC | - | CALN | 7b6 | Hydro Derate On-Peak | 0 | 0 | 0 | 0 | 0 | 0 | 0 | 0 | 0 | 0 | 0 | 0
2013 | US | WECC | - | CALN | 7b7 | Biomass Expected On-Peak | 0 | 0 | 0 | 0 | 0 | 0 | 0 | 0 | 0 | 0 | 0 | 0
2013 | US | WECC | - | CALN | 7b8 | Biomass Derate On-Peak | 0 | 0 | 0 | 0 | 0 | 0 | 0 | 0 | 0 | 0 | 0 | 0
2013 | US | WECC | - | CALN | 7b9 | Transmission-Limited Resources | 0 | 0 | 0 | 0 | 0 | 0 | 0 | 0 | 0 | 0 | 0 | 0
2013 | US | WECC | - | CALN | 7b10 | Scheduled Outage - Maintenance | 0 | 0 | 0 | 0 | 0 | 0 | 0 | 0 | 0 | 0 | 0 | 0
2013 | US | WECC | - | CALN | 7b11 | All Other Derates | 0 | 0 | 0 | 0 | 0 | 0 | 0 | 0 | 0 | 0 | 0 | 0
2013 | US | WECC | - | CALN | 7b12 | Energy-Only | 0 | 0 | 0 | 0 | 0 | 0 | 0 | 0 | 0 | 0 | 0 | 0
2013 | US | WECC | - | CALN | 8 | Conceptual | 0 | 0 | 72.54 | 72.54 | 98.7913 | 98.7913 | 321.9913 | 321.9913 | 321.9913 | 321.9913 | 321.9913 | 321.9913
2013 | US | WECC | - | CALN | 8a1 | Wind Expected On-Peak | 0 | 0 | 0 | 0 | 0 | 0 | 0 | 0 | 0 | 0 | 0 | 0
2013 | US | WECC | - | CALN | 8a2 | Wind Derate On-Peak | 0 | 0 | 0 | 0 | 0 | 0 | 0 | 0 | 0 | 0 | 0 | 0
2013 | US | WECC | - | CALN | 8a3 | Solar Expected On-Peak | 0 | 0 | 0 | 0 | 0 | 0 | 0 | 0 | 0 | 0 | 0 | 0
2013 | US | WECC | - | CALN | 8a4 | Solar Derate On-Peak | 0 | 0 | 0 | 0 | 0 | 0 | 0 | 0 | 0 | 0 | 0 | 0
2013 | US | WECC | - | CALN | 8a5 | Hydro Expected On-Peak | 0 | 0 | 0 | 0 | 1.2513 | 1.2513 | 1.2513 | 1.2513 | 1.2513 | 1.2513 | 1.2513 | 1.2513
2013 | US | WECC | - | CALN | 8a6 | Hydro Derate On-Peak | 0 | 0 | 0 | 0 | 3.7487 | 3.7487 | 3.7487 | 3.7487 | 3.7487 | 3.7487 | 3.7487 | 3.7487
2013 | US | WECC | - | CALN | 8a7 | Biomass Expected On-Peak | 0 | 0 | 0 | 0 | 0 | 0 | 0 | 0 | 0 | 0 | 0 | 0
2013 | US | WECC | - | CALN | 8a8 | Biomass Derate On-Peak | 0 | 0 | 0 | 0 | 0 | 0 | 0 | 0 | 0 | 0 | 0 | 0
2013 | US | WECC | - | CALN | 8a9 | All Other Derates | 0 | 0 | 0 | 0 | 0 | 0 | 0 | 0 | 0 | 0 | 0 | 0
2013 | US | WECC | - | CALN | 8a10 | Energy-Only | 0 | 0 | 0 | 0 | 0 | 0 | 0 | 0 | 0 | 0 | 0 | 0
2013 | US | WECC | - | CALN | 9 | ANTICIPATED INTERNAL CAPACITY | 0 | 24560.4923 | 26156.0949 | 26539.8241 | 26698.0332 | 26888.1182 | 27114.125 | 27227.654 | 27350.076 | 27441.2012 | 27441.2012 | 27441.2012
2013 | US | WECC | - | CALN | 10 | CAPACITY TRANSACTIONS - IMPORTS | 0 | 0 | 0 | 0 | 0 | 0 | 0 | 0 | 0 | 0 | 0 | 0
2013 | US | WECC | - | CALN | 10a | Firm | 0 | 0 | 0 | 0 | 0 | 0 | 0 | 0 | 0 | 0 | 0 | 0
2013 | US | WECC | - | CALN | 10a1 | Full-Responsibility Purchases | 0 | 0 | 0 | 0 | 0 | 0 | 0 | 0 | 0 | 0 | 0 | 0
2013 | US | WECC | - | CALN | 10a2 | Owned Capacity/Entitlement Located Outside the Region/Subregion | 0 | 0 | 0 | 0 | 0 | 0 | 0 | 0 | 0 | 0 | 0 | 0
2013 | US | WECC | - | CALN | 10b | Non-firm | 0 | 0 | 0 | 0 | 0 | 0 | 0 | 0 | 0 | 0 | 0 | 0
2013 | US | WECC | - | CALN | 10c | Expected | 0 | 0 | 0 | 0 | 0 | 0 | 0 | 0 | 0 | 0 | 0 | 0
2013 | US | WECC | - | CALN | 10c1 | Full-Responsibility Purchases | 0 | 0 | 0 | 0 | 0 | 0 | 0 | 0 | 0 | 0 | 0 | 0
2013 | US | WECC | - | CALN | 10c2 | Owned Capacity/Entitlement Located Outside the Region/Subregion | 0 | 0 | 0 | 0 | 0 | 0 | 0 | 0 | 0 | 0 | 0 | 0
2013 | US | WECC | - | CALN | 11 | CAPACITY TRANSACTIONS - EXPORTS | 0 | 0 | 0 | 0 | 0 | 0 | 0 | 0 | 0 | 0 | 0 | 0
2013 | US | WECC | - | CALN | 11a | Firm | 0 | 0 | 0 | 0 | 0 | 0 | 0 | 0 | 0 | 0 | 0 | 0
2013 | US | WECC | - | CALN | 11a1 | Full-Responsibility Purchases | 0 | 0 | 0 | 0 | 0 | 0 | 0 | 0 | 0 | 0 | 0 | 0
2013 | US | WECC | - | CALN | 11a2 | Owned Capacity/Entitlement Located Outside the Region/Subregion | 0 | 0 | 0 | 0 | 0 | 0 | 0 | 0 | 0 | 0 | 0 | 0
2013 | US | WECC | - | CALN | 11b | Non-firm | 0 | 0 | 0 | 0 | 0 | 0 | 0 | 0 | 0 | 0 | 0 | 0
2013 | US | WECC | - | CALN | 11c | Expected | 0 | 0 | 0 | 0 | 0 | 0 | 0 | 0 | 0 | 0 | 0 | 0
2013 | US | WECC | - | CALN | 11c1 | Full-Responsibility Purchases | 0 | 0 | 0 | 0 | 0 | 0 | 0 | 0 | 0 | 0 | 0 | 0
2013 | US | WECC | - | CALN | 11c2 | Owned Capacity/Entitlement Located Outside the Region/Subregion | 0 | 0 | 0 | 0 | 0 | 0 | 0 | 0 | 0 | 0 | 0 | 0
2013 | US | WECC | - | CALN | 12 | EXISTING-CERTAIN & NET FIRM TRANSACTIONS | 0 | 23544.1826 | 23544.1826 | 23544.1826 | 23544.1826 | 23544.1826 | 23544.1826 | 23544.1826 | 23544.1826 | 23544.1826 | 23544.1826 | 23544.1826
2013 | US | WECC | - | CALN | 13 | ANTICIPATED CAPACITY RESOURCES | 0 | 0 | 25921.0949 | 26052.8241 | 26351.0332 | 26540.1182 | 26824.125 | 27035.654 | 27182.076 | 27238.2012 | 27190.2012 | 27043.2012
2013 | US | WECC | - | CALN | 14 | PROSPECTIVE CAPACITY RESOURCES | 0 | 0 | 25921.0949 | 26052.8241 | 26351.0332 | 26540.1182 | 26824.125 | 27035.654 | 27182.076 | 27238.2012 | 27190.2012 | 27043.2012
2013 | US | WECC | - | CALN | 15 | TOTAL POTENTIAL CAPACITY RESOURCES | 0 | 0 | 25993.6349 | 26125.3641 | 26449.8245 | 26638.9095 | 27146.1162 | 27357.6453 | 27504.0673 | 27560.1925 | 27512.1925 | 27365.1925
2013 | US | WECC | - | CALN | 16 | ADJUSTED POTENTIAL CAPACITY RESOURCES | 0 | 0 | 25993.6342 | 26125.3633 | 26449.8235 | 26638.9085 | 27146.113 | 27357.6421 | 27504.064 | 27560.1893 | 27512.1893 | 27365.1893
2013 | US | WECC | - | CALN | 16a | Confidence of Future-Other | 0 | 0 | 0.99999 | 0.99999 | 0.99999 | 0.99999 | 0.99999 | 0.99999 | 0.99999 | 0.99999 | 0.99999 | 0.99999
2013 | US | WECC | - | CALN | 16b | Net Future-Other Resources After Confidence Percentage Is Applied | 0 | 0 | 0 | 0 | 0 | 0 | 0 | 0 | 0 | 0 | 0 | 0
2013 | US | WECC | - | CALN | 16c | Confidence of Conceptual | 0 | 0 | 0.99999 | 0.99999 | 0.99999 | 0.99999 | 0.99999 | 0.99999 | 0.99999 | 0.99999 | 0.99999 | 0.99999
2013 | US | WECC | - | CALN | 16d | Net Conceptual Resources After Confidence Percentage Is Applied | 0 | 0 | 72.5393 | 72.5393 | 98.7903 | 98.7903 | 321.988 | 321.988 | 321.988 | 321.988 | 321.988 | 321.988
2013 | US | WECC | - | CALN | 17 | ASSESSMENT AREA TARGET RESERVE MARGIN | 0% | 0% | 12.11% | 12.11% | 12.11% | 12.11% | 12.11% | 12.11% | 12.11% | 12.11% | 12.11% | 12.11%
2013 | US | WECC | - | CALN | 18 | EXISTING-CERTAIN AND NET FIRM TRANSACTIONS RESERVE MARGIN | 0% | 31.24% | 0% | 0% | 0% | 0% | 0% | 0% | 0% | 0% | 0% | 0%
2013 | US | WECC | - | CALN | 19 | ANTICIPATED CAPACITY RESOURCES RESERVE MARGIN | 0% | 0% | 42.58% | 41.5% | 41.31% | 40.82% | 40.74% | 40.12% | 39.17% | 37.8% | 35.95% | 33.77%
2013 | US | WECC | - | CALN | 20 | PROSPECTIVE CAPACITY RESOURCES RESERVE MARGIN | 0% | 0% | 42.58% | 41.5% | 41.31% | 40.82% | 40.74% | 40.12% | 39.17% | 37.8% | 35.95% | 33.77%
2013 | US | WECC | - | CALN | 21 | TOTAL POTENTIAL RESOURCES RESERVE MARGIN | 0% | 0% | 42.98% | 41.9% | 41.84% | 41.34% | 42.43% | 41.79% | 40.82% | 39.43% | 37.56% | 35.36%
2013 | US | WECC | - | CALN | 22 | ADJUSTED POTENTIAL RESOURCES RESERVE MARGIN | 0% | 0% | 42.98% | 41.9% | 41.84% | 41.34% | 42.43% | 41.79% | 40.82% | 39.43% | 37.56% | 35.36%
2013 | US | WECC | - | CALN | 23 | Total Baseline Installed Capacity | 0 | 0 | 0 | 0 | 0 | 0 | 0 | 0 | 0 | 0 | 0 | 0
2013 | US | WECC | - | CALN | 24 | Distributed or Other Capacity (Behind the Meter) < 1 MW | 0 | 0 | 0 | 0 | 0 | 0 | 0 | 0 | 0 | 0 | 0 | 0
2013 | US | WECC | - | CALN | 25 | Distributed or Other Capacity (Behind the Meter) ≥ 1 MW | 0 | 0 | 0 | 0 | 0 | 0 | 0 | 0 | 0 | 0 | 0 | 0
2013 | US | WECC | - | CALN | 26 | Capacity Total from EIA-860 | 0 | 0 | 0 | 0 | 0 | 0 | 0 | 0 | 0 | 0 | 0 | 0
2013 | US | WECC | - | CALS | 1 | Unrestricted Non-coincident Peak Demand | 0 | 22038.9 | 22576.1 | 23086 | 23280 | 23731.9 | 24085.9 | 24398.7 | 24795.9 | 25210.8 | 25602.8 | 25969.8
2013 | US | WECC | - | CALS | 1a | New Conservation (Energy Efficiency) | 0 | 120 | 144 | 301 | 171 | 254 | 267 | 217 | 229 | 242 | 254 | 265
2013 | US | WECC | - | CALS | 1b | Estimated Diversity | 0 | 0 | 0 | 0 | 0 | 0 | 0 | 0 | 0 | 0 | 0 | 0
2013 | US | WECC | - | CALS | 1c | Additions for non-member load (load served by non-registered LSE's in a region) | 0 | 0 | 0 | 0 | 0 | 0 | 0 | 0 | 0 | 0 | 0 | 0
2013 | US | WECC | - | CALS | 1d | Stand-by Load Under Contract (Normally served by behind the meter generation) | 0 | 895 | 895 | 895 | 895 | 895 | 895 | 895 | 895 | 895 | 895 | 895
2013 | US | WECC | - | CALS | 1e | Non-Controllable Demand-Side Demand Response | 0 | 0 | 0 | 0 | 0 | 0 | 0 | 0 | 0 | 0 | 0 | 0
2013 | US | WECC | - | CALS | 2 | Total Internal Demand | 0 | 22813.9 | 23327.1 | 23680 | 24004 | 24372.9 | 24713.9 | 25076.7 | 25461.9 | 25863.8 | 26243.8 | 26599.8
2013 | US | WECC | - | CALS | 2a | Supply-Side Direct Control Load Management (DCLM) | 0 | 0 | 0 | 0 | 0 | 0 | 0 | 0 | 0 | 0 | 0 | 0
2013 | US | WECC | - | CALS | 2b | Supply-Side Contractually Interruptible (Curtailable) | 0 | 0 | 0 | 0 | 0 | 0 | 0 | 0 | 0 | 0 | 0 | 0
2013 | US | WECC | - | CALS | 2c | Supply-Side Critical Peak-Pricing (CPP) with Control | 0 | 0 | 0 | 0 | 0 | 0 | 0 | 0 | 0 | 0 | 0 | 0
2013 | US | WECC | - | CALS | 2d | Supply-Side Load as a Capacity Resource | 0 | 0 | 0 | 0 | 0 | 0 | 0 | 0 | 0 | 0 | 0 | 0
2013 | US | WECC | - | CALS | 3 | Net Internal Demand | 0 | 22178.9 | 22637.1 | 22979 | 23283 | 23616.9 | 23932.9 | 24244.7 | 24579.9 | 24931.8 | 25261.8 | 25567.8
2013 | US | WECC | - | CALS | 3a | Demand-Side Direct Control Load Management (DCLM) | 0 | 54 | 59 | 59 | 59 | 59 | 59 | 59 | 59 | 59 | 59 | 59
2013 | US | WECC | - | CALS | 3b | Demand-Side Contractually Interruptible (Curtailable) | 0 | 525 | 535 | 535 | 535 | 535 | 535 | 535 | 535 | 535 | 535 | 535
2013 | US | WECC | - | CALS | 3c | Demand-Side Critical Peak-Pricing (CPP) with Control | 0 | 0 | 0 | 0 | 0 | 0 | 0 | 0 | 0 | 0 | 0 | 0
2013 | US | WECC | - | CALS | 3d | Demand-Side Load as a Capacity Resource | 0 | 56 | 96 | 107 | 127 | 162 | 187 | 238 | 288 | 338 | 388 | 438
2013 | US | WECC | - | CALS | 4 | Total Controllable Demand Response | 0 | 635 | 690 | 701 | 721 | 756 | 781 | 832 | 882 | 932 | 982 | 1032
2013 | US | WECC | - | CALS | 4a | Demand Response used for Ancillary Services - Spinning Reserves | 0 | 206 | 206 | 206 | 206 | 206 | 206 | 206 | 206 | 206 | 206 | 206
2013 | US | WECC | - | CALS | 4b | Demand Response used for Ancillary Services - Non-Spinning Reserves | 0 | 245 | 245 | 245 | 245 | 245 | 245 | 245 | 245 | 245 | 245 | 245
2013 | US | WECC | - | CALS | 4c | Demand Response used for Regulation | 0 | 28 | 28 | 28 | 28 | 28 | 28 | 28 | 28 | 28 | 28 | 28
2013 | US | WECC | - | CALS | 4d | Demand Response used for Energy, Voluntary Services - Emergency | 0 | 429 | 503 | 508 | 512 | 514 | 515 | 515 | 515 | 514 | 514 | 518
2013 | US | WECC | - | CALS | 5 | TOTAL INTERNAL CAPACITY | 0 | 39577.1395 | 42627.5547 | 44423.3752 | 45073.961 | 45910.4205 | 46981.6468 | 47566.7247 | 47954.5405 | 48266.653 | 48280.653 | 48296.653
2013 | US | WECC | - | CALS | 6a | Existing-Certain | 0 | 28102.5629 | 28102.5629 | 28102.5629 | 28102.5629 | 28102.5629 | 28102.5629 | 28102.5629 | 28102.5629 | 28102.5629 | 28102.5629 | 28102.5629
2013 | US | WECC | - | CALS | 6a1 | Wind Expected On-Peak | 0 | 104.7442 | 104.7442 | 104.7442 | 104.7442 | 104.7442 | 104.7442 | 104.7442 | 104.7442 | 104.7442 | 104.7442 | 104.7442
2013 | US | WECC | - | CALS | 6a2 | Solar Expected On-Peak | 0 | 138.5227 | 138.5227 | 138.5227 | 138.5227 | 138.5227 | 138.5227 | 138.5227 | 138.5227 | 138.5227 | 138.5227 | 138.5227
2013 | US | WECC | - | CALS | 6a3 | Hydro Expected On-Peak | 0 | 903.31 | 903.31 | 903.31 | 903.31 | 903.31 | 903.31 | 903.31 | 903.31 | 903.31 | 903.31 | 903.31
2013 | US | WECC | - | CALS | 6a4 | Biomass Expected On-Peak | 0 | 245.86 | 245.86 | 245.86 | 245.86 | 245.86 | 245.86 | 245.86 | 245.86 | 245.86 | 245.86 | 245.86
2013 | US | WECC | - | CALS | 6b | Existing-Other | 0 | 0 | 0 | 0 | 0 | 0 | 0 | 0 | 0 | 0 | 0 | 0
2013 | US | WECC | - | CALS | 6b1 | Wind Derate On-Peak | 0 | 3462.7358 | 3462.7358 | 3462.7358 | 3462.7358 | 3462.7358 | 3462.7358 | 3462.7358 | 3462.7358 | 3462.7358 | 3462.7358 | 3462.7358
2013 | US | WECC | - | CALS | 6b2 | Solar Derate On-Peak | 0 | 817.0973 | 817.0973 | 817.0973 | 817.0973 | 817.0973 | 817.0973 | 817.0973 | 817.0973 | 817.0973 | 817.0973 | 817.0973
2013 | US | WECC | - | CALS | 6b3 | Hydro Derate On-Peak | 0 | 2122.84 | 2122.84 | 2122.84 | 2122.84 | 2122.84 | 2122.84 | 2122.84 | 2122.84 | 2122.84 | 2122.84 | 2122.84
2013 | US | WECC | - | CALS | 6b4 | Biomass Derate On-Peak | 0 | 144.75 | 144.75 | 144.75 | 144.75 | 144.75 | 144.75 | 144.75 | 144.75 | 144.75 | 144.75 | 144.75
2013 | US | WECC | - | CALS | 6b5 | Transmission-Limited Resources | 0 | 0 | 0 | 0 | 0 | 0 | 0 | 0 | 0 | 0 | 0 | 0
2013 | US | WECC | - | CALS | 6b6 | All Other Derates | 0 | 0 | 0 | 0 | 0 | 0 | 0 | 0 | 0 | 0 | 0 | 0
2013 | US | WECC | - | CALS | 6b7 | Energy-Only (Existing-Other) | 0 | 0 | 0 | 0 | 0 | 0 | 0 | 0 | 0 | 0 | 0 | 0
2013 | US | WECC | - | CALS | 6c | Unplanned Outages (Actual) / Current and Future Inoperable Resources | 0 | 2486.716 | 2486.716 | 2486.716 | 2486.716 | 2486.716 | 2486.716 | 2486.716 | 2486.716 | 2486.716 | 2486.716 | 2486.716
2013 | US | WECC | - | CALS | 6d | Total Supply-Side Demand Response | 0 | 0 | 0 | 0 | 0 | 0 | 0 | 0 | 0 | 0 | 0 | 0
2013 | US | WECC | - | CALS | 7 | TOTAL FUTURE CAPACITY ADDITIONS | 0 | 2440.4375 | 2923.0755 | 3818.8682 | 3954.8069 | 4165.141 | 4342.3921 | 4407.2197 | 4489.0498 | 4488.3363 | 4490.3657 | 4492.685
2013 | US | WECC | - | CALS | 7a | Future-Planned | 0 | 2440.4375 | 2923.0755 | 3818.8682 | 3954.8069 | 4165.141 | 4342.3921 | 4407.2197 | 4489.0498 | 4488.3363 | 4490.3657 | 4492.685
2013 | US | WECC | - | CALS | 7a1 | Wind Expected On-Peak | 0 | 402.5541 | 25.0875 | 30.1733 | 33.8102 | 33.8102 | 42.4091 | 47.4847 | 48.0813 | 48.6778 | 48.6778 | 48.6778
2013 | US | WECC | - | CALS | 7a2 | Wind Derate On-Peak | 0 | 0 | 829.3671 | 997.4971 | 1117.7296 | 1117.7296 | 1402.0002 | 1569.7941 | 1589.5163 | 1609.2385 | 1609.2385 | 1609.2385
2013 | US | WECC | - | CALS | 7a3 | Solar Expected On-Peak | 0 | 735.0781 | 287.1691 | 411.2479 | 477.1617 | 555.6587 | 659.0221 | 718.7741 | 767.3044 | 816.9943 | 819.0237 | 821.343
2013 | US | WECC | - | CALS | 7a4 | Solar Derate On-Peak | 0 | 0 | 1693.9116 | 2425.8094 | 2814.6121 | 3277.639 | 3887.3437 | 4239.8 | 4526.0635 | 4819.1674 | 4831.138 | 4844.8187
2013 | US | WECC | - | CALS | 7a5 | Hydro Expected On-Peak | 0 | 0 | 4.4775 | 4.4775 | 6.8655 | 76.2671 | 76.2671 | 76.2671 | 76.2671 | 76.2671 | 76.2671 | 76.2671
2013 | US | WECC | - | CALS | 7a6 | Hydro Derate On-Peak | 0 | 0 | 10.5225 | 10.5225 | 16.1345 | 179.2329 | 179.2329 | 179.2329 | 179.2329 | 179.2329 | 179.2329 | 179.2329
2013 | US | WECC | - | CALS | 7a7 | Biomass Expected On-Peak | 0 | 91.6847 | 57.7087 | 57.7087 | 57.7087 | 57.7087 | 57.7087 | 57.7087 | 57.7087 | 57.7087 | 57.7087 | 57.7087
2013 | US | WECC | - | CALS | 7a8 | Biomass Derate On-Peak | 0 | 0 | 33.976 | 33.976 | 33.976 | 33.976 | 33.976 | 33.976 | 33.976 | 33.976 | 33.976 | 33.976
2013 | US | WECC | - | CALS | 7a9 | Transmission-Limited Resources | 0 | 0 | 0 | 0 | 0 | 0 | 0 | 0 | 0 | 0 | 0 | 0
2013 | US | WECC | - | CALS | 7a10 | Scheduled Outage - Maintenance | 0 | 431 | 764 | 792 | 143 | 454 | 814 | 863 | 683 | 852 | 605 | 619
2013 | US | WECC | - | CALS | 7a11 | All Other Derates | 0 | 0 | 0 | 0 | 0 | 0 | 0 | 0 | 0 | 0 | 0 | 0
2013 | US | WECC | - | CALS | 7a12 | Energy-Only | 0 | 0 | 0 | 0 | 0 | 0 | 0 | 0 | 0 | 0 | 0 | 0
2013 | US | WECC | - | CALS | 7b | Future-Other | 0 | 0 | 0 | 0 | 0 | 0 | 0 | 0 | 0 | 0 | 0 | 0
2013 | US | WECC | - | CALS | 7b1 | Wind Expected On-Peak | 0 | 0 | 0 | 0 | 0 | 0 | 0 | 0 | 0 | 0 | 0 | 0
2013 | US | WECC | - | CALS | 7b2 | Wind Derate On-Peak | 0 | 0 | 0 | 0 | 0 | 0 | 0 | 0 | 0 | 0 | 0 | 0
2013 | US | WECC | - | CALS | 7b3 | Solar Expected On-Peak | 0 | 0 | 0 | 0 | 0 | 0 | 0 | 0 | 0 | 0 | 0 | 0
2013 | US | WECC | - | CALS | 7b4 | Solar Derate On-Peak | 0 | 0 | 0 | 0 | 0 | 0 | 0 | 0 | 0 | 0 | 0 | 0
2013 | US | WECC | - | CALS | 7b5 | Hydro Expected On-Peak | 0 | 0 | 0 | 0 | 0 | 0 | 0 | 0 | 0 | 0 | 0 | 0
2013 | US | WECC | - | CALS | 7b6 | Hydro Derate On-Peak | 0 | 0 | 0 | 0 | 0 | 0 | 0 | 0 | 0 | 0 | 0 | 0
2013 | US | WECC | - | CALS | 7b7 | Biomass Expected On-Peak | 0 | 0 | 0 | 0 | 0 | 0 | 0 | 0 | 0 | 0 | 0 | 0
2013 | US | WECC | - | CALS | 7b8 | Biomass Derate On-Peak | 0 | 0 | 0 | 0 | 0 | 0 | 0 | 0 | 0 | 0 | 0 | 0
2013 | US | WECC | - | CALS | 7b9 | Transmission-Limited Resources | 0 | 0 | 0 | 0 | 0 | 0 | 0 | 0 | 0 | 0 | 0 | 0
2013 | US | WECC | - | CALS | 7b10 | Scheduled Outage - Maintenance | 0 | 0 | 0 | 0 | 0 | 0 | 0 | 0 | 0 | 0 | 0 | 0
2013 | US | WECC | - | CALS | 7b11 | All Other Derates | 0 | 0 | 0 | 0 | 0 | 0 | 0 | 0 | 0 | 0 | 0 | 0
2013 | US | WECC | - | CALS | 7b12 | Energy-Only | 0 | 0 | 0 | 0 | 0 | 0 | 0 | 0 | 0 | 0 | 0 | 0
2013 | US | WECC | - | CALS | 8 | Conceptual | 0 | 519 | 43.4883 | 378.7168 | 711.8218 | 1280.1448 | 2001.0328 | 2851.0528 | 3068.0528 | 3068.0528 | 3068.0528 | 3068.0528
2013 | US | WECC | - | CALS | 8a1 | Wind Expected On-Peak | 0 | 519 | 15.2383 | 15.2383 | 15.2383 | 15.2383 | 15.2383 | 15.2383 | 15.2383 | 15.2383 | 15.2383 | 15.2383
2013 | US | WECC | - | CALS | 8a2 | Wind Derate On-Peak | 0 | 0 | 503.7617 | 503.7617 | 503.7617 | 503.7617 | 503.7617 | 503.7617 | 503.7617 | 503.7617 | 503.7617 | 503.7617
2013 | US | WECC | - | CALS | 8a3 | Solar Expected On-Peak | 0 | 0 | 0 | 0 | 0 | 0 | 0 | 0 | 0 | 0 | 0 | 0
2013 | US | WECC | - | CALS | 8a4 | Solar Derate On-Peak | 0 | 0 | 0 | 0 | 0 | 0 | 0 | 0 | 0 | 0 | 0 | 0
2013 | US | WECC | - | CALS | 8a5 | Hydro Expected On-Peak | 0 | 0 | 0 | 0 | 0 | 0 | 0 | 0 | 0 | 0 | 0 | 0
2013 | US | WECC | - | CALS | 8a6 | Hydro Derate On-Peak | 0 | 0 | 0 | 0 | 0 | 0 | 0 | 0 | 0 | 0 | 0 | 0
2013 | US | WECC | - | CALS | 8a7 | Biomass Expected On-Peak | 0 | 0 | 0 | 0 | 0 | 0 | 0 | 0 | 0 | 0 | 0 | 0
2013 | US | WECC | - | CALS | 8a8 | Biomass Derate On-Peak | 0 | 0 | 0 | 0 | 0 | 0 | 0 | 0 | 0 | 0 | 0 | 0
2013 | US | WECC | - | CALS | 8a9 | All Other Derates | 0 | 0 | 0 | 0 | 0 | 0 | 0 | 0 | 0 | 0 | 0 | 0
2013 | US | WECC | - | CALS | 8a10 | Energy-Only | 0 | 0 | 0 | 0 | 0 | 0 | 0 | 0 | 0 | 0 | 0 | 0
2013 | US | WECC | - | CALS | 9 | ANTICIPATED INTERNAL CAPACITY | 0 | 30543.0004 | 31025.6384 | 31921.4311 | 32057.3698 | 32267.7039 | 32444.955 | 32509.7826 | 32591.6127 | 32590.8992 | 32592.9286 | 32595.2479
2013 | US | WECC | - | CALS | 10 | CAPACITY TRANSACTIONS - IMPORTS | 0 | 2556 | 2556 | 2556 | 2556 | 2556 | 2556 | 2556 | 2556 | 2556 | 2556 | 2556
2013 | US | WECC | - | CALS | 10a | Firm | 0 | 2556 | 2556 | 2556 | 2556 | 2556 | 2556 | 2556 | 2556 | 2556 | 2556 | 2556
2013 | US | WECC | - | CALS | 10a1 | Full-Responsibility Purchases | 0 | 0 | 0 | 0 | 0 | 0 | 0 | 0 | 0 | 0 | 0 | 0
2013 | US | WECC | - | CALS | 10a2 | Owned Capacity/Entitlement Located Outside the Region/Subregion | 0 | 0 | 0 | 0 | 0 | 0 | 0 | 0 | 0 | 0 | 0 | 0
2013 | US | WECC | - | CALS | 10b | Non-firm | 0 | 0 | 0 | 0 | 0 | 0 | 0 | 0 | 0 | 0 | 0 | 0
2013 | US | WECC | - | CALS | 10c | Expected | 0 | 0 | 0 | 0 | 0 | 0 | 0 | 0 | 0 | 0 | 0 | 0
2013 | US | WECC | - | CALS | 10c1 | Full-Responsibility Purchases | 0 | 0 | 0 | 0 | 0 | 0 | 0 | 0 | 0 | 0 | 0 | 0
2013 | US | WECC | - | CALS | 10c2 | Owned Capacity/Entitlement Located Outside the Region/Subregion | 0 | 0 | 0 | 0 | 0 | 0 | 0 | 0 | 0 | 0 | 0 | 0
2013 | US | WECC | - | CALS | 11 | CAPACITY TRANSACTIONS - EXPORTS | 0 | 0 | 0 | 0 | 0 | 0 | 0 | 0 | 0 | 0 | 0 | 0
2013 | US | WECC | - | CALS | 11a | Firm | 0 | 0 | 0 | 0 | 0 | 0 | 0 | 0 | 0 | 0 | 0 | 0
2013 | US | WECC | - | CALS | 11a1 | Full-Responsibility Purchases | 0 | 0 | 0 | 0 | 0 | 0 | 0 | 0 | 0 | 0 | 0 | 0
2013 | US | WECC | - | CALS | 11a2 | Owned Capacity/Entitlement Located Outside the Region/Subregion | 0 | 0 | 0 | 0 | 0 | 0 | 0 | 0 | 0 | 0 | 0 | 0
2013 | US | WECC | - | CALS | 11b | Non-firm | 0 | 0 | 0 | 0 | 0 | 0 | 0 | 0 | 0 | 0 | 0 | 0
2013 | US | WECC | - | CALS | 11c | Expected | 0 | 0 | 0 | 0 | 0 | 0 | 0 | 0 | 0 | 0 | 0 | 0
2013 | US | WECC | - | CALS | 11c1 | Full-Responsibility Purchases | 0 | 0 | 0 | 0 | 0 | 0 | 0 | 0 | 0 | 0 | 0 | 0
2013 | US | WECC | - | CALS | 11c2 | Owned Capacity/Entitlement Located Outside the Region/Subregion | 0 | 0 | 0 | 0 | 0 | 0 | 0 | 0 | 0 | 0 | 0 | 0
2013 | US | WECC | - | CALS | 12 | EXISTING-CERTAIN & NET FIRM TRANSACTIONS | 0 | 30658.5629 | 30658.5629 | 30658.5629 | 30658.5629 | 30658.5629 | 30658.5629 | 30658.5629 | 30658.5629 | 30658.5629 | 30658.5629 | 30658.5629
2013 | US | WECC | - | CALS | 13 | ANTICIPATED CAPACITY RESOURCES | 0 | 0 | 32817.6384 | 33685.4311 | 34470.3698 | 34369.7039 | 34186.955 | 34202.7826 | 34464.6127 | 34294.8992 | 34543.9286 | 34532.2479
2013 | US | WECC | - | CALS | 14 | PROSPECTIVE CAPACITY RESOURCES | 0 | 0 | 32817.6384 | 33685.4311 | 34470.3698 | 34369.7039 | 34186.955 | 34202.7826 | 34464.6127 | 34294.8992 | 34543.9286 | 34532.2479
2013 | US | WECC | - | CALS | 15 | TOTAL POTENTIAL CAPACITY RESOURCES | 0 | 0 | 32861.1267 | 34064.1479 | 35182.1916 | 35649.8487 | 36187.9878 | 37053.8354 | 37532.6655 | 37362.952 | 37611.9814 | 37600.3007
2013 | US | WECC | - | CALS | 16 | ADJUSTED POTENTIAL CAPACITY RESOURCES | 0 | 0 | 32861.1263 | 34064.1441 | 35182.1845 | 35649.8359 | 36187.9678 | 37053.8069 | 37532.6348 | 37362.9214 | 37611.9507 | 37600.27
2013 | US | WECC | - | CALS | 16a | Confidence of Future-Other | 0 | 0 | 0.99999 | 0.99999 | 0.99999 | 0.99999 | 0.99999 | 0.99999 | 0.99999 | 0.99999 | 0.99999 | 0.99999
2013 | US | WECC | - | CALS | 16b | Net Future-Other Resources After Confidence Percentage Is Applied | 0 | 0 | 0 | 0 | 0 | 0 | 0 | 0 | 0 | 0 | 0 | 0
2013 | US | WECC | - | CALS | 16c | Confidence of Conceptual | 0 | 0 | 0.99999 | 0.99999 | 0.99999 | 0.99999 | 0.99999 | 0.99999 | 0.99999 | 0.99999 | 0.99999 | 0.99999
2013 | US | WECC | - | CALS | 16d | Net Conceptual Resources After Confidence Percentage Is Applied | 0 | 0 | 43.4878 | 378.713 | 711.8147 | 1280.132 | 2001.0128 | 2851.0243 | 3068.0221 | 3068.0221 | 3068.0221 | 3068.0221
2013 | US | WECC | - | CALS | 17 | ASSESSMENT AREA TARGET RESERVE MARGIN | 0% | 0% | 11% | 11% | 11% | 11% | 11% | 11% | 11% | 11% | 11% | 11%
2013 | US | WECC | - | CALS | 18 | EXISTING-CERTAIN AND NET FIRM TRANSACTIONS RESERVE MARGIN | 0% | 38.23% | 0% | 0% | 0% | 0% | 0% | 0% | 0% | 0% | 0% | 0%
2013 | US | WECC | - | CALS | 19 | ANTICIPATED CAPACITY RESOURCES RESERVE MARGIN | 0% | 0% | 44.97% | 46.59% | 48.05% | 45.53% | 42.85% | 41.07% | 40.21% | 37.55% | 36.74% | 35.06%
2013 | US | WECC | - | CALS | 20 | PROSPECTIVE CAPACITY RESOURCES RESERVE MARGIN | 0% | 0% | 44.97% | 46.59% | 48.05% | 45.53% | 42.85% | 41.07% | 40.21% | 37.55% | 36.74% | 35.06%
2013 | US | WECC | - | CALS | 21 | TOTAL POTENTIAL RESOURCES RESERVE MARGIN | 0% | 0% | 45.16% | 48.24% | 51.11% | 50.95% | 51.21% | 52.83% | 52.7% | 49.86% | 48.89% | 47.06%
2013 | US | WECC | - | CALS | 22 | ADJUSTED POTENTIAL RESOURCES RESERVE MARGIN | 0% | 0% | 45.16% | 48.24% | 51.11% | 50.95% | 51.21% | 52.83% | 52.7% | 49.86% | 48.89% | 47.06%
2013 | US | WECC | - | CALS | 23 | Total Baseline Installed Capacity | 0 | 0 | 0 | 0 | 0 | 0 | 0 | 0 | 0 | 0 | 0 | 0
2013 | US | WECC | - | CALS | 24 | Distributed or Other Capacity (Behind the Meter) < 1 MW | 0 | 0 | 0 | 0 | 0 | 0 | 0 | 0 | 0 | 0 | 0 | 0
2013 | US | WECC | - | CALS | 25 | Distributed or Other Capacity (Behind the Meter) ≥ 1 MW | 0 | 0 | 0 | 0 | 0 | 0 | 0 | 0 | 0 | 0 | 0 | 0
2013 | US | WECC | - | CALS | 26 | Capacity Total from EIA-860 | 0 | 0 | 0 | 0 | 0 | 0 | 0 | 0 | 0 | 0 | 0 | 0
2013 | US | WECC | - | DSW | 1 | Unrestricted Non-coincident Peak Demand | 0 | 17828.6 | 18138.8 | 18506.5 | 18906.8 | 19404.4 | 19835.1 | 20182.8 | 20661 | 21180.8 | 21653.9 | 22026
2013 | US | WECC | - | DSW | 1a | New Conservation (Energy Efficiency) | 0 | 156 | 208 | 277 | 342 | 405 | 431 | 451 | 484 | 500 | 517 | 515
2013 | US | WECC | - | DSW | 1b | Estimated Diversity | 0 | 0 | 0 | 0 | 0 | 0 | 0 | 0 | 0 | 0 | 0 | 0
2013 | US | WECC | - | DSW | 1c | Additions for non-member load (load served by non-registered LSE's in a region) | 0 | 0 | 0 | 0 | 0 | 0 | 0 | 0 | 0 | 0 | 0 | 0
2013 | US | WECC | - | DSW | 1d | Stand-by Load Under Contract (Normally served by behind the meter generation) | 0 | 0 | 0 | 0 | 0 | 0 | 0 | 0 | 0 | 0 | 0 | 0
2013 | US | WECC | - | DSW | 1e | Non-Controllable Demand-Side Demand Response | 0 | 0 | 0 | 0 | 0 | 0 | 0 | 0 | 0 | 0 | 0 | 0
2013 | US | WECC | - | DSW | 2 | Total Internal Demand | 0 | 17672.6 | 17930.8 | 18229.5 | 18564.8 | 18999.4 | 19404.1 | 19731.8 | 20177 | 20680.8 | 21136.9 | 21511
2013 | US | WECC | - | DSW | 2a | Supply-Side Direct Control Load Management (DCLM) | 0 | 0 | 0 | 0 | 0 | 0 | 0 | 0 | 0 | 0 | 0 | 0
2013 | US | WECC | - | DSW | 2b | Supply-Side Contractually Interruptible (Curtailable) | 0 | 0 | 0 | 0 | 0 | 0 | 0 | 0 | 0 | 0 | 0 | 0
2013 | US | WECC | - | DSW | 2c | Supply-Side Critical Peak-Pricing (CPP) with Control | 0 | 0 | 0 | 0 | 0 | 0 | 0 | 0 | 0 | 0 | 0 | 0
2013 | US | WECC | - | DSW | 2d | Supply-Side Load as a Capacity Resource | 0 | 0 | 0 | 0 | 0 | 0 | 0 | 0 | 0 | 0 | 0 | 0
2013 | US | WECC | - | DSW | 3 | Net Internal Demand | 0 | 17388.6 | 17588.8 | 17883.5 | 18215.8 | 18662.4 | 19072.1 | 19399.8 | 19845 | 20348.8 | 20804.9 | 21179
2013 | US | WECC | - | DSW | 3a | Demand-Side Direct Control Load Management (DCLM) | 0 | 0 | 0 | 0 | 0 | 0 | 0 | 0 | 0 | 0 | 0 | 0
2013 | US | WECC | - | DSW | 3b | Demand-Side Contractually Interruptible (Curtailable) | 0 | 284 | 342 | 346 | 349 | 337 | 332 | 332 | 332 | 332 | 332 | 332
2013 | US | WECC | - | DSW | 3c | Demand-Side Critical Peak-Pricing (CPP) with Control | 0 | 0 | 0 | 0 | 0 | 0 | 0 | 0 | 0 | 0 | 0 | 0
2013 | US | WECC | - | DSW | 3d | Demand-Side Load as a Capacity Resource | 0 | 0 | 0 | 0 | 0 | 0 | 0 | 0 | 0 | 0 | 0 | 0
2013 | US | WECC | - | DSW | 4 | Total Controllable Demand Response | 0 | 284 | 342 | 346 | 349 | 337 | 332 | 332 | 332 | 332 | 332 | 332
2013 | US | WECC | - | DSW | 4a | Demand Response used for Ancillary Services - Spinning Reserves | 0 | 0 | 0 | 0 | 0 | 0 | 0 | 0 | 0 | 0 | 0 | 402
2013 | US | WECC | - | DSW | 4b | Demand Response used for Ancillary Services - Non-Spinning Reserves | 0 | 0 | 0 | 0 | 0 | 0 | 0 | 0 | 0 | 0 | 0 | 386
2013 | US | WECC | - | DSW | 4c | Demand Response used for Regulation | 0 | 0 | 0 | 0 | 0 | 0 | 0 | 0 | 0 | 0 | 0 | 83
2013 | US | WECC | - | DSW | 4d | Demand Response used for Energy, Voluntary Services - Emergency | 0 | 0 | 0 | 0 | 0 | 0 | 0 | 0 | 0 | 0 | 0 | 986
2013 | US | WECC | - | DSW | 5 | TOTAL INTERNAL CAPACITY | 0 | 43990.1986 | 44168.8986 | 44422.5986 | 44523.5986 | 44623.5986 | 44623.5986 | 44693.5986 | 44763.5986 | 44500.5986 | 44487.5986 | 44411.5986
2013 | US | WECC | - | DSW | 6a | Existing-Certain | 0 | 39352.7518 | 39352.7518 | 39352.7518 | 39352.7518 | 39352.7518 | 39352.7518 | 39352.7518 | 39352.7518 | 39352.7518 | 39352.7518 | 39352.7518
2013 | US | WECC | - | DSW | 6a1 | Wind Expected On-Peak | 0 | 229.3249 | 229.3249 | 229.3249 | 229.3249 | 229.3249 | 229.3249 | 229.3249 | 229.3249 | 229.3249 | 229.3249 | 229.3249
2013 | US | WECC | - | DSW | 6a2 | Solar Expected On-Peak | 0 | 97.8869 | 97.8869 | 97.8869 | 97.8869 | 97.8869 | 97.8869 | 97.8869 | 97.8869 | 97.8869 | 97.8869 | 97.8869
2013 | US | WECC | - | DSW | 6a3 | Hydro Expected On-Peak | 0 | 1265.53 | 1265.53 | 1265.53 | 1265.53 | 1265.53 | 1265.53 | 1265.53 | 1265.53 | 1265.53 | 1265.53 | 1265.53
2013 | US | WECC | - | DSW | 6a4 | Biomass Expected On-Peak | 0 | 40.71 | 40.71 | 40.71 | 40.71 | 40.71 | 40.71 | 40.71 | 40.71 | 40.71 | 40.71 | 40.71
2013 | US | WECC | - | DSW | 6b | Existing-Other | 0 | 0 | 0 | 0 | 0 | 0 | 0 | 0 | 0 | 0 | 0 | 0
2013 | US | WECC | - | DSW | 6b1 | Wind Derate On-Peak | 0 | 494.8751 | 494.8751 | 494.8751 | 494.8751 | 494.8751 | 494.8751 | 494.8751 | 494.8751 | 494.8751 | 494.8751 | 494.8751
2013 | US | WECC | - | DSW | 6b2 | Solar Derate On-Peak | 0 | 421.6241 | 421.6241 | 421.6241 | 421.6241 | 421.6241 | 421.6241 | 421.6241 | 421.6241 | 421.6241 | 421.6241 | 421.6241
2013 | US | WECC | - | DSW | 6b3 | Hydro Derate On-Peak | 0 | 2860.92 | 2860.92 | 2860.92 | 2860.92 | 2860.92 | 2860.92 | 2860.92 | 2860.92 | 2860.92 | 2860.92 | 2860.92
2013 | US | WECC | - | DSW | 6b4 | Biomass Derate On-Peak | 0 | 6.99 | 6.99 | 6.99 | 6.99 | 6.99 | 6.99 | 6.99 | 6.99 | 6.99 | 6.99 | 6.99
2013 | US | WECC | - | DSW | 6b5 | Transmission-Limited Resources | 0 | 0 | 0 | 0 | 0 | 0 | 0 | 0 | 0 | 0 | 0 | 0
2013 | US | WECC | - | DSW | 6b6 | All Other Derates | 0 | 0 | 0 | 0 | 0 | 0 | 0 | 0 | 0 | 0 | 0 | 0
2013 | US | WECC | - | DSW | 6b7 | Energy-Only (Existing-Other) | 0 | 0 | 0 | 0 | 0 | 0 | 0 | 0 | 0 | 0 | 0 | 0
2013 | US | WECC | - | DSW | 6c | Unplanned Outages (Actual) / Current and Future Inoperable Resources | 0 | 432 | 432 | 432 | 432 | 432 | 432 | 432 | 432 | 432 | 432 | 432
2013 | US | WECC | - | DSW | 6d | Total Supply-Side Demand Response | 0 | 0 | 0 | 0 | 0 | 0 | 0 | 0 | 0 | 0 | 0 | 0
2013 | US | WECC | - | DSW | 7 | TOTAL FUTURE CAPACITY ADDITIONS | 0 | 421.0376 | 216.1638 | 379.2104 | 475.3409 | 571.2831 | 571.2831 | 641.2831 | 711.2831 | 448.2831 | 435.2831 | 359.2831
2013 | US | WECC | - | DSW | 7a | Future-Planned | 0 | 421.0376 | 216.1638 | 379.2104 | 475.3409 | 571.2831 | 571.2831 | 641.2831 | 711.2831 | 448.2831 | 435.2831 | 359.2831
2013 | US | WECC | - | DSW | 7a1 | Wind Expected On-Peak | 0 | 0 | 0 | 0 | 0 | 0 | 0 | 0 | 0 | 0 | 0 | 0
2013 | US | WECC | - | DSW | 7a2 | Wind Derate On-Peak | 0 | 0 | 0 | 0 | 0 | 0 | 0 | 0 | 0 | 0 | 0 | 0
2013 | US | WECC | - | DSW | 7a3 | Solar Expected On-Peak | 0 | 320.0376 | 88.6969 | 109.7436 | 110.8741 | 111.8162 | 111.8162 | 111.8162 | 111.8162 | 111.8162 | 111.8162 | 111.8162
2013 | US | WECC | - | DSW | 7a4 | Solar Derate On-Peak | 0 | 0 | 382.0406 | 472.694 | 477.5635 | 481.6213 | 481.6213 | 481.6213 | 481.6213 | 481.6213 | 481.6213 | 481.6213
2013 | US | WECC | - | DSW | 7a5 | Hydro Expected On-Peak | 0 | 0 | 0.61337 | 0.61337 | 0.61337 | 0.61337 | 0.61337 | 0.61337 | 0.61337 | 0.61337 | 0.61337 | 0.61337
2013 | US | WECC | - | DSW | 7a6 | Hydro Derate On-Peak | 0 | 0 | 1.3866 | 1.3866 | 1.3866 | 1.3866 | 1.3866 | 1.3866 | 1.3866 | 1.3866 | 1.3866 | 1.3866
2013 | US | WECC | - | DSW | 7a7 | Biomass Expected On-Peak | 0 | 0 | 0.85346 | 0.85346 | 0.85346 | 0.85346 | 0.85346 | 0.85346 | 0.85346 | 0.85346 | 0.85346 | 0.85346
2013 | US | WECC | - | DSW | 7a8 | Biomass Derate On-Peak | 0 | 0 | 0.14654 | 0.14654 | 0.14654 | 0.14654 | 0.14654 | 0.14654 | 0.14654 | 0.14654 | 0.14654 | 0.14654
2013 | US | WECC | - | DSW | 7a9 | Transmission-Limited Resources | 0 | 0 | 0 | 0 | 0 | 0 | 0 | 0 | 0 | 0 | 0 | 0
2013 | US | WECC | - | DSW | 7a10 | Scheduled Outage - Maintenance | 0 | 691 | 944 | 613 | 790 | 996 | 885 | 546 | 711 | 1242 | 788 | 952
2013 | US | WECC | - | DSW | 7a11 | All Other Derates | 0 | 0 | 0 | 0 | 0 | 0 | 0 | 0 | 0 | 0 | 0 | 0
2013 | US | WECC | - | DSW | 7a12 | Energy-Only | 0 | 0 | 0 | 0 | 0 | 0 | 0 | 0 | 0 | 0 | 0 | 0
2013 | US | WECC | - | DSW | 7b | Future-Other | 0 | 0 | 0 | 0 | 0 | 0 | 0 | 0 | 0 | 0 | 0 | 0
2013 | US | WECC | - | DSW | 7b1 | Wind Expected On-Peak | 0 | 0 | 0 | 0 | 0 | 0 | 0 | 0 | 0 | 0 | 0 | 0
2013 | US | WECC | - | DSW | 7b2 | Wind Derate On-Peak | 0 | 0 | 0 | 0 | 0 | 0 | 0 | 0 | 0 | 0 | 0 | 0
2013 | US | WECC | - | DSW | 7b3 | Solar Expected On-Peak | 0 | 0 | 0 | 0 | 0 | 0 | 0 | 0 | 0 | 0 | 0 | 0
2013 | US | WECC | - | DSW | 7b4 | Solar Derate On-Peak | 0 | 0 | 0 | 0 | 0 | 0 | 0 | 0 | 0 | 0 | 0 | 0
2013 | US | WECC | - | DSW | 7b5 | Hydro Expected On-Peak | 0 | 0 | 0 | 0 | 0 | 0 | 0 | 0 | 0 | 0 | 0 | 0
2013 | US | WECC | - | DSW | 7b6 | Hydro Derate On-Peak | 0 | 0 | 0 | 0 | 0 | 0 | 0 | 0 | 0 | 0 | 0 | 0
2013 | US | WECC | - | DSW | 7b7 | Biomass Expected On-Peak | 0 | 0 | 0 | 0 | 0 | 0 | 0 | 0 | 0 | 0 | 0 | 0
2013 | US | WECC | - | DSW | 7b8 | Biomass Derate On-Peak | 0 | 0 | 0 | 0 | 0 | 0 | 0 | 0 | 0 | 0 | 0 | 0
2013 | US | WECC | - | DSW | 7b9 | Transmission-Limited Resources | 0 | 0 | 0 | 0 | 0 | 0 | 0 | 0 | 0 | 0 | 0 | 0
2013 | US | WECC | - | DSW | 7b10 | Scheduled Outage - Maintenance | 0 | 0 | 0 | 0 | 0 | 0 | 0 | 0 | 0 | 0 | 0 | 0
2013 | US | WECC | - | DSW | 7b11 | All Other Derates | 0 | 0 | 0 | 0 | 0 | 0 | 0 | 0 | 0 | 0 | 0 | 0
2013 | US | WECC | - | DSW | 7b12 | Energy-Only | 0 | 0 | 0 | 0 | 0 | 0 | 0 | 0 | 0 | 0 | 0 | 0
2013 | US | WECC | - | DSW | 8 | Conceptual | 0 | 0 | 290.572 | 1345.4746 | 1562.2367 | 1739.2367 | 1840.2367 | 2042.2367 | 2610.5686 | 2710.5686 | 2710.5686 | 2887.5686
2013 | US | WECC | - | DSW | 8a1 | Wind Expected On-Peak | 0 | 0 | 158.3298 | 387.908 | 435.4069 | 435.4069 | 435.4069 | 435.4069 | 498.7389 | 498.7389 | 498.7389 | 498.7389
2013 | US | WECC | - | DSW | 8a2 | Wind Derate On-Peak | 0 | 0 | 341.6702 | 837.092 | 939.5931 | 939.5931 | 939.5931 | 939.5931 | 1076.2611 | 1076.2611 | 1076.2611 | 1076.2611
2013 | US | WECC | - | DSW | 8a3 | Solar Expected On-Peak | 0 | 0 | 126.2422 | 371.5666 | 399.8298 | 399.8298 | 399.8298 | 399.8298 | 399.8298 | 399.8298 | 399.8298 | 399.8298
2013 | US | WECC | - | DSW | 8a4 | Solar Derate On-Peak | 0 | 0 | 543.7578 | 1600.4334 | 1722.1702 | 1722.1702 | 1722.1702 | 1722.1702 | 1722.1702 | 1722.1702 | 1722.1702 | 1722.1702
2013 | US | WECC | - | DSW | 8a5 | Hydro Expected On-Peak | 0 | 0 | 0 | 0 | 0 | 0 | 0 | 0 | 0 | 0 | 0 | 0
2013 | US | WECC | - | DSW | 8a6 | Hydro Derate On-Peak | 0 | 0 | 0 | 0 | 0 | 0 | 0 | 0 | 0 | 0 | 0 | 0
2013 | US | WECC | - | DSW | 8a7 | Biomass Expected On-Peak | 0 | 0 | 0 | 0 | 0 | 0 | 0 | 0 | 0 | 0 | 0 | 0
2013 | US | WECC | - | DSW | 8a8 | Biomass Derate On-Peak | 0 | 0 | 0 | 0 | 0 | 0 | 0 | 0 | 0 | 0 | 0 | 0
2013 | US | WECC | - | DSW | 8a9 | All Other Derates | 0 | 0 | 0 | 0 | 0 | 0 | 0 | 0 | 0 | 0 | 0 | 0
2013 | US | WECC | - | DSW | 8a10 | Energy-Only | 0 | 0 | 0 | 0 | 0 | 0 | 0 | 0 | 0 | 0 | 0 | 0
2013 | US | WECC | - | DSW | 9 | ANTICIPATED INTERNAL CAPACITY | 0 | 39773.7893 | 39568.9155 | 39731.9622 | 39828.0927 | 39924.0348 | 39924.0348 | 39994.0348 | 40064.0348 | 39801.0348 | 39788.0348 | 39712.0348
2013 | US | WECC | - | DSW | 10 | CAPACITY TRANSACTIONS - IMPORTS | 0 | 614 | 614 | 614 | 614 | 614 | 614 | 614 | 614 | 614 | 614 | 614
2013 | US | WECC | - | DSW | 10a | Firm | 0 | 614 | 614 | 614 | 614 | 614 | 614 | 614 | 614 | 614 | 614 | 614
2013 | US | WECC | - | DSW | 10a1 | Full-Responsibility Purchases | 0 | 0 | 0 | 0 | 0 | 0 | 0 | 0 | 0 | 0 | 0 | 0
2013 | US | WECC | - | DSW | 10a2 | Owned Capacity/Entitlement Located Outside the Region/Subregion | 0 | 0 | 0 | 0 | 0 | 0 | 0 | 0 | 0 | 0 | 0 | 0
2013 | US | WECC | - | DSW | 10b | Non-firm | 0 | 0 | 0 | 0 | 0 | 0 | 0 | 0 | 0 | 0 | 0 | 0
2013 | US | WECC | - | DSW | 10c | Expected | 0 | 0 | 0 | 0 | 0 | 0 | 0 | 0 | 0 | 0 | 0 | 0
2013 | US | WECC | - | DSW | 10c1 | Full-Responsibility Purchases | 0 | 0 | 0 | 0 | 0 | 0 | 0 | 0 | 0 | 0 | 0 | 0
2013 | US | WECC | - | DSW | 10c2 | Owned Capacity/Entitlement Located Outside the Region/Subregion | 0 | 0 | 0 | 0 | 0 | 0 | 0 | 0 | 0 | 0 | 0 | 0
2013 | US | WECC | - | DSW | 11 | CAPACITY TRANSACTIONS - EXPORTS | 0 | 2556 | 2556 | 2556 | 2556 | 2556 | 2556 | 2556 | 2556 | 2556 | 2556 | 2556
2013 | US | WECC | - | DSW | 11a | Firm | 0 | 2556 | 2556 | 2556 | 2556 | 2556 | 2556 | 2556 | 2556 | 2556 | 2556 | 2556
2013 | US | WECC | - | DSW | 11a1 | Full-Responsibility Purchases | 0 | 0 | 0 | 0 | 0 | 0 | 0 | 0 | 0 | 0 | 0 | 0
2013 | US | WECC | - | DSW | 11a2 | Owned Capacity/Entitlement Located Outside the Region/Subregion | 0 | 0 | 0 | 0 | 0 | 0 | 0 | 0 | 0 | 0 | 0 | 0
2013 | US | WECC | - | DSW | 11b | Non-firm | 0 | 0 | 0 | 0 | 0 | 0 | 0 | 0 | 0 | 0 | 0 | 0
2013 | US | WECC | - | DSW | 11c | Expected | 0 | 0 | 0 | 0 | 0 | 0 | 0 | 0 | 0 | 0 | 0 | 0
2013 | US | WECC | - | DSW | 11c1 | Full-Responsibility Purchases | 0 | 0 | 0 | 0 | 0 | 0 | 0 | 0 | 0 | 0 | 0 | 0
2013 | US | WECC | - | DSW | 11c2 | Owned Capacity/Entitlement Located Outside the Region/Subregion | 0 | 0 | 0 | 0 | 0 | 0 | 0 | 0 | 0 | 0 | 0 | 0
2013 | US | WECC | - | DSW | 12 | EXISTING-CERTAIN & NET FIRM TRANSACTIONS | 0 | 37410.7518 | 37410.7518 | 37410.7518 | 37410.7518 | 37410.7518 | 37410.7518 | 37410.7518 | 37410.7518 | 37410.7518 | 37410.7518 | 37410.7518
2013 | US | WECC | - | DSW | 13 | ANTICIPATED CAPACITY RESOURCES | 0 | 0 | 36682.9155 | 37176.9622 | 37096.0927 | 36986.0348 | 37097.0348 | 37506.0348 | 37411.0348 | 36617.0348 | 37058.0348 | 36818.0348
2013 | US | WECC | - | DSW | 14 | PROSPECTIVE CAPACITY RESOURCES | 0 | 0 | 36682.9155 | 37176.9622 | 37096.0927 | 36986.0348 | 37097.0348 | 37506.0348 | 37411.0348 | 36617.0348 | 37058.0348 | 36818.0348
2013 | US | WECC | - | DSW | 15 | TOTAL POTENTIAL CAPACITY RESOURCES | 0 | 0 | 36973.4875 | 38522.4368 | 38658.3294 | 38725.2715 | 38937.2715 | 39548.2715 | 40021.6035 | 39327.6035 | 39768.6035 | 39705.6035
2013 | US | WECC | - | DSW | 16 | ADJUSTED POTENTIAL CAPACITY RESOURCES | 0 | 0 | 36973.4846 | 38522.4233 | 38658.3138 | 38725.2541 | 38937.2531 | 39548.2511 | 40021.5774 | 39327.5764 | 39768.5764 | 39705.5746
2013 | US | WECC | - | DSW | 16a | Confidence of Future-Other | 0 | 0 | 0.99999 | 0.99999 | 0.99999 | 0.99999 | 0.99999 | 0.99999 | 0.99999 | 0.99999 | 0.99999 | 0.99999
2013 | US | WECC | - | DSW | 16b | Net Future-Other Resources After Confidence Percentage Is Applied | 0 | 0 | 0 | 0 | 0 | 0 | 0 | 0 | 0 | 0 | 0 | 0
2013 | US | WECC | - | DSW | 16c | Confidence of Conceptual | 0 | 0 | 0.99999 | 0.99999 | 0.99999 | 0.99999 | 0.99999 | 0.99999 | 0.99999 | 0.99999 | 0.99999 | 0.99999
2013 | US | WECC | - | DSW | 16d | Net Conceptual Resources After Confidence Percentage Is Applied | 0 | 0 | 290.5691 | 1345.4612 | 1562.2211 | 1739.2193 | 1840.2183 | 2042.2163 | 2610.5425 | 2710.5415 | 2710.5415 | 2887.5398
2013 | US | WECC | - | DSW | 17 | ASSESSMENT AREA TARGET RESERVE MARGIN | 0% | 0% | 14.03% | 14.03% | 14.03% | 14.03% | 14.03% | 14.03% | 14.03% | 14.03% | 14.03% | 14.03%
2013 | US | WECC | - | DSW | 18 | EXISTING-CERTAIN AND NET FIRM TRANSACTIONS RESERVE MARGIN | 0% | 115.1% | 0% | 0% | 0% | 0% | 0% | 0% | 0% | 0% | 0% | 0%
2013 | US | WECC | - | DSW | 19 | ANTICIPATED CAPACITY RESOURCES RESERVE MARGIN | 0% | 0% | 108.6% | 107.9% | 103.6% | 98.18% | 94.51% | 93.33% | 88.52% | 79.95% | 78.12% | 73.84%
2013 | US | WECC | - | DSW | 20 | PROSPECTIVE CAPACITY RESOURCES RESERVE MARGIN | 0% | 0% | 108.6% | 107.9% | 103.6% | 98.18% | 94.51% | 93.33% | 88.52% | 79.95% | 78.12% | 73.84%
2013 | US | WECC | - | DSW | 21 | TOTAL POTENTIAL RESOURCES RESERVE MARGIN | 0% | 0% | 110.2% | 115.4% | 112.2% | 107.5% | 104.2% | 103.9% | 101.7% | 93.27% | 91.15% | 87.48%
2013 | US | WECC | - | DSW | 22 | ADJUSTED POTENTIAL RESOURCES RESERVE MARGIN | 0% | 0% | 110.2% | 115.4% | 112.2% | 107.5% | 104.2% | 103.9% | 101.7% | 93.27% | 91.15% | 87.48%
2013 | US | WECC | - | DSW | 23 | Total Baseline Installed Capacity | 0 | 0 | 0 | 0 | 0 | 0 | 0 | 0 | 0 | 0 | 0 | 0
2013 | US | WECC | - | DSW | 24 | Distributed or Other Capacity (Behind the Meter) < 1 MW | 0 | 0 | 0 | 0 | 0 | 0 | 0 | 0 | 0 | 0 | 0 | 0
2013 | US | WECC | - | DSW | 25 | Distributed or Other Capacity (Behind the Meter) ≥ 1 MW | 0 | 0 | 0 | 0 | 0 | 0 | 0 | 0 | 0 | 0 | 0 | 0
2013 | US | WECC | - | DSW | 26 | Capacity Total from EIA-860 | 0 | 0 | 0 | 0 | 0 | 0 | 0 | 0 | 0 | 0 | 0 | 0
2013 | MX | WECC | - | MEXW | 1 | Unrestricted Non-coincident Peak Demand | 0 | 1513 | 1512 | 1536 | 1560 | 1585 | 1610 | 1635 | 1661 | 1687 | 1713 | 1740
2013 | MX | WECC | - | MEXW | 1a | New Conservation (Energy Efficiency) | 0 | 0 | 0 | 0 | 0 | 0 | 0 | 0 | 0 | 0 | 0 | 0
2013 | MX | WECC | - | MEXW | 1b | Estimated Diversity | 0 | 0 | 0 | 0 | 0 | 0 | 0 | 0 | 0 | 0 | 0 | 0
2013 | MX | WECC | - | MEXW | 1c | Additions for non-member load (load served by non-registered LSE's in a region) | 0 | 0 | 0 | 0 | 0 | 0 | 0 | 0 | 0 | 0 | 0 | 0
2013 | MX | WECC | - | MEXW | 1d | Stand-by Load Under Contract (Normally served by behind the meter generation) | 0 | 0 | 0 | 0 | 0 | 0 | 0 | 0 | 0 | 0 | 0 | 0
2013 | MX | WECC | - | MEXW | 1e | Non-Controllable Demand-Side Demand Response | 0 | 0 | 0 | 0 | 0 | 0 | 0 | 0 | 0 | 0 | 0 | 0
2013 | MX | WECC | - | MEXW | 2 | Total Internal Demand | 0 | 1513 | 1512 | 1536 | 1560 | 1585 | 1610 | 1635 | 1661 | 1687 | 1713 | 1740
2013 | MX | WECC | - | MEXW | 2a | Supply-Side Direct Control Load Management (DCLM) | 0 | 0 | 0 | 0 | 0 | 0 | 0 | 0 | 0 | 0 | 0 | 0
2013 | MX | WECC | - | MEXW | 2b | Supply-Side Contractually Interruptible (Curtailable) | 0 | 0 | 0 | 0 | 0 | 0 | 0 | 0 | 0 | 0 | 0 | 0
2013 | MX | WECC | - | MEXW | 2c | Supply-Side Critical Peak-Pricing (CPP) with Control | 0 | 0 | 0 | 0 | 0 | 0 | 0 | 0 | 0 | 0 | 0 | 0
2013 | MX | WECC | - | MEXW | 2d | Supply-Side Load as a Capacity Resource | 0 | 0 | 0 | 0 | 0 | 0 | 0 | 0 | 0 | 0 | 0 | 0
2013 | MX | WECC | - | MEXW | 3 | Net Internal Demand | 0 | 1513 | 1512 | 1536 | 1560 | 1585 | 1610 | 1635 | 1661 | 1687 | 1713 | 1740
2013 | MX | WECC | - | MEXW | 3a | Demand-Side Direct Control Load Management (DCLM) | 0 | 0 | 0 | 0 | 0 | 0 | 0 | 0 | 0 | 0 | 0 | 0
2013 | MX | WECC | - | MEXW | 3b | Demand-Side Contractually Interruptible (Curtailable) | 0 | 0 | 0 | 0 | 0 | 0 | 0 | 0 | 0 | 0 | 0 | 0
2013 | MX | WECC | - | MEXW | 3c | Demand-Side Critical Peak-Pricing (CPP) with Control | 0 | 0 | 0 | 0 | 0 | 0 | 0 | 0 | 0 | 0 | 0 | 0
2013 | MX | WECC | - | MEXW | 3d | Demand-Side Load as a Capacity Resource | 0 | 0 | 0 | 0 | 0 | 0 | 0 | 0 | 0 | 0 | 0 | 0
2013 | MX | WECC | - | MEXW | 4 | Total Controllable Demand Response | 0 | 0 | 0 | 0 | 0 | 0 | 0 | 0 | 0 | 0 | 0 | 0
2013 | MX | WECC | - | MEXW | 4a | Demand Response used for Ancillary Services - Spinning Reserves | 0 | 159 | 164 | 171 | 176 | 181 | 186 | 186 | 191 | 191 | 196 | 196
2013 | MX | WECC | - | MEXW | 4b | Demand Response used for Ancillary Services - Non-Spinning Reserves | 0 | 145 | 149 | 139 | 141 | 141 | 141 | 141 | 141 | 141 | 141 | 141
2013 | MX | WECC | - | MEXW | 4c | Demand Response used for Regulation | 0 | 25 | 25 | 30 | 35 | 40 | 45 | 45 | 50 | 50 | 55 | 55
2013 | MX | WECC | - | MEXW | 4d | Demand Response used for Energy, Voluntary Services - Emergency | 0 | 0 | 0 | 0 | 0 | 0 | 0 | 0 | 0 | 0 | 0 | 0
2013 | MX | WECC | - | MEXW | 5 | TOTAL INTERNAL CAPACITY | 0 | 2616.47 | 2616.47 | 2616.47 | 2910.47 | 2910.47 | 2910.47 | 2910.47 | 2910.47 | 2910.47 | 2910.47 | 2910.47
2013 | MX | WECC | - | MEXW | 6a | Existing-Certain | 0 | 2483.5359 | 2483.5359 | 2483.5359 | 2483.5359 | 2483.5359 | 2483.5359 | 2483.5359 | 2483.5359 | 2483.5359 | 2483.5359 | 2483.5359
2013 | MX | WECC | - | MEXW | 6a1 | Wind Expected On-Peak | 0 | 0.16375 | 0.16375 | 0.16375 | 0.16375 | 0.16375 | 0.16375 | 0.16375 | 0.16375 | 0.16375 | 0.16375 | 0.16375
2013 | MX | WECC | - | MEXW | 6a2 | Solar Expected On-Peak | 0 | 0.94211 | 0.94211 | 0.94211 | 0.94211 | 0.94211 | 0.94211 | 0.94211 | 0.94211 | 0.94211 | 0.94211 | 0.94211
2013 | MX | WECC | - | MEXW | 6a3 | Hydro Expected On-Peak | 0 | 0 | 0 | 0 | 0 | 0 | 0 | 0 | 0 | 0 | 0 | 0
2013 | MX | WECC | - | MEXW | 6a4 | Biomass Expected On-Peak | 0 | 0 | 0 | 0 | 0 | 0 | 0 | 0 | 0 | 0 | 0 | 0
2013 | MX | WECC | - | MEXW | 6b | Existing-Other | 0 | 0 | 0 | 0 | 0 | 0 | 0 | 0 | 0 | 0 | 0 | 0
2013 | MX | WECC | - | MEXW | 6b1 | Wind Derate On-Peak | 0 | 9.8363 | 9.8363 | 9.8363 | 9.8363 | 9.8363 | 9.8363 | 9.8363 | 9.8363 | 9.8363 | 9.8363 | 9.8363
2013 | MX | WECC | - | MEXW | 6b2 | Solar Derate On-Peak | 0 | 4.0579 | 4.0579 | 4.0579 | 4.0579 | 4.0579 | 4.0579 | 4.0579 | 4.0579 | 4.0579 | 4.0579 | 4.0579
2013 | MX | WECC | - | MEXW | 6b3 | Hydro Derate On-Peak | 0 | 0 | 0 | 0 | 0 | 0 | 0 | 0 | 0 | 0 | 0 | 0
2013 | MX | WECC | - | MEXW | 6b4 | Biomass Derate On-Peak | 0 | 0 | 0 | 0 | 0 | 0 | 0 | 0 | 0 | 0 | 0 | 0
2013 | MX | WECC | - | MEXW | 6b5 | Transmission-Limited Resources | 0 | 0 | 0 | 0 | 0 | 0 | 0 | 0 | 0 | 0 | 0 | 0
2013 | MX | WECC | - | MEXW | 6b6 | All Other Derates | 0 | 0 | 0 | 0 | 0 | 0 | 0 | 0 | 0 | 0 | 0 | 0
2013 | MX | WECC | - | MEXW | 6b7 | Energy-Only (Existing-Other) | 0 | 0 | 0 | 0 | 0 | 0 | 0 | 0 | 0 | 0 | 0 | 0
2013 | MX | WECC | - | MEXW | 6c | Unplanned Outages (Actual) / Current and Future Inoperable Resources | 0 | 0 | 0 | 0 | 0 | 0 | 0 | 0 | 0 | 0 | 0 | 0
2013 | MX | WECC | - | MEXW | 6d | Total Supply-Side Demand Response | 0 | 0 | 0 | 0 | 0 | 0 | 0 | 0 | 0 | 0 | 0 | 0
2013 | MX | WECC | - | MEXW | 7 | TOTAL FUTURE CAPACITY ADDITIONS | 0 | 119.04 | 119.04 | 119.04 | 413.04 | 413.04 | 413.04 | 413.04 | 413.04 | 413.04 | 413.04 | 413.04
2013 | MX | WECC | - | MEXW | 7a | Future-Planned | 0 | 119.04 | 119.04 | 119.04 | 413.04 | 413.04 | 413.04 | 413.04 | 413.04 | 413.04 | 413.04 | 413.04
2013 | MX | WECC | - | MEXW | 7a1 | Wind Expected On-Peak | 0 | 0 | 0 | 0 | 0 | 0 | 0 | 0 | 0 | 0 | 0 | 0
2013 | MX | WECC | - | MEXW | 7a2 | Wind Derate On-Peak | 0 | 0 | 0 | 0 | 0 | 0 | 0 | 0 | 0 | 0 | 0 | 0
2013 | MX | WECC | - | MEXW | 7a3 | Solar Expected On-Peak | 0 | 0 | 0 | 0 | 0 | 0 | 0 | 0 | 0 | 0 | 0 | 0
2013 | MX | WECC | - | MEXW | 7a4 | Solar Derate On-Peak | 0 | 0 | 0 | 0 | 0 | 0 | 0 | 0 | 0 | 0 | 0 | 0
2013 | MX | WECC | - | MEXW | 7a5 | Hydro Expected On-Peak | 0 | 0 | 0 | 0 | 0 | 0 | 0 | 0 | 0 | 0 | 0 | 0
2013 | MX | WECC | - | MEXW | 7a6 | Hydro Derate On-Peak | 0 | 0 | 0 | 0 | 0 | 0 | 0 | 0 | 0 | 0 | 0 | 0
2013 | MX | WECC | - | MEXW | 7a7 | Biomass Expected On-Peak | 0 | 0 | 0 | 0 | 0 | 0 | 0 | 0 | 0 | 0 | 0 | 0
2013 | MX | WECC | - | MEXW | 7a8 | Biomass Derate On-Peak | 0 | 0 | 0 | 0 | 0 | 0 | 0 | 0 | 0 | 0 | 0 | 0
2013 | MX | WECC | - | MEXW | 7a9 | Transmission-Limited Resources | 0 | 0 | 0 | 0 | 0 | 0 | 0 | 0 | 0 | 0 | 0 | 0
2013 | MX | WECC | - | MEXW | 7a10 | Scheduled Outage - Maintenance | 0 | 0 | 0 | 0 | 294 | 294 | 454 | 454 | 413 | 459 | 459 | 459
2013 | MX | WECC | - | MEXW | 7a11 | All Other Derates | 0 | 0 | 0 | 0 | 0 | 0 | 0 | 0 | 0 | 0 | 0 | 0
2013 | MX | WECC | - | MEXW | 7a12 | Energy-Only | 0 | 0 | 0 | 0 | 0 | 0 | 0 | 0 | 0 | 0 | 0 | 0
2013 | MX | WECC | - | MEXW | 7b | Future-Other | 0 | 0 | 0 | 0 | 0 | 0 | 0 | 0 | 0 | 0 | 0 | 0
2013 | MX | WECC | - | MEXW | 7b1 | Wind Expected On-Peak | 0 | 0 | 0 | 0 | 0 | 0 | 0 | 0 | 0 | 0 | 0 | 0
2013 | MX | WECC | - | MEXW | 7b2 | Wind Derate On-Peak | 0 | 0 | 0 | 0 | 0 | 0 | 0 | 0 | 0 | 0 | 0 | 0
2013 | MX | WECC | - | MEXW | 7b3 | Solar Expected On-Peak | 0 | 0 | 0 | 0 | 0 | 0 | 0 | 0 | 0 | 0 | 0 | 0
2013 | MX | WECC | - | MEXW | 7b4 | Solar Derate On-Peak | 0 | 0 | 0 | 0 | 0 | 0 | 0 | 0 | 0 | 0 | 0 | 0
2013 | MX | WECC | - | MEXW | 7b5 | Hydro Expected On-Peak | 0 | 0 | 0 | 0 | 0 | 0 | 0 | 0 | 0 | 0 | 0 | 0
2013 | MX | WECC | - | MEXW | 7b6 | Hydro Derate On-Peak | 0 | 0 | 0 | 0 | 0 | 0 | 0 | 0 | 0 | 0 | 0 | 0
2013 | MX | WECC | - | MEXW | 7b7 | Biomass Expected On-Peak | 0 | 0 | 0 | 0 | 0 | 0 | 0 | 0 | 0 | 0 | 0 | 0
2013 | MX | WECC | - | MEXW | 7b8 | Biomass Derate On-Peak | 0 | 0 | 0 | 0 | 0 | 0 | 0 | 0 | 0 | 0 | 0 | 0
2013 | MX | WECC | - | MEXW | 7b9 | Transmission-Limited Resources | 0 | 0 | 0 | 0 | 0 | 0 | 0 | 0 | 0 | 0 | 0 | 0
2013 | MX | WECC | - | MEXW | 7b10 | Scheduled Outage - Maintenance | 0 | 0 | 0 | 0 | 0 | 0 | 0 | 0 | 0 | 0 | 0 | 0
2013 | MX | WECC | - | MEXW | 7b11 | All Other Derates | 0 | 0 | 0 | 0 | 0 | 0 | 0 | 0 | 0 | 0 | 0 | 0
2013 | MX | WECC | - | MEXW | 7b12 | Energy-Only | 0 | 0 | 0 | 0 | 0 | 0 | 0 | 0 | 0 | 0 | 0 | 0
2013 | MX | WECC | - | MEXW | 8 | Conceptual | 0 | 0 | 0 | 0 | 0 | 0 | 567.36 | 1109.76 | 1109.76 | 1109.76 | 1109.76 | 1109.76
2013 | MX | WECC | - | MEXW | 8a1 | Wind Expected On-Peak | 0 | 0 | 0 | 0 | 0 | 0 | 0 | 0 | 0 | 0 | 0 | 0
2013 | MX | WECC | - | MEXW | 8a2 | Wind Derate On-Peak | 0 | 0 | 0 | 0 | 0 | 0 | 0 | 0 | 0 | 0 | 0 | 0
2013 | MX | WECC | - | MEXW | 8a3 | Solar Expected On-Peak | 0 | 0 | 0 | 0 | 0 | 0 | 0 | 0 | 0 | 0 | 0 | 0
2013 | MX | WECC | - | MEXW | 8a4 | Solar Derate On-Peak | 0 | 0 | 0 | 0 | 0 | 0 | 0 | 0 | 0 | 0 | 0 | 0
2013 | MX | WECC | - | MEXW | 8a5 | Hydro Expected On-Peak | 0 | 0 | 0 | 0 | 0 | 0 | 0 | 0 | 0 | 0 | 0 | 0
2013 | MX | WECC | - | MEXW | 8a6 | Hydro Derate On-Peak | 0 | 0 | 0 | 0 | 0 | 0 | 0 | 0 | 0 | 0 | 0 | 0
2013 | MX | WECC | - | MEXW | 8a7 | Biomass Expected On-Peak | 0 | 0 | 0 | 0 | 0 | 0 | 0 | 0 | 0 | 0 | 0 | 0
2013 | MX | WECC | - | MEXW | 8a8 | Biomass Derate On-Peak | 0 | 0 | 0 | 0 | 0 | 0 | 0 | 0 | 0 | 0 | 0 | 0
2013 | MX | WECC | - | MEXW | 8a9 | All Other Derates | 0 | 0 | 0 | 0 | 0 | 0 | 0 | 0 | 0 | 0 | 0 | 0
2013 | MX | WECC | - | MEXW | 8a10 | Energy-Only | 0 | 0 | 0 | 0 | 0 | 0 | 0 | 0 | 0 | 0 | 0 | 0
2013 | MX | WECC | - | MEXW | 9 | ANTICIPATED INTERNAL CAPACITY | 0 | 2602.5759 | 2602.5759 | 2602.5759 | 2896.5759 | 2896.5759 | 2896.5759 | 2896.5759 | 2896.5759 | 2896.5759 | 2896.5759 | 2896.5759
2013 | MX | WECC | - | MEXW | 10 | CAPACITY TRANSACTIONS - IMPORTS | 0 | 0 | 0 | 0 | 0 | 0 | 0 | 0 | 0 | 0 | 0 | 0
2013 | MX | WECC | - | MEXW | 10a | Firm | 0 | 0 | 0 | 0 | 0 | 0 | 0 | 0 | 0 | 0 | 0 | 0
2013 | MX | WECC | - | MEXW | 10a1 | Full-Responsibility Purchases | 0 | 0 | 0 | 0 | 0 | 0 | 0 | 0 | 0 | 0 | 0 | 0
2013 | MX | WECC | - | MEXW | 10a2 | Owned Capacity/Entitlement Located Outside the Region/Subregion | 0 | 0 | 0 | 0 | 0 | 0 | 0 | 0 | 0 | 0 | 0 | 0
2013 | MX | WECC | - | MEXW | 10b | Non-firm | 0 | 0 | 0 | 0 | 0 | 0 | 0 | 0 | 0 | 0 | 0 | 0
2013 | MX | WECC | - | MEXW | 10c | Expected | 0 | 0 | 0 | 0 | 0 | 0 | 0 | 0 | 0 | 0 | 0 | 0
2013 | MX | WECC | - | MEXW | 10c1 | Full-Responsibility Purchases | 0 | 0 | 0 | 0 | 0 | 0 | 0 | 0 | 0 | 0 | 0 | 0
2013 | MX | WECC | - | MEXW | 10c2 | Owned Capacity/Entitlement Located Outside the Region/Subregion | 0 | 0 | 0 | 0 | 0 | 0 | 0 | 0 | 0 | 0 | 0 | 0
2013 | MX | WECC | - | MEXW | 11 | CAPACITY TRANSACTIONS - EXPORTS | 0 | 0 | 0 | 0 | 0 | 0 | 0 | 0 | 0 | 0 | 0 | 0
2013 | MX | WECC | - | MEXW | 11a | Firm | 0 | 0 | 0 | 0 | 0 | 0 | 0 | 0 | 0 | 0 | 0 | 0
2013 | MX | WECC | - | MEXW | 11a1 | Full-Responsibility Purchases | 0 | 0 | 0 | 0 | 0 | 0 | 0 | 0 | 0 | 0 | 0 | 0
2013 | MX | WECC | - | MEXW | 11a2 | Owned Capacity/Entitlement Located Outside the Region/Subregion | 0 | 0 | 0 | 0 | 0 | 0 | 0 | 0 | 0 | 0 | 0 | 0
2013 | MX | WECC | - | MEXW | 11b | Non-firm | 0 | 0 | 0 | 0 | 0 | 0 | 0 | 0 | 0 | 0 | 0 | 0
2013 | MX | WECC | - | MEXW | 11c | Expected | 0 | 0 | 0 | 0 | 0 | 0 | 0 | 0 | 0 | 0 | 0 | 0
2013 | MX | WECC | - | MEXW | 11c1 | Full-Responsibility Purchases | 0 | 0 | 0 | 0 | 0 | 0 | 0 | 0 | 0 | 0 | 0 | 0
2013 | MX | WECC | - | MEXW | 11c2 | Owned Capacity/Entitlement Located Outside the Region/Subregion | 0 | 0 | 0 | 0 | 0 | 0 | 0 | 0 | 0 | 0 | 0 | 0
2013 | MX | WECC | - | MEXW | 12 | EXISTING-CERTAIN & NET FIRM TRANSACTIONS | 0 | 2483.5359 | 2483.5359 | 2483.5359 | 2483.5359 | 2483.5359 | 2483.5359 | 2483.5359 | 2483.5359 | 2483.5359 | 2483.5359 | 2483.5359
2013 | MX | WECC | - | MEXW | 13 | ANTICIPATED CAPACITY RESOURCES | 0 | 0 | 2602.5759 | 2602.5759 | 2602.5759 | 2602.5759 | 2442.5759 | 2442.5759 | 2483.5759 | 2437.5759 | 2437.5759 | 2437.5759
2013 | MX | WECC | - | MEXW | 14 | PROSPECTIVE CAPACITY RESOURCES | 0 | 0 | 2602.5759 | 2602.5759 | 2602.5759 | 2602.5759 | 2442.5759 | 2442.5759 | 2483.5759 | 2437.5759 | 2437.5759 | 2437.5759
2013 | MX | WECC | - | MEXW | 15 | TOTAL POTENTIAL CAPACITY RESOURCES | 0 | 0 | 2602.5759 | 2602.5759 | 2602.5759 | 2602.5759 | 3009.9359 | 3552.3359 | 3593.3359 | 3547.3359 | 3547.3359 | 3547.3359
2013 | MX | WECC | - | MEXW | 16 | ADJUSTED POTENTIAL CAPACITY RESOURCES | 0 | 0 | 2602.5759 | 2602.5759 | 2602.5759 | 2602.5759 | 3009.9302 | 3552.3248 | 3593.3248 | 3547.3248 | 3547.3248 | 3547.3248
2013 | MX | WECC | - | MEXW | 16a | Confidence of Future-Other | 0 | 0 | 0.99999 | 0.99999 | 0.99999 | 0.99999 | 0.99999 | 0.99999 | 0.99999 | 0.99999 | 0.99999 | 0.99999
2013 | MX | WECC | - | MEXW | 16b | Net Future-Other Resources After Confidence Percentage Is Applied | 0 | 0 | 0 | 0 | 0 | 0 | 0 | 0 | 0 | 0 | 0 | 0
2013 | MX | WECC | - | MEXW | 16c | Confidence of Conceptual | 0 | 0 | 0.99999 | 0.99999 | 0.99999 | 0.99999 | 0.99999 | 0.99999 | 0.99999 | 0.99999 | 0.99999 | 0.99999
2013 | MX | WECC | - | MEXW | 16d | Net Conceptual Resources After Confidence Percentage Is Applied | 0 | 0 | 0 | 0 | 0 | 0 | 567.3543 | 1109.7489 | 1109.7489 | 1109.7489 | 1109.7489 | 1109.7489
2013 | MX | WECC | - | MEXW | 17 | ASSESSMENT AREA TARGET RESERVE MARGIN | 0% | 0% | 10.72% | 10.72% | 10.72% | 10.72% | 10.72% | 10.72% | 10.72% | 10.72% | 10.72% | 10.72%
2013 | MX | WECC | - | MEXW | 18 | EXISTING-CERTAIN AND NET FIRM TRANSACTIONS RESERVE MARGIN | 0% | 64.15% | 0% | 0% | 0% | 0% | 0% | 0% | 0% | 0% | 0% | 0%
2013 | MX | WECC | - | MEXW | 19 | ANTICIPATED CAPACITY RESOURCES RESERVE MARGIN | 0% | 0% | 72.13% | 69.44% | 66.83% | 64.2% | 51.71% | 49.39% | 49.52% | 44.49% | 42.3% | 40.09%
2013 | MX | WECC | - | MEXW | 20 | PROSPECTIVE CAPACITY RESOURCES RESERVE MARGIN | 0% | 0% | 72.13% | 69.44% | 66.83% | 64.2% | 51.71% | 49.39% | 49.52% | 44.49% | 42.3% | 40.09%
2013 | MX | WECC | - | MEXW | 21 | TOTAL POTENTIAL RESOURCES RESERVE MARGIN | 0% | 0% | 72.13% | 69.44% | 66.83% | 64.2% | 86.95% | 117.3% | 116.3% | 110.3% | 107.1% | 103.9%
2013 | MX | WECC | - | MEXW | 22 | ADJUSTED POTENTIAL RESOURCES RESERVE MARGIN | 0% | 0% | 72.13% | 69.44% | 66.83% | 64.2% | 86.95% | 117.3% | 116.3% | 110.3% | 107.1% | 103.9%
2013 | MX | WECC | - | MEXW | 23 | Total Baseline Installed Capacity | 0 | 0 | 0 | 0 | 0 | 0 | 0 | 0 | 0 | 0 | 0 | 0
2013 | MX | WECC | - | MEXW | 24 | Distributed or Other Capacity (Behind the Meter) < 1 MW | 0 | 0 | 0 | 0 | 0 | 0 | 0 | 0 | 0 | 0 | 0 | 0
2013 | MX | WECC | - | MEXW | 25 | Distributed or Other Capacity (Behind the Meter) ≥ 1 MW | 0 | 0 | 0 | 0 | 0 | 0 | 0 | 0 | 0 | 0 | 0 | 0
2013 | MX | WECC | - | MEXW | 26 | Capacity Total from EIA-860 | 0 | 0 | 0 | 0 | 0 | 0 | 0 | 0 | 0 | 0 | 0 | 0
2013 | US | WECC | - | NORW | 1 | Unrestricted Non-coincident Peak Demand | 0 | 30977.88 | 31370.5 | 31719.7 | 32045.5 | 32415 | 32783.2 | 33127.2 | 33504.3 | 33832.5 | 34169.7 | 34531
2013 | US | WECC | - | NORW | 1a | New Conservation (Energy Efficiency) | 0 | 340 | 465 | 571 | 660 | 743 | 857 | 973 | 1100 | 1165 | 1229 | 1290
2013 | US | WECC | - | NORW | 1b | Estimated Diversity | 0 | 0 | 0 | 0 | 0 | 0 | 0 | 0 | 0 | 0 | 0 | 0
2013 | US | WECC | - | NORW | 1c | Additions for non-member load (load served by non-registered LSE's in a region) | 0 | 0 | 0 | 0 | 0 | 0 | 0 | 0 | 0 | 0 | 0 | 0
2013 | US | WECC | - | NORW | 1d | Stand-by Load Under Contract (Normally served by behind the meter generation) | 0 | 0 | 0 | 0 | 0 | 0 | 0 | 0 | 0 | 0 | 0 | 0
2013 | US | WECC | - | NORW | 1e | Non-Controllable Demand-Side Demand Response | 0 | 0 | 0 | 0 | 0 | 0 | 0 | 0 | 0 | 0 | 0 | 0
2013 | US | WECC | - | NORW | 2 | Total Internal Demand | 0 | 30637.88 | 30905.5 | 31148.7 | 31385.5 | 31672 | 31926.2 | 32154.2 | 32404.3 | 32667.5 | 32940.7 | 33241
2013 | US | WECC | - | NORW | 2a | Supply-Side Direct Control Load Management (DCLM) | 0 | 0 | 0 | 0 | 0 | 0 | 0 | 0 | 0 | 0 | 0 | 0
2013 | US | WECC | - | NORW | 2b | Supply-Side Contractually Interruptible (Curtailable) | 0 | 0 | 0 | 0 | 0 | 0 | 0 | 0 | 0 | 0 | 0 | 0
2013 | US | WECC | - | NORW | 2c | Supply-Side Critical Peak-Pricing (CPP) with Control | 0 | 0 | 0 | 0 | 0 | 0 | 0 | 0 | 0 | 0 | 0 | 0
2013 | US | WECC | - | NORW | 2d | Supply-Side Load as a Capacity Resource | 0 | 0 | 0 | 0 | 0 | 0 | 0 | 0 | 0 | 0 | 0 | 0
2013 | US | WECC | - | NORW | 3 | Net Internal Demand | 0 | 30633.88 | 30901.5 | 31144.7 | 31381.5 | 31668 | 31922.2 | 32150.2 | 32400.3 | 32663.5 | 32936.7 | 33237
2013 | US | WECC | - | NORW | 3a | Demand-Side Direct Control Load Management (DCLM) | 0 | 0 | 0 | 0 | 0 | 0 | 0 | 0 | 0 | 0 | 0 | 0
2013 | US | WECC | - | NORW | 3b | Demand-Side Contractually Interruptible (Curtailable) | 0 | 4 | 4 | 4 | 4 | 4 | 4 | 4 | 4 | 4 | 4 | 4
2013 | US | WECC | - | NORW | 3c | Demand-Side Critical Peak-Pricing (CPP) with Control | 0 | 0 | 0 | 0 | 0 | 0 | 0 | 0 | 0 | 0 | 0 | 0
2013 | US | WECC | - | NORW | 3d | Demand-Side Load as a Capacity Resource | 0 | 0 | 0 | 0 | 0 | 0 | 0 | 0 | 0 | 0 | 0 | 0
2013 | US | WECC | - | NORW | 4 | Total Controllable Demand Response | 0 | 4 | 4 | 4 | 4 | 4 | 4 | 4 | 4 | 4 | 4 | 4
2013 | US | WECC | - | NORW | 4a | Demand Response used for Ancillary Services - Spinning Reserves | 0 | 0 | 0 | 0 | 0 | 0 | 0 | 0 | 0 | 0 | 0 | 0
2013 | US | WECC | - | NORW | 4b | Demand Response used for Ancillary Services - Non-Spinning Reserves | 0 | 31 | 31 | 31 | 31 | 31 | 31 | 31 | 31 | 31 | 31 | 31
2013 | US | WECC | - | NORW | 4c | Demand Response used for Regulation | 0 | 0 | 0 | 0 | 0 | 0 | 0 | 0 | 0 | 0 | 0 | 0
2013 | US | WECC | - | NORW | 4d | Demand Response used for Energy, Voluntary Services - Emergency | 0 | 0 | 0 | 0 | 0 | 0 | 0 | 0 | 0 | 0 | 0 | 0
2013 | US | WECC | - | NORW | 5 | TOTAL INTERNAL CAPACITY | 0 | 56898.977 | 57574.273 | 58604.273 | 58809.273 | 59584.273 | 60064.273 | 60464.273 | 60464.273 | 60285.473 | 60285.473 | 60285.473
2013 | US | WECC | - | NORW | 6a | Existing-Certain | 0 | 41949.0278 | 41949.0278 | 41949.0278 | 41949.0278 | 41949.0278 | 41969.0278 | 41969.0278 | 41969.0278 | 41969.0278 | 41969.0278 | 41969.0278
2013 | US | WECC | - | NORW | 6a1 | Wind Expected On-Peak | 0 | 3288.6305 | 3288.6305 | 3288.6305 | 3288.6305 | 3288.6305 | 3288.6305 | 3288.6305 | 3288.6305 | 3288.6305 | 3288.6305 | 3288.6305
2013 | US | WECC | - | NORW | 6a2 | Solar Expected On-Peak | 0 | 5.5773 | 5.5773 | 5.5773 | 5.5773 | 5.5773 | 5.5773 | 5.5773 | 5.5773 | 5.5773 | 5.5773 | 5.5773
2013 | US | WECC | - | NORW | 6a3 | Hydro Expected On-Peak | 0 | 21936.35 | 21936.35 | 21936.35 | 21936.35 | 21936.35 | 21936.35 | 21936.35 | 21936.35 | 21936.35 | 21936.35 | 21936.35
2013 | US | WECC | - | NORW | 6a4 | Biomass Expected On-Peak | 0 | 408 | 408 | 408 | 408 | 408 | 408 | 408 | 408 | 408 | 408 | 408
2013 | US | WECC | - | NORW | 6b | Existing-Other | 0 | 0 | 0 | 0 | 0 | 0 | 0 | 0 | 0 | 0 | 0 | 0
2013 | US | WECC | - | NORW | 6b1 | Wind Derate On-Peak | 0 | 3556.9295 | 3556.9295 | 3556.9295 | 3556.9295 | 3556.9295 | 3556.9295 | 3556.9295 | 3556.9295 | 3556.9295 | 3556.9295 | 3556.9295
2013 | US | WECC | - | NORW | 6b2 | Solar Derate On-Peak | 0 | 24.0227 | 24.0227 | 24.0227 | 24.0227 | 24.0227 | 24.0227 | 24.0227 | 24.0227 | 24.0227 | 24.0227 | 24.0227
2013 | US | WECC | - | NORW | 6b3 | Hydro Derate On-Peak | 0 | 9826.869 | 9826.869 | 9826.869 | 9826.869 | 9826.869 | 9826.869 | 9826.869 | 9826.869 | 9826.869 | 9826.869 | 9826.869
2013 | US | WECC | - | NORW | 6b4 | Biomass Derate On-Peak | 0 | 229.348 | 229.348 | 229.348 | 229.348 | 229.348 | 229.348 | 229.348 | 229.348 | 229.348 | 229.348 | 229.348
2013 | US | WECC | - | NORW | 6b5 | Transmission-Limited Resources | 0 | 0 | 0 | 0 | 0 | 0 | 0 | 0 | 0 | 0 | 0 | 0
2013 | US | WECC | - | NORW | 6b6 | All Other Derates | 0 | 0 | 0 | 0 | 0 | 0 | 0 | 0 | 0 | 0 | 0 | 0
2013 | US | WECC | - | NORW | 6b7 | Energy-Only (Existing-Other) | 0 | 0 | 0 | 0 | 0 | 0 | 0 | 0 | 0 | 0 | 0 | 0
2013 | US | WECC | - | NORW | 6c | Unplanned Outages (Actual) / Current and Future Inoperable Resources | 0 | 612.19 | 612.19 | 612.19 | 612.19 | 612.19 | 592.19 | 592.19 | 592.19 | 592.19 | 592.19 | 592.19
2013 | US | WECC | - | NORW | 6d | Total Supply-Side Demand Response | 0 | 0 | 0 | 0 | 0 | 0 | 0 | 0 | 0 | 0 | 0 | 0
2013 | US | WECC | - | NORW | 7 | TOTAL FUTURE CAPACITY ADDITIONS | 0 | 700.59 | 707.9985 | 1210.0356 | 1308.5183 | 1680.831 | 1911.4247 | 2103.586 | 2103.586 | 1980.103 | 1980.103 | 1980.103
2013 | US | WECC | - | NORW | 7a | Future-Planned | 0 | 700.59 | 707.9985 | 1210.0356 | 1308.5183 | 1680.831 | 1911.4247 | 2103.586 | 2103.586 | 1980.103 | 1980.103 | 1980.103
2013 | US | WECC | - | NORW | 7a1 | Wind Expected On-Peak | 0 | 498.2 | 557.7964 | 1032.435 | 1130.9177 | 1503.2304 | 1733.824 | 1925.9854 | 1925.9854 | 1925.9854 | 1925.9854 | 1925.9854
2013 | US | WECC | - | NORW | 7a2 | Wind Derate On-Peak | 0 | 0 | 603.3036 | 1116.665 | 1223.1823 | 1625.8696 | 1875.276 | 2083.1146 | 2083.1146 | 2083.1146 | 2083.1146 | 2083.1146
2013 | US | WECC | - | NORW | 7a3 | Solar Expected On-Peak | 0 | 4.45 | 1.4037 | 1.969 | 1.969 | 1.969 | 1.969 | 1.969 | 1.969 | 1.969 | 1.969 | 1.969
2013 | US | WECC | - | NORW | 7a4 | Solar Derate On-Peak | 0 | 0 | 6.0463 | 8.481 | 8.481 | 8.481 | 8.481 | 8.481 | 8.481 | 8.481 | 8.481 | 8.481
2013 | US | WECC | - | NORW | 7a5 | Hydro Expected On-Peak | 0 | 155.19 | 111.5947 | 137.1477 | 137.1477 | 137.1477 | 137.1477 | 137.1477 | 137.1477 | 13.6646 | 13.6646 | 13.6646
2013 | US | WECC | - | NORW | 7a6 | Hydro Derate On-Peak | 0 | 0 | 49.9913 | 61.4383 | 61.4383 | 61.4383 | 61.4383 | 61.4383 | 61.4383 | 6.1214 | 6.1214 | 6.1214
2013 | US | WECC | - | NORW | 7a7 | Biomass Expected On-Peak | 0 | 20.75 | 15.2036 | 16.4839 | 16.4839 | 16.4839 | 16.4839 | 16.4839 | 16.4839 | 16.4839 | 16.4839 | 16.4839
2013 | US | WECC | - | NORW | 7a8 | Biomass Derate On-Peak | 0 | 0 | 8.5464 | 9.2661 | 9.2661 | 9.2661 | 9.2661 | 9.2661 | 9.2661 | 9.2661 | 9.2661 | 9.2661
2013 | US | WECC | - | NORW | 7a9 | Transmission-Limited Resources | 0 | 0 | 0 | 0 | 0 | 0 | 0 | 0 | 0 | 0 | 0 | 0
2013 | US | WECC | - | NORW | 7a10 | Scheduled Outage - Maintenance | 0 | 1084 | 269 | 277 | 552 | 378 | 252 | 841 | 998 | 890 | 932 | 1121
2013 | US | WECC | - | NORW | 7a11 | All Other Derates | 0 | 0 | 0 | 0 | 0 | 0 | 0 | 0 | 0 | 0 | 0 | 0
2013 | US | WECC | - | NORW | 7a12 | Energy-Only | 0 | 0 | 0 | 0 | 0 | 0 | 0 | 0 | 0 | 0 | 0 | 0
2013 | US | WECC | - | NORW | 7b | Future-Other | 0 | 0 | 0 | 0 | 0 | 0 | 0 | 0 | 0 | 0 | 0 | 0
2013 | US | WECC | - | NORW | 7b1 | Wind Expected On-Peak | 0 | 0 | 0 | 0 | 0 | 0 | 0 | 0 | 0 | 0 | 0 | 0
2013 | US | WECC | - | NORW | 7b2 | Wind Derate On-Peak | 0 | 0 | 0 | 0 | 0 | 0 | 0 | 0 | 0 | 0 | 0 | 0
2013 | US | WECC | - | NORW | 7b3 | Solar Expected On-Peak | 0 | 0 | 0 | 0 | 0 | 0 | 0 | 0 | 0 | 0 | 0 | 0
2013 | US | WECC | - | NORW | 7b4 | Solar Derate On-Peak | 0 | 0 | 0 | 0 | 0 | 0 | 0 | 0 | 0 | 0 | 0 | 0
2013 | US | WECC | - | NORW | 7b5 | Hydro Expected On-Peak | 0 | 0 | 0 | 0 | 0 | 0 | 0 | 0 | 0 | 0 | 0 | 0
2013 | US | WECC | - | NORW | 7b6 | Hydro Derate On-Peak | 0 | 0 | 0 | 0 | 0 | 0 | 0 | 0 | 0 | 0 | 0 | 0
2013 | US | WECC | - | NORW | 7b7 | Biomass Expected On-Peak | 0 | 0 | 0 | 0 | 0 | 0 | 0 | 0 | 0 | 0 | 0 | 0
2013 | US | WECC | - | NORW | 7b8 | Biomass Derate On-Peak | 0 | 0 | 0 | 0 | 0 | 0 | 0 | 0 | 0 | 0 | 0 | 0
2013 | US | WECC | - | NORW | 7b9 | Transmission-Limited Resources | 0 | 0 | 0 | 0 | 0 | 0 | 0 | 0 | 0 | 0 | 0 | 0
2013 | US | WECC | - | NORW | 7b10 | Scheduled Outage - Maintenance | 0 | 0 | 0 | 0 | 0 | 0 | 0 | 0 | 0 | 0 | 0 | 0
2013 | US | WECC | - | NORW | 7b11 | All Other Derates | 0 | 0 | 0 | 0 | 0 | 0 | 0 | 0 | 0 | 0 | 0 | 0
2013 | US | WECC | - | NORW | 7b12 | Energy-Only | 0 | 0 | 0 | 0 | 0 | 0 | 0 | 0 | 0 | 0 | 0 | 0
2013 | US | WECC | - | NORW | 8 | Conceptual | 0 | 4.189 | 5.3632 | 8.0448 | 10.7264 | 14.4439 | 17.1255 | 740.4123 | 743.0939 | 745.7755 | 748.4571 | 751.1387
2013 | US | WECC | - | NORW | 8a1 | Wind Expected On-Peak | 0 | 0 | 0 | 0 | 0 | 0 | 0 | 720.6052 | 720.6052 | 720.6052 | 720.6052 | 720.6052
2013 | US | WECC | - | NORW | 8a2 | Wind Derate On-Peak | 0 | 0 | 0 | 0 | 0 | 0 | 0 | 779.3948 | 779.3948 | 779.3948 | 779.3948 | 779.3948
2013 | US | WECC | - | NORW | 8a3 | Solar Expected On-Peak | 0 | 0 | 0 | 0 | 0 | 0 | 0 | 0 | 0 | 0 | 0 | 0
2013 | US | WECC | - | NORW | 8a4 | Solar Derate On-Peak | 0 | 0 | 0 | 0 | 0 | 0 | 0 | 0 | 0 | 0 | 0 | 0
2013 | US | WECC | - | NORW | 8a5 | Hydro Expected On-Peak | 0 | 0 | 0 | 0 | 0 | 1.0359 | 1.0359 | 1.0359 | 1.0359 | 1.0359 | 1.0359 | 1.0359
2013 | US | WECC | - | NORW | 8a6 | Hydro Derate On-Peak | 0 | 0 | 0 | 0 | 0 | 0.46407 | 0.46407 | 0.46407 | 0.46407 | 0.46407 | 0.46407 | 0.46407
2013 | US | WECC | - | NORW | 8a7 | Biomass Expected On-Peak | 0 | 4.189 | 5.3632 | 8.0448 | 10.7264 | 13.408 | 16.0896 | 18.7712 | 21.4528 | 24.1344 | 26.816 | 29.4976
2013 | US | WECC | - | NORW | 8a8 | Biomass Derate On-Peak | 0 | 0 | 3.0148 | 4.5222 | 6.0296 | 7.537 | 9.0444 | 10.5518 | 12.0592 | 13.5666 | 15.074 | 16.5814
2013 | US | WECC | - | NORW | 8a9 | All Other Derates | 0 | 0 | 0 | 0 | 0 | 0 | 0 | 0 | 0 | 0 | 0 | 0
2013 | US | WECC | - | NORW | 8a10 | Energy-Only | 0 | 0 | 0 | 0 | 0 | 0 | 0 | 0 | 0 | 0 | 0 | 0
2013 | US | WECC | - | NORW | 9 | ANTICIPATED INTERNAL CAPACITY | 0 | 42649.6178 | 42657.0263 | 43159.0634 | 43257.5461 | 43629.8588 | 43880.4525 | 44072.6138 | 44072.6138 | 43949.1308 | 43949.1308 | 43949.1308
2013 | US | WECC | - | NORW | 10 | CAPACITY TRANSACTIONS - IMPORTS | 0 | 0 | 0 | 0 | 0 | 0 | 0 | 0 | 0 | 0 | 0 | 0
2013 | US | WECC | - | NORW | 10a | Firm | 0 | 0 | 0 | 0 | 0 | 0 | 0 | 0 | 0 | 0 | 0 | 0
2013 | US | WECC | - | NORW | 10a1 | Full-Responsibility Purchases | 0 | 0 | 0 | 0 | 0 | 0 | 0 | 0 | 0 | 0 | 0 | 0
2013 | US | WECC | - | NORW | 10a2 | Owned Capacity/Entitlement Located Outside the Region/Subregion | 0 | 0 | 0 | 0 | 0 | 0 | 0 | 0 | 0 | 0 | 0 | 0
2013 | US | WECC | - | NORW | 10b | Non-firm | 0 | 0 | 0 | 0 | 0 | 0 | 0 | 0 | 0 | 0 | 0 | 0
2013 | US | WECC | - | NORW | 10c | Expected | 0 | 0 | 0 | 0 | 0 | 0 | 0 | 0 | 0 | 0 | 0 | 0
2013 | US | WECC | - | NORW | 10c1 | Full-Responsibility Purchases | 0 | 0 | 0 | 0 | 0 | 0 | 0 | 0 | 0 | 0 | 0 | 0
2013 | US | WECC | - | NORW | 10c2 | Owned Capacity/Entitlement Located Outside the Region/Subregion | 0 | 0 | 0 | 0 | 0 | 0 | 0 | 0 | 0 | 0 | 0 | 0
2013 | US | WECC | - | NORW | 11 | CAPACITY TRANSACTIONS - EXPORTS | 0 | 2000 | 1000 | 1000 | 1000 | 1000 | 1000 | 1000 | 1000 | 1200 | 1375 | 1525
2013 | US | WECC | - | NORW | 11a | Firm | 0 | 2000 | 1000 | 1000 | 1000 | 1000 | 1000 | 1000 | 1000 | 1200 | 1375 | 1525
2013 | US | WECC | - | NORW | 11a1 | Full-Responsibility Purchases | 0 | 0 | 0 | 0 | 0 | 0 | 0 | 0 | 0 | 0 | 0 | 0
2013 | US | WECC | - | NORW | 11a2 | Owned Capacity/Entitlement Located Outside the Region/Subregion | 0 | 0 | 0 | 0 | 0 | 0 | 0 | 0 | 0 | 0 | 0 | 0
2013 | US | WECC | - | NORW | 11b | Non-firm | 0 | 0 | 0 | 0 | 0 | 0 | 0 | 0 | 0 | 0 | 0 | 0
2013 | US | WECC | - | NORW | 11c | Expected | 0 | 0 | 0 | 0 | 0 | 0 | 0 | 0 | 0 | 0 | 0 | 0
2013 | US | WECC | - | NORW | 11c1 | Full-Responsibility Purchases | 0 | 0 | 0 | 0 | 0 | 0 | 0 | 0 | 0 | 0 | 0 | 0
2013 | US | WECC | - | NORW | 11c2 | Owned Capacity/Entitlement Located Outside the Region/Subregion | 0 | 0 | 0 | 0 | 0 | 0 | 0 | 0 | 0 | 0 | 0 | 0
2013 | US | WECC | - | NORW | 12 | EXISTING-CERTAIN & NET FIRM TRANSACTIONS | 0 | 39949.0278 | 40949.0278 | 40949.0278 | 40949.0278 | 40949.0278 | 40969.0278 | 40969.0278 | 40969.0278 | 40769.0278 | 40594.0278 | 40444.0278
2013 | US | WECC | - | NORW | 13 | ANTICIPATED CAPACITY RESOURCES | 0 | 0 | 41388.0263 | 41882.0634 | 41705.5461 | 42251.8588 | 42628.4525 | 42231.6138 | 42074.6138 | 41859.1308 | 41642.1308 | 41303.1308
2013 | US | WECC | - | NORW | 14 | PROSPECTIVE CAPACITY RESOURCES | 0 | 0 | 41388.0263 | 41882.0634 | 41705.5461 | 42251.8588 | 42628.4525 | 42231.6138 | 42074.6138 | 41859.1308 | 41642.1308 | 41303.1308
2013 | US | WECC | - | NORW | 15 | TOTAL POTENTIAL CAPACITY RESOURCES | 0 | 0 | 41393.3895 | 41890.1082 | 41716.2725 | 42266.3027 | 42645.578 | 42972.0261 | 42817.7077 | 42604.9063 | 42390.5879 | 42054.2695
2013 | US | WECC | - | NORW | 16 | ADJUSTED POTENTIAL CAPACITY RESOURCES | 0 | 0 | 41393.3894 | 41890.1082 | 41716.2724 | 42266.3026 | 42645.5778 | 42972.0187 | 42817.7003 | 42604.8988 | 42390.5804 | 42054.2619
2013 | US | WECC | - | NORW | 16a | Confidence of Future-Other | 0 | 0 | 0.99999 | 0.99999 | 0.99999 | 0.99999 | 0.99999 | 0.99999 | 0.99999 | 0.99999 | 0.99999 | 0.99999
2013 | US | WECC | - | NORW | 16b | Net Future-Other Resources After Confidence Percentage Is Applied | 0 | 0 | 0 | 0 | 0 | 0 | 0 | 0 | 0 | 0 | 0 | 0
2013 | US | WECC | - | NORW | 16c | Confidence of Conceptual | 0 | 0 | 0.99999 | 0.99999 | 0.99999 | 0.99999 | 0.99999 | 0.99999 | 0.99999 | 0.99999 | 0.99999 | 0.99999
2013 | US | WECC | - | NORW | 16d | Net Conceptual Resources After Confidence Percentage Is Applied | 0 | 0 | 5.3631 | 8.0447 | 10.7263 | 14.4438 | 17.1254 | 740.4049 | 743.0864 | 745.768 | 748.4496 | 751.1312
2013 | US | WECC | - | NORW | 17 | ASSESSMENT AREA TARGET RESERVE MARGIN | 0% | 0% | 19.17% | 19.17% | 19.17% | 19.17% | 19.17% | 19.17% | 19.17% | 19.17% | 19.17% | 19.17%
2013 | US | WECC | - | NORW | 18 | EXISTING-CERTAIN AND NET FIRM TRANSACTIONS RESERVE MARGIN | 0% | 30.41% | 0% | 0% | 0% | 0% | 0% | 0% | 0% | 0% | 0% | 0%
2013 | US | WECC | - | NORW | 19 | ANTICIPATED CAPACITY RESOURCES RESERVE MARGIN | 0% | 0% | 33.94% | 34.48% | 32.9% | 33.42% | 33.54% | 31.36% | 29.86% | 28.15% | 26.43% | 24.27%
2013 | US | WECC | - | NORW | 20 | PROSPECTIVE CAPACITY RESOURCES RESERVE MARGIN | 0% | 0% | 33.94% | 34.48% | 32.9% | 33.42% | 33.54% | 31.36% | 29.86% | 28.15% | 26.43% | 24.27%
2013 | US | WECC | - | NORW | 21 | TOTAL POTENTIAL RESOURCES RESERVE MARGIN | 0% | 0% | 33.95% | 34.5% | 32.93% | 33.47% | 33.59% | 33.66% | 32.15% | 30.44% | 28.7% | 26.53%
2013 | US | WECC | - | NORW | 22 | ADJUSTED POTENTIAL RESOURCES RESERVE MARGIN | 0% | 0% | 33.95% | 34.5% | 32.93% | 33.47% | 33.59% | 33.66% | 32.15% | 30.44% | 28.7% | 26.53%
2013 | US | WECC | - | NORW | 23 | Total Baseline Installed Capacity | 0 | 0 | 0 | 0 | 0 | 0 | 0 | 0 | 0 | 0 | 0 | 0
2013 | US | WECC | - | NORW | 24 | Distributed or Other Capacity (Behind the Meter) < 1 MW | 0 | 0 | 0 | 0 | 0 | 0 | 0 | 0 | 0 | 0 | 0 | 0
2013 | US | WECC | - | NORW | 25 | Distributed or Other Capacity (Behind the Meter) ≥ 1 MW | 0 | 0 | 0 | 0 | 0 | 0 | 0 | 0 | 0 | 0 | 0 | 0
2013 | US | WECC | - | NORW | 26 | Capacity Total from EIA-860 | 0 | 0 | 0 | 0 | 0 | 0 | 0 | 0 | 0 | 0 | 0 | 0
2013 | US | WECC | - | ROCK | 1 | Unrestricted Non-coincident Peak Demand | 0 | 9829 | 10258 | 10493 | 10502 | 10930 | 11133 | 11334 | 11509 | 11710 | 11890 | 12071
2013 | US | WECC | - | ROCK | 1a | New Conservation (Energy Efficiency) | 0 | 49 | 78 | 108 | 138 | 169 | 199 | 229 | 259 | 290 | 320 | 350
2013 | US | WECC | - | ROCK | 1b | Estimated Diversity | 0 | 0 | 0 | 0 | 0 | 0 | 0 | 0 | 0 | 0 | 0 | 0
2013 | US | WECC | - | ROCK | 1c | Additions for non-member load (load served by non-registered LSE's in a region) | 0 | 0 | 0 | 0 | 0 | 0 | 0 | 0 | 0 | 0 | 0 | 0
2013 | US | WECC | - | ROCK | 1d | Stand-by Load Under Contract (Normally served by behind the meter generation) | 0 | 0 | 0 | 0 | 0 | 0 | 0 | 0 | 0 | 0 | 0 | 0
2013 | US | WECC | - | ROCK | 1e | Non-Controllable Demand-Side Demand Response | 0 | 0 | 0 | 0 | 0 | 0 | 0 | 0 | 0 | 0 | 0 | 0
2013 | US | WECC | - | ROCK | 2 | Total Internal Demand | 0 | 9780 | 10180 | 10385 | 10364 | 10761 | 10934 | 11105 | 11250 | 11420 | 11570 | 11721
2013 | US | WECC | - | ROCK | 2a | Supply-Side Direct Control Load Management (DCLM) | 0 | 0 | 0 | 0 | 0 | 0 | 0 | 0 | 0 | 0 | 0 | 0
2013 | US | WECC | - | ROCK | 2b | Supply-Side Contractually Interruptible (Curtailable) | 0 | 0 | 0 | 0 | 0 | 0 | 0 | 0 | 0 | 0 | 0 | 0
2013 | US | WECC | - | ROCK | 2c | Supply-Side Critical Peak-Pricing (CPP) with Control | 0 | 0 | 0 | 0 | 0 | 0 | 0 | 0 | 0 | 0 | 0 | 0
2013 | US | WECC | - | ROCK | 2d | Supply-Side Load as a Capacity Resource | 0 | 0 | 0 | 0 | 0 | 0 | 0 | 0 | 0 | 0 | 0 | 0
2013 | US | WECC | - | ROCK | 3 | Net Internal Demand | 0 | 9504 | 9899 | 10102 | 10080 | 10477 | 10649 | 10820 | 10964 | 11175 | 11325 | 11475
2013 | US | WECC | - | ROCK | 3a | Demand-Side Direct Control Load Management (DCLM) | 0 | 0 | 0 | 0 | 0 | 0 | 0 | 0 | 0 | 0 | 0 | 0
2013 | US | WECC | - | ROCK | 3b | Demand-Side Contractually Interruptible (Curtailable) | 0 | 276 | 281 | 283 | 284 | 284 | 285 | 285 | 286 | 245 | 245 | 246
2013 | US | WECC | - | ROCK | 3c | Demand-Side Critical Peak-Pricing (CPP) with Control | 0 | 0 | 0 | 0 | 0 | 0 | 0 | 0 | 0 | 0 | 0 | 0
2013 | US | WECC | - | ROCK | 3d | Demand-Side Load as a Capacity Resource | 0 | 0 | 0 | 0 | 0 | 0 | 0 | 0 | 0 | 0 | 0 | 0
2013 | US | WECC | - | ROCK | 4 | Total Controllable Demand Response | 0 | 276 | 281 | 283 | 284 | 284 | 285 | 285 | 286 | 245 | 245 | 246
2013 | US | WECC | - | ROCK | 4a | Demand Response used for Ancillary Services - Spinning Reserves | 0 | 0 | 0 | 0 | 0 | 0 | 0 | 0 | 0 | 0 | 0 | 0
2013 | US | WECC | - | ROCK | 4b | Demand Response used for Ancillary Services - Non-Spinning Reserves | 0 | 0 | 0 | 0 | 0 | 0 | 0 | 0 | 0 | 0 | 0 | 0
2013 | US | WECC | - | ROCK | 4c | Demand Response used for Regulation | 0 | 0 | 0 | 0 | 0 | 0 | 0 | 0 | 0 | 0 | 0 | 0
2013 | US | WECC | - | ROCK | 4d | Demand Response used for Energy, Voluntary Services - Emergency | 0 | 0 | 0 | 0 | 0 | 0 | 0 | 0 | 0 | 0 | 0 | 0
2013 | US | WECC | - | ROCK | 5 | TOTAL INTERNAL CAPACITY | 0 | 18778.135 | 19065.135 | 19065.135 | 19537.135 | 19537.135 | 19353.135 | 19353.135 | 19353.135 | 19353.135 | 19353.135 | 19353.135
2013 | US | WECC | - | ROCK | 6a | Existing-Certain | 0 | 15837.0492 | 15837.0492 | 15837.0492 | 15837.0492 | 15837.0492 | 15837.0492 | 15837.0492 | 15837.0492 | 15837.0492 | 15837.0492 | 15837.0492
2013 | US | WECC | - | ROCK | 6a1 | Wind Expected On-Peak | 0 | 1208.2542 | 1208.2542 | 1208.2542 | 1208.2542 | 1208.2542 | 1208.2542 | 1208.2542 | 1208.2542 | 1208.2542 | 1208.2542 | 1208.2542
2013 | US | WECC | - | ROCK | 6a2 | Solar Expected On-Peak | 0 | 17.005 | 17.005 | 17.005 | 17.005 | 17.005 | 17.005 | 17.005 | 17.005 | 17.005 | 17.005 | 17.005
2013 | US | WECC | - | ROCK | 6a3 | Hydro Expected On-Peak | 0 | 373.44 | 373.44 | 373.44 | 373.44 | 373.44 | 373.44 | 373.44 | 373.44 | 373.44 | 373.44 | 373.44
2013 | US | WECC | - | ROCK | 6a4 | Biomass Expected On-Peak | 0 | 0.64 | 0.64 | 0.64 | 0.64 | 0.64 | 0.64 | 0.64 | 0.64 | 0.64 | 0.64 | 0.64
2013 | US | WECC | - | ROCK | 6b | Existing-Other | 0 | 0 | 0 | 0 | 0 | 0 | 0 | 0 | 0 | 0 | 0 | 0
2013 | US | WECC | - | ROCK | 6b1 | Wind Derate On-Peak | 0 | 1176.0838 | 1176.0838 | 1176.0838 | 1176.0838 | 1176.0838 | 1176.0838 | 1176.0838 | 1176.0838 | 1176.0838 | 1176.0838 | 1176.0838
2013 | US | WECC | - | ROCK | 6b2 | Solar Derate On-Peak | 0 | 73.245 | 73.245 | 73.245 | 73.245 | 73.245 | 73.245 | 73.245 | 73.245 | 73.245 | 73.245 | 73.245
2013 | US | WECC | - | ROCK | 6b3 | Hydro Derate On-Peak | 0 | 1533.574 | 1533.574 | 1533.574 | 1533.574 | 1533.574 | 1533.574 | 1533.574 | 1533.574 | 1533.574 | 1533.574 | 1533.574
2013 | US | WECC | - | ROCK | 6b4 | Biomass Derate On-Peak | 0 | 3.696 | 3.696 | 3.696 | 3.696 | 3.696 | 3.696 | 3.696 | 3.696 | 3.696 | 3.696 | 3.696
2013 | US | WECC | - | ROCK | 6b5 | Transmission-Limited Resources | 0 | 0 | 0 | 0 | 0 | 0 | 0 | 0 | 0 | 0 | 0 | 0
2013 | US | WECC | - | ROCK | 6b6 | All Other Derates | 0 | 0 | 0 | 0 | 0 | 0 | 0 | 0 | 0 | 0 | 0 | 0
2013 | US | WECC | - | ROCK | 6b7 | Energy-Only (Existing-Other) | 0 | 0 | 0 | 0 | 0 | 0 | 0 | 0 | 0 | 0 | 0 | 0
2013 | US | WECC | - | ROCK | 6c | Unplanned Outages (Actual) / Current and Future Inoperable Resources | 0 | 219.487 | 219.487 | 219.487 | 219.487 | 219.487 | 219.487 | 219.487 | 219.487 | 219.487 | 219.487 | 219.487
2013 | US | WECC | - | ROCK | 6d | Total Supply-Side Demand Response | 0 | 0 | 0 | 0 | 0 | 0 | 0 | 0 | 0 | 0 | 0 | 0
2013 | US | WECC | - | ROCK | 7 | TOTAL FUTURE CAPACITY ADDITIONS | 0 | -65 | 222 | 222 | 694 | 694 | 510 | 510 | 510 | 510 | 510 | 510
2013 | US | WECC | - | ROCK | 7a | Future-Planned | 0 | -65 | 222 | 222 | 694 | 694 | 510 | 510 | 510 | 510 | 510 | 510
2013 | US | WECC | - | ROCK | 7a1 | Wind Expected On-Peak | 0 | 0 | 0 | 0 | 0 | 0 | 0 | 0 | 0 | 0 | 0 | 0
2013 | US | WECC | - | ROCK | 7a2 | Wind Derate On-Peak | 0 | 0 | 0 | 0 | 0 | 0 | 0 | 0 | 0 | 0 | 0 | 0
2013 | US | WECC | - | ROCK | 7a3 | Solar Expected On-Peak | 0 | 0 | 0 | 0 | 0 | 0 | 0 | 0 | 0 | 0 | 0 | 0
2013 | US | WECC | - | ROCK | 7a4 | Solar Derate On-Peak | 0 | 0 | 0 | 0 | 0 | 0 | 0 | 0 | 0 | 0 | 0 | 0
2013 | US | WECC | - | ROCK | 7a5 | Hydro Expected On-Peak | 0 | 0 | 0 | 0 | 0 | 0 | 0 | 0 | 0 | 0 | 0 | 0
2013 | US | WECC | - | ROCK | 7a6 | Hydro Derate On-Peak | 0 | 0 | 0 | 0 | 0 | 0 | 0 | 0 | 0 | 0 | 0 | 0
2013 | US | WECC | - | ROCK | 7a7 | Biomass Expected On-Peak | 0 | 0 | 0 | 0 | 0 | 0 | 0 | 0 | 0 | 0 | 0 | 0
2013 | US | WECC | - | ROCK | 7a8 | Biomass Derate On-Peak | 0 | 0 | 0 | 0 | 0 | 0 | 0 | 0 | 0 | 0 | 0 | 0
2013 | US | WECC | - | ROCK | 7a9 | Transmission-Limited Resources | 0 | 0 | 0 | 0 | 0 | 0 | 0 | 0 | 0 | 0 | 0 | 0
2013 | US | WECC | - | ROCK | 7a10 | Scheduled Outage - Maintenance | 0 | 769 | 222 | 675 | 810 | 1256 | 827 | 501 | 497 | 211 | 873 | 803
2013 | US | WECC | - | ROCK | 7a11 | All Other Derates | 0 | 0 | 0 | 0 | 0 | 0 | 0 | 0 | 0 | 0 | 0 | 0
2013 | US | WECC | - | ROCK | 7a12 | Energy-Only | 0 | 0 | 0 | 0 | 0 | 0 | 0 | 0 | 0 | 0 | 0 | 0
2013 | US | WECC | - | ROCK | 7b | Future-Other | 0 | 0 | 0 | 0 | 0 | 0 | 0 | 0 | 0 | 0 | 0 | 0
2013 | US | WECC | - | ROCK | 7b1 | Wind Expected On-Peak | 0 | 0 | 0 | 0 | 0 | 0 | 0 | 0 | 0 | 0 | 0 | 0
2013 | US | WECC | - | ROCK | 7b2 | Wind Derate On-Peak | 0 | 0 | 0 | 0 | 0 | 0 | 0 | 0 | 0 | 0 | 0 | 0
2013 | US | WECC | - | ROCK | 7b3 | Solar Expected On-Peak | 0 | 0 | 0 | 0 | 0 | 0 | 0 | 0 | 0 | 0 | 0 | 0
2013 | US | WECC | - | ROCK | 7b4 | Solar Derate On-Peak | 0 | 0 | 0 | 0 | 0 | 0 | 0 | 0 | 0 | 0 | 0 | 0
2013 | US | WECC | - | ROCK | 7b5 | Hydro Expected On-Peak | 0 | 0 | 0 | 0 | 0 | 0 | 0 | 0 | 0 | 0 | 0 | 0
2013 | US | WECC | - | ROCK | 7b6 | Hydro Derate On-Peak | 0 | 0 | 0 | 0 | 0 | 0 | 0 | 0 | 0 | 0 | 0 | 0
2013 | US | WECC | - | ROCK | 7b7 | Biomass Expected On-Peak | 0 | 0 | 0 | 0 | 0 | 0 | 0 | 0 | 0 | 0 | 0 | 0
2013 | US | WECC | - | ROCK | 7b8 | Biomass Derate On-Peak | 0 | 0 | 0 | 0 | 0 | 0 | 0 | 0 | 0 | 0 | 0 | 0
2013 | US | WECC | - | ROCK | 7b9 | Transmission-Limited Resources | 0 | 0 | 0 | 0 | 0 | 0 | 0 | 0 | 0 | 0 | 0 | 0
2013 | US | WECC | - | ROCK | 7b10 | Scheduled Outage - Maintenance | 0 | 0 | 0 | 0 | 0 | 0 | 0 | 0 | 0 | 0 | 0 | 0
2013 | US | WECC | - | ROCK | 7b11 | All Other Derates | 0 | 0 | 0 | 0 | 0 | 0 | 0 | 0 | 0 | 0 | 0 | 0
2013 | US | WECC | - | ROCK | 7b12 | Energy-Only | 0 | 0 | 0 | 0 | 0 | 0 | 0 | 0 | 0 | 0 | 0 | 0
2013 | US | WECC | - | ROCK | 8 | Conceptual | 0 | 3 | 153.1544 | 153.9081 | 153.9081 | 153.9081 | 153.9081 | 153.9081 | 153.9081 | 204.5827 | 204.5827 | 204.5827
2013 | US | WECC | - | ROCK | 8a1 | Wind Expected On-Peak | 0 | 0 | 152.0239 | 152.0239 | 152.0239 | 152.0239 | 152.0239 | 152.0239 | 152.0239 | 202.6985 | 202.6985 | 202.6985
2013 | US | WECC | - | ROCK | 8a2 | Wind Derate On-Peak | 0 | 0 | 147.9761 | 147.9761 | 147.9761 | 147.9761 | 147.9761 | 147.9761 | 147.9761 | 197.3015 | 197.3015 | 197.3015
2013 | US | WECC | - | ROCK | 8a3 | Solar Expected On-Peak | 0 | 3 | 1.1305 | 1.8842 | 1.8842 | 1.8842 | 1.8842 | 1.8842 | 1.8842 | 1.8842 | 1.8842 | 1.8842
2013 | US | WECC | - | ROCK | 8a4 | Solar Derate On-Peak | 0 | 0 | 4.8695 | 8.1158 | 8.1158 | 8.1158 | 8.1158 | 8.1158 | 8.1158 | 8.1158 | 8.1158 | 8.1158
2013 | US | WECC | - | ROCK | 8a5 | Hydro Expected On-Peak | 0 | 0 | 0 | 0 | 0 | 0 | 0 | 0 | 0 | 0 | 0 | 0
2013 | US | WECC | - | ROCK | 8a6 | Hydro Derate On-Peak | 0 | 0 | 0 | 0 | 0 | 0 | 0 | 0 | 0 | 0 | 0 | 0
2013 | US | WECC | - | ROCK | 8a7 | Biomass Expected On-Peak | 0 | 0 | 0 | 0 | 0 | 0 | 0 | 0 | 0 | 0 | 0 | 0
2013 | US | WECC | - | ROCK | 8a8 | Biomass Derate On-Peak | 0 | 0 | 0 | 0 | 0 | 0 | 0 | 0 | 0 | 0 | 0 | 0
2013 | US | WECC | - | ROCK | 8a9 | All Other Derates | 0 | 0 | 0 | 0 | 0 | 0 | 0 | 0 | 0 | 0 | 0 | 0
2013 | US | WECC | - | ROCK | 8a10 | Energy-Only | 0 | 0 | 0 | 0 | 0 | 0 | 0 | 0 | 0 | 0 | 0 | 0
2013 | US | WECC | - | ROCK | 9 | ANTICIPATED INTERNAL CAPACITY | 0 | 15772.0492 | 16059.0492 | 16059.0492 | 16531.0492 | 16531.0492 | 16347.0492 | 16347.0492 | 16347.0492 | 16347.0492 | 16347.0492 | 16347.0492
2013 | US | WECC | - | ROCK | 10 | CAPACITY TRANSACTIONS - IMPORTS | 0 | 0 | 0 | 0 | 0 | 0 | 0 | 0 | 0 | 0 | 0 | 0
2013 | US | WECC | - | ROCK | 10a | Firm | 0 | 0 | 0 | 0 | 0 | 0 | 0 | 0 | 0 | 0 | 0 | 0
2013 | US | WECC | - | ROCK | 10a1 | Full-Responsibility Purchases | 0 | 0 | 0 | 0 | 0 | 0 | 0 | 0 | 0 | 0 | 0 | 0
2013 | US | WECC | - | ROCK | 10a2 | Owned Capacity/Entitlement Located Outside the Region/Subregion | 0 | 0 | 0 | 0 | 0 | 0 | 0 | 0 | 0 | 0 | 0 | 0
2013 | US | WECC | - | ROCK | 10b | Non-firm | 0 | 0 | 0 | 0 | 0 | 0 | 0 | 0 | 0 | 0 | 0 | 0
2013 | US | WECC | - | ROCK | 10c | Expected | 0 | 0 | 0 | 0 | 0 | 0 | 0 | 0 | 0 | 0 | 0 | 0
2013 | US | WECC | - | ROCK | 10c1 | Full-Responsibility Purchases | 0 | 0 | 0 | 0 | 0 | 0 | 0 | 0 | 0 | 0 | 0 | 0
2013 | US | WECC | - | ROCK | 10c2 | Owned Capacity/Entitlement Located Outside the Region/Subregion | 0 | 0 | 0 | 0 | 0 | 0 | 0 | 0 | 0 | 0 | 0 | 0
2013 | US | WECC | - | ROCK | 11 | CAPACITY TRANSACTIONS - EXPORTS | 0 | 614 | 614 | 614 | 614 | 614 | 614 | 614 | 614 | 614 | 814 | 864
2013 | US | WECC | - | ROCK | 11a | Firm | 0 | 614 | 614 | 614 | 614 | 614 | 614 | 614 | 614 | 614 | 814 | 864
2013 | US | WECC | - | ROCK | 11a1 | Full-Responsibility Purchases | 0 | 0 | 0 | 0 | 0 | 0 | 0 | 0 | 0 | 0 | 0 | 0
2013 | US | WECC | - | ROCK | 11a2 | Owned Capacity/Entitlement Located Outside the Region/Subregion | 0 | 0 | 0 | 0 | 0 | 0 | 0 | 0 | 0 | 0 | 0 | 0
2013 | US | WECC | - | ROCK | 11b | Non-firm | 0 | 0 | 0 | 0 | 0 | 0 | 0 | 0 | 0 | 0 | 0 | 0
2013 | US | WECC | - | ROCK | 11c | Expected | 0 | 0 | 0 | 0 | 0 | 0 | 0 | 0 | 0 | 0 | 0 | 0
2013 | US | WECC | - | ROCK | 11c1 | Full-Responsibility Purchases | 0 | 0 | 0 | 0 | 0 | 0 | 0 | 0 | 0 | 0 | 0 | 0
2013 | US | WECC | - | ROCK | 11c2 | Owned Capacity/Entitlement Located Outside the Region/Subregion | 0 | 0 | 0 | 0 | 0 | 0 | 0 | 0 | 0 | 0 | 0 | 0
2013 | US | WECC | - | ROCK | 12 | EXISTING-CERTAIN & NET FIRM TRANSACTIONS | 0 | 15223.0492 | 15223.0492 | 15223.0492 | 15223.0492 | 15223.0492 | 15223.0492 | 15223.0492 | 15223.0492 | 15223.0492 | 15023.0492 | 14973.0492
2013 | US | WECC | - | ROCK | 13 | ANTICIPATED CAPACITY RESOURCES | 0 | 0 | 15223.0492 | 14770.0492 | 15107.0492 | 14661.0492 | 14906.0492 | 15232.0492 | 15236.0492 | 15522.0492 | 14660.0492 | 14680.0492
2013 | US | WECC | - | ROCK | 14 | PROSPECTIVE CAPACITY RESOURCES | 0 | 0 | 15223.0492 | 14770.0492 | 15107.0492 | 14661.0492 | 14906.0492 | 15232.0492 | 15236.0492 | 15522.0492 | 14660.0492 | 14680.0492
2013 | US | WECC | - | ROCK | 15 | TOTAL POTENTIAL CAPACITY RESOURCES | 0 | 0 | 15376.2036 | 14923.9573 | 15260.9573 | 14814.9573 | 15059.9573 | 15385.9573 | 15389.9573 | 15726.6319 | 14864.6319 | 14884.6319
2013 | US | WECC | - | ROCK | 16 | ADJUSTED POTENTIAL CAPACITY RESOURCES | 0 | 0 | 15376.2021 | 14923.9558 | 15260.9558 | 14814.9558 | 15059.9558 | 15385.9558 | 15389.9558 | 15726.6299 | 14864.6299 | 14884.6299
2013 | US | WECC | - | ROCK | 16a | Confidence of Future-Other | 0 | 0 | 0.99999 | 0.99999 | 0.99999 | 0.99999 | 0.99999 | 0.99999 | 0.99999 | 0.99999 | 0.99999 | 0.99999
2013 | US | WECC | - | ROCK | 16b | Net Future-Other Resources After Confidence Percentage Is Applied | 0 | 0 | 0 | 0 | 0 | 0 | 0 | 0 | 0 | 0 | 0 | 0
2013 | US | WECC | - | ROCK | 16c | Confidence of Conceptual | 0 | 0 | 0.99999 | 0.99999 | 0.99999 | 0.99999 | 0.99999 | 0.99999 | 0.99999 | 0.99999 | 0.99999 | 0.99999
2013 | US | WECC | - | ROCK | 16d | Net Conceptual Resources After Confidence Percentage Is Applied | 0 | 0 | 153.1529 | 153.9065 | 153.9065 | 153.9065 | 153.9065 | 153.9065 | 153.9065 | 204.5806 | 204.5806 | 204.5806
2013 | US | WECC | - | ROCK | 17 | ASSESSMENT AREA TARGET RESERVE MARGIN | 0% | 0% | 15.87% | 15.87% | 15.87% | 15.87% | 15.87% | 15.87% | 15.87% | 15.87% | 15.87% | 15.87%
2013 | US | WECC | - | ROCK | 18 | EXISTING-CERTAIN AND NET FIRM TRANSACTIONS RESERVE MARGIN | 0% | 60.18% | 0% | 0% | 0% | 0% | 0% | 0% | 0% | 0% | 0% | 0%
2013 | US | WECC | - | ROCK | 19 | ANTICIPATED CAPACITY RESOURCES RESERVE MARGIN | 0% | 0% | 53.78% | 46.21% | 49.87% | 39.94% | 39.98% | 40.78% | 38.96% | 38.9% | 29.45% | 27.93%
2013 | US | WECC | - | ROCK | 20 | PROSPECTIVE CAPACITY RESOURCES RESERVE MARGIN | 0% | 0% | 53.78% | 46.21% | 49.87% | 39.94% | 39.98% | 40.78% | 38.96% | 38.9% | 29.45% | 27.93%
2013 | US | WECC | - | ROCK | 21 | TOTAL POTENTIAL RESOURCES RESERVE MARGIN | 0% | 0% | 55.33% | 47.73% | 51.4% | 41.4% | 41.42% | 42.2% | 40.37% | 40.73% | 31.26% | 29.71%
2013 | US | WECC | - | ROCK | 22 | ADJUSTED POTENTIAL RESOURCES RESERVE MARGIN | 0% | 0% | 55.33% | 47.73% | 51.4% | 41.4% | 41.42% | 42.2% | 40.37% | 40.73% | 31.26% | 29.71%
2013 | US | WECC | - | ROCK | 23 | Total Baseline Installed Capacity | 0 | 0 | 0 | 0 | 0 | 0 | 0 | 0 | 0 | 0 | 0 | 0
2013 | US | WECC | - | ROCK | 24 | Distributed or Other Capacity (Behind the Meter) < 1 MW | 0 | 0 | 0 | 0 | 0 | 0 | 0 | 0 | 0 | 0 | 0 | 0
2013 | US | WECC | - | ROCK | 25 | Distributed or Other Capacity (Behind the Meter) ≥ 1 MW | 0 | 0 | 0 | 0 | 0 | 0 | 0 | 0 | 0 | 0 | 0 | 0
2013 | US | WECC | - | ROCK | 26 | Capacity Total from EIA-860 | 0 | 0 | 0 | 0 | 0 | 0 | 0 | 0 | 0 | 0 | 0 | 0
2013 | CAN | WECC | - | CA | 1 | Unrestricted Non-coincident Peak Demand | 0 | 21681 | 22598 | 23112 | 23716 | 24621 | 25481 | 26002 | 26349 | 26713 | 27163 | 27550
2013 | CAN | WECC | - | CA | 1a | New Conservation (Energy Efficiency) | 0 | 0 | 0 | 0 | 0 | 0 | 0 | 0 | 0 | 0 | 0 | 0
2013 | CAN | WECC | - | CA | 1b | Estimated Diversity | 0 | 0 | 0 | 0 | 0 | 0 | 0 | 0 | 0 | 0 | 0 | 0
2013 | CAN | WECC | - | CA | 1c | Additions for non-member load (load served by non-registered LSE's in a region) | 0 | 0 | 0 | 0 | 0 | 0 | 0 | 0 | 0 | 0 | 0 | 0
2013 | CAN | WECC | - | CA | 1d | Stand-by Load Under Contract (Normally served by behind the meter generation) | 0 | 0 | 0 | 0 | 0 | 0 | 0 | 0 | 0 | 0 | 0 | 0
2013 | CAN | WECC | - | CA | 1e | Non-Controllable Demand-Side Demand Response | 0 | 0 | 0 | 0 | 0 | 0 | 0 | 0 | 0 | 0 | 0 | 0
2013 | CAN | WECC | - | CA | 2 | Total Internal Demand | 0 | 21681 | 22598 | 23112 | 23716 | 24621 | 25481 | 26002 | 26349 | 26713 | 27163 | 27550
2013 | CAN | WECC | - | CA | 2a | Supply-Side Direct Control Load Management (DCLM) | 0 | 0 | 0 | 0 | 0 | 0 | 0 | 0 | 0 | 0 | 0 | 0
2013 | CAN | WECC | - | CA | 2b | Supply-Side Contractually Interruptible (Curtailable) | 0 | 0 | 0 | 0 | 0 | 0 | 0 | 0 | 0 | 0 | 0 | 0
2013 | CAN | WECC | - | CA | 2c | Supply-Side Critical Peak-Pricing (CPP) with Control | 0 | 0 | 0 | 0 | 0 | 0 | 0 | 0 | 0 | 0 | 0 | 0
2013 | CAN | WECC | - | CA | 2d | Supply-Side Load as a Capacity Resource | 0 | 0 | 0 | 0 | 0 | 0 | 0 | 0 | 0 | 0 | 0 | 0
2013 | CAN | WECC | - | CA | 3 | Net Internal Demand | 0 | 21681 | 22598 | 23112 | 23716 | 24621 | 25481 | 26002 | 26349 | 26713 | 27163 | 27550
2013 | CAN | WECC | - | CA | 3a | Demand-Side Direct Control Load Management (DCLM) | 0 | 0 | 0 | 0 | 0 | 0 | 0 | 0 | 0 | 0 | 0 | 0
2013 | CAN | WECC | - | CA | 3b | Demand-Side Contractually Interruptible (Curtailable) | 0 | 0 | 0 | 0 | 0 | 0 | 0 | 0 | 0 | 0 | 0 | 0
2013 | CAN | WECC | - | CA | 3c | Demand-Side Critical Peak-Pricing (CPP) with Control | 0 | 0 | 0 | 0 | 0 | 0 | 0 | 0 | 0 | 0 | 0 | 0
2013 | CAN | WECC | - | CA | 3d | Demand-Side Load as a Capacity Resource | 0 | 0 | 0 | 0 | 0 | 0 | 0 | 0 | 0 | 0 | 0 | 0
2013 | CAN | WECC | - | CA | 4 | Total Controllable Demand Response | 0 | 0 | 0 | 0 | 0 | 0 | 0 | 0 | 0 | 0 | 0 | 0
2013 | CAN | WECC | - | CA | 4a | Demand Response used for Ancillary Services - Spinning Reserves | 0 | 0 | 0 | 0 | 0 | 0 | 0 | 0 | 0 | 0 | 0 | 0
2013 | CAN | WECC | - | CA | 4b | Demand Response used for Ancillary Services - Non-Spinning Reserves | 0 | 0 | 0 | 0 | 0 | 0 | 0 | 0 | 0 | 0 | 0 | 0
2013 | CAN | WECC | - | CA | 4c | Demand Response used for Regulation | 0 | 0 | 0 | 0 | 0 | 0 | 0 | 0 | 0 | 0 | 0 | 0
2013 | CAN | WECC | - | CA | 4d | Demand Response used for Energy, Voluntary Services - Emergency | 0 | 0 | 0 | 0 | 0 | 0 | 0 | 0 | 0 | 0 | 0 | 0
2013 | CAN | WECC | - | CA | 5 | TOTAL INTERNAL CAPACITY | 0 | 28776.987 | 31250.337 | 34048.057 | 34526.057 | 36179.057 | 36679.057 | 36779.057 | 36779.057 | 36779.057 | 36779.057 | 36779.057
2013 | CAN | WECC | - | CA | 6a | Existing-Certain | 0 | 23849.9327 | 23849.9327 | 23849.9327 | 23849.9327 | 23849.9327 | 23849.9327 | 23849.9327 | 23849.9327 | 23849.9327 | 23849.9327 | 23849.9327
2013 | CAN | WECC | - | CA | 6a1 | Wind Expected On-Peak | 0 | 897.8127 | 897.8127 | 897.8127 | 897.8127 | 897.8127 | 897.8127 | 897.8127 | 897.8127 | 897.8127 | 897.8127 | 897.8127
2013 | CAN | WECC | - | CA | 6a2 | Solar Expected On-Peak | 0 | 0 | 0 | 0 | 0 | 0 | 0 | 0 | 0 | 0 | 0 | 0
2013 | CAN | WECC | - | CA | 6a3 | Hydro Expected On-Peak | 0 | 10249.76 | 10249.76 | 10249.76 | 10249.76 | 10249.76 | 10249.76 | 10249.76 | 10249.76 | 10249.76 | 10249.76 | 10249.76
2013 | CAN | WECC | - | CA | 6a4 | Biomass Expected On-Peak | 0 | 576.32 | 576.32 | 576.32 | 576.32 | 576.32 | 576.32 | 576.32 | 576.32 | 576.32 | 576.32 | 576.32
2013 | CAN | WECC | - | CA | 6b | Existing-Other | 0 | 0 | 0 | 0 | 0 | 0 | 0 | 0 | 0 | 0 | 0 | 0
2013 | CAN | WECC | - | CA | 6b1 | Wind Derate On-Peak | 0 | 602.1433 | 602.1433 | 602.1433 | 602.1433 | 602.1433 | 602.1433 | 602.1433 | 602.1433 | 602.1433 | 602.1433 | 602.1433
2013 | CAN | WECC | - | CA | 6b2 | Solar Derate On-Peak | 0 | 0 | 0 | 0 | 0 | 0 | 0 | 0 | 0 | 0 | 0 | 0
2013 | CAN | WECC | - | CA | 6b3 | Hydro Derate On-Peak | 0 | 2546.491 | 2546.491 | 2546.491 | 2546.491 | 2546.491 | 2546.491 | 2546.491 | 2546.491 | 2546.491 | 2546.491 | 2546.491
2013 | CAN | WECC | - | CA | 6b4 | Biomass Derate On-Peak | 0 | 94.0528 | 94.0528 | 94.0528 | 94.0528 | 94.0528 | 94.0528 | 94.0528 | 94.0528 | 94.0528 | 94.0528 | 94.0528
2013 | CAN | WECC | - | CA | 6b5 | Transmission-Limited Resources | 0 | 0 | 0 | 0 | 0 | 0 | 0 | 0 | 0 | 0 | 0 | 0
2013 | CAN | WECC | - | CA | 6b6 | All Other Derates | 0 | 0 | 0 | 0 | 0 | 0 | 0 | 0 | 0 | 0 | 0 | 0
2013 | CAN | WECC | - | CA | 6b7 | Energy-Only (Existing-Other) | 0 | 0 | 0 | 0 | 0 | 0 | 0 | 0 | 0 | 0 | 0 | 0
2013 | CAN | WECC | - | CA | 6c | Unplanned Outages (Actual) / Current and Future Inoperable Resources | 0 | 1033.75 | 1033.75 | 1033.75 | 1033.75 | 1033.75 | 1033.75 | 1033.75 | 1033.75 | 1033.75 | 1033.75 | 1033.75
2013 | CAN | WECC | - | CA | 6d | Total Supply-Side Demand Response | 0 | 0 | 0 | 0 | 0 | 0 | 0 | 0 | 0 | 0 | 0 | 0
2013 | CAN | WECC | - | CA | 7 | TOTAL FUTURE CAPACITY ADDITIONS | 0 | 650.6173 | 2278.5267 | 4662.9546 | 5076.5728 | 6455.0011 | 6855.4996 | 6955.4996 | 6955.4996 | 6955.4996 | 6955.4996 | 6955.4996
2013 | CAN | WECC | - | CA | 7a | Future-Planned | 0 | 650.6173 | 2278.5267 | 4662.9546 | 5076.5728 | 6455.0011 | 6855.4996 | 6955.4996 | 6955.4996 | 6955.4996 | 6955.4996 | 6955.4996
2013 | CAN | WECC | - | CA | 7a1 | Wind Expected On-Peak | 0 | 528.64 | 1028.708 | 1499.6545 | 1571.4816 | 1978.5019 | 1978.5019 | 1978.5019 | 1978.5019 | 1978.5019 | 1978.5019 | 1978.5019
2013 | CAN | WECC | - | CA | 7a2 | Wind Derate On-Peak | 0 | 0 | 689.932 | 1005.7855 | 1053.9584 | 1326.9381 | 1326.9381 | 1326.9381 | 1326.9381 | 1326.9381 | 1326.9381 | 1326.9381
2013 | CAN | WECC | - | CA | 7a3 | Solar Expected On-Peak | 0 | 0 | 0 | 0 | 0 | 0 | 0 | 0 | 0 | 0 | 0 | 0
2013 | CAN | WECC | - | CA | 7a4 | Solar Derate On-Peak | 0 | 0 | 0 | 0 | 0 | 0 | 0 | 0 | 0 | 0 | 0 | 0
2013 | CAN | WECC | - | CA | 7a5 | Hydro Expected On-Peak | 0 | 86.5473 | 532.3405 | 910.5873 | 925.0053 | 931.4133 | 1331.9118 | 1331.9118 | 1331.9118 | 1331.9118 | 1331.9118 | 1331.9118
2013 | CAN | WECC | - | CA | 7a6 | Hydro Derate On-Peak | 0 | 0 | 132.2568 | 226.2299 | 229.812 | 231.404 | 330.9054 | 330.9054 | 330.9054 | 330.9054 | 330.9054 | 330.9054
2013 | CAN | WECC | - | CA | 7a7 | Biomass Expected On-Peak | 0 | 20.43 | 142.4782 | 163.7128 | 241.0859 | 241.0859 | 241.0859 | 241.0859 | 241.0859 | 241.0859 | 241.0859 | 241.0859
2013 | CAN | WECC | - | CA | 7a8 | Biomass Derate On-Peak | 0 | 0 | 23.2518 | 26.7172 | 39.3441 | 39.3441 | 39.3441 | 39.3441 | 39.3441 | 39.3441 | 39.3441 | 39.3441
2013 | CAN | WECC | - | CA | 7a9 | Transmission-Limited Resources | 0 | 0 | 0 | 0 | 0 | 0 | 0 | 0 | 0 | 0 | 0 | 0
2013 | CAN | WECC | - | CA | 7a10 | Scheduled Outage - Maintenance | 0 | 470 | 441 | 384 | 218 | 317 | 490 | 723 | 417 | 586 | 477 | 294
2013 | CAN | WECC | - | CA | 7a11 | All Other Derates | 0 | 0 | 0 | 0 | 0 | 0 | 0 | 0 | 0 | 0 | 0 | 0
2013 | CAN | WECC | - | CA | 7a12 | Energy-Only | 0 | 0 | 0 | 0 | 0 | 0 | 0 | 0 | 0 | 0 | 0 | 0
2013 | CAN | WECC | - | CA | 7b | Future-Other | 0 | 0 | 0 | 0 | 0 | 0 | 0 | 0 | 0 | 0 | 0 | 0
2013 | CAN | WECC | - | CA | 7b1 | Wind Expected On-Peak | 0 | 0 | 0 | 0 | 0 | 0 | 0 | 0 | 0 | 0 | 0 | 0
2013 | CAN | WECC | - | CA | 7b2 | Wind Derate On-Peak | 0 | 0 | 0 | 0 | 0 | 0 | 0 | 0 | 0 | 0 | 0 | 0
2013 | CAN | WECC | - | CA | 7b3 | Solar Expected On-Peak | 0 | 0 | 0 | 0 | 0 | 0 | 0 | 0 | 0 | 0 | 0 | 0
2013 | CAN | WECC | - | CA | 7b4 | Solar Derate On-Peak | 0 | 0 | 0 | 0 | 0 | 0 | 0 | 0 | 0 | 0 | 0 | 0
2013 | CAN | WECC | - | CA | 7b5 | Hydro Expected On-Peak | 0 | 0 | 0 | 0 | 0 | 0 | 0 | 0 | 0 | 0 | 0 | 0
2013 | CAN | WECC | - | CA | 7b6 | Hydro Derate On-Peak | 0 | 0 | 0 | 0 | 0 | 0 | 0 | 0 | 0 | 0 | 0 | 0
2013 | CAN | WECC | - | CA | 7b7 | Biomass Expected On-Peak | 0 | 0 | 0 | 0 | 0 | 0 | 0 | 0 | 0 | 0 | 0 | 0
2013 | CAN | WECC | - | CA | 7b8 | Biomass Derate On-Peak | 0 | 0 | 0 | 0 | 0 | 0 | 0 | 0 | 0 | 0 | 0 | 0
2013 | CAN | WECC | - | CA | 7b9 | Transmission-Limited Resources | 0 | 0 | 0 | 0 | 0 | 0 | 0 | 0 | 0 | 0 | 0 | 0
2013 | CAN | WECC | - | CA | 7b10 | Scheduled Outage - Maintenance | 0 | 0 | 0 | 0 | 0 | 0 | 0 | 0 | 0 | 0 | 0 | 0
2013 | CAN | WECC | - | CA | 7b11 | All Other Derates | 0 | 0 | 0 | 0 | 0 | 0 | 0 | 0 | 0 | 0 | 0 | 0
2013 | CAN | WECC | - | CA | 7b12 | Energy-Only | 0 | 0 | 0 | 0 | 0 | 0 | 0 | 0 | 0 | 0 | 0 | 0
2013 | CAN | WECC | - | CA | 8 | Conceptual | 0 | 0 | 478.0244 | 833.938 | 1235.0005 | 1815.0005 | 3594.0332 | 3684.0332 | 4184.0332 | 4904.9306 | 4904.9306 | 4904.9306
2013 | CAN | WECC | - | CA | 8a1 | Wind Expected On-Peak | 0 | 0 | 143.6542 | 179.5678 | 179.5678 | 179.5678 | 200.2181 | 200.2181 | 200.2181 | 200.2181 | 200.2181 | 200.2181
2013 | CAN | WECC | - | CA | 8a2 | Wind Derate On-Peak | 0 | 0 | 96.3458 | 120.4322 | 120.4322 | 120.4322 | 134.2819 | 134.2819 | 134.2819 | 134.2819 | 134.2819 | 134.2819
2013 | CAN | WECC | - | CA | 8a3 | Solar Expected On-Peak | 0 | 0 | 0 | 0 | 0 | 0 | 8.3824 | 8.3824 | 8.3824 | 8.3824 | 8.3824 | 8.3824
2013 | CAN | WECC | - | CA | 8a4 | Solar Derate On-Peak | 0 | 0 | 0 | 0 | 0 | 0 | 6.6176 | 6.6176 | 6.6176 | 6.6176 | 6.6176 | 6.6176
2013 | CAN | WECC | - | CA | 8a5 | Hydro Expected On-Peak | 0 | 0 | 8.1702 | 8.1702 | 9.2327 | 9.2327 | 9.2327 | 9.2327 | 9.2327 | 730.1301 | 730.1301 | 730.1301
2013 | CAN | WECC | - | CA | 8a6 | Hydro Derate On-Peak | 0 | 0 | 2.0298 | 2.0298 | 2.2938 | 2.2938 | 2.2938 | 2.2938 | 2.2938 | 181.3964 | 181.3964 | 181.3964
2013 | CAN | WECC | - | CA | 8a7 | Biomass Expected On-Peak | 0 | 0 | 0 | 0 | 0 | 0 | 0 | 0 | 0 | 0 | 0 | 0
2013 | CAN | WECC | - | CA | 8a8 | Biomass Derate On-Peak | 0 | 0 | 0 | 0 | 0 | 0 | 0 | 0 | 0 | 0 | 0 | 0
2013 | CAN | WECC | - | CA | 8a9 | All Other Derates | 0 | 0 | 0 | 0 | 0 | 0 | 0 | 0 | 0 | 0 | 0 | 0
2013 | CAN | WECC | - | CA | 8a10 | Energy-Only | 0 | 0 | 0 | 0 | 0 | 0 | 0 | 0 | 0 | 0 | 0 | 0
2013 | CAN | WECC | - | CA | 9 | ANTICIPATED INTERNAL CAPACITY | 0 | 24500.5499 | 26128.4593 | 28512.8873 | 28926.5054 | 30304.9337 | 30705.4323 | 30805.4323 | 30805.4323 | 30805.4323 | 30805.4323 | 30805.4323
2013 | CAN | WECC | - | CA | 10 | CAPACITY TRANSACTIONS - IMPORTS | 0 | 2000 | 1000 | 1000 | 1000 | 1000 | 1000 | 1000 | 1000 | 1200 | 1375 | 1525
2013 | CAN | WECC | - | CA | 10a | Firm | 0 | 2000 | 1000 | 1000 | 1000 | 1000 | 1000 | 1000 | 1000 | 1200 | 1375 | 1525
2013 | CAN | WECC | - | CA | 10a1 | Full-Responsibility Purchases | 0 | 0 | 0 | 0 | 0 | 0 | 0 | 0 | 0 | 0 | 0 | 0
2013 | CAN | WECC | - | CA | 10a2 | Owned Capacity/Entitlement Located Outside the Region/Subregion | 0 | 0 | 0 | 0 | 0 | 0 | 0 | 0 | 0 | 0 | 0 | 0
2013 | CAN | WECC | - | CA | 10b | Non-firm | 0 | 0 | 0 | 0 | 0 | 0 | 0 | 0 | 0 | 0 | 0 | 0
2013 | CAN | WECC | - | CA | 10c | Expected | 0 | 0 | 0 | 0 | 0 | 0 | 0 | 0 | 0 | 0 | 0 | 0
2013 | CAN | WECC | - | CA | 10c1 | Full-Responsibility Purchases | 0 | 0 | 0 | 0 | 0 | 0 | 0 | 0 | 0 | 0 | 0 | 0
2013 | CAN | WECC | - | CA | 10c2 | Owned Capacity/Entitlement Located Outside the Region/Subregion | 0 | 0 | 0 | 0 | 0 | 0 | 0 | 0 | 0 | 0 | 0 | 0
2013 | CAN | WECC | - | CA | 11 | CAPACITY TRANSACTIONS - EXPORTS | 0 | 0 | 0 | 0 | 0 | 0 | 0 | 0 | 0 | 0 | 0 | 0
2013 | CAN | WECC | - | CA | 11a | Firm | 0 | 0 | 0 | 0 | 0 | 0 | 0 | 0 | 0 | 0 | 0 | 0
2013 | CAN | WECC | - | CA | 11a1 | Full-Responsibility Purchases | 0 | 0 | 0 | 0 | 0 | 0 | 0 | 0 | 0 | 0 | 0 | 0
2013 | CAN | WECC | - | CA | 11a2 | Owned Capacity/Entitlement Located Outside the Region/Subregion | 0 | 0 | 0 | 0 | 0 | 0 | 0 | 0 | 0 | 0 | 0 | 0
2013 | CAN | WECC | - | CA | 11b | Non-firm | 0 | 0 | 0 | 0 | 0 | 0 | 0 | 0 | 0 | 0 | 0 | 0
2013 | CAN | WECC | - | CA | 11c | Expected | 0 | 0 | 0 | 0 | 0 | 0 | 0 | 0 | 0 | 0 | 0 | 0
2013 | CAN | WECC | - | CA | 11c1 | Full-Responsibility Purchases | 0 | 0 | 0 | 0 | 0 | 0 | 0 | 0 | 0 | 0 | 0 | 0
2013 | CAN | WECC | - | CA | 11c2 | Owned Capacity/Entitlement Located Outside the Region/Subregion | 0 | 0 | 0 | 0 | 0 | 0 | 0 | 0 | 0 | 0 | 0 | 0
2013 | CAN | WECC | - | CA | 12 | EXISTING-CERTAIN & NET FIRM TRANSACTIONS | 0 | 25849.9327 | 24849.9327 | 24849.9327 | 24849.9327 | 24849.9327 | 24849.9327 | 24849.9327 | 24849.9327 | 25049.9327 | 25224.9327 | 25374.9327
2013 | CAN | WECC | - | CA | 13 | ANTICIPATED CAPACITY RESOURCES | 0 | 0 | 26687.4593 | 29128.8873 | 29708.5054 | 30987.9337 | 31215.4323 | 31082.4323 | 31388.4323 | 31419.4323 | 31703.4323 | 32036.4323
2013 | CAN | WECC | - | CA | 14 | PROSPECTIVE CAPACITY RESOURCES | 0 | 0 | 26687.4593 | 29128.8873 | 29708.5054 | 30987.9337 | 31215.4323 | 31082.4323 | 31388.4323 | 31419.4323 | 31703.4323 | 32036.4323
2013 | CAN | WECC | - | CA | 15 | TOTAL POTENTIAL CAPACITY RESOURCES | 0 | 0 | 27165.4838 | 29962.8253 | 30943.5059 | 32802.9343 | 34809.4655 | 34766.4655 | 35572.4655 | 36324.3629 | 36608.3629 | 36941.3629
2013 | CAN | WECC | - | CA | 16 | ADJUSTED POTENTIAL CAPACITY RESOURCES | 0 | 0 | 27165.479 | 29962.8169 | 30943.4936 | 32802.9161 | 34809.4296 | 34766.4287 | 35572.4237 | 36324.3139 | 36608.3139 | 36941.3139
2013 | CAN | WECC | - | CA | 16a | Confidence of Future-Other | 0 | 0 | 0.99999 | 0.99999 | 0.99999 | 0.99999 | 0.99999 | 0.99999 | 0.99999 | 0.99999 | 0.99999 | 0.99999
2013 | CAN | WECC | - | CA | 16b | Net Future-Other Resources After Confidence Percentage Is Applied | 0 | 0 | 0 | 0 | 0 | 0 | 0 | 0 | 0 | 0 | 0 | 0
2013 | CAN | WECC | - | CA | 16c | Confidence of Conceptual | 0 | 0 | 0.99999 | 0.99999 | 0.99999 | 0.99999 | 0.99999 | 0.99999 | 0.99999 | 0.99999 | 0.99999 | 0.99999
2013 | CAN | WECC | - | CA | 16d | Net Conceptual Resources After Confidence Percentage Is Applied | 0 | 0 | 478.0196 | 833.9296 | 1234.9882 | 1814.9824 | 3593.9973 | 3683.9964 | 4183.9914 | 4904.8816 | 4904.8816 | 4904.8816
2013 | CAN | WECC | - | CA | 17 | ASSESSMENT AREA TARGET RESERVE MARGIN | 0% | 0% | 13.91% | 13.91% | 13.91% | 13.91% | 13.91% | 13.91% | 13.91% | 13.91% | 13.91% | 13.91%
2013 | CAN | WECC | - | CA | 18 | EXISTING-CERTAIN AND NET FIRM TRANSACTIONS RESERVE MARGIN | 0% | 19.23% | 0% | 0% | 0% | 0% | 0% | 0% | 0% | 0% | 0% | 0%
2013 | CAN | WECC | - | CA | 19 | ANTICIPATED CAPACITY RESOURCES RESERVE MARGIN | 0% | 0% | 18.1% | 26.03% | 25.27% | 25.86% | 22.5% | 19.54% | 19.13% | 17.62% | 16.72% | 16.28%
2013 | CAN | WECC | - | CA | 20 | PROSPECTIVE CAPACITY RESOURCES RESERVE MARGIN | 0% | 0% | 18.1% | 26.03% | 25.27% | 25.86% | 22.5% | 19.54% | 19.13% | 17.62% | 16.72% | 16.28%
2013 | CAN | WECC | - | CA | 21 | TOTAL POTENTIAL RESOURCES RESERVE MARGIN | 0% | 0% | 20.21% | 29.64% | 30.48% | 33.23% | 36.61% | 33.71% | 35% | 35.98% | 34.77% | 34.09%
2013 | CAN | WECC | - | CA | 22 | ADJUSTED POTENTIAL RESOURCES RESERVE MARGIN | 0% | 0% | 20.21% | 29.64% | 30.48% | 33.23% | 36.61% | 33.71% | 35% | 35.98% | 34.77% | 34.09%
2013 | CAN | WECC | - | CA | 23 | Total Baseline Installed Capacity | 0 | 0 | 0 | 0 | 0 | 0 | 0 | 0 | 0 | 0 | 0 | 0
2013 | CAN | WECC | - | CA | 24 | Distributed or Other Capacity (Behind the Meter) < 1 MW | 0 | 0 | 0 | 0 | 0 | 0 | 0 | 0 | 0 | 0 | 0 | 0
2013 | CAN | WECC | - | CA | 25 | Distributed or Other Capacity (Behind the Meter) ≥ 1 MW | 0 | 0 | 0 | 0 | 0 | 0 | 0 | 0 | 0 | 0 | 0 | 0
2013 | CAN | WECC | - | CA | 26 | Capacity Total from EIA-860 | 0 | 0 | 0 | 0 | 0 | 0 | 0 | 0 | 0 | 0 | 0 | 0
2014 | US | FRCC | - | FRCC |  | Total Internal Demand |  |  | 45668 | 46415 | 47165 | 47692 | 48241 | 48769 | 49323 | 49934 | 50584 | 50584
2014 | US | FRCC | - | FRCC |  | Net Internal Demand |  |  | 42668 | 43370 | 44089 | 44547 | 45051 | 45553 | 46083 | 46669 | 47295 | 47295
2014 | US | FRCC | - | FRCC |  | Conservation / Energy Efficiency |  | 156 | 229 | 304 | 368 | 429 | 495 | 547 | 604 | 669 | 725 | 725
2014 | US | FRCC | - | FRCC |  | Direct Control Load Management (DCLM) - Program Total |  |  | 2568 | 2611 | 2635 | 2661 | 2686 | 2710 | 2734 | 2759 | 2785 | 2785
2014 | US | FRCC | - | FRCC |  | Direct Control Load Management (DCLM) - Available |  |  | 2568 | 2611 | 2635 | 2661 | 2686 | 2710 | 2734 | 2759 | 2785 | 2785
2014 | US | FRCC | - | FRCC |  | Interruptible Load - Program Total |  |  | 432 | 434 | 441 | 484 | 504 | 506 | 506 | 506 | 504 | 504
2014 | US | FRCC | - | FRCC |  | Interruptible Load - Available |  |  | 432 | 434 | 441 | 484 | 504 | 506 | 506 | 506 | 504 | 504
2014 | US | FRCC | - | FRCC |  | Critical Peak-Pricing (CPP) with Load Control - Program Total |  |  | 0 | 0 | 0 | 0 | 0 | 0 | 0 | 0 | 0 | 0
2014 | US | FRCC | - | FRCC |  | Critical Peak-Pricing (CPP) with Load Control - Available |  |  | 0 | 0 | 0 | 0 | 0 | 0 | 0 | 0 | 0 | 0
2014 | US | FRCC | - | FRCC |  | Load as a Capacity Resource (LCR) - Program Total |  |  | 0 | 0 | 0 | 0 | 0 | 0 | 0 | 0 | 0 | 0
2014 | US | FRCC | - | FRCC |  | Load as a Capacity Resource (LCR) - Available |  |  | 0 | 0 | 0 | 0 | 0 | 0 | 0 | 0 | 0 | 0
2014 | US | FRCC | - | FRCC |  | Estimated Diversity |  |  | 0 | 0 | 0 | 0 | 0 | 0 | 0 | 0 | 0 | 0
2014 | US | FRCC | - | FRCC |  | Stand-by Load under Contract |  |  | 0 | 0 | 0 | 0 | 0 | 0 | 0 | 0 | 0 | 0
2014 | US | FRCC | - | FRCC |  | Imports - Prior Year Actual | 1340
2014 | US | FRCC | - | FRCC |  | Imports - Firm |  |  | 1257 | 1257 | 1357 | 1457 | 1457 | 1457 | 1045 | 1045 | 1045 | 1045
2014 | US | FRCC | - | FRCC |  | Imports - Full-Responsibility Purchases |  |  | 412 | 412 | 512 | 612 | 612 | 612 | 200 | 200 | 200 | 200
2014 | US | FRCC | - | FRCC |  | Imports - Owned Capacity/Entitlement Located Outside the Area |  |  | 845 | 845 | 845 | 845 | 845 | 845 | 845 | 845 | 845 | 845
2014 | US | FRCC | - | FRCC |  | Imports - Modeled |  |  | 0 | 0 | 0 | 0 | 0 | 0 | 0 | 0 | 0 | 0
2014 | US | FRCC | - | FRCC |  | Imports - Expected |  |  | 0 | 0 | 0 | 0 | 0 | 0 | 0 | 0 | 0 | 0
2014 | US | FRCC | - | FRCC |  | Exports - Prior Year Actual | 0
2014 | US | FRCC | - | FRCC |  | Exports - Firm |  |  | 0 | 0 | 0 | 0 | 0 | 0 | 0 | 0 | 0 | 0
2014 | US | FRCC | - | FRCC |  | Exports - Full-Responsibility Sales |  |  | 0 | 0 | 0 | 0 | 0 | 0 | 0 | 0 | 0 | 0
2014 | US | FRCC | - | FRCC |  | Exports - Owned Capacity/Entitlement Located Outside the Area |  |  | 0 | 0 | 0 | 0 | 0 | 0 | 0 | 0 | 0 | 0
2014 | US | FRCC | - | FRCC |  | Exports - Modeled |  |  | 0 | 0 | 0 | 0 | 0 | 0 | 0 | 0 | 0 | 0
2014 | US | FRCC | - | FRCC |  | Exports - Expected |  |  | 0 | 0 | 0 | 0 | 0 | 0 | 0 | 0 | 0 | 0
2014 | US | FRCC | - | FRCC |  | Scheduled Outages |  |  | 0 | 0 | 0 | 0 | 0 | 0 | 0 | 0 | 0 | 0
2014 | US | FRCC | - | FRCC |  | Transmission Limitations |  |  | 0 | 0 | 0 | 0 | 0 | 0 | 0 | 0 | 0 | 0
2014 | US | FRCC | - | FRCC |  | Other Capacity Adjustments |  |  | 0 | 0 | 0 | 0 | 0 | 0 | 0 | 0 | 0 | 0
2014 | US | FRCC | - | FRCC |  | Existing-Other Capacity |  |  | 2124.16 | 2179.16 | 2179.16 | 2203.36 | 2727.36 | 2728.96 | 3274.96 | 3274.96 | 3446.26 | 3446.26
2014 | US | FRCC | - | FRCC |  | Future-Other Capacity |  |  | 0 | 0 | 0 | 0 | 0 | 0 | 0 | 0 | 0 | 0
2014 | US | FRCC | - | FRCC |  | Existing-Certain Capacity |  |  | 55841.28 | 55387.28 | 54943.28 | 52551.88 | 52118.88 | 52041.28 | 51328.28 | 51341.28 | 50766.98 | 50766.98
2014 | US | FRCC | - | FRCC |  | Future-Planned Capacity |  |  | 1447.7 | 3691.7 | 3691.7 | 6511.7 | 7940.7 | 9361.7 | 11127.7 | 12227.7 | 13607.7 | 13607.7
2014 | US | FRCC | - | FRCC |  | Existing-Certain & Net Firm Transfers Margin |  |  | 33.82% | 30.61% | 27.7% | 21.24% | 18.92% | 17.44% | 13.65% | 12.25% | 9.551% | 9.551%
2014 | US | FRCC | - | FRCC |  | Anticipated Margin |  |  | 37.21% | 39.12% | 36.07% | 35.86% | 36.55% | 37.99% | 37.8% | 38.45% | 38.32% | 38.32%
2014 | US | FRCC | - | FRCC |  | Prospective Margin |  |  | 42.19% | 44.14% | 41.01% | 40.8% | 42.6% | 43.98% | 44.9% | 45.47% | 45.61% | 45.61%
2014 | US | FRCC | - | FRCC |  | Adjusted-Potential Margin |  |  | 42.19% | 44.14% | 41.01% | 40.8% | 42.6% | 43.98% | 44.9% | 45.47% | 45.61% | 45.61%
2014 | US | FRCC | - | FRCC |  | Reference Margin Level | 15% | 15% | 15% | 15% | 15% | 15% | 15% | 15% | 15% | 15% | 15% | 15%
2014 | US | MRO | - | MISO |  | Total Internal Demand |  |  | 104414.2 | 107352.4 | 108414.2 | 109505.6 | 110457.2 | 111359.8 | 112218.7 | 113052.6 | 113796.6 | 115031.2
2014 | US | MRO | - | MISO |  | Net Internal Demand |  |  | 99671.1533 | 102597.1 | 103647.8 | 104727.1 | 105666.6 | 106557.1 | 107403.9 | 108225.7 | 108957.6 | 110180
2014 | US | MRO | - | MISO |  | Conservation / Energy Efficiency |  | 0 | 0 | 0 | 0 | 0 | 0 | 0 | 0 | 0 | 0 | 0
2014 | US | MRO | - | MISO |  | Direct Control Load Management (DCLM) - Program Total |  |  | 943.5 | 945.9 | 948.2 | 950.6 | 953 | 955.4 | 957.7 | 960.1 | 952.5 | 964.9
2014 | US | MRO | - | MISO |  | Direct Control Load Management (DCLM) - Available |  |  | 832.2583 | 834.3 | 836.4 | 838.5 | 840.6 | 842.7 | 844.8 | 846.9 | 849 | 851.2
2014 | US | MRO | - | MISO |  | Interruptible Load - Program Total |  |  | 4044.6 | 4054.4 | 4064.8 | 4075 | 4085.2 | 4095.4 | 4105.6 | 4115.9 | 4126.2 | 4136.5
2014 | US | MRO | - | MISO |  | Interruptible Load - Available |  |  | 3910.7884 | 3921 | 3930 | 3940 | 3950 | 3960 | 3970 | 3980 | 3990 | 4000
2014 | US | MRO | - | MISO |  | Critical Peak-Pricing (CPP) with Load Control - Program Total |  |  | 0 | 0 | 0 | 0 | 0 | 0 | 0 | 0 | 0 | 0
2014 | US | MRO | - | MISO |  | Critical Peak-Pricing (CPP) with Load Control - Available |  |  | 0 | 0 | 0 | 0 | 0 | 0 | 0 | 0 | 0 | 0
2014 | US | MRO | - | MISO |  | Load as a Capacity Resource (LCR) - Program Total |  |  | 0 | 0 | 0 | 0 | 0 | 0 | 0 | 0 | 0 | 0
2014 | US | MRO | - | MISO |  | Load as a Capacity Resource (LCR) - Available |  |  | 0 | 0 | 0 | 0 | 0 | 0 | 0 | 0 | 0 | 0
2014 | US | MRO | - | MISO |  | Estimated Diversity |  |  | 4578.3 | 4683.1 | 4729.4 | 4777 | 4818.5 | 4857.9 | 4895.4 | 4931.7 | 4964.2 | 5018.1
2014 | US | MRO | - | MISO |  | Stand-by Load under Contract |  |  | 0 | 0 | 0 | 0 | 0 | 0 | 0 | 0 | 0 | 0
2014 | US | MRO | - | MISO |  | Imports - Prior Year Actual | 2300
2014 | US | MRO | - | MISO |  | Imports - Firm |  |  | 3157 | 3157 | 3157 | 3157 | 3157 | 3157 | 3157 | 3157 | 3157 | 3157
2014 | US | MRO | - | MISO |  | Imports - Full-Responsibility Purchases |  |  | 0 | 0 | 0 | 0 | 0 | 0 | 0 | 0 | 0 | 0
2014 | US | MRO | - | MISO |  | Imports - Owned Capacity/Entitlement Located Outside the Area |  |  | 0 | 0 | 0 | 0 | 0 | 0 | 0 | 0 | 0 | 0
2014 | US | MRO | - | MISO |  | Imports - Modeled |  |  | 0 | 0 | 0 | 0 | 0 | 0 | 0 | 0 | 0 | 0
2014 | US | MRO | - | MISO |  | Imports - Expected |  |  | 0 | 0 | 0 | 0 | 0 | 1788 | 1788 | 1788 | 1788 | 1788
2014 | US | MRO | - | MISO |  | Exports - Prior Year Actual | 0
2014 | US | MRO | - | MISO |  | Exports - Firm |  |  | 2044 | 4135 | 4135 | 4135 | 4135 | 4135 | 4135 | 4135 | 4135 | 4135
2014 | US | MRO | - | MISO |  | Exports - Full-Responsibility Sales |  |  | 0 | 0 | 0 | 0 | 0 | 0 | 0 | 0 | 0 | 0
2014 | US | MRO | - | MISO |  | Exports - Owned Capacity/Entitlement Located Outside the Area |  |  | 0 | 0 | 0 | 0 | 0 | 0 | 0 | 0 | 0 | 0
2014 | US | MRO | - | MISO |  | Exports - Modeled |  |  | 0 | 0 | 0 | 0 | 0 | 0 | 0 | 0 | 0 | 0
2014 | US | MRO | - | MISO |  | Exports - Expected |  |  | 0 | 0 | 0 | 0 | 0 | 0 | 0 | 0 | 0 | 0
2014 | US | MRO | - | MISO |  | Scheduled Outages |  |  | 3211 | 3211 | 3211 | 3211 | 3211 | 3211 | 3211 | 3211 | 3211 | 3211
2014 | US | MRO | - | MISO |  | Transmission Limitations |  |  | 3665.0344 | 2078.423 | 1439.9486 | 929.5673 | 477.3673 | 140.5609 | 0 | 0 | 0 | 0
2014 | US | MRO | - | MISO |  | Other Capacity Adjustments | 0 | 0 | 0 | 0 | 0 | 0 | 0 | 0 | 0 | 0 | 0 | 0
2014 | US | MRO | - | MISO |  | Existing-Other Capacity |  |  | 4849.3793 | 5549.3793 | 5547.9793 | 7147.9793 | 7947.9793 | 8247.9793 | 9847.9793 | 10147.9793 | 11247.9793 | 11547.9793
2014 | US | MRO | - | MISO |  | Future-Other Capacity |  |  | 313.0063 | 321.0063 | 321.0063 | 321.0063 | 321.0063 | 321.0063 | 321.0063 | 321.0063 | 321.0063 | 321.0063
2014 | US | MRO | - | MISO |  | Existing-Certain Capacity |  |  | 137742.7014 | 137223.5128 | 138453.8872 | 137463.8685 | 137040.5685 | 137077.3749 | 135409.3358 | 135109.3358 | 134009.3358 | 133709.3358
2014 | US | MRO | - | MISO |  | Future-Planned Capacity |  |  | 1116.377 | 1585.0664 | 2931.0664 | 3476.6654 | 3527.6654 | 3578.6654 | 3578.6654 | 3578.6654 | 3578.6654 | 3578.6654
2014 | US | MRO | - | MISO |  | Existing-Certain & Net Firm Transfers Margin |  |  | 39.31% | 32.8% | 32.64% | 30.33% | 28.77% | 27.72% | 25.16% | 23.94% | 22.09% | 20.47%
2014 | US | MRO | - | MISO |  | Anticipated Margin |  |  | 40.43% | 34.34% | 35.47% | 33.65% | 32.1% | 31.08% | 28.5% | 27.24% | 25.38% | 23.72%
2014 | US | MRO | - | MISO |  | Prospective Margin |  |  | 45.61% | 40.06% | 41.13% | 40.78% | 39.93% | 40.8% | 39.63% | 38.57% | 37.64% | 36.11%
2014 | US | MRO | - | MISO |  | Adjusted-Potential Margin |  |  | 45.82% | 40.43% | 41.65% | 41.43% | 40.68% | 41.64% | 40.47% | 39.5% | 38.68% | 37.14%
2014 | US | MRO | - | MISO |  | Reference Margin Level | 14.8% | 14.8% | 14.8% | 14.8% | 14.8% | 14.8% | 14.8% | 14.8% | 14.8% | 14.8% | 14.8% | 14.8%
2014 | CA | MRO | - | Manitoba Hydro |  | Total Internal Demand |  |  | 4652 | 4713.1434 | 4663.3256 | 4704.7079 | 4761.115 | 4854.4395 | 4931.4873 | 4997.0666 | 5065.9103 | 5135.8594
2014 | CA | MRO | - | Manitoba Hydro |  | Net Internal Demand |  |  | 4409 | 4469.1434 | 4419.3256 | 4460.7079 | 4517.115 | 4610.4395 | 4687.4873 | 4753.0666 | 4821.9103 | 4891.8594
2014 | CA | MRO | - | Manitoba Hydro |  | Conservation / Energy Efficiency |  | 43.71 | 62.09 | 79.06 | 93.87 | 108.49 | 117.69 | 126.36 | 135.013 | 143.43 | 148.59 | 152.64
2014 | CA | MRO | - | Manitoba Hydro |  | Direct Control Load Management (DCLM) - Program Total
2014 | CA | MRO | - | Manitoba Hydro |  | Direct Control Load Management (DCLM) - Available
2014 | CA | MRO | - | Manitoba Hydro |  | Interruptible Load - Program Total
2014 | CA | MRO | - | Manitoba Hydro |  | Interruptible Load - Available
2014 | CA | MRO | - | Manitoba Hydro |  | Critical Peak-Pricing (CPP) with Load Control - Program Total
2014 | CA | MRO | - | Manitoba Hydro |  | Critical Peak-Pricing (CPP) with Load Control - Available
2014 | CA | MRO | - | Manitoba Hydro |  | Load as a Capacity Resource (LCR) - Program Total |  |  | 250 | 250 | 250 | 250 | 250 | 250 | 250 | 250 | 250 | 250
2014 | CA | MRO | - | Manitoba Hydro |  | Load as a Capacity Resource (LCR) - Available |  |  | 243 | 244 | 244 | 244 | 244 | 244 | 244 | 244 | 244 | 244
2014 | CA | MRO | - | Manitoba Hydro |  | Estimated Diversity
2014 | CA | MRO | - | Manitoba Hydro |  | Stand-by Load under Contract
2014 | CA | MRO | - | Manitoba Hydro |  | Imports - Prior Year Actual | 0
2014 | CA | MRO | - | Manitoba Hydro |  | Imports - Firm |  |  | 550 | 550 | 550 | 550 | 550 | 550 | 550 | 550 | 550 | 550
2014 | CA | MRO | - | Manitoba Hydro |  | Imports - Full-Responsibility Purchases
2014 | CA | MRO | - | Manitoba Hydro |  | Imports - Owned Capacity/Entitlement Located Outside the Area |  |  | 550 | 550 | 550 | 550 | 550 | 550 | 550 | 550 | 550 | 550
2014 | CA | MRO | - | Manitoba Hydro |  | Imports - Modeled
2014 | CA | MRO | - | Manitoba Hydro |  | Imports - Expected
2014 | CA | MRO | - | Manitoba Hydro |  | Exports - Prior Year Actual | 105
2014 | CA | MRO | - | Manitoba Hydro |  | Exports - Firm |  |  | 415 | 633 | 633 | 483 | 483 | 433 | 325 | 325 | 325 | 325
2014 | CA | MRO | - | Manitoba Hydro |  | Exports - Full-Responsibility Sales
2014 | CA | MRO | - | Manitoba Hydro |  | Exports - Owned Capacity/Entitlement Located Outside the Area |  |  | 415 | 633 | 633 | 483 | 483 | 433 | 325 | 325 | 326 | 325
2014 | CA | MRO | - | Manitoba Hydro |  | Exports - Modeled
2014 | CA | MRO | - | Manitoba Hydro |  | Exports - Expected |  |  | 25 | 25 | 25 | 25 | 25 | 275 | 500 | 475 | 475 | 475
2014 | CA | MRO | - | Manitoba Hydro |  | Scheduled Outages |  |  | 3910.7884: 102.21
2014 | CA | MRO | - | Manitoba Hydro |  | Transmission Limitations
2014 | CA | MRO | - | Manitoba Hydro |  | Other Capacity Adjustments
2014 | CA | MRO | - | Manitoba Hydro |  | Existing-Other Capacity |  |  | 288.71 | 288.71 | 288.71 | 288.71 | 288.71 | 288.71 | 288.71 | 288.71 | 288.71 | 288.71
2014 | CA | MRO | - | Manitoba Hydro |  | Future-Other Capacity |  |  | 0 | 0 | 0 | 0 | 0 | 0 | 0 | 0 | 0 | 0
2014 | CA | MRO | - | Manitoba Hydro |  | Existing-Certain Capacity |  |  | 5502.03 | 5604.24 | 5604.24 | 5604.24 | 5509.84 | 5509.84 | 5509.84 | 5509.84 | 5509.84 | 5509.84
2014 | CA | MRO | - | Manitoba Hydro |  | Future-Planned Capacity |  |  | 0 | 0 | 0 | 0 | 270 | 630 | 630 | 630 | 630 | 630
2014 | CA | MRO | - | Manitoba Hydro |  | Existing-Certain & Net Firm Transfers Margin |  |  | 27.85% | 23.54% | 24.93% | 27.14% | 23.46% | 22.05% | 22.34% | 20.66% | 18.93% | 17.23%
2014 | CA | MRO | - | Manitoba Hydro |  | Anticipated Margin |  |  | 27.85% | 23.54% | 24.93% | 27.14% | 29.44% | 35.71% | 35.78% | 33.91% | 32% | 30.11%
2014 | CA | MRO | - | Manitoba Hydro |  | Prospective Margin |  |  | 33.83% | 29.44% | 30.9% | 33.05% | 35.28% | 36.01% | 31.28% | 29.99% | 28.13% | 26.3%
2014 | CA | MRO | - | Manitoba Hydro |  | Adjusted-Potential Margin |  |  | 33.83% | 29.44% | 30.9% | 33.05% | 35.28% | 36.01% | 31.28% | 29.99% | 28.13% | 26.3%
2014 | CA | MRO | - | Manitoba Hydro |  | Reference Margin Level | 12% | 12% | 12% | 12% | 12% | 12% | 12% | 12% | 12% | 12% | 12% | 12%
2014 | US | MRO | - | MAPP |  | Total Internal Demand |  |  | 5457.1093 | 5817.9952 | 5948.6734 | 6175.7237 | 6311.1381 | 6439.7613 | 6572.0489 | 6702.118 | 6831.6707 | 7008.7945
2014 | US | MRO | - | MAPP |  | Net Internal Demand |  |  | 5071.1093 | 5432.9952 | 5558.6734 | 5780.7237 | 5911.1381 | 6034.7613 | 6162.0489 | 6287.118 | 6411.6707 | 6583.7945
2014 | US | MRO | - | MAPP |  | Conservation / Energy Efficiency |  | 38.4341 | 46.5142 | 54.7107 | 61.8853 | 70.0759 | 78.2765 | 86.4868 | 94.7948 | 103.0516 | 111.3087 | 119.5681
2014 | US | MRO | - | MAPP |  | Direct Control Load Management (DCLM) - Program Total |  |  | 380 | 385 | 390 | 395 | 400 | 405 | 410 | 415 | 420 | 425
2014 | US | MRO | - | MAPP |  | Direct Control Load Management (DCLM) - Available |  |  | 380 | 385 | 390 | 395 | 400 | 405 | 410 | 415 | 420 | 425
2014 | US | MRO | - | MAPP |  | Interruptible Load - Program Total |  |  | 10.1 | 4.1 | 4.1 | 4.1 | 4.1 | 4.1 | 4.1 | 4.1 | 4.1 | 4.1
2014 | US | MRO | - | MAPP |  | Interruptible Load - Available |  |  | 6 | 0 | 0 | 0 | 0 | 0 | 0 | 0 | 0 | 0
2014 | US | MRO | - | MAPP |  | Critical Peak-Pricing (CPP) with Load Control - Program Total |  |  | 0 | 0 | 0 | 0 | 0 | 0 | 0 | 0 | 0 | 0
2014 | US | MRO | - | MAPP |  | Critical Peak-Pricing (CPP) with Load Control - Available |  |  | 0 | 0 | 0 | 0 | 0 | 0 | 0 | 0 | 0 | 0
2014 | US | MRO | - | MAPP |  | Load as a Capacity Resource (LCR) - Program Total |  |  | 0 | 0 | 0 | 0 | 0 | 0 | 0 | 0 | 0 | 0
2014 | US | MRO | - | MAPP |  | Load as a Capacity Resource (LCR) - Available |  |  | 0 | 0 | 0 | 0 | 0 | 0 | 0 | 0 | 0 | 0
2014 | US | MRO | - | MAPP |  | Estimated Diversity |  |  | 67.8819 | 74.6852 | 76.801 | 80.8038 | 82.8994 | 84.8353 | 86.8533 | 88.8434 | 90.7299 | 93.6109
2014 | US | MRO | - | MAPP |  | Stand-by Load under Contract |  |  | 0 | 0 | 0 | 0 | 0 | 0 | 0 | 0 | 0 | 0
2014 | US | MRO | - | MAPP |  | Imports - Prior Year Actual | 613.4
2014 | US | MRO | - | MAPP |  | Imports - Firm |  |  | 558.919 | 510.919 | 412.919 | 414.919 | 414.919 | 414.919 | 414.919 | 414.919 | 414.919 | 414.919
2014 | US | MRO | - | MAPP |  | Imports - Full-Responsibility Purchases |  |  | 433 | 385 | 287 | 289 | 289 | 289 | 289 | 289 | 289 | 289
2014 | US | MRO | - | MAPP |  | Imports - Owned Capacity/Entitlement Located Outside the Area |  |  | 0 | 0 | 0 | 0 | 0 | 0 | 0 | 0 | 0 | 0
2014 | US | MRO | - | MAPP |  | Imports - Modeled |  |  | 0 | 0 | 0 | 0 | 0 | 0 | 0 | 0 | 0 | 0
2014 | US | MRO | - | MAPP |  | Imports - Expected |  |  | 30 | 30 | 35 | 0 | 0 | 0 | 0 | 0 | 0 | 0
2014 | US | MRO | - | MAPP |  | Exports - Prior Year Actual | 875.4
2014 | US | MRO | - | MAPP |  | Exports - Firm |  |  | 742 | 732 | 682 | 682 | 682 | 682 | 682 | 682 | 662 | 642
2014 | US | MRO | - | MAPP |  | Exports - Full-Responsibility Sales |  |  | 0 | 0 | 0 | 0 | 0 | 0 | 0 | 0 | 0 | 0
2014 | US | MRO | - | MAPP |  | Exports - Owned Capacity/Entitlement Located Outside the Area |  |  | 0 | 15 | 15 | 15 | 15 | 15 | 15 | 15 | 15 | 15
2014 | US | MRO | - | MAPP |  | Exports - Modeled |  |  | 0 | 0 | 0 | 0 | 0 | 0 | 0 | 0 | 0 | 0
2014 | US | MRO | - | MAPP |  | Exports - Expected |  |  | 0 | 0 | 0 | 0 | 0 | 0 | 0 | 0 | 0 | 0
2014 | US | MRO | - | MAPP |  | Scheduled Outages |  |  | 0 | 0 | 0 | 0 | 0 | 0 | 0 | 0 | 0 | 0
2014 | US | MRO | - | MAPP |  | Transmission Limitations |  |  | 0 | 0 | 0 | 0 | 0 | 0 | 0 | 0 | 0 | 0
2014 | US | MRO | - | MAPP |  | Other Capacity Adjustments |  |  | 0 | 0 | 0 | 0 | 0 | 0 | 0 | 0 | 0 | 0
2014 | US | MRO | - | MAPP |  | Existing-Other Capacity |  |  | 0 | 0 | 0 | 0 | 0 | 0 | 0 | 0 | 0 | 0
2014 | US | MRO | - | MAPP |  | Future-Other Capacity |  |  | 0 | 0 | 0 | 0 | 0 | 0 | 0 | 0 | 0 | 0
2014 | US | MRO | - | MAPP |  | Existing-Certain Capacity |  |  | 7106.048 | 7092.991 | 7106.048 | 7092.991 | 7106.048 | 7092.991 | 7106.048 | 7092.991 | 7106.048 | 7092.991
2014 | US | MRO | - | MAPP |  | Future-Planned Capacity |  |  | 240.4 | 240.4 | 240.4 | 240.4 | 240.4 | 240.4 | 240.4 | 240.4 | 240.4 | 240.4
2014 | US | MRO | - | MAPP |  | Existing-Certain & Net Firm Transfers Margin |  |  | 36.52% | 26.48% | 23% | 18.08% | 15.7% | 13.11% | 10.99% | 8.57% | 6.976% | 4.285%
2014 | US | MRO | - | MAPP |  | Anticipated Margin |  |  | 41.26% | 30.91% | 27.32% | 22.24% | 19.76% | 17.09% | 14.89% | 12.39% | 10.73% | 7.936%
2014 | US | MRO | - | MAPP |  | Prospective Margin |  |  | 41.85% | 31.46% | 27.95% | 22.24% | 19.76% | 17.09% | 14.89% | 12.39% | 10.73% | 7.936%
2014 | US | MRO | - | MAPP |  | Adjusted-Potential Margin |  |  | 41.85% | 31.46% | 27.95% | 22.24% | 19.76% | 17.09% | 14.89% | 12.39% | 10.73% | 7.936%
2014 | US | MRO | - | MAPP |  | Reference Margin Level | 15% | 15% | 15% | 15% | 15% | 15% | 15% | 15% | 15% | 15% | 15% | 15%
2014 | CA | MRO | - | SaskPower |  | Total Internal Demand |  |  | 3557 | 3647 | 3722 | 3846 | 3957 | 3984 | 4029 | 4077 | 4116 | 4141
2014 | CA | MRO | - | SaskPower |  | Net Internal Demand |  |  | 3471 | 3561 | 3636 | 3760 | 3871 | 3898 | 3943 | 3991 | 4030 | 4055
2014 | CA | MRO | - | SaskPower |  | Conservation / Energy Efficiency |  | 75.1878 | 83.8796 | 92.5672 | 100.8911 | 110.3154 | 119.7359 | 129.1441 | 138.5637 | 147.9762 | 157.3891 | 166.7902
2014 | CA | MRO | - | SaskPower |  | Direct Control Load Management (DCLM) - Program Total
2014 | CA | MRO | - | SaskPower |  | Direct Control Load Management (DCLM) - Available
2014 | CA | MRO | - | SaskPower |  | Interruptible Load - Program Total
2014 | CA | MRO | - | SaskPower |  | Interruptible Load - Available |  |  | 86 | 86 | 86 | 86 | 86 | 86 | 86 | 86 | 86 | 86
2014 | CA | MRO | - | SaskPower |  | Critical Peak-Pricing (CPP) with Load Control - Program Total
2014 | CA | MRO | - | SaskPower |  | Critical Peak-Pricing (CPP) with Load Control - Available
2014 | CA | MRO | - | SaskPower |  | Load as a Capacity Resource (LCR) - Program Total
2014 | CA | MRO | - | SaskPower |  | Load as a Capacity Resource (LCR) - Available
2014 | CA | MRO | - | SaskPower |  | Estimated Diversity
2014 | CA | MRO | - | SaskPower |  | Stand-by Load under Contract
2014 | CA | MRO | - | SaskPower |  | Imports - Prior Year Actual
2014 | CA | MRO | - | SaskPower |  | Imports - Firm |  |  | 25 | 25 | 25 | 25 | 25 | 25 | 25
2014 | CA | MRO | - | SaskPower |  | Imports - Full-Responsibility Purchases
2014 | CA | MRO | - | SaskPower |  | Imports - Owned Capacity/Entitlement Located Outside the Area
2014 | CA | MRO | - | SaskPower |  | Imports - Modeled
2014 | CA | MRO | - | SaskPower |  | Imports - Expected
2014 | CA | MRO | - | SaskPower |  | Exports - Prior Year Actual
2014 | CA | MRO | - | SaskPower |  | Exports - Firm
2014 | CA | MRO | - | SaskPower |  | Exports - Full-Responsibility Sales
2014 | CA | MRO | - | SaskPower |  | Exports - Owned Capacity/Entitlement Located Outside the Area
2014 | CA | MRO | - | SaskPower |  | Exports - Modeled
2014 | CA | MRO | - | SaskPower |  | Exports - Expected
2014 | CA | MRO | - | SaskPower |  | Scheduled Outages |  |  | 0 | 0 | 0 | 0 | 0 | 0 | 0 | 0 | 0 | 0
2014 | CA | MRO | - | SaskPower |  | Transmission Limitations
2014 | CA | MRO | - | SaskPower |  | Other Capacity Adjustments
2014 | CA | MRO | - | SaskPower |  | Existing-Other Capacity |  |  | 0 | 0 | 0 | 0 | 0 | 0 | 0 | 0 | 0 | 0
2014 | CA | MRO | - | SaskPower |  | Future-Other Capacity |  |  | 0 | 0 | 0 | 0 | 0 | 0 | 0 | 0 | 0 | 0
2014 | CA | MRO | - | SaskPower |  | Existing-Certain Capacity |  |  | 4074.72 | 4074.72 | 4074.72 | 4074.72 | 4074.72 | 3996.92 | 3857.92 | 3716.68 | 3621.68 | 3621.68
2014 | CA | MRO | - | SaskPower |  | Future-Planned Capacity |  |  | 209.6 | 283 | 287 | 337 | 637 | 637 | 657 | 1062 | 1207 | 1207
2014 | CA | MRO | - | SaskPower |  | Existing-Certain & Net Firm Transfers Margin |  |  | 18.11% | 15.13% | 12.75% | 9.035% | 5.909% | 3.179% | -1.524% | -6.873% | -10.13% | -10.69%
2014 | CA | MRO | - | SaskPower |  | Anticipated Margin |  |  | 24.15% | 23.08% | 20.65% | 18% | 22.36% | 19.52% | 15.14% | 19.74% | 19.82% | 19.08%
2014 | CA | MRO | - | SaskPower |  | Prospective Margin |  |  | 24.15% | 23.08% | 20.65% | 18% | 22.36% | 19.52% | 15.14% | 19.74% | 19.82% | 19.08%
2014 | CA | MRO | - | SaskPower |  | Adjusted-Potential Margin |  |  | 24.15% | 23.08% | 20.65% | 18% | 22.36% | 19.52% | 15.14% | 19.74% | 19.82% | 19.08%
2014 | CA | MRO | - | SaskPower |  | Reference Margin Level | 11% | 11% | 11% | 11% | 11% | 11% | 11% | 11% | 11% | 11% | 11% | 11%
2014 | CA | NPCC | - | Maritimes |  | Total Internal Demand |  |  | 5477.1 | 5513.2466 | 5507.5195 | 5492.896 | 5465.6362 | 5434.2855 | 5421.1944 | 5419.6641 | 5424.7011 | 5426.7242
2014 | CA | NPCC | - | Maritimes |  | Net Internal Demand |  |  | 5229.6873 | 5261.2937 | 5255.7368 | 5241.2591 | 5214.1385 | 5182.914 | 5169.9474 | 5168.5496 | 5173.7118 | 5175.866
2014 | CA | NPCC | - | Maritimes |  | Conservation / Energy Efficiency |  | 69.6 | 99.99 | 137.45 | 176.37 | 214.29 | 256.67 | 295.22 | 332.04 | 367.66 | 404.48 | 424.68
2014 | CA | NPCC | - | Maritimes |  | Direct Control Load Management (DCLM) - Program Total |  |  | 20.01 | 33.35 | 60.03 | 86.71 | 126.73 | 160.08 | 186.76 | 213.44 | 240.12 | 240.12
2014 | CA | NPCC | - | Maritimes |  | Direct Control Load Management (DCLM) - Available |  |  | 20.01 | 33.35 | 60.03 | 86.71 | 126.73 | 160.08 | 186.76 | 213.44 | 240.12 | 240.12
2014 | CA | NPCC | - | Maritimes |  | Interruptible Load - Program Total |  |  | 247.4127 | 251.9529 | 251.7827 | 251.6369 | 251.4977 | 251.3715 | 251.2471 | 251.1145 | 250.9893 | 250.8582
2014 | CA | NPCC | - | Maritimes |  | Interruptible Load - Available |  |  | 247.4127 | 251.9529 | 251.7827 | 251.6369 | 251.4977 | 251.3715 | 251.2471 | 251.1145 | 250.9893 | 250.8582
2014 | CA | NPCC | - | Maritimes |  | Critical Peak-Pricing (CPP) with Load Control - Program Total
2014 | CA | NPCC | - | Maritimes |  | Critical Peak-Pricing (CPP) with Load Control - Available
2014 | CA | NPCC | - | Maritimes |  | Load as a Capacity Resource (LCR) - Program Total
2014 | CA | NPCC | - | Maritimes |  | Load as a Capacity Resource (LCR) - Available
2014 | CA | NPCC | - | Maritimes |  | Estimated Diversity
2014 | CA | NPCC | - | Maritimes |  | Stand-by Load under Contract
2014 | CA | NPCC | - | Maritimes |  | Imports - Prior Year Actual | 925
2014 | CA | NPCC | - | Maritimes |  | Imports - Firm
2014 | CA | NPCC | - | Maritimes |  | Imports - Full-Responsibility Purchases
2014 | CA | NPCC | - | Maritimes |  | Imports - Owned Capacity/Entitlement Located Outside the Area
2014 | CA | NPCC | - | Maritimes |  | Imports - Modeled
2014 | CA | NPCC | - | Maritimes |  | Imports - Expected |  |  | 0 | 0 | 0 | 153 | 153 | 153 | 153 | 153 | 153 | 153
2014 | CA | NPCC | - | Maritimes |  | Exports - Prior Year Actual | 728
2014 | CA | NPCC | - | Maritimes |  | Exports - Firm
2014 | CA | NPCC | - | Maritimes |  | Exports - Full-Responsibility Sales
2014 | CA | NPCC | - | Maritimes |  | Exports - Owned Capacity/Entitlement Located Outside the Area
2014 | CA | NPCC | - | Maritimes |  | Exports - Modeled
2014 | CA | NPCC | - | Maritimes |  | Exports - Expected
2014 | CA | NPCC | - | Maritimes |  | Scheduled Outages |  |  | 100 | 100 | 100 | 100 | 100 | 100 | 100 | 100 | 100 | 100
2014 | CA | NPCC | - | Maritimes |  | Transmission Limitations |  |  | 48.5 | 48.5 | 48.5 | 48.5 | 48.5 | 48.5 | 48.5 | 48.5 | 48.5 | 48.5
2014 | CA | NPCC | - | Maritimes |  | Other Capacity Adjustments |  |  | 0 | 0 | 0 | 0 | 0 | 0 | 0 | 0 | 0 | 0
2014 | CA | NPCC | - | Maritimes |  | Existing-Other Capacity |  |  | 144.144 | 144.144 | 144.144 | 144.144 | 144.144 | 144.144 | 144.144 | 144.144 | 144.144 | 144.144
2014 | CA | NPCC | - | Maritimes |  | Future-Other Capacity |  |  | 0 | 0 | 0 | 0 | 0 | 0 | 0 | 0 | 0 | 0
2014 | CA | NPCC | - | Maritimes |  | Existing-Certain Capacity |  |  | 6676.2416 | 6680.0416 | 6527.0416 | 6527.0416 | 6527.0416 | 6527.0416 | 6527.0416 | 6527.0416 | 6527.0416 | 6527.0416
2014 | CA | NPCC | - | Maritimes |  | Future-Planned Capacity |  |  | 0 | 0 | 0 | 0 | 0 | 0 | 0 | 0 | 0 | 0
2014 | CA | NPCC | - | Maritimes |  | Existing-Certain & Net Firm Transfers Margin |  |  | 27.66% | 26.97% | 24.19% | 24.53% | 25.18% | 25.93% | 26.25% | 26.28% | 26.16% | 26.11%
2014 | CA | NPCC | - | Maritimes |  | Anticipated Margin |  |  | 27.66% | 26.97% | 24.19% | 24.53% | 25.18% | 25.93% | 26.25% | 26.28% | 26.16% | 26.11%
2014 | CA | NPCC | - | Maritimes |  | Prospective Margin |  |  | 30.42% | 29.71% | 26.93% | 30.2% | 30.88% | 31.67% | 32% | 32.03% | 31.9% | 31.85%
2014 | CA | NPCC | - | Maritimes |  | Adjusted-Potential Margin |  |  | 30.42% | 29.71% | 26.93% | 30.2% | 30.88% | 31.67% | 32% | 32.03% | 31.9% | 31.85%
2014 | CA | NPCC | - | Maritimes |  | Reference Margin Level | 20% | 20% | 20% | 20% | 20% | 20% | 20% | 20% | 20% | 20% | 20% | 20%
2014 | US | NPCC | - | New England |  | Total Internal Demand |  |  | 22755 | 21274 | 21238 | 21153 | 21062 | 20986 | 20918 | 20865 | 20822 | 20790
2014 | US | NPCC | - | New England |  | Net Internal Demand |  |  | 19963.328 | 20344.491 | 20259.828 | 20174.828 | 20083.828 | 20007.828 | 19939.828 | 19886.828 | 19843.828 | 19811.828
2014 | US | NPCC | - | New England |  | Conservation / Energy Efficiency |  | 1489 | 1663 | 1652 | 1832 | 2042 | 2238 | 2424 | 2597 | 2760 | 2913 | 3056
2014 | US | NPCC | - | New England |  | Direct Control Load Management (DCLM) - Program Total |  |  | 0 | 0 | 0 | 0 | 0 | 0 | 0 | 0 | 0 | 0
2014 | US | NPCC | - | New England |  | Direct Control Load Management (DCLM) - Available |  |  | 0 | 0 | 0 | 0 | 0 | 0 | 0 | 0 | 0 | 0
2014 | US | NPCC | - | New England |  | Interruptible Load - Program Total |  |  | 0 | 0 | 0 | 0 | 0 | 0 | 0 | 0 | 0 | 0
2014 | US | NPCC | - | New England |  | Interruptible Load - Available |  |  | 0 | 0 | 0 | 0 | 0 | 0 | 0 | 0 | 0 | 0
2014 | US | NPCC | - | New England |  | Critical Peak-Pricing (CPP) with Load Control - Program Total |  |  | 0 | 0 | 0 | 0 | 0 | 0 | 0 | 0 | 0 | 0
2014 | US | NPCC | - | New England |  | Critical Peak-Pricing (CPP) with Load Control - Available |  |  | 0 | 0 | 0 | 0 | 0 | 0 | 0 | 0 | 0 | 0
2014 | US | NPCC | - | New England |  | Load as a Capacity Resource (LCR) - Program Total |  |  | 1128.672 | 929.509 | 978.172 | 978.172 | 978.172 | 978.172 | 978.172 | 978.172 | 978.172 | 978.172
2014 | US | NPCC | - | New England |  | Load as a Capacity Resource (LCR) - Available |  |  | 1128.672 | 929.509 | 978.172 | 978.172 | 978.172 | 978.172 | 978.172 | 978.172 | 978.172 | 978.172
2014 | US | NPCC | - | New England |  | Estimated Diversity |  |  | 0 | 0 | 0 | 0 | 0 | 0 | 0 | 0 | 0 | 0
2014 | US | NPCC | - | New England |  | Stand-by Load under Contract |  |  | 0 | 0 | 0 | 0 | 0 | 0 | 0 | 0 | 0 | 0
2014 | US | NPCC | - | New England |  | Imports - Prior Year Actual | 2787
2014 | US | NPCC | - | New England |  | Imports - Firm |  |  | 1630.887 | 1581.862 | 1267.034 | 1267.034 | 1267.034 | 1267.034 | 1267.034 | 1267.034 | 1267.034 | 1267.034
2014 | US | NPCC | - | New England |  | Imports - Full-Responsibility Purchases |  |  | 1630.887 | 1581.862 | 1267.034 | 1267.034 | 1267.034 | 1267.034 | 1267.034 | 1267.034 | 1267.034 | 1267.034
2014 | US | NPCC | - | New England |  | Imports - Owned Capacity/Entitlement Located Outside the Area |  |  | 0 | 0 | 0 | 0 | 0 | 0 | 0 | 0 | 0 | 0
2014 | US | NPCC | - | New England |  | Imports - Modeled |  |  | 0 | 0 | 0 | 0 | 0 | 0 | 0 | 0 | 0 | 0
2014 | US | NPCC | - | New England |  | Imports - Expected |  |  | 0 | 0 | 0 | 0 | 0 | 0 | 0 | 0 | 0 | 0
2014 | US | NPCC | - | New England |  | Exports - Prior Year Actual | 39
2014 | US | NPCC | - | New England |  | Exports - Firm |  |  | 100 | 100 | 100 | 100 | 100 | 100 | 100 | 100 | 100 | 100
2014 | US | NPCC | - | New England |  | Exports - Full-Responsibility Sales |  |  | 100 | 100 | 100 | 100 | 100 | 100 | 100 | 100 | 100 | 100
2014 | US | NPCC | - | New England |  | Exports - Owned Capacity/Entitlement Located Outside the Area |  |  | 0 | 0 | 0 | 0 | 0 | 0 | 0 | 0 | 0 | 0
2014 | US | NPCC | - | New England |  | Exports - Modeled |  |  | 0 | 0 | 0 | 0 | 0 | 0 | 0 | 0 | 0 | 0
2014 | US | NPCC | - | New England |  | Exports - Expected |  |  | 0 | 0 | 0 | 0 | 0 | 0 | 0 | 0 | 0 | 0
2014 | US | NPCC | - | New England |  | Scheduled Outages |  |  | 361 | 361 | 0 | 0 | 0 | 0 | 0 | 0 | 0 | 0
2014 | US | NPCC | - | New England |  | Transmission Limitations |  |  | 0 | 0 | 0 | 0 | 0 | 0 | 0 | 0 | 0 | 0
2014 | US | NPCC | - | New England |  | Other Capacity Adjustments |  |  | 0 | 0 | 0 | 0 | 0 | 0 | 0 | 0 | 0 | 0
2014 | US | NPCC | - | New England |  | Existing-Other Capacity |  |  | 0 | 0 | 0 | 0 | 0 | 0 | 0 | 0 | 0 | 0
2014 | US | NPCC | - | New England |  | Future-Other Capacity |  |  | 369.55 | 375.68 | 932.926 | 932.926 | 932.926 | 932.926 | 932.926 | 932.926 | 932.926 | 0
2014 | US | NPCC | - | New England |  | Existing-Certain Capacity |  |  | 32948.2715 | 32942.7115 | 31369.1796 | 31375.1855 | 31375.1855 | 31375.1855 | 31375.1855 | 31375.1855 | 31375.1855 | 31375.1855
2014 | US | NPCC | - | New England |  | Future-Planned Capacity |  |  | 144.774 | 1140.509 | 1472.509 | 1472.509 | 1472.509 | 1472.509 | 1472.509 | 1472.509 | 1472.509 | 1472.509
2014 | US | NPCC | - | New England |  | Existing-Certain & Net Firm Transfers Margin |  |  | 72.71% | 69.21% | 60.59% | 61.3% | 62.03% | 62.65% | 63.2% | 63.64% | 63.99% | 64.26%
2014 | US | NPCC | - | New England |  | Anticipated Margin |  |  | 73.44% | 74.81% | 67.86% | 68.6% | 69.36% | 70.01% | 70.59% | 71.04% | 71.41% | 71.69%
2014 | US | NPCC | - | New England |  | Prospective Margin |  |  | 75.29% | 76.66% | 72.47% | 73.22% | 74.01% | 74.67% | 75.27% | 75.73% | 76.11% | 71.69%
2014 | US | NPCC | - | New England |  | Adjusted-Potential Margin |  |  | 75.29% | 76.66% | 72.47% | 73.22% | 74.01% | 74.67% | 75.27% | 75.73% | 76.11% | 71.69%
2014 | US | NPCC | - | New England |  | Reference Margin Level | 13.3% | 15.7% | 15.7% | 15.1% | 14.3% | 14.3% | 14.3% | 14.3% | 14.3% | 14.3% | 14.3% | 14.3%
2014 | US | NPCC | - | New York |  | Total Internal Demand |  |  | 24795 | 24856 | 24906 | 24966 | 25104 | 25177 | 25252 | 25334 | 25427 | 25537
2014 | US | NPCC | - | New York |  | Net Internal Demand |  |  | 23952 | 24013 | 24063 | 24123 | 24261 | 24334 | 24409 | 24491 | 24584 | 24694
2014 | US | NPCC | - | New York |  | Conservation / Energy Efficiency |  | 197 | 349 | 471 | 574 | 659 | 744 | 825 | 906 | 983 | 1060 | 1194
2014 | US | NPCC | - | New York |  | Direct Control Load Management (DCLM) - Program Total
2014 | US | NPCC | - | New York |  | Direct Control Load Management (DCLM) - Available
2014 | US | NPCC | - | New York |  | Interruptible Load - Program Total
2014 | US | NPCC | - | New York |  | Interruptible Load - Available
2014 | US | NPCC | - | New York |  | Critical Peak-Pricing (CPP) with Load Control - Program Total
2014 | US | NPCC | - | New York |  | Critical Peak-Pricing (CPP) with Load Control - Available
2014 | US | NPCC | - | New York |  | Load as a Capacity Resource (LCR) - Program Total |  |  | 843 | 843 | 843 | 843 | 843 | 843 | 843 | 843 | 843 | 843
2014 | US | NPCC | - | New York |  | Load as a Capacity Resource (LCR) - Available |  |  | 843 | 843 | 843 | 843 | 843 | 843 | 843 | 843 | 843 | 843
2014 | US | NPCC | - | New York |  | Estimated Diversity
2014 | US | NPCC | - | New York |  | Stand-by Load under Contract
2014 | US | NPCC | - | New York |  | Imports - Prior Year Actual
2014 | US | NPCC | - | New York |  | Imports - Firm |  |  | 1384.5 | 1384.5 | 1384.5 | 1384.5 | 1384.5 | 1384.5 | 1384.5 | 1384.5 | 1384.5 | 1384.5
2014 | US | NPCC | - | New York |  | Imports - Full-Responsibility Purchases |  |  | 1384.5 | 1384.5 | 1384.5 | 1384.5 | 1384.5 | 1384.5 | 1384.5 | 1384.5 | 1384.5 | 1384.5
2014 | US | NPCC | - | New York |  | Imports - Owned Capacity/Entitlement Located Outside the Area
2014 | US | NPCC | - | New York |  | Imports - Modeled
2014 | US | NPCC | - | New York |  | Imports - Expected |  |  | 1067 | 1067 | 1067 | 1067 | 1067 | 1067 | 1067 | 1067 | 1067 | 1067
2014 | US | NPCC | - | New York |  | Exports - Prior Year Actual
2014 | US | NPCC | - | New York |  | Exports - Firm
2014 | US | NPCC | - | New York |  | Exports - Full-Responsibility Sales
2014 | US | NPCC | - | New York |  | Exports - Owned Capacity/Entitlement Located Outside the Area
2014 | US | NPCC | - | New York |  | Exports - Modeled
2014 | US | NPCC | - | New York |  | Exports - Expected
2014 | US | NPCC | - | New York |  | Scheduled Outages |  |  | 0 | 0 | 0 | 0 | 0 | 0 | 0 | 0 | 0 | 0
2014 | US | NPCC | - | New York |  | Transmission Limitations |  |  | 0 | 0 | 0 | 0 | 0 | 0 | 0 | 0 | 0 | 0
2014 | US | NPCC | - | New York |  | Other Capacity Adjustments |  |  | 0 | 0 | 0 | 0 | 0 | 0 | 0 | 0 | 0 | 0
2014 | US | NPCC | - | New York |  | Existing-Other Capacity |  |  | 2215.2 | 2215.2 | 2215.2 | 2218.7 | 2218.7 | 2218.7 | 2218.7 | 2218.7 | 2218.7 | 2218.7
2014 | US | NPCC | - | New York |  | Future-Other Capacity |  |  | 1160.53 | 1527.53 | 2121.78 | 2121.78 | 2121.78 | 2121.78 | 2121.78 | 2121.78 | 2121.78 | 0
2014 | US | NPCC | - | New York |  | Existing-Certain Capacity |  |  | 38176.5 | 38176.5 | 37868.8 | 37873.3 | 37873.3 | 37873.3 | 37873.3 | 37873.3 | 37873.3 | 37873.3
2014 | US | NPCC | - | New York |  | Future-Planned Capacity |  |  | 22.5 | 22.5 | 22.5 | 22.5 | 22.5 | 22.5 | 22.5 | 22.5 | 22.5 | 22.5
2014 | US | NPCC | - | New York |  | Existing-Certain & Net Firm Transfers Margin |  |  | 65.17% | 64.75% | 63.13% | 62.74% | 61.81% | 61.33% | 60.83% | 60.29% | 59.69% | 58.98%
2014 | US | NPCC | - | New York |  | Anticipated Margin |  |  | 65.26% | 64.84% | 63.22% | 62.83% | 61.91% | 61.42% | 60.93% | 60.39% | 59.78% | 59.07%
2014 | US | NPCC | - | New York |  | Prospective Margin |  |  | 83.81% | 84.87% | 85.68% | 85.25% | 84.2% | 83.64% | 83.08% | 82.47% | 81.78% | 72.37%
2014 | US | NPCC | - | New York |  | Adjusted-Potential Margin |  |  | 83.81% | 84.87% | 85.68% | 85.25% | 84.2% | 83.64% | 83.08% | 82.47% | 81.78% | 72.37%
2014 | US | NPCC | - | New York |  | Reference Margin Level | 17% | 17% | 17% | 17% | 17% | 17% | 17% | 17% | 17% | 17% | 17% | 17%
2014 | CA | NPCC | - | Ontario |  | Total Internal Demand |  |  | 21900.6138 | 21900.6138 | 21528.7276 | 21592.4887 | 21577.5061 | 21535.3415 | 21646.1272 | 21541.2998 | 21508.1743 | 21627.9409
2014 | CA | NPCC | - | Ontario |  | Net Internal Demand |  |  | 21172.5 | 21119.1889 | 20672.8824 | 20736.6435 | 20721.6609 | 20579.4963 | 20540.282 | 20285.4546 | 20052.3291 | 19972.0957
2014 | CA | NPCC | - | Ontario |  | Conservation / Energy Efficiency |  | 30.1104 | 60.2208 | 151.5645 | 255.8268 | 596.0927 | 989.4421 | 1262.1624 | 1468.1354 | 1676.6873 | 1903.317 | 2125.0474
2014 | CA | NPCC | - | Ontario |  | Direct Control Load Management (DCLM) - Program Total
2014 | CA | NPCC | - | Ontario |  | Direct Control Load Management (DCLM) - Available
2014 | CA | NPCC | - | Ontario |  | Interruptible Load - Program Total
2014 | CA | NPCC | - | Ontario |  | Interruptible Load - Available
2014 | CA | NPCC | - | Ontario |  | Critical Peak-Pricing (CPP) with Load Control - Program Total
2014 | CA | NPCC | - | Ontario |  | Critical Peak-Pricing (CPP) with Load Control - Available
2014 | CA | NPCC | - | Ontario |  | Load as a Capacity Resource (LCR) - Program Total
2014 | CA | NPCC | - | Ontario |  | Load as a Capacity Resource (LCR) - Available
2014 | CA | NPCC | - | Ontario |  | Estimated Diversity |  |  | 0 | 0 | 0 | 0 | 0 | 0 | 0 | 0 | 0 | 0
2014 | CA | NPCC | - | Ontario |  | Stand-by Load under Contract
2014 | CA | NPCC | - | Ontario |  | Imports - Prior Year Actual | 51
2014 | CA | NPCC | - | Ontario |  | Imports - Firm |  |  | 0 | 0 | 0 | 0 | 0 | 0 | 0 | 0 | 0 | 0
2014 | CA | NPCC | - | Ontario |  | Imports - Full-Responsibility Purchases |  |  | 0 | 0 | 0 | 0 | 0 | 0 | 0 | 0 | 0 | 0
2014 | CA | NPCC | - | Ontario |  | Imports - Owned Capacity/Entitlement Located Outside the Area |  |  | 0 | 0 | 0 | 0 | 0 | 0 | 0 | 0 | 0 | 0
2014 | CA | NPCC | - | Ontario |  | Imports - Modeled |  |  | 0 | 0 | 0 | 0 | 0 | 0 | 0 | 0 | 0 | 0
2014 | CA | NPCC | - | Ontario |  | Imports - Expected |  |  | 0 | 0 | 0 | 0 | 0 | 0 | 0 | 0 | 0 | 0
2014 | CA | NPCC | - | Ontario |  | Exports - Prior Year Actual | 3238
2014 | CA | NPCC | - | Ontario |  | Exports - Firm |  |  | 0 | 0 | 0 | 0 | 0 | 0 | 0 | 0 | 0 | 0
2014 | CA | NPCC | - | Ontario |  | Exports - Full-Responsibility Sales |  |  | 0 | 0 | 0 | 0 | 0 | 0 | 0 | 0 | 0 | 0
2014 | CA | NPCC | - | Ontario |  | Exports - Owned Capacity/Entitlement Located Outside the Area |  |  | 0 | 0 | 0 | 0 | 0 | 0 | 0 | 0 | 0 | 0
2014 | CA | NPCC | - | Ontario |  | Exports - Modeled |  |  | 0 | 0 | 0 | 0 | 0 | 0 | 0 | 0 | 0 | 0
2014 | CA | NPCC | - | Ontario |  | Exports - Expected |  |  | 0 | 0 | 0 | 0 | 0 | 0 | 0 | 0 | 0 | 0
2014 | CA | NPCC | - | Ontario |  | Scheduled Outages |  |  | 0 | 0 | 0 | 0 | 0 | 0 | 0 | 0 | 0 | 0
2014 | CA | NPCC | - | Ontario |  | Transmission Limitations |  |  | 0 | 0 | 0 | 0 | 0 | 0 | 0 | 0 | 0 | 0
2014 | CA | NPCC | - | Ontario |  | Other Capacity Adjustments |  |  | 0 | 0 | 0 | 0 | 0 | 0 | 0 | 0 | 0 | 0
2014 | CA | NPCC | - | Ontario |  | Existing-Other Capacity |  |  | 0 | 0 | 0 | 0 | 0 | 0 | 0 | 0 | 0 | 0
2014 | CA | NPCC | - | Ontario |  | Future-Other Capacity |  |  | 0 | 0 | 0 | 0 | 0 | 0 | 0 | 0 | 0 | 0
2014 | CA | NPCC | - | Ontario |  | Existing-Certain Capacity |  |  | 27957.0584 | 26134.3584 | 26439.9584 | 25516.5584 | 25000.5584 | 23155.5584 | 22159.5584 | 22072.3584 | 22072.3584 | 22135.3584
2014 | CA | NPCC | - | Ontario |  | Future-Planned Capacity |  |  | 1462.886 | 1613.7421 | 2723.0088 | 2987.8295 | 3391.0034 | 4053.9238 | 6262.6824 | 7073.1324 | 7073.1324 | 7073.1324
2014 | CA | NPCC | - | Ontario |  | Existing-Certain & Net Firm Transfers Margin |  |  | 32.04% | 23.75% | 27.9% | 23.05% | 20.65% | 12.52% | 7.883% | 8.809% | 10.07% | 10.83%
2014 | CA | NPCC | - | Ontario |  | Anticipated Margin |  |  | 38.95% | 31.39% | 41.07% | 37.46% | 37.01% | 32.22% | 38.37% | 43.68% | 45.35% | 46.25%
2014 | CA | NPCC | - | Ontario |  | Prospective Margin |  |  | 38.95% | 31.39% | 41.07% | 37.46% | 37.01% | 32.22% | 38.37% | 43.68% | 45.35% | 46.25%
2014 | CA | NPCC | - | Ontario |  | Adjusted-Potential Margin |  |  | 38.95% | 31.39% | 41.07% | 37.46% | 37.01% | 32.22% | 38.37% | 43.68% | 45.35% | 46.25%
2014 | CA | NPCC | - | Ontario |  | Reference Margin Level | 20.2% | 19.33% | 19.5% | 18.78% | 19.86% | 19.99% | 20% | 20% | 20% | 20% | 20% | 20%
2014 | CA | NPCC | - | Quebec |  | Total Internal Demand |  |  | 38315.521 | 38611.5179 | 38847.4239 | 39168.3708 | 39567.0796 | 40218.0577 | 40558.4846 | 40862.4846 | 41120.0804 | 41373.4846
2014 | CA | NPCC | - | Quebec |  | Net Internal Demand |  |  | 36607.521 | 36759.5179 | 36945.4239 | 37216.3708 | 37565.0796 | 38016.0577 | 38306.4846 | 38610.4846 | 38868.0804 | 39121.4846
2014 | CA | NPCC | - | Quebec |  | Conservation / Energy Efficiency |  | 1428 | 1550 | 1649 | 1737 | 1822 | 1924 | 2036 | 2157 | 2291 | 2439 | 2601
2014 | CA | NPCC | - | Quebec |  | Direct Control Load Management (DCLM) - Program Total |  |  | 250 | 300 | 350 | 400 | 450 | 500 | 550 | 550 | 550 | 550
2014 | CA | NPCC | - | Quebec |  | Direct Control Load Management (DCLM) - Available |  |  | 250 | 300 | 350 | 400 | 450 | 500 | 550 | 550 | 550 | 550
2014 | CA | NPCC | - | Quebec |  | Interruptible Load - Program Total |  |  | 1458 | 1552 | 1552 | 1552 | 1552 | 1702 | 1702 | 1702 | 1702 | 1702
2014 | CA | NPCC | - | Quebec |  | Interruptible Load - Available |  |  | 1458 | 1552 | 1552 | 1552 | 1552 | 1702 | 1702 | 1702 | 1702 | 1702
2014 | CA | NPCC | - | Quebec |  | Critical Peak-Pricing (CPP) with Load Control - Program Total |  |  | 640 | 640 | 640 | 650 | 650 | 650 | 650 | 650 | 650 | 650
2014 | CA | NPCC | - | Quebec |  | Critical Peak-Pricing (CPP) with Load Control - Available
2014 | CA | NPCC | - | Quebec |  | Load as a Capacity Resource (LCR) - Program Total
2014 | CA | NPCC | - | Quebec |  | Load as a Capacity Resource (LCR) - Available
2014 | CA | NPCC | - | Quebec |  | Estimated Diversity
2014 | CA | NPCC | - | Quebec |  | Stand-by Load under Contract
2014 | CA | NPCC | - | Quebec |  | Imports - Prior Year Actual | 725
2014 | CA | NPCC | - | Quebec |  | Imports - Firm |  |  | 1100 | 1100 | 1100 | 1100 | 1100 | 1100 | 1100 | 1100 | 1100 | 1100
2014 | CA | NPCC | - | Quebec |  | Imports - Full-Responsibility Purchases
2014 | CA | NPCC | - | Quebec |  | Imports - Owned Capacity/Entitlement Located Outside the Area
2014 | CA | NPCC | - | Quebec |  | Imports - Modeled |  |  | 1100 | 1100 | 1100 | 1100 | 1100 | 1100 | 1100 | 1100 | 1100 | 1100
2014 | CA | NPCC | - | Quebec |  | Imports - Expected
2014 | CA | NPCC | - | Quebec |  | Exports - Prior Year Actual | 472
2014 | CA | NPCC | - | Quebec |  | Exports - Firm |  |  | 974 | 1017 | 750 | 151 | 151 | 145 | 145 | 145 | 145 | 145
2014 | CA | NPCC | - | Quebec |  | Exports - Full-Responsibility Sales |  |  | 176 | 151 | 151 | 151 | 151 | 145 | 145 | 145 | 145 | 145
2014 | CA | NPCC | - | Quebec |  | Exports - Owned Capacity/Entitlement Located Outside the Area
2014 | CA | NPCC | - | Quebec |  | Exports - Modeled
2014 | CA | NPCC | - | Quebec |  | Exports - Expected
2014 | CA | NPCC | - | Quebec |  | Scheduled Outages
2014 | CA | NPCC | - | Quebec |  | Transmission Limitations
2014 | CA | NPCC | - | Quebec |  | Other Capacity Adjustments
2014 | CA | NPCC | - | Quebec |  | Existing-Other Capacity |  |  | 0 | 0 | 0 | 0 | 0 | 0 | 0 | 0 | 0 | 0
2014 | CA | NPCC | - | Quebec |  | Future-Other Capacity |  |  | 0 | 0 | 0 | 0 | 0 | 0 | 0 | 0 | 0 | 0
2014 | CA | NPCC | - | Quebec |  | Existing-Certain Capacity |  |  | 40068.904 | 40101.904 | 40134.904 | 40716.904 | 40751.904 | 40786.904 | 40809.904 | 40844.904 | 40879.904 | 40879.904
2014 | CA | NPCC | - | Quebec |  | Future-Planned Capacity |  |  | 1061.925 | 1442.935 | 1935.835 | 1935.835 | 1935.835 | 2285.835 | 2285.835 | 2285.835 | 2285.835 | 2285.835
2014 | CA | NPCC | - | Quebec |  | Existing-Certain & Net Firm Transfers Margin |  |  | 9.8% | 9.318% | 9.58% | 11.96% | 11.01% | 9.801% | 9.028% | 8.261% | 7.633% | 6.936%
2014 | CA | NPCC | - | Quebec |  | Anticipated Margin |  |  | 12.7% | 13.24% | 14.82% | 17.16% | 16.16% | 15.81% | 15% | 14.18% | 13.51% | 12.78%
2014 | CA | NPCC | - | Quebec |  | Prospective Margin |  |  | 12.7% | 13.24% | 14.82% | 17.16% | 16.16% | 15.81% | 15% | 14.18% | 13.51% | 12.78%
2014 | CA | NPCC | - | Quebec |  | Adjusted-Potential Margin |  |  | 12.7% | 13.24% | 14.82% | 17.16% | 16.16% | 15.81% | 15% | 14.18% | 13.51% | 12.78%
2014 | CA | NPCC | - | Quebec |  | Reference Margin Level | 10.5% | 10.5% | 11.4% | 12.2% | 12.2% | 12.2% | 12.2% | 12.2% | 12.2% | 12.2% | 12.2% | 12.2%
2014 | US | RF | - | PJM |  | Total Internal Demand |  |  | 135526 | 137308 | 138314 | 139213 | 139975 | 141369 | 142489 | 143481 | 144359 | 144913
2014 | US | RF | - | PJM |  | Net Internal Demand |  |  | 135526 | 137308 | 138314 | 139213 | 139975 | 141369 | 142489 | 143481 | 144359 | 144913
2014 | US | RF | - | PJM |  | Conservation / Energy Efficiency |  | 0 | 0 | 0 | 0 | 0 | 0 | 0 | 0 | 0 | 0 | 0
2014 | US | RF | - | PJM |  | Direct Control Load Management (DCLM) - Program Total |  |  | 0 | 0 | 0 | 0 | 0 | 0 | 0 | 0 | 0 | 0
2014 | US | RF | - | PJM |  | Direct Control Load Management (DCLM) - Available
2014 | US | RF | - | PJM |  | Interruptible Load - Program Total |  |  | 0 | 0 | 0 | 0 | 0 | 0 | 0 | 0 | 0 | 0
2014 | US | RF | - | PJM |  | Interruptible Load - Available
2014 | US | RF | - | PJM |  | Critical Peak-Pricing (CPP) with Load Control - Program Total
2014 | US | RF | - | PJM |  | Critical Peak-Pricing (CPP) with Load Control - Available
2014 | US | RF | - | PJM |  | Load as a Capacity Resource (LCR) - Program Total
2014 | US | RF | - | PJM |  | Load as a Capacity Resource (LCR) - Available
2014 | US | RF | - | PJM |  | Estimated Diversity
2014 | US | RF | - | PJM |  | Stand-by Load under Contract
2014 | US | RF | - | PJM |  | Imports - Prior Year Actual | 6287
2014 | US | RF | - | PJM |  | Imports - Firm |  |  | 380 380: 5229; 385 385: 9081; 390 390: 6386
2014 | US | RF | - | PJM |  | Imports - Full-Responsibility Purchases |  |  | 380 380: 5229; 385 385: 9081; 390 390: 6386
2014 | US | RF | - | PJM |  | Imports - Owned Capacity/Entitlement Located Outside the Area
2014 | US | RF | - | PJM |  | Imports - Modeled
2014 | US | RF | - | PJM |  | Imports - Expected | [5 empty] | 6386 | 6386 | 6386 | 6386 | 6386 | 6386 | 6386
2014 | US | RF | - | PJM |  | Exports - Prior Year Actual | 2740
2014 | US | RF | - | PJM |  | Exports - Firm |  |  | 380 380: 1310; 385 385: 1310; 390 390: 1400
2014 | US | RF | - | PJM |  | Exports - Full-Responsibility Sales |  |  | 380 380: 1310; 385 385: 1310; 390 390: 1400
2014 | US | RF | - | PJM |  | Exports - Owned Capacity/Entitlement Located Outside the Area
2014 | US | RF | - | PJM |  | Exports - Modeled
2014 | US | RF | - | PJM |  | Exports - Expected | [5 empty] | 1400 | 1400 | 1400 | 1400 | 1400 | 1400 | 1400
2014 | US | RF | - | PJM |  | Scheduled Outages
2014 | US | RF | - | PJM |  | Transmission Limitations
2014 | US | RF | - | PJM |  | Other Capacity Adjustments
2014 | US | RF | - | PJM |  | Existing-Other Capacity |  |  | 380 | 483 | 483 | 528 | 528 | 528 | 528 | 528 | 528 | 528
2014 | US | RF | - | PJM |  | Future-Other Capacity |  |  | 5229.3504 | 8465.9036 | 6491.8366 | 4656.2856 | 3325.9883 | 3325.9883 | 3325.9883 | 3325.9883 | 3325.9883 | 0
2014 | US | RF | - | PJM |  | Existing-Certain Capacity |  |  | 177760.8 | 173317 | 173009 | 173154.4 | 173178.4 | 173178.4 | 173178.4 | 173178.4 | 173178.4 | 173178.4
2014 | US | RF | - | PJM |  | Future-Planned Capacity |  |  | 1482.84 | 11762.14 | 12502.34 | 12749.14 | 12749.14 | 12749.14 | 12749.14 | 12749.14 | 12749.14 | 14319.14
2014 | US | RF | - | PJM |  | Existing-Certain & Net Firm Transfers Margin |  |  | 34.06% | 31.88% | 28.69% | 24.38% | 23.72% | 22.5% | 21.54% | 20.7% | 19.96% | 19.51%
2014 | US | RF | - | PJM |  | Anticipated Margin |  |  | 35.15% | 40.45% | 37.73% | 33.54% | 32.83% | 31.52% | 30.49% | 29.58% | 28.8% | 29.39%
2014 | US | RF | - | PJM |  | Prospective Margin |  |  | 39.29% | 46.97% | 42.77% | 40.84% | 39.14% | 37.77% | 36.69% | 35.74% | 34.92% | 33.19%
2014 | US | RF | - | PJM |  | Adjusted-Potential Margin |  |  | 39.29% | 46.97% | 42.77% | 40.84% | 39.14% | 37.77% | 36.69% | 35.74% | 34.92% | 33.19%
2014 | US | RF | - | PJM |  | Reference Margin Level | 15.7% | 15.7% | 15.7% | 15.7% | 15.7% | 15.7% | 15.7% | 15.7% | 15.7% | 15.7% | 15.7% | 15.7%
2014 | US | SERC | - | SERC-E |  | Total Internal Demand |  |  | 42466 | 42560 | 42907 | 43476 | 44186 | 44858 | 45603 | 46300 | 46847 | 47557
2014 | US | SERC | - | SERC-E |  | Net Internal Demand |  |  | 41449 | 41213 | 41834 | 42397 | 43102 | 43770 | 44510 | 45202 | 45745 | 46451
2014 | US | SERC | - | SERC-E |  | Conservation / Energy Efficiency |  | 93 | 174 | 277 | 375 | 468 | 542 | 647 | 767 | 894 | 1026 | 1154
2014 | US | SERC | - | SERC-E |  | Direct Control Load Management (DCLM) - Program Total |  |  | 10 | 12 | 13 | 14 | 15 | 16 | 17 | 18 | 18 | 18
2014 | US | SERC | - | SERC-E |  | Direct Control Load Management (DCLM) - Available |  |  | 10 | 12 | 13 | 14 | 15 | 16 | 17 | 18 | 18 | 18
2014 | US | SERC | - | SERC-E |  | Interruptible Load - Program Total |  |  | 984 | 1312 | 1037 | 1042 | 1046 | 1049 | 1053 | 1057 | 1061 | 1065
2014 | US | SERC | - | SERC-E |  | Interruptible Load - Available |  |  | 984 | 1312 | 1037 | 1042 | 1046 | 1049 | 1053 | 1057 | 1061 | 1065
2014 | US | SERC | - | SERC-E |  | Critical Peak-Pricing (CPP) with Load Control - Program Total |  |  | 23 | 23 | 23 | 23 | 23 | 23 | 23 | 23 | 23 | 23
2014 | US | SERC | - | SERC-E |  | Critical Peak-Pricing (CPP) with Load Control - Available |  |  | 23 | 23 | 23 | 23 | 23 | 23 | 23 | 23 | 23 | 23
2014 | US | SERC | - | SERC-E |  | Load as a Capacity Resource (LCR) - Program Total |  |  | 0 | 0 | 0 | 0 | 0 | 0 | 0 | 0 | 0 | 0
2014 | US | SERC | - | SERC-E |  | Load as a Capacity Resource (LCR) - Available |  |  | 0 | 0 | 0 | 0 | 0 | 0 | 0 | 0 | 0 | 0
2014 | US | SERC | - | SERC-E |  | Estimated Diversity |  |  | 0 | 0 | 0 | 0 | 0 | 0 | 0 | 0 | 0 | 0
2014 | US | SERC | - | SERC-E |  | Stand-by Load under Contract |  |  | 62 | 64 | 67 | 69 | 72 | 74 | 76 | 79 | 81 | 81
2014 | US | SERC | - | SERC-E |  | Imports - Prior Year Actual | 2114
2014 | US | SERC | - | SERC-E |  | Imports - Firm |  |  | 2184 | 1684 | 1684 | 1684 | 1984 | 1684 | 1684 | 1684 | 1684 | 1684
2014 | US | SERC | - | SERC-E |  | Imports - Full-Responsibility Purchases |  |  | 857 | 657 | 657 | 657 | 657 | 657 | 657 | 657 | 657 | 657
2014 | US | SERC | - | SERC-E |  | Imports - Owned Capacity/Entitlement Located Outside the Area |  |  | 0 | 0 | 0 | 0 | 0 | 0 | 0 | 0 | 0 | 0
2014 | US | SERC | - | SERC-E |  | Imports - Modeled
2014 | US | SERC | - | SERC-E |  | Imports - Expected |  |  | 0 | 0 | 0 | 0 | 0 | 0 | 0 | 0 | 0 | 0
2014 | US | SERC | - | SERC-E |  | Exports - Prior Year Actual
2014 | US | SERC | - | SERC-E |  | Exports - Firm
2014 | US | SERC | - | SERC-E |  | Exports - Full-Responsibility Sales
2014 | US | SERC | - | SERC-E |  | Exports - Owned Capacity/Entitlement Located Outside the Area
2014 | US | SERC | - | SERC-E |  | Exports - Modeled
2014 | US | SERC | - | SERC-E |  | Exports - Expected
2014 | US | SERC | - | SERC-E |  | Scheduled Outages |  |  | 328 | 246 | 276 | 246 | 246 | 246 | 0 | 0 | 0 | 0
2014 | US | SERC | - | SERC-E |  | Transmission Limitations
2014 | US | SERC | - | SERC-E |  | Other Capacity Adjustments
2014 | US | SERC | - | SERC-E |  | Existing-Other Capacity |  |  | 1564.5 | 1564.5 | 1564.5 | 1564.5 | 1564.5 | 1564.5 | 1564.5 | 1564.5 | 1564.5 | 1564.5
2014 | US | SERC | - | SERC-E |  | Future-Other Capacity |  |  | 0 | 0 | 0 | 0 | 0 | 0 | 0 | 0 | 0 | 0
2014 | US | SERC | - | SERC-E |  | Existing-Certain Capacity |  |  | 52927.22 | 53009.22 | 52979.22 | 53009.22 | 52663.22 | 52663.22 | 52909.22 | 52909.22 | 52909.22 | 52909.22
2014 | US | SERC | - | SERC-E |  | Future-Planned Capacity |  |  | 0 | 0 | 0 | 1117 | 2234 | 2234 | 2234 | 2234 | 2234 | 2234
2014 | US | SERC | - | SERC-E |  | Existing-Certain & Net Firm Transfers Margin |  |  | 32.96% | 32.71% | 30.67% | 29% | 26.79% | 24.17% | 22.65% | 20.78% | 19.34% | 17.53%
2014 | US | SERC | - | SERC-E |  | Anticipated Margin |  |  | 32.96% | 32.71% | 30.67% | 31.64% | 31.97% | 29.27% | 27.67% | 25.72% | 24.23% | 22.34%
2014 | US | SERC | - | SERC-E |  | Prospective Margin |  |  | 36.74% | 36.5% | 34.41% | 35.33% | 35.6% | 32.84% | 31.19% | 29.18% | 27.65% | 25.71%
2014 | US | SERC | - | SERC-E |  | Adjusted-Potential Margin |  |  | 36.74% | 36.51% | 34.63% | 35.55% | 36.22% | 33.46% | 31.99% | 30.26% | 28.72% | 27%
2014 | US | SERC | - | SERC-E |  | Reference Margin Level | 15% | 15% | 15% | 15% | 15% | 15% | 15% | 15% | 15% | 15% | 15% | 15%
2014 | US | SERC | - | SERC-N |  | Total Internal Demand |  |  | 40288 | 41022 | 41348 | 41639 | 41955 | 42419 | 42902 | 43322 | 43642 | 44263
2014 | US | SERC | - | SERC-N |  | Net Internal Demand |  |  | 38312 | 38916 | 39108 | 39254 | 39428 | 39744 | 40074 | 40341 | 40518 | 41021
2014 | US | SERC | - | SERC-N |  | Conservation / Energy Efficiency |  | 169 | 191 | 212 | 234 | 210 | 210 | 210 | 210 | 210 | 210 | 210
2014 | US | SERC | - | SERC-N |  | Direct Control Load Management (DCLM) - Program Total |  |  | 0 | 0 | 0 | 0 | 0 | 0 | 0 | 0 | 0 | 0
2014 | US | SERC | - | SERC-N |  | Direct Control Load Management (DCLM) - Available |  |  | 0 | 0 | 0 | 0 | 0 | 0 | 0 | 0 | 0 | 0
2014 | US | SERC | - | SERC-N |  | Interruptible Load - Program Total |  |  | 1184 | 1184 | 1184 | 1184 | 1184 | 1184 | 1184 | 1184 | 1184 | 1184
2014 | US | SERC | - | SERC-N |  | Interruptible Load - Available |  |  | 1184 | 1184 | 1184 | 1184 | 1184 | 1184 | 1184 | 1184 | 1184 | 1184
2014 | US | SERC | - | SERC-N |  | Critical Peak-Pricing (CPP) with Load Control - Program Total |  |  | 0 | 0 | 0 | 0 | 0 | 0 | 0 | 0 | 0 | 0
2014 | US | SERC | - | SERC-N |  | Critical Peak-Pricing (CPP) with Load Control - Available |  |  | 0 | 0 | 0 | 0 | 0 | 0 | 0 | 0 | 0 | 0
2014 | US | SERC | - | SERC-N |  | Load as a Capacity Resource (LCR) - Program Total |  |  | 792 | 922 | 1056 | 1201 | 1343 | 1491 | 1644 | 1797 | 1940 | 2058
2014 | US | SERC | - | SERC-N |  | Load as a Capacity Resource (LCR) - Available |  |  | 792 | 922 | 1056 | 1201 | 1343 | 1491 | 1644 | 1797 | 1940 | 2058
2014 | US | SERC | - | SERC-N |  | Estimated Diversity |  |  | 0 | 0 | 0 | 0 | 0 | 0 | 0 | 0 | 0 | 0
2014 | US | SERC | - | SERC-N |  | Stand-by Load under Contract |  |  | 0 | 0 | 0 | 0 | 0 | 0 | 0 | 0 | 0 | 0
2014 | US | SERC | - | SERC-N |  | Imports - Prior Year Actual | 1650
2014 | US | SERC | - | SERC-N |  | Imports - Firm |  |  | 542 | 542 | 542 | 542 | 542 | 542 | 542 | 542 | 542 | 542
2014 | US | SERC | - | SERC-N |  | Imports - Full-Responsibility Purchases |  |  | 182 | 182 | 182 | 182 | 182 | 182 | 182 | 182 | 182 | 182
2014 | US | SERC | - | SERC-N |  | Imports - Owned Capacity/Entitlement Located Outside the Area |  |  | 0 | 0 | 0 | 0 | 0 | 0 | 0 | 0 | 0 | 0
2014 | US | SERC | - | SERC-N |  | Imports - Modeled
2014 | US | SERC | - | SERC-N |  | Imports - Expected |  |  | 0 | 0 | 0 | 0 | 0 | 0 | 0 | 0 | 0 | 0
2014 | US | SERC | - | SERC-N |  | Exports - Prior Year Actual
2014 | US | SERC | - | SERC-N |  | Exports - Firm
2014 | US | SERC | - | SERC-N |  | Exports - Full-Responsibility Sales
2014 | US | SERC | - | SERC-N |  | Exports - Owned Capacity/Entitlement Located Outside the Area
2014 | US | SERC | - | SERC-N |  | Exports - Modeled
2014 | US | SERC | - | SERC-N |  | Exports - Expected
2014 | US | SERC | - | SERC-N |  | Scheduled Outages |  |  | 247 | 289 | 178 | 132 | 132 | 147 | 132 | 0 | 0 | 0
2014 | US | SERC | - | SERC-N |  | Transmission Limitations
2014 | US | SERC | - | SERC-N |  | Other Capacity Adjustments
2014 | US | SERC | - | SERC-N |  | Existing-Other Capacity |  |  | 1973.5 | 3790 | 3790 | 3790 | 3790 | 3790 | 3790 | 3790 | 4749 | 4749
2014 | US | SERC | - | SERC-N |  | Future-Other Capacity |  |  | 0 | 0 | 0 | 0 | 0 | 0 | 0 | 0 | 0 | 0
2014 | US | SERC | - | SERC-N |  | Existing-Certain Capacity |  |  | 52975.46 | 50332.46 | 50444.46 | 50352.46 | 50611.46 | 51464.46 | 51479.46 | 51611.46 | 50659.46 | 50659.46
2014 | US | SERC | - | SERC-N |  | Future-Planned Capacity |  |  | 1901 | 1901 | 1901 | 1901 | 1901 | 1901 | 1901 | 1901 | 1901 | 1901
2014 | US | SERC | - | SERC-N |  | Existing-Certain & Net Firm Transfers Margin |  |  | 39.69% | 30.73% | 30.37% | 29.65% | 29.74% | 30.85% | 29.81% | 29.28% | 26.37% | 24.82%
2014 | US | SERC | - | SERC-N |  | Anticipated Margin |  |  | 44.65% | 35.61% | 35.23% | 34.5% | 34.56% | 35.64% | 34.56% | 33.99% | 31.06% | 29.45%
2014 | US | SERC | - | SERC-N |  | Prospective Margin |  |  | 49.8% | 45.35% | 44.93% | 44.15% | 44.17% | 45.17% | 44.01% | 43.39% | 42.78% | 41.03%
2014 | US | SERC | - | SERC-N |  | Adjusted-Potential Margin |  |  | 49.8% | 45.35% | 44.93% | 44.32% | 44.34% | 45.34% | 44.18% | 43.55% | 43.16% | 41.41%
2014 | US | SERC | - | SERC-N |  | Reference Margin Level | 15% | 15% | 15% | 15% | 15% | 15% | 15% | 15% | 15% | 15% | 15% | 15%
2014 | US | SERC | - | SERC-SE |  | Total Internal Demand |  |  | 44692 | 45292 | 45946 | 46332 | 46997 | 47635 | 48300 | 48996 | 49679 | 50399
2014 | US | SERC | - | SERC-SE |  | Net Internal Demand |  |  | 44634 | 45232 | 45884 | 46269 | 46934 | 47570 | 48234 | 48929 | 49612 | 50331
2014 | US | SERC | - | SERC-SE |  | Conservation / Energy Efficiency |  | 0 | 0 | 0 | 0 | 0 | 0 | 0 | 0 | 0 | 0 | 0
2014 | US | SERC | - | SERC-SE |  | Direct Control Load Management (DCLM) - Program Total |  |  | 12 | 14 | 16 | 17 | 17 | 18 | 19 | 20 | 20 | 21
2014 | US | SERC | - | SERC-SE |  | Direct Control Load Management (DCLM) - Available |  |  | 12 | 14 | 16 | 17 | 17 | 18 | 19 | 20 | 20 | 21
2014 | US | SERC | - | SERC-SE |  | Interruptible Load - Program Total |  |  | 46 | 46 | 46 | 46 | 46 | 47 | 47 | 47 | 47 | 47
2014 | US | SERC | - | SERC-SE |  | Interruptible Load - Available |  |  | 46 | 46 | 46 | 46 | 46 | 47 | 47 | 47 | 47 | 47
2014 | US | SERC | - | SERC-SE |  | Critical Peak-Pricing (CPP) with Load Control - Program Total |  |  | 0 | 0 | 0 | 0 | 0 | 0 | 0 | 0 | 0 | 0
2014 | US | SERC | - | SERC-SE |  | Critical Peak-Pricing (CPP) with Load Control - Available |  |  | 0 | 0 | 0 | 0 | 0 | 0 | 0 | 0 | 0 | 0
2014 | US | SERC | - | SERC-SE |  | Load as a Capacity Resource (LCR) - Program Total |  |  | 0 | 0 | 0 | 0 | 0 | 0 | 0 | 0 | 0 | 0
2014 | US | SERC | - | SERC-SE |  | Load as a Capacity Resource (LCR) - Available |  |  | 0 | 0 | 0 | 0 | 0 | 0 | 0 | 0 | 0 | 0
2014 | US | SERC | - | SERC-SE |  | Estimated Diversity |  |  | 0 | 0 | 0 | 0 | 0 | 0 | 0 | 0 | 0 | 0
2014 | US | SERC | - | SERC-SE |  | Stand-by Load under Contract |  |  | 0 | 0 | 0 | 0 | 0 | 0 | 0 | 0 | 0 | 0
2014 | US | SERC | - | SERC-SE |  | Imports - Prior Year Actual | 601
2014 | US | SERC | - | SERC-SE |  | Imports - Firm |  |  | 1012 | 988 | 945 | 931 | 755 | 947 | 930 | 753 | 737 | 717
2014 | US | SERC | - | SERC-SE |  | Imports - Full-Responsibility Purchases |  |  | 0 | 0 | 0 | 0 | 0 | 0 | 0 | 0 | 0 | 0
2014 | US | SERC | - | SERC-SE |  | Imports - Owned Capacity/Entitlement Located Outside the Area |  |  | 1012 | 988 | 945 | 931 | 755 | 947 | 930 | 753 | 737 | 717
2014 | US | SERC | - | SERC-SE |  | Imports - Modeled
2014 | US | SERC | - | SERC-SE |  | Imports - Expected |  |  | 0 | 0 | 0 | 0 | 0 | 0 | 0 | 0 | 0 | 0
2014 | US | SERC | - | SERC-SE |  | Exports - Prior Year Actual
2014 | US | SERC | - | SERC-SE |  | Exports - Firm
2014 | US | SERC | - | SERC-SE |  | Exports - Full-Responsibility Sales
2014 | US | SERC | - | SERC-SE |  | Exports - Owned Capacity/Entitlement Located Outside the Area
2014 | US | SERC | - | SERC-SE |  | Exports - Modeled
2014 | US | SERC | - | SERC-SE |  | Exports - Expected
2014 | US | SERC | - | SERC-SE |  | Scheduled Outages |  |  | 5061 | 3884 | 3007 | 3414 | 3446 | 4571 | 3358 | 2324 | 1055 | 1055
2014 | US | SERC | - | SERC-SE |  | Transmission Limitations
2014 | US | SERC | - | SERC-SE |  | Other Capacity Adjustments
2014 | US | SERC | - | SERC-SE |  | Existing-Other Capacity |  |  | 344.95 | 344.95 | 344.95 | 344.95 | 344.95 | 344.95 | 344.95 | 344.95 | 344.95 | 344.95
2014 | US | SERC | - | SERC-SE |  | Future-Other Capacity |  |  | 0 | 0 | 0 | 0 | 0 | 0 | 0 | 0 | 0 | 0
2014 | US | SERC | - | SERC-SE |  | Existing-Certain Capacity |  |  | 58992.5 | 59842.8 | 60724.2 | 60321.2 | 60279.4 | 59163.6 | 60385.8 | 61419.8 | 62688.8 | 62688.8
2014 | US | SERC | - | SERC-SE |  | Future-Planned Capacity |  |  | 632.5 | 632.5 | 1732.5 | 2832.5 | 2832.5 | 2832.5 | 2832.5 | 2832.5 | 2832.5 | 2832.5
2014 | US | SERC | - | SERC-SE |  | Existing-Certain & Net Firm Transfers Margin |  |  | 34.44% | 34.49% | 34.4% | 32.38% | 30.04% | 26.36% | 27.12% | 27.07% | 27.84% | 25.98%
2014 | US | SERC | - | SERC-SE |  | Anticipated Margin |  |  | 35.85% | 35.88% | 38.18% | 38.5% | 36.08% | 32.32% | 32.99% | 32.86% | 33.55% | 31.61%
2014 | US | SERC | - | SERC-SE |  | Prospective Margin |  |  | 36.63% | 36.65% | 38.93% | 39.25% | 36.81% | 33.04% | 33.71% | 33.56% | 34.25% | 32.29%
2014 | US | SERC | - | SERC-SE |  | Adjusted-Potential Margin |  |  | 36.63% | 37.05% | 39.54% | 39.85% | 37.41% | 33.63% | 34.29% | 34.13% | 34.81% | 32.85%
2014 | US | SERC | - | SERC-SE |  | Reference Margin Level | 15% | 15% | 15% | 15% | 15% | 15% | 15% | 15% | 15% | 15% | 15% | 15%
2014 | US | SPP | - | SPP |  | Total Internal Demand |  |  | 36702.225 | 38122.6621 | 38548.5139 | 39181.123 | 39546.0489 | 40061.9009 | 40664.2472 | 41140.861 | 41639.0626 | 42063.5967
2014 | US | SPP | - | SPP |  | Net Internal Demand |  |  | 35642.0202 | 37066.9826 | 37497.518 | 38128.8224 | 38493.3104 | 39008.9407 | 39611.9441 | 40089.3495 | 40588.0907 | 41011.1214
2014 | US | SPP | - | SPP |  | Conservation / Energy Efficiency |  | 241.0563 | 285.0538 | 331.7354 | 379.5625 | 421.931 | 459.747 | 490.8834 | 509.5666 | 528.672 | 542.2325 | 553.7629
2014 | US | SPP | - | SPP |  | Direct Control Load Management (DCLM) - Program Total | 22 | 46.1 | 130.3022 | 131.7769 | 133.0933 | 134.398 | 134.836 | 135.0576 | 134.4005 | 133.6089 | 133.0694 | 134.3852
2014 | US | SPP | - | SPP |  | Direct Control Load Management (DCLM) - Available |  | 46.1 | 70.1022 | 71.5769 | 72.8933 | 74.198 | 74.636 | 74.8576 | 74.2005 | 73.4089 | 72.8694 | 74.1852
2014 | US | SPP | - | SPP |  | Interruptible Load - Program Total |  | 224 | 956.0026 | 956.0026 | 956.0026 | 956.0026 | 956.0026 | 956.0026 | 956.0026 | 956.0026 | 956.0026 | 956.1901
2014 | US | SPP | - | SPP |  | Interruptible Load - Available |  | 179.2 | 981.1026 | 975.1026 | 969.1026 | 969.1026 | 969.1026 | 969.1026 | 969.1026 | 969.1026 | 969.1026 | 969.2901
2014 | US | SPP | - | SPP |  | Critical Peak-Pricing (CPP) with Load Control - Program Total |  | 0 | 9 | 9 | 9 | 9 | 9 | 9 | 9 | 9 | 9 | 9
2014 | US | SPP | - | SPP |  | Critical Peak-Pricing (CPP) with Load Control - Available |  | 0 | 9 | 9 | 9 | 9 | 9 | 9 | 9 | 9 | 9 | 9
2014 | US | SPP | - | SPP |  | Load as a Capacity Resource (LCR) - Program Total |  | 0 | 0 | 0 | 0 | 0 | 0 | 0 | 0 | 0 | 0 | 0
2014 | US | SPP | - | SPP |  | Load as a Capacity Resource (LCR) - Available |  | 0 | 0 | 0 | 0 | 0 | 0 | 0 | 0 | 0 | 0 | 0
2014 | US | SPP | - | SPP |  | Estimated Diversity |  |  | 749.025 | 778.0135 | 786.7044 | 799.6148 | 807.0622 | 817.5898 | 829.8826 | 839.6094 | 849.7768 | 858.4407
2014 | US | SPP | - | SPP |  | Stand-by Load under Contract |  |  | 59.8 | 59.8 | 59.8 | 59.8 | 59.8 | 59.8 | 59.8 | 59.8 | 59.8 | 59.8
2014 | US | SPP | - | SPP |  | Imports - Prior Year Actual | 1948.3
2014 | US | SPP | - | SPP |  | Imports - Firm |  | 55.3 | 2151.85 | 2151.85 | 2441.85 | 2441.85 | 2471.85 | 2471.85 | 2431.85 | 2217.85 | 2167.85 | 2167.85
2014 | US | SPP | - | SPP |  | Imports - Full-Responsibility Purchases |  | 0 | 665.55 | 665.55 | 665.55 | 665.55 | 665.55 | 665.55 | 665.55 | 606.55 | 556.55 | 556.55
2014 | US | SPP | - | SPP |  | Imports - Owned Capacity/Entitlement Located Outside the Area |  | 0 | 418 | 418 | 418 | 418 | 418 | 418 | 418 | 418 | 418 | 418
2014 | US | SPP | - | SPP |  | Imports - Modeled |  | 0 | 0 | 0 | 0 | 0 | 0 | 0 | 0 | 0 | 0 | 0
2014 | US | SPP | - | SPP |  | Imports - Expected |  |  | 0 | 0 | 0 | 0 | 0 | 0 | 0 | 0 | 0 | 0
2014 | US | SPP | - | SPP |  | Exports - Prior Year Actual | 1009.6
2014 | US | SPP | - | SPP |  | Exports - Firm | 0 | 0 | 1006.1 | 1006.1 | 952.1 | 952.1 | 917.1 | 917.1 | 917.1 | 879.6 | 879.6 | 879.6
2014 | US | SPP | - | SPP |  | Exports - Full-Responsibility Sales | 0 | 0 | 124.5 | 124.5 | 124.5 | 124.5 | 89.5 | 89.5 | 89.5 | 52 | 52 | 0
2014 | US | SPP | - | SPP |  | Exports - Owned Capacity/Entitlement Located Outside the Area | 0 | 0 | 127 | 127 | 73 | 73 | 73 | 73 | 73 | 73 | 73 | 73
2014 | US | SPP | - | SPP |  | Exports - Modeled | 0 | 0 | 0 | 0 | 0 | 0 | 0 | 0 | 0 | 0 | 0 | 0
2014 | US | SPP | - | SPP |  | Exports - Expected | 0 | 0 | 0 | 0 | 0 | 0 | 0 | 0 | 0 | 0 | 0 | 0
2014 | US | SPP | - | SPP |  | Scheduled Outages |  |  | 385 385: 234.8
2014 | US | SPP | - | SPP |  | Transmission Limitations |  |  | 17.8 | 17.8 | 17.8 | 17.8 | 17.8 | 17.8 | 17.8 | 17.8 | 17.8 | 17.8
2014 | US | SPP | - | SPP |  | Other Capacity Adjustments
2014 | US | SPP | - | SPP |  | Existing-Other Capacity |  |  | 297.8669 | 297.8669 | 297.8669 | 297.8669 | 297.8669 | 297.8669 | 297.8669 | 297.8669 | 297.8669 | 189.867
2014 | US | SPP | - | SPP |  | Future-Other Capacity |  |  | 109.0625 | 388.8125 | 388.8125 | 388.8125 | 388.8125 | 388.8125 | 388.8125 | 388.8125 | 388.8125 | 0
2014 | US | SPP | - | SPP |  | Existing-Certain Capacity |  |  | 63425.4829 | 61806.2097 | 62035.0097 | 62037.9697 | 61691.3697 | 61391.7697 | 61304.3697 | 61178.1697 | 61099.5697 | 60229.3697
2014 | US | SPP | - | SPP |  | Future-Planned Capacity |  |  | 652.61 | 1020.224 | 1065.048 | 1216.018 | 1238.018 | 1238.018 | 1398.018 | 1438.018 | 1438.018 | 1438.018
2014 | US | SPP | - | SPP |  | Existing-Certain & Net Firm Transfers Margin |  |  | 81.17% | 69.83% | 69.41% | 66.61% | 64.3% | 61.36% | 58.59% | 55.94% | 53.71% | 50%
2014 | US | SPP | - | SPP |  | Anticipated Margin |  |  | 83% | 72.59% | 72.25% | 69.8% | 67.52% | 64.54% | 62.12% | 59.53% | 57.25% | 53.51%
2014 | US | SPP | - | SPP |  | Prospective Margin |  |  | 84.14% | 74.44% | 74.08% | 71.6% | 69.3% | 66.3% | 63.85% | 61.24% | 58.94% | 53.97%
2014 | US | SPP | - | SPP |  | Adjusted-Potential Margin |  |  | 84.66% | 75.21% | 74.96% | 72.69% | 70.38% | 67.39% | 64.94% | 62.38% | 60.21% | 55.38%
2014 | US | SPP | - | SPP |  | Reference Margin Level | 13.6% | 13.6% | 13.6% | 13.6% | 13.6% | 13.6% | 13.6% | 13.6% | 13.6% | 13.6% | 13.6% | 13.6%
2014 | US | TRE | - | ERCOT |  | Total Internal Demand |  |  | 53719.121 | 53719.121 | 54579.312 | 55440.7278 | 56280.6432 | 57115.7777 | 57962.0193 | 58804.466 | 59642.616 | 60479.6487
2014 | US | TRE | - | ERCOT |  | Net Internal Demand |  |  | 52057.021 | 52057.021 | 52917.212 | 53778.6278 | 54618.5432 | 55453.6777 | 56299.9193 | 57142.366 | 57980.516 | 58817.5487
2014 | US | TRE | - | ERCOT |  | Conservation / Energy Efficiency |  | 518 | 648 | 781 | 917 | 1054 | 1193 | 1210 | 1225 | 1238 | 1248 | 1256
2014 | US | TRE | - | ERCOT |  | Direct Control Load Management (DCLM) - Program Total |  |  | 0 | 0 | 0 | 0 | 0 | 0 | 0 | 0 | 0 | 0
2014 | US | TRE | - | ERCOT |  | Direct Control Load Management (DCLM) - Available |  |  | 0 | 0 | 0 | 0 | 0 | 0 | 0 | 0 | 0 | 0
2014 | US | TRE | - | ERCOT |  | Interruptible Load - Program Total |  |  | 431.48 | 431.48 | 431.48 | 431.48 | 431.48 | 431.48 | 431.48 | 431.48 | 431.48 | 431.48
2014 | US | TRE | - | ERCOT |  | Interruptible Load - Available |  |  | 431.48 | 431.48 | 431.48 | 431.48 | 431.48 | 431.48 | 431.48 | 431.48 | 431.48 | 431.48
2014 | US | TRE | - | ERCOT |  | Critical Peak-Pricing (CPP) with Load Control - Program Total |  |  | 0 | 0 | 0 | 0 | 0 | 0 | 0 | 0 | 0 | 0
2014 | US | TRE | - | ERCOT |  | Critical Peak-Pricing (CPP) with Load Control - Available |  |  | 0 | 0 | 0 | 0 | 0 | 0 | 0 | 0 | 0 | 0
2014 | US | TRE | - | ERCOT |  | Load as a Capacity Resource (LCR) - Program Total |  |  | 1230.62 | 1230.62 | 1230.62 | 1230.62 | 1230.62 | 1230.62 | 1230.62 | 1230.62 | 1230.62 | 1230.62
2014 | US | TRE | - | ERCOT |  | Load as a Capacity Resource (LCR) - Available |  |  | 1230.62 | 1230.62 | 1230.62 | 1230.62 | 1230.62 | 1230.62 | 1230.62 | 1230.62 | 1230.62 | 1230.62
2014 | US | TRE | - | ERCOT |  | Estimated Diversity |  |  | 0 | 0 | 0 | 0 | 0 | 0 | 0 | 0 | 0 | 0
2014 | US | TRE | - | ERCOT |  | Stand-by Load under Contract |  |  | 0 | 0 | 0 | 0 | 0 | 0 | 0 | 0 | 0 | 0
2014 | US | TRE | - | ERCOT |  | Imports - Prior Year Actual | 207
2014 | US | TRE | - | ERCOT |  | Imports - Firm |  |  | 643 | 643 | 643 | 643 | 643 | 643 | 643 | 643 | 643 | 643
2014 | US | TRE | - | ERCOT |  | Imports - Full-Responsibility Purchases |  |  | 0 | 0 | 0 | 0 | 0 | 0 | 0 | 0 | 0 | 0
2014 | US | TRE | - | ERCOT |  | Imports - Owned Capacity/Entitlement Located Outside the Area |  |  | 643 | 643 | 643 | 643 | 643 | 643 | 643 | 643 | 643 | 643
2014 | US | TRE | - | ERCOT |  | Imports - Modeled |  |  | 0 | 0 | 0 | 0 | 0 | 0 | 0 | 0 | 0 | 0
2014 | US | TRE | - | ERCOT |  | Imports - Expected |  |  | 0 | 0 | 0 | 0 | 0 | 0 | 0 | 0 | 0 | 0
2014 | US | TRE | - | ERCOT |  | Exports - Prior Year Actual | 478.5
2014 | US | TRE | - | ERCOT |  | Exports - Firm |  |  | 300 | 300 | 300 | 300 | 300 | 300 | 0 | 0 | 0 | 0
2014 | US | TRE | - | ERCOT |  | Exports - Full-Responsibility Sales |  |  | 0 | 0 | 0 | 0 | 0 | 0 | 0 | 0 | 0 | 0
2014 | US | TRE | - | ERCOT |  | Exports - Owned Capacity/Entitlement Located Outside the Area |  |  | 300 | 300 | 300 | 300 | 300 | 300 | 0 | 0 | 0 | 0
2014 | US | TRE | - | ERCOT |  | Exports - Modeled |  |  | 0 | 0 | 0 | 0 | 0 | 0 | 0 | 0 | 0 | 0
2014 | US | TRE | - | ERCOT |  | Exports - Expected |  |  | 0 | 0 | 0 | 0 | 0 | 0 | 0 | 0 | 0 | 0
2014 | US | TRE | - | ERCOT |  | Scheduled Outages |  |  | 0 | 0 | 0 | 0 | 0 | 0 | 0 | 0 | 0 | 0
2014 | US | TRE | - | ERCOT |  | Transmission Limitations |  |  | 0 | 0 | 0 | 0 | 0 | 0 | 0 | 0 | 0 | 0
2014 | US | TRE | - | ERCOT |  | Other Capacity Adjustments |  |  | 0 | 0 | 0 | 0 | 0 | 0 | 0 | 0 | 0 | 0
2014 | US | TRE | - | ERCOT |  | Existing-Other Capacity |  |  | 2326 | 2336 | 2336 | 2336 | 3186 | 3186 | 3186 | 3186 | 3186 | 3186
2014 | US | TRE | - | ERCOT |  | Future-Other Capacity |  |  | 2161.8355 | 2956.5805 | 3063.4165 | 3063.4165 | 3063.4165 | 3063.4165 | 3063.4165 | 3063.4165 | 3063.4165 | 0
2014 | US | TRE | - | ERCOT |  | Existing-Certain Capacity |  |  | 74059.6591 | 74059.6591 | 74059.6591 | 74059.6591 | 73209.6591 | 73209.6591 | 73209.6591 | 73209.6591 | 73209.6591 | 73209.6591
2014 | US | TRE | - | ERCOT |  | Future-Planned Capacity |  |  | 3874.2433 | 4751.1803 | 5734.7963 | 5734.7963 | 5974.7963 | 5974.7963 | 5974.7963 | 5974.7963 | 5974.7963 | 5974.7963
2014 | US | TRE | - | ERCOT |  | Existing-Certain & Net Firm Transfers Margin |  |  | 42.93% | 42.93% | 40.6% | 38.35% | 34.67% | 32.64% | 31.18% | 29.24% | 27.37% | 25.56%
2014 | US | TRE | - | ERCOT |  | Anticipated Margin |  |  | 50.37% | 52.05% | 51.44% | 49.01% | 45.61% | 43.41% | 41.79% | 39.7% | 37.68% | 35.72%
2014 | US | TRE | - | ERCOT |  | Prospective Margin |  |  | 58.99% | 62.22% | 61.64% | 59.05% | 57.05% | 54.68% | 52.89% | 50.64% | 48.46% | 41.14%
2014 | US | TRE | - | ERCOT |  | Adjusted-Potential Margin |  |  | 58.99% | 62.42% | 61.98% | 59.46% | 57.56% | 55.18% | 53.38% | 51.12% | 48.94% | 41.61%
2014 | US | TRE | - | ERCOT |  | Reference Margin Level | 13.75% | 13.75% | 13.75% | 13.75% | 13.75% | 13.75% | 13.75% | 13.75% | 13.75% | 13.75% | 13.75% | 13.75%
2014 | US/MX | WECC | - | CAMX |  | Total Internal Demand |  |  | 40189 | 40227 | 40292 | 40432 | 40636 | 40946 | 41209 | 41424 | 41515 | 41564
2014 | US/MX | WECC | - | CAMX |  | Net Internal Demand |  |  | 39203 | 39221 | 39251 | 39366 | 39520 | 39780 | 39993 | 40158 | 40199 | 40198
2014 | US/MX | WECC | - | CAMX |  | Conservation / Energy Efficiency |  | 111 | 421 | 785 | 1124 | 1448 | 1763 | 2052 | 2365 | 2690 | 3047 | 3410
2014 | US/MX | WECC | - | CAMX |  | Direct Control Load Management (DCLM) - Program Total |  |  | 0 | 0 | 0 | 0 | 0 | 0 | 0 | 0 | 0 | 0
2014 | US/MX | WECC | - | CAMX |  | Direct Control Load Management (DCLM) - Available |  |  | 0 | 0 | 0 | 0 | 0 | 0 | 0 | 0 | 0 | 0
2014 | US/MX | WECC | - | CAMX |  | Interruptible Load - Program Total |  |  | 937 | 937 | 937 | 937 | 937 | 937 | 937 | 937 | 937 | 937
2014 | US/MX | WECC | - | CAMX |  | Interruptible Load - Available |  |  | 937 | 937 | 937 | 937 | 937 | 937 | 937 | 937 | 937 | 937
2014 | US/MX | WECC | - | CAMX |  | Critical Peak-Pricing (CPP) with Load Control - Program Total |  |  | 0 | 0 | 0 | 0 | 0 | 0 | 0 | 0 | 0 | 0
2014 | US/MX | WECC | - | CAMX |  | Critical Peak-Pricing (CPP) with Load Control - Available |  |  | 0 | 0 | 0 | 0 | 0 | 0 | 0 | 0 | 0 | 0
2014 | US/MX | WECC | - | CAMX |  | Load as a Capacity Resource (LCR) - Program Total |  |  | 49 | 69 | 104 | 129 | 179 | 229 | 279 | 329 | 379 | 429
2014 | US/MX | WECC | - | CAMX |  | Load as a Capacity Resource (LCR) - Available |  |  | 49 | 69 | 104 | 129 | 179 | 229 | 279 | 329 | 379 | 429
2014 | US/MX | WECC | - | CAMX |  | Estimated Diversity |  |  | 0 | 0 | 0 | 0 | 0 | 0 | 0 | 0 | 0 | 0
2014 | US/MX | WECC | - | CAMX |  | Stand-by Load under Contract |  |  | 2215 | 2241 | 2268 | 2295 | 2322 | 2350 | 2379 | 2408 | 2438 | 2469
2014 | US/MX | WECC | - | CAMX |  | Imports - Prior Year Actual | 5834
2014 | US/MX | WECC | - | CAMX |  | Imports - Firm |  |  | 2650.86 | 2548.53 | 2558.52 | 2439.39 | 1925.19 | 2330.43 | 2141.56 | 2449.98 | 2459.68 | 2141.9
2014 | US/MX | WECC | - | CAMX |  | Imports - Full-Responsibility Purchases |  |  | 0 | 0 | 0 | 0 | 0 | 0 | 0 | 0 | 0 | 0
2014 | US/MX | WECC | - | CAMX |  | Imports - Owned Capacity/Entitlement Located Outside the Area |  |  | 2636.1 | 2476.23 | 2479.4 | 2429.32 | 1910.78 | 2269.1 | 2109.6 | 2427.23 | 2430.4 | 2062.78
2014 | US/MX | WECC | - | CAMX |  | Imports - Modeled |  |  | 14.76 | 72.3 | 79.12 | 10.07 | 14.41 | 61.33 | 31.96 | 22.75 | 29.28 | 79.12
2014 | US/MX | WECC | - | CAMX |  | Imports - Expected |  |  | 0 | 0 | 0 | 0 | 0 | 0 | 0 | 0 | 0 | 0
2014 | US/MX | WECC | - | CAMX |  | Exports - Prior Year Actual | 1911
2014 | US/MX | WECC | - | CAMX |  | Exports - Firm |  |  | 3166.86 | 3180.64 | 3078.43 | 3120.17 | 5317.35 | 5260.06 | 6287.0225 | 6537.49 | 3223.16 | 3309.01
2014 | US/MX | WECC | - | CAMX |  | Exports - Full-Responsibility Sales |  |  | 0 | 0 | 0 | 0 | 0 | 0 | 0 | 0 | 0 | 0
2014 | US/MX | WECC | - | CAMX |  | Exports - Owned Capacity/Entitlement Located Outside the Area |  |  | 450 | 450 | 450 | 450 | 450 | 450 | 450 | 225 | 450 | 225
2014 | US/MX | WECC | - | CAMX |  | Exports - Modeled |  |  | 2716.86 | 2730.64 | 2628.43 | 2670.17 | 4867.35 | 4810.06 | 5837.0225 | 6312.49 | 2773.16 | 3084.01
2014 | US/MX | WECC | - | CAMX |  | Exports - Expected |  |  | 0 | 0 | 0 | 0 | 0 | 0 | 0 | 0 | 0 | 0
2014 | US/MX | WECC | - | CAMX |  | Scheduled Outages |  |  | 2096.06 | 2960.11 | 3914.19 | 2210.72 | 4302.84 | 4278.4 | 4131.7 | 3638.02 | 4484.01 | 4219.85
2014 | US/MX | WECC | - | CAMX |  | Transmission Limitations |  |  | 0 | 0 | 0 | 0 | 0 | 0 | 0 | 0 | 0 | 0
2014 | US/MX | WECC | - | CAMX |  | Other Capacity Adjustments |  |  | 0 | 0 | 0 | 0 | 0 | 0 | 0 | 0 | 0 | 0
2014 | US/MX | WECC | - | CAMX |  | Existing-Other Capacity |  |  | 0 | 0 | 0 | 0 | 0 | 0 | 0 | 0 | 0 | 0
2014 | US/MX | WECC | - | CAMX |  | Future-Other Capacity |  |  | 852.8204 | 1262.7533 | 2040.6359 | 2728.636 | 3264.1493 | 3268.3943 | 3268.4746 | 3268.5663 | 3268.6524 | 0
2014 | US/MX | WECC | - | CAMX |  | Existing-Certain Capacity |  |  | 51249.09 | 49872.04 | 48917.96 | 50561.43 | 48469.31 | 48143.75 | 47939.45 | 48433.13 | 47587.14 | 47407.3
2014 | US/MX | WECC | - | CAMX |  | Future-Planned Capacity |  |  | 1186.2447 | 4300.0112 | 4400.5847 | 4835.5847 | 4835.5847 | 4835.5847 | 5135.5847 | 5135.5847 | 5135.5847 | 5579.5847
2014 | US/MX | WECC | - | CAMX |  | Existing-Certain & Net Firm Transfers Margin |  |  | 29.41% | 25.54% | 23.3% | 26.71% | 14.06% | 13.66% | 9.504% | 10.43% | 16.48% | 15.03%
2014 | US/MX | WECC | - | CAMX |  | Anticipated Margin |  |  | 32.44% | 36.51% | 34.52% | 38.99% | 26.3% | 25.82% | 22.35% | 23.22% | 29.26% | 28.91%
2014 | US/MX | WECC | - | CAMX |  | Prospective Margin |  |  | 34.61% | 39.73% | 39.71% | 45.93% | 34.56% | 34.03% | 30.52% | 31.36% | 37.39% | 28.91%
2014 | US/MX | WECC | - | CAMX |  | Adjusted-Potential Margin |  |  | 34.61% | 39.73% | 39.81% | 46.02% | 34.66% | 34.27% | 30.75% | 31.59% | 37.62% | 29.15%
2014 | US/MX | WECC | - | CAMX |  | Reference Margin Level | 11% | 11% | 11% | 11% | 11% | 11% | 11% | 11% | 11% | 11% | 11% | 11%
2014 | US/CA | WECC | - | NWPP |  | Total Internal Demand |  |  | 70778.1 | 71785.9 | 73217.2 | 74430.3 | 75489.6 | 76481.9 | 77422 | 78319.5 | 79189 | 79912
2014 | US/CA | WECC | - | NWPP |  | Net Internal Demand |  |  | 70453.1 | 71460.9 | 72892.2 | 74105.3 | 75164.6 | 76156.9 | 77097 | 77994.5 | 78864 | 79587
2014 | US/CA | WECC | - | NWPP |  | Conservation / Energy Efficiency |  | 466 | 640 | 775 | 901 | 1053 | 1195 | 1365 | 1509 | 1602 | 1672 | 1717
2014 | US/CA | WECC | - | NWPP |  | Direct Control Load Management (DCLM) - Program Total |  |  | 66 | 66 | 66 | 66 | 66 | 66 | 66 | 66 | 66 | 66
2014 | US/CA | WECC | - | NWPP |  | Direct Control Load Management (DCLM) - Available |  |  | 66 | 66 | 66 | 66 | 66 | 66 | 66 | 66 | 66 | 66
2014 | US/CA | WECC | - | NWPP |  | Interruptible Load - Program Total |  |  | 259 | 259 | 259 | 259 | 259 | 259 | 259 | 259 | 259 | 259
2014 | US/CA | WECC | - | NWPP |  | Interruptible Load - Available |  |  | 259 | 259 | 259 | 259 | 259 | 259 | 259 | 259 | 259 | 259
2014 | US/CA | WECC | - | NWPP |  | Critical Peak-Pricing (CPP) with Load Control - Program Total |  |  | 0 | 0 | 0 | 0 | 0 | 0 | 0 | 0 | 0 | 0
2014 | US/CA | WECC | - | NWPP |  | Critical Peak-Pricing (CPP) with Load Control - Available |  |  | 0 | 0 | 0 | 0 | 0 | 0 | 0 | 0 | 0 | 0
2014 | US/CA | WECC | - | NWPP |  | Load as a Capacity Resource (LCR) - Program Total |  |  | 0 | 0 | 0 | 0 | 0 | 0 | 0 | 0 | 0 | 0
2014 | US/CA | WECC | - | NWPP |  | Load as a Capacity Resource (LCR) - Available |  |  | 0 | 0 | 0 | 0 | 0 | 0 | 0 | 0 | 0 | 0
2014 | US/CA | WECC | - | NWPP |  | Estimated Diversity |  |  | 0 | 0 | 0 | 0 | 0 | 0 | 0 | 0 | 0 | 0
2014 | US/CA | WECC | - | NWPP |  | Stand-by Load under Contract |  |  | 0 | 0 | 0 | 0 | 0 | 0 | 0 | 0 | 0 | 0
2014 | US/CA | WECC | - | NWPP |  | Imports - Prior Year Actual | 3281
2014 | US/CA | WECC | - | NWPP |  | Imports - Firm |  |  | 4330.86 | 3839.67 | 6203.38 | 9285.66 | 9511.76 | 9424.51 | 13264.41 | 14022.46 | 15220.17 | 15003.56
2014 | US/CA | WECC | - | NWPP |  | Imports - Full-Responsibility Purchases |  |  | 0 | 0 | 0 | 0 | 0 | 0 | 0 | 0 | 0 | 0
2014 | US/CA | WECC | - | NWPP |  | Imports - Owned Capacity/Entitlement Located Outside the Area |  |  | 1136.97 | 969.32 | 1049.74 | 1134.71 | 968.64 | 970.97 | 1138.35 | 829.32 | 1053.74 | 474.64
2014 | US/CA | WECC | - | NWPP |  | Imports - Modeled |  |  | 3193.89 | 2870.35 | 5153.64 | 8150.95 | 8543.12 | 8453.54 | 12126.06 | 13193.14 | 14166.43 | 14528.92
2014 | US/CA | WECC | - | NWPP |  | Imports - Expected |  |  | 0 | 0 | 0 | 0 | 0 | 0 | 0 | 0 | 0 | 0
2014 | US/CA | WECC | - | NWPP |  | Exports - Prior Year Actual | 989
2014 | US/CA | WECC | - | NWPP |  | Exports - Firm |  |  | 366.3 | 366.09 | 366.25 | 366.94 | 366.19 | 228.25 | 228.62 | 228.11 | 366.86 | 366.43
2014 | US/CA | WECC | - | NWPP |  | Exports - Full-Responsibility Sales |  |  | 0 | 0 | 0 | 0 | 0 | 0 | 0 | 0 | 0 | 0
2014 | US/CA | WECC | - | NWPP |  | Exports - Owned Capacity/Entitlement Located Outside the Area |  |  | 366 | 366 | 366 | 366 | 366 | 228 | 228 | 228 | 366 | 366
2014 | US/CA | WECC | - | NWPP |  | Exports - Modeled |  |  | 0.3 | 0.09 | 0.25 | 0.94 | 0.19 | 0.25 | 0.62 | 0.11 | 0.86 | 0.43
2014 | US/CA | WECC | - | NWPP |  | Exports - Expected |  |  | 0 | 0 | 0 | 0 | 0 | 0 | 0 | 0 | 0 | 0
2014 | US/CA | WECC | - | NWPP |  | Scheduled Outages |  |  | 3081.5 | 1219.77 | 1934.6 | 3290.7 | 2176.9 | 1210.7 | 3427.9 | 2767.2 | 2806.6 | 1440.9
2014 | US/CA | WECC | - | NWPP |  | Transmission Limitations |  |  | 0 | 0 | 0 | 0 | 0 | 0 | 0 | 0 | 0 | 0
2014 | US/CA | WECC | - | NWPP |  | Other Capacity Adjustments |  |  | 0 | 0 | 0 | 0 | 0 | 0 | 0 | 0 | 0 | 0
2014 | US/CA | WECC | - | NWPP |  | Existing-Other Capacity |  |  | 0 | 0 | 0 | 0 | 0 | 0 | 0 | 0 | 0 | 0
2014 | US/CA | WECC | - | NWPP |  | Future-Other Capacity |  |  | 913.2661 | 1482.997 | 1666.1604 | 1739.6204 | 1749.6204 | 1749.6204 | 1781.3008 | 1808.4146 | 1808.4146 | 0
2014 | US/CA | WECC | - | NWPP |  | Existing-Certain Capacity |  |  | 74972.1749 | 76750.9049 | 75992.6049 | 74396.9349 | 75397.7349 | 76363.9349 | 73634.3767 | 73928.0767 | 73888.6767 | 74997.3767
2014 | US/CA | WECC | - | NWPP |  | Future-Planned Capacity |  |  | 3367.1542 | 3367.1542 | 3367.1542 | 3367.1542 | 3367.1542 | 3367.1542 | 3367.1542 | 3367.1542 | 3367.1542 | 3367.1542
2014 | US/CA | WECC | - | NWPP |  | Existing-Certain & Net Firm Transfers Margin |  |  | 12.04% | 12.26% | 12.26% | 12.43% | 12.48% | 12.35% | 12.42% | 12.47% | 12.53% | 12.62%
2014 | US/CA | WECC | - | NWPP |  | Anticipated Margin |  |  | 16.82% | 16.98% | 16.88% | 16.97% | 16.96% | 16.77% | 16.78% | 16.79% | 16.79% | 16.86%
2014 | US/CA | WECC | - | NWPP |  | Prospective Margin |  |  | 18.12% | 19.05% | 19.17% | 19.32% | 19.28% | 19.07% | 19.09% | 19.11% | 19.09% | 16.86%
2014 | US/CA | WECC | - | NWPP |  | Adjusted-Potential Margin |  |  | 18.16% | 19.21% | 19.42% | 19.81% | 19.88% | 19.77% | 19.79% | 19.8% | 19.85% | 17.68%
2014 | US/CA | WECC | - | NWPP |  | Reference Margin Level | 16.75% | 16.75% | 16.75% | 16.75% | 16.75% | 16.75% | 16.75% | 16.75% | 16.75% | 16.75% | 16.75% | 16.75%
2014 | US | WECC | - | RMRG |  | Total Internal Demand |  |  | 10061 | 10205 | 10355 | 10466 | 10584 | 10724 | 10863 | 10994 | 11121 | 11251
2014 | US | WECC | - | RMRG |  | Net Internal Demand |  |  | 9717 | 9861 | 10011 | 10120 | 10241 | 10380 | 10518 | 10648 | 10775 | 10905
2014 | US | WECC | - | RMRG |  | Conservation / Energy Efficiency |  | 8 | 21 | 23 | 32 | 42 | 49 | 63 | 64 | 81 | 99 | 107
2014 | US | WECC | - | RMRG |  | Direct Control Load Management (DCLM) - Program Total |  |  | 0 | 0 | 0 | 0 | 0 | 0 | 0 | 0 | 0 | 0
2014 | US | WECC | - | RMRG |  | Direct Control Load Management (DCLM) - Available |  |  | 0 | 0 | 0 | 0 | 0 | 0 | 0 | 0 | 0 | 0
2014 | US | WECC | - | RMRG |  | Interruptible Load - Program Total |  |  | 344 | 344 | 344 | 346 | 343 | 344 | 345 | 346 | 346 | 346
2014 | US | WECC | - | RMRG |  | Interruptible Load - Available |  |  | 344 | 344 | 344 | 346 | 343 | 344 | 345 | 346 | 346 | 346
2014 | US | WECC | - | RMRG |  | Critical Peak-Pricing (CPP) with Load Control - Program Total |  |  | 0 | 0 | 0 | 0 | 0 | 0 | 0 | 0 | 0 | 0
2014 | US | WECC | - | RMRG |  | Critical Peak-Pricing (CPP) with Load Control - Available |  |  | 0 | 0 | 0 | 0 | 0 | 0 | 0 | 0 | 0 | 0
2014 | US | WECC | - | RMRG |  | Load as a Capacity Resource (LCR) - Program Total |  |  | 0 | 0 | 0 | 0 | 0 | 0 | 0 | 0 | 0 | 0
2014 | US | WECC | - | RMRG |  | Load as a Capacity Resource (LCR) - Available |  |  | 0 | 0 | 0 | 0 | 0 | 0 | 0 | 0 | 0 | 0
2014 | US | WECC | - | RMRG |  | Estimated Diversity |  |  | 0 | 0 | 0 | 0 | 0 | 0 | 0 | 0 | 0 | 0
2014 | US | WECC | - | RMRG |  | Stand-by Load under Contract |  |  | 0 | 0 | 0 | 0 | 0 | 0 | 0 | 0 | 0 | 0
2014 | US | WECC | - | RMRG |  | Imports - Prior Year Actual | 93
2014 | US | WECC | - | RMRG |  | Imports - Firm |  |  | 235 | 255 | 235 | 235.22 | 253.51 | 97 | 97.27 | 97 | 235.42 | 235
2014 | US | WECC | - | RMRG |  | Imports - Full-Responsibility Purchases |  |  | 0 | 0 | 0 | 0 | 0 | 0 | 0 | 0 | 0 | 0
2014 | US | WECC | - | RMRG |  | Imports - Owned Capacity/Entitlement Located Outside the Area |  |  | 235 | 235 | 235 | 235 | 235 | 97 | 97 | 97 | 235 | 235
2014 | US | WECC | - | RMRG |  | Imports - Modeled |  |  | 0 | 20 | 0 | 0.22 | 18.51 | 0 | 0.27 | 0 | 0.42 | 0
2014 | US | WECC | - | RMRG |  | Imports - Expected |  |  | 0 | 0 | 0 | 0 | 0 | 0 | 0 | 0 | 0 | 0
2014 | US | WECC | - | RMRG |  | Exports - Prior Year Actual | 934
2014 | US | WECC | - | RMRG |  | Exports - Firm |  |  | 414 | 209 | 440.04 | 414 | 1709 | 1709 | 2414 | 2409 | 209 | 433.95
2014 | US | WECC | - | RMRG |  | Exports - Full-Responsibility Sales |  |  | 0 | 0 | 0 | 0 | 0 | 0 | 0 | 0 | 0 | 0
2014 | US | WECC | - | RMRG |  | Exports - Owned Capacity/Entitlement Located Outside the Area |  |  | 414 | 209 | 414 | 414 | 209 | 209 | 414 | 209 | 209 | 209
2014 | US | WECC | - | RMRG |  | Exports - Modeled |  |  | 0 | 0 | 26.04 | 0 | 1500 | 1500 | 2000 | 2200 | 0 | 224.95
2014 | US | WECC | - | RMRG |  | Exports - Expected |  |  | 0 | 0 | 0 | 0 | 0 | 0 | 0 | 0 | 0 | 0
2014 | US | WECC | - | RMRG |  | Scheduled Outages |  |  | 893.35 | 491.85 | 482.5 | 454.4 | 575.064 | 351.58 | 103.807 | 334.907 | 186.544 | 90.364
2014 | US | WECC | - | RMRG |  | Transmission Limitations |  |  | 0 | 0 | 0 | 0 | 0 | 0 | 0 | 0 | 0 | 0
2014 | US | WECC | - | RMRG |  | Other Capacity Adjustments |  |  | 0 | 0 | 0 | 0 | 0 | 0 | 0 | 0 | 0 | 0
2014 | US | WECC | - | RMRG |  | Existing-Other Capacity |  |  | 0 | 0 | 0 | 0 | 0 | 0 | 0 | 0 | 0 | 0
2014 | US | WECC | - | RMRG |  | Future-Other Capacity |  |  | 7.8635e-05 | 41.1486 | 41.1486 | 41.1486 | 41.1486 | 41.1486 | 41.1486 | 41.1486 | 41.1486 | 0
2014 | US | WECC | - | RMRG |  | Existing-Certain Capacity |  |  | 14023.853 | 14213.353 | 14222.703 | 13714.803 | 13594.139 | 13711.623 | 13859.396 | 13628.296 | 13776.659 | 13872.839
2014 | US | WECC | - | RMRG |  | Future-Planned Capacity |  |  | 150.1583 | 774.1583 | 774.1583 | 1126.1583 | 1126.1583 | 1126.1583 | 1126.1583 | 1126.1583 | 1126.1583 | 1126.1583
2014 | US | WECC | - | RMRG |  | Existing-Certain & Net Firm Transfers Margin |  |  | 42.48% | 44.6% | 40.02% | 33.76% | 18.53% | 16.57% | 9.742% | 6.276% | 28.1% | 25.39%
2014 | US | WECC | - | RMRG |  | Anticipated Margin |  |  | 44.03% | 52.45% | 47.76% | 44.88% | 29.53% | 27.42% | 20.45% | 16.85% | 38.55% | 35.72%
2014 | US | WECC | - | RMRG |  | Prospective Margin |  |  | 44.03% | 52.87% | 48.17% | 45.29% | 29.93% | 27.81% | 20.84% | 17.24% | 38.94% | 35.72%
2014 | US | WECC | - | RMRG |  | Adjusted-Potential Margin |  |  | 44.03% | 52.87% | 48.17% | 45.29% | 29.93% | 27.81% | 20.87% | 17.27% | 38.96% | 35.74%
2014 | US | WECC | - | RMRG |  | Reference Margin Level | 14.98% | 14.98% | 14.98% | 14.98% | 14.98% | 14.98% | 14.98% | 14.98% | 14.98% | 14.98% | 14.98% | 14.98%
2014 | US | WECC | - | SRSG |  | Total Internal Demand |  |  | 15649.9 | 15862.4 | 16138.2 | 16443 | 16851.9 | 17189.5 | 17491.9 | 17813.6 | 18156.4 | 18438.8
2014 | US | WECC | - | SRSG |  | Net Internal Demand |  |  | 15313.9 | 15526.4 | 15796.2 | 16099 | 16505.9 | 16841.5 | 17143.9 | 17465.6 | 17808.4 | 18089.8
2014 | US | WECC | - | SRSG |  | Conservation / Energy Efficiency |  | 170 | 252 | 348 | 430 | 512 | 590 | 651 | 709 | 729 | 734 | 748
2014 | US | WECC | - | SRSG |  | Direct Control Load Management (DCLM) - Program Total |  |  | 0 | 0 | 0 | 0 | 0 | 0 | 0 | 0 | 0 | 0
2014 | US | WECC | - | SRSG |  | Direct Control Load Management (DCLM) - Available |  |  | 0 | 0 | 0 | 0 | 0 | 0 | 0 | 0 | 0 | 0
2014 | US | WECC | - | SRSG |  | Interruptible Load - Program Total |  |  | 336 | 336 | 342 | 344 | 346 | 348 | 348 | 348 | 348 | 349
2014 | US | WECC | - | SRSG |  | Interruptible Load - Available |  |  | 336 | 336 | 342 | 344 | 346 | 348 | 348 | 348 | 348 | 349
2014 | US | WECC | - | SRSG |  | Critical Peak-Pricing (CPP) with Load Control - Program Total |  |  | 0 | 0 | 0 | 0 | 0 | 0 | 0 | 0 | 0 | 0
2014 | US | WECC | - | SRSG |  | Critical Peak-Pricing (CPP) with Load Control - Available |  |  | 0 | 0 | 0 | 0 | 0 | 0 | 0 | 0 | 0 | 0
2014 | US | WECC | - | SRSG |  | Load as a Capacity Resource (LCR) - Program Total |  |  | 0 | 0 | 0 | 0 | 0 | 0 | 0 | 0 | 0 | 0
2014 | US | WECC | - | SRSG |  | Load as a Capacity Resource (LCR) - Available |  |  | 0 | 0 | 0 | 0 | 0 | 0 | 0 | 0 | 0 | 0
2014 | US | WECC | - | SRSG |  | Estimated Diversity |  |  | 0 | 0 | 0 | 0 | 0 | 0 | 0 | 0 | 0 | 0
2014 | US | WECC | - | SRSG |  | Stand-by Load under Contract |  |  | 0 | 0 | 0 | 0 | 0 | 0 | 0 | 0 | 0 | 0
2014 | US | WECC | - | SRSG |  | Imports - Prior Year Actual | 635
2014 | US | WECC | - | SRSG |  | Imports - Firm |  |  | 1903.49 | 1616.98 | 1881.83 | 1759.06 | 1400.88 | 1613.52 | 1756.52 | 1633.64 | 1636.15 | 1339.03
2014 | US | WECC | - | SRSG |  | Imports - Full-Responsibility Purchases |  |  | 0 | 0 | 0 | 0 | 0 | 0 | 0 | 0 | 0 | 0
2014 | US | WECC | - | SRSG |  | Imports - Owned Capacity/Entitlement Located Outside the Area |  |  | 381 | 257 | 381 | 381 | 257 | 257 | 381 | 257 | 257 | 257
2014 | US | WECC | - | SRSG |  | Imports - Modeled |  |  | 1522.49 | 1359.98 | 1500.83 | 1378.06 | 1143.88 | 1356.52 | 1375.52 | 1376.64 | 1379.15 | 1082.03
2014 | US | WECC | - | SRSG |  | Imports - Expected |  |  | 0 | 0 | 0 | 0 | 0 | 0 | 0 | 0 | 0 | 0
2014 | US | WECC | - | SRSG |  | Exports - Prior Year Actual | 6314
2014 | US | WECC | - | SRSG |  | Exports - Firm |  |  | 3174.05 | 3004.45 | 2994.01 | 3069.22 | 5698.8 | 6268.15 | 8355.12 | 9028.48 | 4252.4 | 2610.1
2014 | US | WECC | - | SRSG |  | Exports - Full-Responsibility Sales |  |  | 0 | 0 | 0 | 0 | 0 | 0 | 0 | 0 | 0 | 0
2014 | US | WECC | - | SRSG |  | Exports - Owned Capacity/Entitlement Located Outside the Area |  |  | 3159.07 | 2912.55 | 2915.14 | 2950.03 | 2346.42 | 2707.07 | 2633.95 | 2948.55 | 2951.14 | 2229.42
2014 | US | WECC | - | SRSG |  | Exports - Modeled |  |  | 14.98 | 91.9 | 78.87 | 119.19 | 3352.38 | 3561.08 | 5721.17 | 6079.93 | 1301.26 | 380.68
2014 | US | WECC | - | SRSG |  | Exports - Expected |  |  | 0 | 0 | 0 | 0 | 0 | 0 | 0 | 0 | 0 | 0
2014 | US | WECC | - | SRSG |  | Scheduled Outages |  |  | 906.6 | 1223.1 | 1267.2 | 913.7 | 791 | 1912.2 | 1346 | 1531.6 | 1439.3 | 2379.3
2014 | US | WECC | - | SRSG |  | Transmission Limitations |  |  | 0 | 0 | 0 | 0 | 0 | 0 | 0 | 0 | 0 | 0
2014 | US | WECC | - | SRSG |  | Other Capacity Adjustments |  |  | 0 | 0 | 0 | 0 | 0 | 0 | 0 | 0 | 0 | 0
2014 | US | WECC | - | SRSG |  | Existing-Other Capacity |  |  | 0 | 0 | 0 | 0 | 0 | 0 | 0 | 0 | 0 | 0
2014 | US | WECC | - | SRSG |  | Future-Other Capacity |  |  | 163.8162 | 211.3162 | 211.3162 | 246.3162 | 281.3246 | 355.3246 | 390.3246 | 425.3246 | 499.3246 | 0
2014 | US | WECC | - | SRSG |  | Existing-Certain Capacity |  |  | 31764.08 | 31447.58 | 31403.48 | 30917.98 | 31040.68 | 29839.48 | 30357.68 | 30088.5108 | 30032.8108 | 28944.8108
2014 | US | WECC | - | SRSG |  | Future-Planned Capacity |  |  | 78.0345 | 132.9265 | 341.7265 | 654.9265 | 654.9265 | 654.9265 | 654.9265 | 654.9265 | 654.9265 | 654.9265
2014 | US | WECC | - | SRSG |  | Existing-Certain & Net Firm Transfers Margin |  |  | 99.12% | 93.61% | 91.76% | 83.91% | 62.02% | 49.54% | 38.59% | 29.93% | 53.95% | 52.98%
2014 | US | WECC | - | SRSG |  | Anticipated Margin |  |  | 99.63% | 94.46% | 93.93% | 87.98% | 65.99% | 53.43% | 42.41% | 33.68% | 57.63% | 56.6%
2014 | US | WECC | - | SRSG |  | Prospective Margin |  |  | 100.7% | 95.82% | 95.26% | 89.51% | 67.69% | 55.54% | 44.68% | 36.12% | 60.43% | 56.6%
2014 | US | WECC | - | SRSG |  | Adjusted-Potential Margin |  |  | 101.4% | 96.76% | 96.2% | 90.65% | 68.8% | 56.75% | 46.16% | 37.74% | 62.2% | 58.63%
2014 | US | WECC | - | SRSG |  | Reference Margin Level | 14.99% | 14.99% | 14.99% | 14.99% | 14.99% | 14.99% | 14.99% | 14.99% | 14.99% | 14.99% | 14.99% | 14.99%
2015 | US | FRCC | - | FRCC | MW | Energy Efficiency and Conservation |  | 87 | 158 | 224 | 285 | 349 | 414 | 477 | 538 | 601 | 664 | 664
2015 | US | FRCC | - | FRCC | MW | Behind the Meter Generation |  | 0 | 0 | 0 | 0 | 0 | 0 | 0 | 0 | 0 | 0 | 0
2015 | US | FRCC | - | FRCC | MW | Distributed Generation |  | 0 | 0 | 0 | 0 | 0 | 0 | 0 | 0 | 0 | 0 | 0
2015 | US | FRCC | - | FRCC | MW | Total Internal Demand |  | 45600 | 46019 | 46412 | 46912 | 47381 | 47794 | 48199 | 48614 | 49089 | 49555 | 49555
2015 | US | FRCC | - | FRCC | MW | Controllable and Dispatchable Demand Response - Available |  | 2976 | 3004 | 3021 | 3068 | 3127 | 3154 | 3188 | 3186 | 3219 | 3254 | 3254
2015 | US | FRCC | - | FRCC | MW | Net Internal Demand |  | 42624 | 43015 | 43391 | 43844 | 44254 | 44640 | 45011 | 45428 | 45870 | 46301 | 46301
2015 | US | FRCC | - | FRCC | MW | Behind the Meter Generation - Capacity |  | 0 | 0 | 0 | 0 | 0 | 0 | 0 | 0 | 0 | 0 | 0
2015 | US | FRCC | - | FRCC | MW | Other Capacity Adjustments - Additions |  | 0 | 0 | 0 | 0 | 0 | 0 | 0 | 0 | 0 | 0 | 0
2015 | US | FRCC | - | FRCC | MW | Other Capacity Adjustments - Reductions |  | 0 | 0 | 0 | 0 | 0 | 0 | 0 | 0 | 0 | 0 | 0
2015 | US | FRCC | - | FRCC | MW | Confirmed Retirements |  | 103 | 2467 | 2549 | 3497 | 4021 | 4138 | 4216 | 4291 | 4449.3 | 4642.1 | 4642.1
2015 | US | FRCC | - | FRCC | MW | Unconfirmed Retirements |  | 0 | 0 | 0 | 0 | 0 | 0 | 0 | 0 | 0 | 0 | 0
2015 | US | FRCC | - | FRCC | MW | Scheduled Outages |  | 0 | 0 | 0 | 0 | 0 | 0 | 0 | 0 | 0 | 0 | 0
2015 | US | FRCC | - | FRCC | MW | Transmission Limitations |  | 0 | 0 | 0 | 0 | 0 | 0 | 0 | 0 | 0 | 0 | 0
2015 | US | FRCC | - | FRCC | MW | Existing-Certain |  | 57041.61 | 54434.01 | 54474.01 | 53552.81 | 53900.81 | 53705.21 | 53234.21 | 53248.21 | 52691.51 | 52015.52 | 52015.52
2015 | US | FRCC | - | FRCC | MW | Existing-Other |  | 402.3 | 453.3 | 453.3 | 598.5 | 598.5 | 600.1 | 1146.1 | 1146.1 | 1277.8 | 6349.4 | 1432.4
2015 | US | FRCC | - | FRCC | MW | Additions - Tier 1 |  | 0 | 3453 | 3453 | 5273 | 6868 | 7048 | 8057 | 8281 | 10273 | 11385 | 11385
2015 | US | FRCC | - | FRCC | MW | Additions - Tier 2 |  | 0 | 0 | 0 | 0 | 0 | 0 | 0 | 0 | 0 | 0 | 0
2015 | US | FRCC | - | FRCC | MW | Additions - Tier 3 |  | 0 | 0 | 0 | 0 | 0 | 0 | 0 | 0 | 0 | 0 | 0
2015 | US | FRCC | - | FRCC | MW | Firm Imports |  | 1242 | 1254 | 1254 | 1254 | 1354 | 1454 | 1454 | 1454 | 1454 | 1454 | 1454
2015 | US | FRCC | - | FRCC | MW | Firm Exports |  | 0 | 0 | 0 | 0 | 0 | 0 | 0 | 0 | 0 | 0 | 0
2015 | US | FRCC | - | FRCC | MW | Net Firm Capacity Transfers |  | 1242 | 1254 | 1254 | 1254 | 1354 | 1454 | 1454 | 1454 | 1454 | 1454 | 1454
2015 | US | FRCC | - | FRCC | MW | Expected Imports |  | 0 | 0 | 0 | 0 | 0 | 0 | 0 | 0 | 0 | 0 | 0
2015 | US | FRCC | - | FRCC | MW | Expected Exports |  | 0 | 0 | 0 | 0 | 0 | 0 | 0 | 0 | 0 | 0 | 0
2015 | US | FRCC | - | FRCC | MW | Net Expected Transfers |  | 0 | 0 | 0 | 0 | 0 | 0 | 0 | 0 | 0 | 0 | 0
2015 | US | FRCC | - | FRCC | MW | Existing-Certain & Net Firm Transfers |  | 58283.61 | 55688.01 | 55728.01 | 54806.81 | 55254.81 | 55159.21 | 54688.21 | 54702.21 | 54145.51 | 53469.52 | 53469.52
2015 | US | FRCC | - | FRCC | MW | Anticipated Resources |  | 58283.61 | 59141.01 | 59181.01 | 60079.81 | 62122.81 | 62207.21 | 62745.21 | 62983.21 | 64418.51 | 64854.52 | 64854.52
2015 | US | FRCC | - | FRCC | MW | Prospective Resources |  | 58685.91 | 59594.31 | 59634.31 | 60678.31 | 62721.31 | 62807.31 | 63891.31 | 64129.31 | 65696.31 | 71203.92 | 66286.92
2015 | US | FRCC | - | FRCC | MW | Existing-Certain and Net Firm Transfers Excess/Shortfall |  | 9266.01 | 6220.76 | 5828.36 | 4386.21 | 4362.71 | 3823.21 | 2925.56 | 2460.01 | 1395.01 | 223.37 | 223.37
2015 | US | FRCC | - | FRCC | MW | Anticipated Excess/Shortfall |  | 9266.01 | 9673.76 | 9281.36 | 9659.21 | 11230.71 | 10871.21 | 10982.56 | 10741.01 | 11668.01 | 11608.37 | 11608.37
2015 | US | FRCC | - | FRCC | MW | Prospective Excess/Shortfall |  | 9668.31 | 10127.06 | 9734.66 | 10257.71 | 11829.21 | 11471.31 | 12128.66 | 11887.11 | 12945.81 | 17957.77 | 13040.77
2015 | US | FRCC | - | FRCC | % | Existing-Certain and Net Firm Transfers Reserve Margin |  | 36.74% | 29.46% | 28.43% | 25% | 24.86% | 23.56% | 21.5% | 20.42% | 18.04% | 15.48% | 15.48%
2015 | US | FRCC | - | FRCC | % | Anticipated Reserve Margin |  | 36.74% | 37.49% | 36.39% | 37.03% | 40.38% | 39.35% | 39.4% | 38.64% | 40.44% | 40.07% | 40.07%
2015 | US | FRCC | - | FRCC | % | Prospective Reserve Margin |  | 37.68% | 38.54% | 37.43% | 38.4% | 41.73% | 40.7% | 41.95% | 41.17% | 43.22% | 53.78% | 43.17%
2015 | US | FRCC | - | FRCC | % | Reference Margin Level |  | 15% | 15% | 15% | 15% | 15% | 15% | 15% | 15% | 15% | 15% | 15%
2015 | US | MRO | - | MISO | MW | Energy Efficiency and Conservation |  | 0 | 0 | 0 | 0 | 0 | 0 | 0 | 0 | 0 | 0 | 0
2015 | US | MRO | - | MISO | MW | Behind the Meter Generation |  | 0 | 0 | 0 | 0 | 0 | 0 | 0 | 0 | 0 | 0 | 0
2015 | US | MRO | - | MISO | MW | Distributed Generation |  | 0 | 0 | 0 | 0 | 0 | 0 | 0 | 0 | 0 | 0 | 0
2015 | US | MRO | - | MISO | MW | Total Internal Demand |  | 103610.8 | 105407 | 105909.9 | 108135.1 | 109007.1 | 109586.8 | 110305.4 | 111042.1 | 111941.9 | 112618.3 | 113151
2015 | US | MRO | - | MISO | MW | Controllable and Dispatchable Demand Response - Available |  | 4527 | 4527 | 4527 | 4527 | 4527 | 4527 | 4527 | 4527 | 4527 | 4527 | 4527
2015 | US | MRO | - | MISO | MW | Net Internal Demand |  | 99083.8 | 100880 | 101382.9 | 103608.1 | 104480.1 | 105059.8 | 105778.4 | 106515.1 | 107414.9 | 108091.3 | 108624
2015 | US | MRO | - | MISO | MW | Behind the Meter Generation - Capacity |  | 4525 | 4403 | 4395 | 4393 | 4383 | 4192 | 4191 | 4173 | 4173 | 4173 | 4173
2015 | US | MRO | - | MISO | MW | Other Capacity Adjustments - Additions |  | 0 | 0 | 0 | 0 | 0 | 0 | 0 | 0 | 0 | 0 | 0
2015 | US | MRO | - | MISO | MW | Other Capacity Adjustments - Reductions |  | 0 | 0 | 0 | 0 | 0 | 0 | 0 | 0 | 0 | 0 | 0
2015 | US | MRO | - | MISO | MW | Confirmed Retirements |  | 1245.5 | 4266.7 | 4266.7 | 4266.7 | 4266.7 | 4266.7 | 4266.7 | 4266.7 | 4266.7 | 4266.7 | 4266.7
2015 | US | MRO | - | MISO | MW | Unconfirmed Retirements |  | 0 | 991.2 | 593.4 | 1161.7 | 1246.4 | 2507.2 | 2886 | 3586.1 | 4240.3 | 5558.5 | 5558.5
2015 | US | MRO | - | MISO | MW | Scheduled Outages |  | 0 | 0 | 0 | 0 | 0 | 0 | 0 | 0 | 0 | 0 | 0
2015 | US | MRO | - | MISO | MW | Transmission Limitations |  | 4600 | 3351 | 2925 | 2603 | 1905 | 1596 | 1400 | 1200 | 1000 | 800 | 600
2015 | US | MRO | - | MISO | MW | Existing-Certain |  | 146502.2094 | 143640.424 | 143638.5317 | 143714.053 | 143580.5655 | 143759.6655 | 143954.6655 | 144136.6655 | 144336.6655 | 144536.6655 | 144736.6655
2015 | US | MRO | - | MISO | MW | Existing-Other |  | 1921.5973 | 1921.5973 | 1921.5973 | 1921.5973 | 1921.5973 | 1921.5973 | 1921.5973 | 1921.5973 | 1921.5973 | 1921.5973 | 1921.5973
2015 | US | MRO | - | MISO | MW | Additions - Tier 1 |  | 0 | 719.9 | 2064.3 | 2064.3 | 2474.3 | 2555.2 | 2584.6 | 2584.6 | 2584.6 | 2584.6 | 2584.6
2015 | US | MRO | - | MISO | MW | Additions - Tier 2 |  | 2995.4966 | 5136.6094 | 8754.4158 | 14700.6593 | 21495.2593 | 23133.2593 | 23133.2593 | 23133.2593 | 23133.2593 | 23133.2593 | 23133.2593
2015 | US | MRO | - | MISO | MW | Additions - Tier 3 |  | 20 | 80 | 159.3 | 1183.6 | 1637.6 | 3050.6 | 6118.6 | 6240.6 | 7374.6 | 7394.6 | 7394.6
2015 | US | MRO | - | MISO | MW | Firm Imports |  | 3805.5 | 3805.5 | 3805.5 | 3805.5 | 3805.5 | 3805.5 | 3805.5 | 3805.5 | 3805.5 | 3805.5 | 3805.5
2015 | US | MRO | - | MISO | MW | Firm Exports |  | 4719.3 | 5104 | 3923 | 3874 | 3874 | 3874 | 3874 | 3874 | 3874 | 3874 | 3874
2015 | US | MRO | - | MISO | MW | Net Firm Capacity Transfers |  | -913.8 | -1298.5 | -117.5 | -68.5 | -68.5 | -68.5 | -68.5 | -68.5 | -68.5 | -68.5 | -68.5
2015 | US | MRO | - | MISO | MW | Expected Imports |  | 0 | 0 | 3664.3 | 3664.3 | 3664.3 | 7240 | 7240 | 7240 | 7240 | 7240 | 7240
2015 | US | MRO | - | MISO | MW | Expected Exports |  | 0 | 0 | 0 | 0 | 0 | 0 | 0 | 0 | 0 | 0 | 0
2015 | US | MRO | - | MISO | MW | Net Expected Transfers |  | 0 | 0 | 3664.3 | 3664.3 | 3664.3 | 7240 | 7240 | 7240 | 7240 | 7240 | 7240
2015 | US | MRO | - | MISO | MW | Existing-Certain & Net Firm Transfers |  | 145588.4094 | 142341.924 | 143521.0317 | 143645.553 | 143512.0655 | 143691.1655 | 143886.1655 | 144068.1655 | 144268.1655 | 144468.1655 | 144668.1655
2015 | US | MRO | - | MISO | MW | Anticipated Resources |  | 145588.4094 | 143061.824 | 145585.3317 | 145709.853 | 145986.3655 | 146246.3655 | 146470.7655 | 146652.7655 | 146852.7655 | 147052.7655 | 147252.7655
2015 | US | MRO | - | MISO | MW | Prospective Resources |  | 150505.5033 | 149128.8308 | 159332.2449 | 164834.7097 | 171821.1221 | 176034.0221 | 175879.6221 | 175361.5221 | 174907.3221 | 173789.1221 | 173989.1221
2015 | US | MRO | - | MISO | MW | Existing-Certain and Net Firm Transfers Excess/Shortfall |  | 32335.626 | 27036.084 | 27640.377 | 25221.4947 | 24091.3112 | 23607.8141 | 22981.4543 | 22321.4062 | 21492.9348 | 20919.8096 | 20510.9335
2015 | US | MRO | - | MISO | MW | Anticipated Excess/Shortfall |  | 32335.626 | 27755.984 | 29704.677 | 27285.7947 | 26565.6112 | 26163.0141 | 25566.0543 | 24906.0062 | 24077.5348 | 23504.4096 | 23095.5335
2015 | US | MRO | - | MISO | MW | Prospective Excess/Shortfall |  | 37252.7199 | 33822.9908 | 43451.5902 | 46410.6514 | 52400.3678 | 55950.6707 | 54974.9109 | 53614.7628 | 52132.0914 | 50240.7662 | 49831.8901
2015 | US | MRO | - | MISO | % | Existing-Certain and Net Firm Transfers Reserve Margin |  | 46.93% | 41.1% | 41.56% | 38.64% | 37.36% | 36.77% | 36.03% | 35.26% | 34.31% | 33.65% | 33.18%
2015 | US | MRO | - | MISO | % | Anticipated Reserve Margin |  | 46.93% | 41.81% | 43.6% | 40.64% | 39.73% | 39.2% | 38.47% | 37.68% | 36.72% | 36.04% | 35.56%
2015 | US | MRO | - | MISO | % | Prospective Reserve Margin |  | 51.9% | 47.83% | 57.16% | 59.09% | 64.45% | 67.56% | 66.27% | 64.64% | 62.83% | 60.78% | 60.18%
2015 | US | MRO | - | MISO | % | Reference Margin Level |  | 14.3% | 14.3% | 14.3% | 14.3% | 14.3% | 14.3% | 14.3% | 14.3% | 14.3% | 14.3% | 14.3%
2015 | CA | MRO | - | Manitoba Hydro | MW | Energy Efficiency and Conservation |  | 96.3157 | 153.5625 | 210.3989 | 277.0593 | 337.1004 | 389.2079 | 432.4635 | 457.753 | 480.907 | 499.4877 | 516.1023
2015 | CA | MRO | - | Manitoba Hydro | MW | Behind the Meter Generation |  | 14 | 14 | 14 | 14 | 14 | 14 | 14 | 14 | 14 | 14 | 14
2015 | CA | MRO | - | Manitoba Hydro | MW | Distributed Generation |  | 24 | 24 | 24 | 24 | 24 | 24 | 24 | 24 | 24 | 24 | 24
2015 | CA | MRO | - | Manitoba Hydro | MW | Total Internal Demand |  | 4659.1843 | 4678.6375 | 4745.8011 | 4656.2407 | 4694.1996 | 4724.0921 | 4752.5365 | 4782.747 | 4817.593 | 4857.0123 | 4870.8977
2015 | CA | MRO | - | Manitoba Hydro | MW | Controllable and Dispatchable Demand Response - Available |  | 0 | 0 | 0 | 0 | 0 | 0 | 0 | 0 | 0 | 0 | 0
2015 | CA | MRO | - | Manitoba Hydro | MW | Net Internal Demand |  | 4659.1843 | 4678.6375 | 4745.8011 | 4656.2407 | 4694.1996 | 4724.0921 | 4752.5365 | 4782.747 | 4817.593 | 4857.0123 | 4870.8977
2015 | CA | MRO | - | Manitoba Hydro | MW | Behind the Meter Generation - Capacity |  | 0 | 0 | 0 | 0 | 0 | 0 | 0 | 0 | 0 | 0 | 0
2015 | CA | MRO | - | Manitoba Hydro | MW | Other Capacity Adjustments - Additions |  | 0 | 0 | 0 | 0 | 0 | 0 | 0 | 0 | 0 | 0 | 0
2015 | CA | MRO | - | Manitoba Hydro | MW | Other Capacity Adjustments - Reductions |  | 0 | 0 | 0 | 0 | 0 | 0 | 0 | 0 | 0 | 0 | 0
2015 | CA | MRO | - | Manitoba Hydro | MW | Confirmed Retirements |  | 0 | 0 | 0 | 0 | 0 | 0 | 0 | 0 | 0 | 0 | 0
2015 | CA | MRO | - | Manitoba Hydro | MW | Unconfirmed Retirements |  | 0 | 0 | 0 | 0 | 92.7 | 92.7 | 92.7 | 92.7 | 92.7 | 92.7 | 92.7
2015 | CA | MRO | - | Manitoba Hydro | MW | Scheduled Outages |  | 140.1 | 16.97 | 3.6 | 0 | 0 | 0 | 0 | 0 | 0 | 0 | 0
2015 | CA | MRO | - | Manitoba Hydro | MW | Transmission Limitations |  | 0 | 0 | 0 | 0 | 0 | 0 | 0 | 0 | 0 | 0 | 0
2015 | CA | MRO | - | Manitoba Hydro | MW | Existing-Certain |  | 5324.4938 | 5510.3238 | 5586.5938 | 5590.1938 | 5590.1938 | 5590.1938 | 5590.1938 | 5590.1938 | 5590.1938 | 5590.1938 | 5590.1938
2015 | CA | MRO | - | Manitoba Hydro | MW | Existing-Other |  | 150.9895 | 88.2895 | 25.3895 | 25.3895 | 25.3895 | 25.3895 | 25.3895 | 25.3895 | 25.3895 | 25.3895 | 25.3895
2015 | CA | MRO | - | Manitoba Hydro | MW | Additions - Tier 1 |  | 0 | 0 | 0 | 0 | 180 | 630 | 630 | 630 | 630 | 630 | 630
2015 | CA | MRO | - | Manitoba Hydro | MW | Additions - Tier 2 |  | 0 | 0 | 0 | 0 | 0 | 0 | 0 | 0 | 0 | 0 | 0
2015 | CA | MRO | - | Manitoba Hydro | MW | Additions - Tier 3 |  | 0 | 0 | 0 | 0 | 0 | 0 | 0 | 0 | 0 | 0 | 0
2015 | CA | MRO | - | Manitoba Hydro | MW | Firm Imports |  | 550 | 550 | 550 | 550 | 550 | 550 | 550 | 550 | 550 | 550 | 200
2015 | CA | MRO | - | Manitoba Hydro | MW | Firm Exports |  | 520 | 717 | 717 | 558 | 558 | 458 | 350 | 325 | 325 | 325 | 0
2015 | CA | MRO | - | Manitoba Hydro | MW | Net Firm Capacity Transfers |  | 30 | -167 | -167 | -8 | -8 | 92 | 200 | 225 | 225 | 225 | 200
2015 | CA | MRO | - | Manitoba Hydro | MW | Expected Imports |  | 0 | 0 | 0 | 0 | 0 | 0 | 0 | 0 | 0 | 0 | 0
2015 | CA | MRO | - | Manitoba Hydro | MW | Expected Exports |  | 0 | 0 | 0 | 0 | 0 | 250 | 475 | 475 | 475 | 475 | 350
2015 | CA | MRO | - | Manitoba Hydro | MW | Net Expected Transfers |  | 0 | 0 | 0 | 0 | 0 | -250 | -475 | -475 | -475 | -475 | -350
2015 | CA | MRO | - | Manitoba Hydro | MW | Existing-Certain & Net Firm Transfers |  | 5354.4938 | 5343.3238 | 5419.5938 | 5582.1938 | 5582.1938 | 5682.1938 | 5790.1938 | 5815.1938 | 5815.1938 | 5815.1938 | 5790.1938
2015 | CA | MRO | - | Manitoba Hydro | MW | Anticipated Resources |  | 5354.4938 | 5343.3238 | 5419.5938 | 5582.1938 | 5762.1938 | 6312.1938 | 6420.1938 | 6445.1938 | 6445.1938 | 6445.1938 | 6420.1938
2015 | CA | MRO | - | Manitoba Hydro | MW | Prospective Resources |  | 5505.4832 | 5431.6132 | 5444.9832 | 5607.5832 | 5694.8832 | 5994.8832 | 5877.8832 | 5902.8832 | 5902.8832 | 5902.8832 | 6002.8832
2015 | CA | MRO | - | Manitoba Hydro | MW | Existing-Certain and Net Firm Transfers Excess/Shortfall |  | 136.2073 | 103.2497 | 104.2965 | 367.2042 | 324.6902 | 391.2107 | 467.3529 | 458.5171 | 419.4895 | 375.34 | 334.7884
2015 | CA | MRO | - | Manitoba Hydro | MW | Anticipated Excess/Shortfall |  | 136.2073 | 103.2497 | 104.2965 | 367.2042 | 504.6902 | 1021.2107 | 1097.3529 | 1088.5171 | 1049.4895 | 1005.34 | 964.7884
2015 | CA | MRO | - | Manitoba Hydro | MW | Prospective Excess/Shortfall |  | 287.1968 | 191.5392 | 129.686 | 392.5937 | 437.3797 | 703.9001 | 555.0424 | 546.2066 | 507.179 | 463.0294 | 547.4778
2015 | CA | MRO | - | Manitoba Hydro | % | Existing-Certain and Net Firm Transfers Reserve Margin |  | 14.92% | 14.21% | 14.2% | 19.89% | 18.92% | 20.28% | 21.83% | 21.59% | 20.71% | 19.73% | 18.87%
2015 | CA | MRO | - | Manitoba Hydro | % | Anticipated Reserve Margin |  | 14.92% | 14.21% | 14.2% | 19.89% | 22.75% | 33.62% | 35.09% | 34.76% | 33.78% | 32.7% | 31.81%
2015 | CA | MRO | - | Manitoba Hydro | % | Prospective Reserve Margin |  | 18.16% | 16.09% | 14.73% | 20.43% | 21.32% | 26.9% | 23.68% | 23.42% | 22.53% | 21.53% | 23.24%
2015 | CA | MRO | - | Manitoba Hydro | % | Reference Margin Level |  | 12% | 12% | 12% | 12% | 12% | 12% | 12% | 12% | 12% | 12% | 12%
2015 | US | MRO | - | MAPP | MW | Energy Efficiency and Conservation |  | 45.0458 | 54.2935 | 63.1049 | 73.0144 | 82.9976 | 92.8704 | 102.7469 | 112.5774 | 122.3918 | 132.1887 | 141.9643
2015 | US | MRO | - | MAPP | MW | Behind the Meter Generation |  | 0 | 0 | 0 | 0 | 0 | 0 | 0 | 0 | 0 | 0 | 0
2015 | US | MRO | - | MAPP | MW | Distributed Generation |  | 0 | 0 | 0 | 0 | 0 | 0 | 0 | 0 | 0 | 0 | 0
2015 | US | MRO | - | MAPP | MW | Total Internal Demand |  | 5567.9175 | 5731.5775 | 6047.7803 | 6179.672 | 6375.3526 | 6477.5326 | 6581.8432 | 6684.5106 | 6810.9767 | 6911.2739 | 7008.334
2015 | US | MRO | - | MAPP | MW | Controllable and Dispatchable Demand Response - Available |  | 386 | 385 | 390 | 395 | 400 | 405 | 410 | 415 | 420 | 425 | 430
2015 | US | MRO | - | MAPP | MW | Net Internal Demand |  | 5181.9175 | 5346.5775 | 5657.7803 | 5784.672 | 5975.3526 | 6072.5326 | 6171.8432 | 6269.5106 | 6390.9767 | 6486.2739 | 6578.334
2015 | US | MRO | - | MAPP | MW | Behind the Meter Generation - Capacity |  | 3.025 | 3.025 | 3.025 | 3.025 | 3.025 | 3.025 | 3.025 | 3.025 | 3.025 | 3.025 | 3.025
2015 | US | MRO | - | MAPP | MW | Other Capacity Adjustments - Additions |  | 0 | 0 | 0 | 0 | 0 | 0 | 0 | 0 | 0 | 0 | 0
2015 | US | MRO | - | MAPP | MW | Other Capacity Adjustments - Reductions |  | 0 | 0 | 0 | 0 | 0 | 0 | 0 | 0 | 0 | 0 | 0
2015 | US | MRO | - | MAPP | MW | Confirmed Retirements |  | 0 | 0 | 0 | 0 | 0 | 0 | 0 | 0 | 0 | 0 | 0
2015 | US | MRO | - | MAPP | MW | Unconfirmed Retirements |  | 0 | 0 | 0 | 0 | 0 | 0 | 0 | 0 | 0 | 0 | 0
2015 | US | MRO | - | MAPP | MW | Scheduled Outages |  | 0 | 0 | 0 | 0 | 0 | 0 | 0 | 0 | 0 | 0 | 0
2015 | US | MRO | - | MAPP | MW | Transmission Limitations |  | 0 | 0 | 0 | 0 | 0 | 0 | 0 | 0 | 0 | 0 | 0
2015 | US | MRO | - | MAPP | MW | Existing-Certain |  | 7445.837 | 7445.837 | 7445.837 | 7445.837 | 7445.837 | 7445.837 | 7445.837 | 7445.837 | 7445.837 | 7445.837 | 7445.837
2015 | US | MRO | - | MAPP | MW | Existing-Other |  | 0 | 0 | 0 | 0 | 0 | 0 | 0 | 0 | 0 | 0 | 0
2015 | US | MRO | - | MAPP | MW | Additions - Tier 1 |  | 159.2 | 472.56 | 472.56 | 472.56 | 472.56 | 472.56 | 472.56 | 472.56 | 472.56 | 472.56 | 472.56
2015 | US | MRO | - | MAPP | MW | Additions - Tier 2 |  | 0 | 0 | 0 | 0 | 0 | 0 | 0 | 0 | 0 | 0 | 0
2015 | US | MRO | - | MAPP | MW | Additions - Tier 3 |  | 0 | 0 | 0 | 0 | 0 | 0 | 0 | 0 | 0 | 0 | 0
2015 | US | MRO | - | MAPP | MW | Firm Imports |  | 225.15 | 307.15 | 309.16 | 311.16 | 311.16 | 261.16 | 261.16 | 261.16 | 261.17 | 261.17 | 261.17
2015 | US | MRO | - | MAPP | MW | Firm Exports |  | 596.28 | 587.32 | 542 | 644 | 646 | 646 | 596 | 576 | 556 | 536 | 516
2015 | US | MRO | - | MAPP | MW | Net Firm Capacity Transfers |  | -371.13 | -280.17 | -232.84 | -332.84 | -334.84 | -384.84 | -334.84 | -314.84 | -294.83 | -274.83 | -254.83
2015 | US | MRO | - | MAPP | MW | Expected Imports |  | 0 | 0 | 0 | 0 | 0 | 0 | 0 | 0 | 0 | 0 | 0
2015 | US | MRO | - | MAPP | MW | Expected Exports |  | 0 | 0 | 0 | 0 | 0 | 0 | 0 | 0 | 0 | 0 | 0
2015 | US | MRO | - | MAPP | MW | Net Expected Transfers |  | 0 | 0 | 0 | 0 | 0 | 0 | 0 | 0 | 0 | 0 | 0
2015 | US | MRO | - | MAPP | MW | Existing-Certain & Net Firm Transfers |  | 7074.707 | 7165.667 | 7212.997 | 7112.997 | 7110.997 | 7060.997 | 7110.997 | 7130.997 | 7151.007 | 7171.007 | 7191.007
2015 | US | MRO | - | MAPP | MW | Anticipated Resources |  | 7233.907 | 7638.227 | 7685.557 | 7585.557 | 7583.557 | 7533.557 | 7583.557 | 7603.557 | 7623.567 | 7643.567 | 7663.567
2015 | US | MRO | - | MAPP | MW | Prospective Resources |  | 7233.907 | 7638.227 | 7685.557 | 7585.557 | 7583.557 | 7533.557 | 7583.557 | 7603.557 | 7623.567 | 7643.567 | 7663.567
2015 | US | MRO | - | MAPP | MW | Existing-Certain and Net Firm Transfers Excess/Shortfall |  | 1115.5019 | 1017.1029 | 706.5497 | 460.6242 | 239.3415 | 77.5846 | 13.3773 | -78.9402 | -198.6162 | -288.208 | -374.0771
2015 | US | MRO | - | MAPP | MW | Anticipated Excess/Shortfall |  | 1274.7019 | 1489.6629 | 1179.1097 | 933.1842 | 711.9015 | 550.1446 | 485.9373 | 393.6198 | 273.9438 | 184.352 | 98.4829
2015 | US | MRO | - | MAPP | MW | Prospective Excess/Shortfall |  | 1274.7019 | 1489.6629 | 1179.1097 | 933.1842 | 711.9015 | 550.1446 | 485.9373 | 393.6198 | 273.9438 | 184.352 | 98.4829
2015 | US | MRO | - | MAPP | % | Existing-Certain and Net Firm Transfers Reserve Margin |  | 36.53% | 34.02% | 27.49% | 22.96% | 19.01% | 16.28% | 15.22% | 13.74% | 11.89% | 10.56% | 9.313%
2015 | US | MRO | - | MAPP | % | Anticipated Reserve Margin |  | 39.6% | 42.86% | 35.84% | 31.13% | 26.91% | 24.06% | 22.87% | 21.28% | 19.29% | 17.84% | 16.5%
2015 | US | MRO | - | MAPP | % | Prospective Reserve Margin |  | 39.6% | 42.86% | 35.84% | 31.13% | 26.91% | 24.06% | 22.87% | 21.28% | 19.29% | 17.84% | 16.5%
2015 | US | MRO | - | MAPP | % | Reference Margin Level |  | 15% | 15% | 15% | 15% | 15% | 15% | 15% | 15% | 15% | 15% | 15%
2015 | CA | MRO | - | SaskPower | MW | Energy Efficiency and Conservation |  | 87.6636 | 95.9106 | 107.1374 | 116.4146 | 125.7061 | 135.0805 | 144.3859 | 153.6882 | 162.9901 | 172.2692 | 181.0352
2015 | CA | MRO | - | SaskPower | MW | Behind the Meter Generation |  | 0 | 0 | 0 | 0 | 0 | 0 | 0 | 0 | 0 | 0 | 0
2015 | CA | MRO | - | SaskPower | MW | Distributed Generation |  | 0 | 0 | 0 | 0 | 0 | 0 | 0 | 0 | 0 | 0 | 0
2015 | CA | MRO | - | SaskPower | MW | Total Internal Demand |  | 3557 | 3644 | 3725 | 3786 | 3928 | 4012 | 4060 | 4125 | 4170 | 4216 | 4274
2015 | CA | MRO | - | SaskPower | MW | Controllable and Dispatchable Demand Response - Available |  | 85 | 85 | 85 | 85 | 85 | 85 | 85 | 85 | 85 | 85 | 85
2015 | CA | MRO | - | SaskPower | MW | Net Internal Demand |  | 3472 | 3559 | 3640 | 3701 | 3843 | 3927 | 3975 | 4040 | 4085 | 4131 | 4189
2015 | CA | MRO | - | SaskPower | MW | Behind the Meter Generation - Capacity |  | 0 | 0 | 0 | 0 | 0 | 0 | 0 | 0 | 0 | 0 | 0
2015 | CA | MRO | - | SaskPower | MW | Other Capacity Adjustments - Additions |  | 0 | 0 | 0 | 0 | 0 | 0 | 0 | 0 | 0 | 0 | 0
2015 | CA | MRO | - | SaskPower | MW | Other Capacity Adjustments - Reductions |  | 0 | 0 | 0 | 0 | 0 | 0 | 0 | 0 | 0 | 0 | 0
2015 | CA | MRO | - | SaskPower | MW | Confirmed Retirements |  | 0 | 0 | 0 | 0 | 0 | 0 | 0 | 0 | 0 | 0 | 0
2015 | CA | MRO | - | SaskPower | MW | Unconfirmed Retirements |  | 0 | 0 | 0 | 0 | 0 | 0 | 0 | 0 | 0 | 0 | 0
2015 | CA | MRO | - | SaskPower | MW | Scheduled Outages |  | 0 | 0 | 0 | 0 | 0 | 0 | 0 | 0 | 0 | 0 | 0
2015 | CA | MRO | - | SaskPower | MW | Transmission Limitations |  | 0 | 0 | 0 | 0 | 0 | 0 | 0 | 0 | 0 | 0 | 0
2015 | CA | MRO | - | SaskPower | MW | Existing-Certain |  | 4074.72 | 4074.72 | 4074.72 | 4074.72 | 4074.72 | 4074.72 | 3996.92 | 3994.68 | 3760.68 | 3621.68 | 3621.68
2015 | CA | MRO | - | SaskPower | MW | Existing-Other |  | 0 | 0 | 0 | 0 | 0 | 0 | 77.8 | 80.04 | 175.04 | 175.04 | 175.04
2015 | CA | MRO | - | SaskPower | MW | Additions - Tier 1 |  | 209.6 | 209.6 | 209.6 | 281 | 587 | 731 | 1031 | 1031 | 1166 | 1166 | 1301
2015 | CA | MRO | - | SaskPower | MW | Additions - Tier 2 |  | 0 | 0 | 0 | 0 | 0 | 0 | 0 | 0 | 0 | 0 | 0
2015 | CA | MRO | - | SaskPower | MW | Additions - Tier 3 |  | 0 | 0 | 0 | 0 | 0 | 0 | 0 | 0 | 0 | 0 | 0
2015 | CA | MRO | - | SaskPower | MW | Firm Imports |  | 25 | 25 | 25 | 25 | 25 | 25 | 25 | 0 | 0 | 0 | 0
2015 | CA | MRO | - | SaskPower | MW | Firm Exports |  | 0 | 0 | 0 | 0 | 0 | 0 | 0 | 0 | 0 | 0 | 0
2015 | CA | MRO | - | SaskPower | MW | Net Firm Capacity Transfers |  | 25 | 25 | 25 | 25 | 25 | 25 | 25 | 0 | 0 | 0 | 0
2015 | CA | MRO | - | SaskPower | MW | Expected Imports |  | 0 | 0 | 0 | 125 | 0 | 100 | 100 | 100 | 100 | 100 | 100
2015 | CA | MRO | - | SaskPower | MW | Expected Exports |  | 0 | 0 | 0 | 0 | 0 | 0 | 0 | 0 | 0 | 0 | 0
2015 | CA | MRO | - | SaskPower | MW | Net Expected Transfers |  | 0 | 0 | 0 | 125 | 0 | 100 | 100 | 100 | 100 | 100 | 100
2015 | CA | MRO | - | SaskPower | MW | Existing-Certain & Net Firm Transfers |  | 4099.72 | 4099.72 | 4099.72 | 4099.72 | 4099.72 | 4099.72 | 4021.92 | 3994.68 | 3760.68 | 3621.68 | 3621.68
2015 | CA | MRO | - | SaskPower | MW | Anticipated Resources |  | 4309.32 | 4309.32 | 4309.32 | 4380.72 | 4686.72 | 4830.72 | 5052.92 | 5025.68 | 4926.68 | 4787.68 | 4922.68
2015 | CA | MRO | - | SaskPower | MW | Prospective Resources |  | 4309.32 | 4309.32 | 4309.32 | 4505.72 | 4686.72 | 4930.72 | 5230.72 | 5205.72 | 5201.72 | 5062.72 | 5197.72
2015 | CA | MRO | - | SaskPower | MW | Existing-Certain and Net Firm Transfers Excess/Shortfall |  | 245.8 | 149.23 | 59.32 | -8.39 | -166.01 | -259.25 | -390.33 | -489.72 | -773.67 | -963.73 | -1028.11
2015 | CA | MRO | - | SaskPower | MW | Anticipated Excess/Shortfall |  | 455.4 | 358.83 | 268.92 | 272.61 | 420.99 | 471.75 | 640.67 | 541.28 | 392.33 | 202.27 | 272.89
2015 | CA | MRO | - | SaskPower | MW | Prospective Excess/Shortfall |  | 455.4 | 358.83 | 268.92 | 397.61 | 420.99 | 571.75 | 818.47 | 721.32 | 667.37 | 477.31 | 547.93
2015 | CA | MRO | - | SaskPower | % | Existing-Certain and Net Firm Transfers Reserve Margin |  | 18.08% | 15.19% | 12.63% | 10.77% | 6.68% | 4.398% | 1.18% | -1.122% | -7.939% | -12.33% | -13.54%
2015 | CA | MRO | - | SaskPower | % | Anticipated Reserve Margin |  | 24.12% | 21.08% | 18.39% | 18.37% | 21.95% | 23.01% | 27.12% | 24.4% | 20.6% | 15.9% | 17.51%
2015 | CA | MRO | - | SaskPower | % | Prospective Reserve Margin |  | 24.12% | 21.08% | 18.39% | 21.74% | 21.95% | 25.56% | 31.59% | 28.85% | 27.34% | 22.55% | 24.08%
2015 | CA | MRO | - | SaskPower | % | Reference Margin Level |  | 11% | 11% | 11% | 11% | 11% | 11% | 11% | 11% | 11% | 11% | 11%
2015 | CA | NPCC | - | Maritimes | MW | Energy Efficiency and Conservation |  | 59 | 118 | 177 | 225 | 263 | 312 | 360 | 428 | 506 | 594 | 612
2015 | CA | NPCC | - | Maritimes | MW | Behind the Meter Generation |  | 0 | 0 | 0 | 0 | 0 | 0 | 0 | 0 | 0 | 0 | 0
2015 | CA | NPCC | - | Maritimes | MW | Distributed Generation |  | 0 | 0 | 0 | 0 | 0 | 0 | 0 | 0 | 0 | 0 | 0
2015 | CA | NPCC | - | Maritimes | MW | Total Internal Demand |  | 5388.6 | 5400.4 | 5425.5 | 5417.4 | 5417.9 | 5400.9 | 5400.8 | 5372.9 | 5346.3 | 5293.7 | 5292.4
2015 | CA | NPCC | - | Maritimes | MW | Controllable and Dispatchable Demand Response - Available |  | 237.8 | 238.7 | 240.5 | 241.4 | 242.3 | 242.1 | 242 | 241.9 | 241.8 | 241.6 | 241.5
2015 | CA | NPCC | - | Maritimes | MW | Net Internal Demand |  | 5150.8 | 5161.7 | 5185 | 5176 | 5175.6 | 5158.8 | 5158.8 | 5131 | 5104.5 | 5052.1 | 5050.9
2015 | CA | NPCC | - | Maritimes | MW | Behind the Meter Generation - Capacity |  | 0 | 0 | 0 | 0 | 0 | 0 | 0 | 0 | 0 | 0 | 0
2015 | CA | NPCC | - | Maritimes | MW | Other Capacity Adjustments - Additions |  | 0 | 0 | 0 | 0 | 0 | 0 | 0 | 0 | 0 | 0 | 0
2015 | CA | NPCC | - | Maritimes | MW | Other Capacity Adjustments - Reductions |  | 0 | 0 | 0 | 0 | 0 | 0 | 0 | 0 | 0 | 0 | 0
2015 | CA | NPCC | - | Maritimes | MW | Confirmed Retirements |  | 0 | 0 | 0 | 0 | 0 | 0 | 0 | 0 | 0 | 0 | 0
2015 | CA | NPCC | - | Maritimes | MW | Unconfirmed Retirements |  | 0 | 0 | 153 | 153 | 153 | 153 | 153 | 153 | 153 | 153 | 153
2015 | CA | NPCC | - | Maritimes | MW | Scheduled Outages |  | 100 | 100 | 100 | 100 | 100 | 100 | 100 | 100 | 100 | 100 | 100
2015 | CA | NPCC | - | Maritimes | MW | Transmission Limitations |  | 0 | 0 | 0 | 0 | 0 | 0 | 0 | 0 | 0 | 0 | 0
2015 | CA | NPCC | - | Maritimes | MW | Existing-Certain |  | 6630.502 | 6630.502 | 6675.502 | 6675.502 | 6675.502 | 6675.502 | 6675.502 | 6548.89 | 6675.502 | 6675.502 | 6675.502
2015 | CA | NPCC | - | Maritimes | MW | Existing-Other |  | 19.644 | 19.644 | 19.644 | 19.644 | 19.644 | 19.644 | 19.644 | 19.644 | 19.644 | 19.644 | 19.644
2015 | CA | NPCC | - | Maritimes | MW | Additions - Tier 1 |  | 12.24 | 22.24 | 22.24 | 22.24 | 22.24 | 22.24 | 22.24 | 22.24 | 22.24 | 22.24 | 22.24
2015 | CA | NPCC | - | Maritimes | MW | Additions - Tier 2 |  | 0 | 0 | 0 | 0 | 0 | 0 | 0 | 0 | 0 | 0 | 0
2015 | CA | NPCC | - | Maritimes | MW | Additions - Tier 3 |  | 0 | 0 | 0 | 0 | 0 | 0 | 0 | 0 | 0 | 0 | 0
2015 | CA | NPCC | - | Maritimes | MW | Firm Imports |  | 0 | 0 | 0 | 0 | 0 | 0 | 0 | 0 | 0 | 0 | 0
2015 | CA | NPCC | - | Maritimes | MW | Firm Exports |  | 200 | 200 | 0 | 114 | 0 | 0 | 0 | 0 | 0 | 0 | 0
2015 | CA | NPCC | - | Maritimes | MW | Net Firm Capacity Transfers |  | -200 | -200 | 0 | -114 | 0 | 0 | 0 | 0 | 0 | 0 | 0
2015 | CA | NPCC | - | Maritimes | MW | Expected Imports |  | 0 | 0 | 153 | 153 | 153 | 153 | 153 | 153 | 153 | 153 | 153
2015 | CA | NPCC | - | Maritimes | MW | Expected Exports |  | 0 | 0 | 0 | 0 | 0 | 0 | 0 | 0 | 0 | 0 | 0
2015 | CA | NPCC | - | Maritimes | MW | Net Expected Transfers |  | 0 | 0 | 153 | 153 | 153 | 153 | 153 | 153 | 153 | 153 | 153
2015 | CA | NPCC | - | Maritimes | MW | Existing-Certain & Net Firm Transfers |  | 6430.502 | 6430.502 | 6675.502 | 6561.502 | 6675.502 | 6675.502 | 6675.502 | 6548.89 | 6675.502 | 6675.502 | 6675.502
2015 | CA | NPCC | - | Maritimes | MW | Anticipated Resources |  | 6442.742 | 6452.742 | 6697.742 | 6583.742 | 6697.742 | 6697.742 | 6697.742 | 6571.13 | 6697.742 | 6697.742 | 6697.742
2015 | CA | NPCC | - | Maritimes | MW | Prospective Resources |  | 6462.386 | 6472.386 | 6717.386 | 6603.386 | 6717.386 | 6717.386 | 6717.386 | 6590.774 | 6717.386 | 6717.386 | 6717.386
2015 | CA | NPCC | - | Maritimes | MW | Existing-Certain and Net Firm Transfers Excess/Shortfall |  | 249.542 | 236.462 | 453.502 | 350.302 | 464.782 | 484.942 | 484.942 | 391.69 | 550.102 | 612.982 | 614.422
2015 | CA | NPCC | - | Maritimes | MW | Anticipated Excess/Shortfall |  | 261.782 | 258.702 | 475.742 | 372.542 | 487.022 | 507.182 | 507.182 | 413.93 | 572.342 | 635.222 | 636.662
2015 | CA | NPCC | - | Maritimes | MW | Prospective Excess/Shortfall |  | 281.426 | 278.346 | 495.386 | 392.186 | 506.666 | 526.826 | 526.826 | 433.574 | 591.986 | 654.866 | 656.306
2015 | CA | NPCC | - | Maritimes | % | Existing-Certain and Net Firm Transfers Reserve Margin |  | 24.84% | 24.58% | 28.75% | 26.77% | 28.98% | 29.4% | 29.4% | 27.63% | 30.78% | 32.13% | 32.16%
2015 | CA | NPCC | - | Maritimes | % | Anticipated Reserve Margin |  | 25.08% | 25.01% | 29.18% | 27.2% | 29.41% | 29.83% | 29.83% | 28.07% | 31.21% | 32.57% | 32.6%
2015 | CA | NPCC | - | Maritimes | % | Prospective Reserve Margin |  | 25.46% | 25.39% | 29.55% | 27.58% | 29.79% | 30.21% | 30.21% | 28.45% | 31.6% | 32.96% | 32.99%
2015 | CA | NPCC | - | Maritimes | % | Reference Margin Level |  | 20% | 20% | 20% | 20% | 20% | 20% | 20% | 20% | 20% | 20% | 20%
2015 | US | NPCC | - | New England | MW | Energy Efficiency and Conservation |  | 1663 | 1652 | 1832 | 2170.6 | 2402 | 2619 | 2825 | 3018 | 3199 | 3370 | 3543
2015 | US | NPCC | - | New England | MW | Behind the Meter Generation |  | 0 | 0 | 0 | 0 | 0 | 0 | 0 | 0 | 0 | 0 | 0
2015 | US | NPCC | - | New England | MW | Distributed Generation |  | 0 | 0 | 0 | 0 | 0 | 0 | 0 | 0 | 0 | 0 | 0
2015 | US | NPCC | - | New England | MW | Total Internal Demand |  | 21077 | 21268 | 21273 | 21109 | 21028 | 20951 | 20890 | 20847 | 20821 | 20805 | 20789
2015 | US | NPCC | - | New England | MW | Controllable and Dispatchable Demand Response - Available |  | 599.863 | 907.1 | 894.108 | 647.261 | 647.261 | 647.261 | 647.261 | 647.261 | 647.261 | 647.261 | 647.261
2015 | US | NPCC | - | New England | MW | Net Internal Demand |  | 20477.137 | 20360.9 | 20378.892 | 20461.739 | 20380.739 | 20303.739 | 20242.739 | 20199.739 | 20173.739 | 20157.739 | 20141.739
2015 | US | NPCC | - | New England | MW | Behind the Meter Generation - Capacity |  | 0 | 0 | 0 | 0 | 0 | 0 | 0 | 0 | 0 | 0 | 0
2015 | US | NPCC | - | New England | MW | Other Capacity Adjustments - Additions |  | 0 | 0 | 0 | 0 | 0 | 0 | 0 | 0 | 0 | 0 | 0
2015 | US | NPCC | - | New England | MW | Other Capacity Adjustments - Reductions |  | 0 | 0 | 0 | 0 | 0 | 0 | 0 | 0 | 0 | 0 | 0
2015 | US | NPCC | - | New England | MW | Confirmed Retirements |  | 0 | 0 | 1551.141 | 1556.416 | 1556.416 | 1556.416 | 1556.416 | 1556.416 | 1556.416 | 1556.416 | 1556.416
2015 | US | NPCC | - | New England | MW | Unconfirmed Retirements |  | 0 | 0 | 0 | 0 | 0 | 0 | 0 | 0 | 0 | 0 | 0
2015 | US | NPCC | - | New England | MW | Scheduled Outages |  | 621 | 511 | 0 | 0 | 0 | 0 | 0 | 0 | 0 | 0 | 0
2015 | US | NPCC | - | New England | MW | Transmission Limitations |  | 0 | 0 | 0 | 0 | 0 | 0 | 0 | 0 | 0 | 0 | 0
2015 | US | NPCC | - | New England | MW | Existing-Certain |  | 32521.885 | 32605.073 | 31576.932 | 31571.657 | 31571.657 | 31571.657 | 31571.657 | 31571.657 | 31571.657 | 31571.657 | 31571.657
2015 | US | NPCC | - | New England | MW | Existing-Other |  | 0 | 0 | 0 | 0 | 0 | 0 | 0 | 0 | 0 | 0 | 0
2015 | US | NPCC | - | New England | MW | Additions - Tier 1 |  | 67.926 | 110.196 | 798.046 | 1879.087 | 1879.087 | 1879.087 | 1879.087 | 1879.087 | 1879.087 | 1879.087 | 1879.087
2015 | US | NPCC | - | New England | MW | Additions - Tier 2 |  | 203.36 | 204.32 | 1167.376 | 3267.616 | 5113.026 | 5113.026 | 5113.026 | 5113.026 | 5113.026 | 5113.026 | 5113.026
2015 | US | NPCC | - | New England | MW | Additions - Tier 3 |  | 0 | 0 | 0 | 0 | 0 | 0 | 0 | 0 | 0 | 0 | 0
2015 | US | NPCC | - | New England | MW | Firm Imports |  | 1326.103 | 1591.401 | 1267.034 | 1017 | 96 | 90 | 90 | 90 | 90 | 90 | 90
2015 | US | NPCC | - | New England | MW | Firm Exports |  | 100 | 100 | 100 | 100 | 100 | 100 | 100 | 100 | 100 | 100 | 100
2015 | US | NPCC | - | New England | MW | Net Firm Capacity Transfers |  | 1226.103 | 1491.401 | 1167.034 | 917 | -4 | -10 | -10 | -10 | -10 | -10 | -10
2015 | US | NPCC | - | New England | MW | Expected Imports |  | 0 | 0 | 0 | 0 | 0 | 0 | 0 | 0 | 0 | 0 | 0
2015 | US | NPCC | - | New England | MW | Expected Exports |  | 0 | 0 | 0 | 0 | 0 | 0 | 0 | 0 | 0 | 0 | 0
2015 | US | NPCC | - | New England | MW | Net Expected Transfers |  | 0 | 0 | 0 | 0 | 0 | 0 | 0 | 0 | 0 | 0 | 0
2015 | US | NPCC | - | New England | MW | Existing-Certain & Net Firm Transfers |  | 33747.988 | 34096.474 | 32743.966 | 32488.657 | 31567.657 | 31561.657 | 31561.657 | 31561.657 | 31561.657 | 31561.657 | 31561.657
2015 | US | NPCC | - | New England | MW | Anticipated Resources |  | 33815.914 | 34206.67 | 33542.012 | 34367.744 | 33446.744 | 33440.744 | 33440.744 | 33440.744 | 33440.744 | 33440.744 | 33440.744
2015 | US | NPCC | - | New England | MW | Prospective Resources |  | 34019.274 | 34410.99 | 34709.388 | 37635.36 | 38559.77 | 38553.77 | 38553.77 | 38553.77 | 38553.77 | 38553.77 | 38553.77
2015 | US | NPCC | - | New England | MW | Existing-Certain and Net Firm Transfers Excess/Shortfall |  | 9853.2168 | 10496.1548 | 9302.1265 | 9174.5516 | 8272.4723 | 8354.4833 | 8424.2063 | 8473.3553 | 8503.0733 | 8521.3613 | 8539.6493
2015 | US | NPCC | - | New England | MW | Anticipated Excess/Shortfall |  | 9921.1428 | 10606.3508 | 10100.1725 | 11053.6386 | 10151.5593 | 10233.5703 | 10303.2933 | 10352.4423 | 10382.1603 | 10400.4483 | 10418.7363
2015 | US | NPCC | - | New England | MW | Prospective Excess/Shortfall |  | 10124.5028 | 10810.6708 | 11267.5485 | 14321.2546 | 15264.5853 | 15346.5963 | 15416.3193 | 15465.4683 | 15495.1863 | 15513.4743 | 15531.7623
2015 | US | NPCC | - | New England | % | Existing-Certain and Net Firm Transfers Reserve Margin |  | 64.81% | 67.46% | 60.68% | 58.78% | 54.89% | 55.45% | 55.92% | 56.25% | 56.45% | 56.57% | 56.7%
2015 | US | NPCC | - | New England | % | Anticipated Reserve Margin |  | 65.14% | 68% | 64.59% | 67.96% | 64.11% | 64.7% | 65.2% | 65.55% | 65.76% | 65.9% | 66.03%
2015 | US | NPCC | - | New England | % | Prospective Reserve Margin |  | 66.13% | 69.01% | 70.32% | 83.93% | 89.2% | 89.89% | 90.46% | 90.86% | 91.11% | 91.26% | 91.41%
2015 | US | NPCC | - | New England | % | Reference Margin Level |  | 16.69% | 15.91% | 15.03% | 13.94% | 14.3% | 14.3% | 14.3% | 14.3% | 14.3% | 14.3% | 14.3%
2015 | US | NPCC | - | New York | MW | Energy Efficiency and Conservation |  | 223 | 438 | 643 | 800 | 915 | 999 | 1072 | 1138 | 1203 | 1258 | 1333
2015 | US | NPCC | - | New York | MW | Behind the Meter Generation |  | 0 | 0 | 0 | 0 | 0 | 0 | 0 | 0 | 0 | 0 | 0
2015 | US | NPCC | - | New York | MW | Distributed Generation |  | 0 | 0 | 0 | 0 | 0 | 0 | 0 | 0 | 0 | 0 | 0
2015 | US | NPCC | - | New York | MW | Total Internal Demand |  | 24515 | 24524 | 24488 | 24463 | 24603 | 24757 | 24796 | 24843 | 24895 | 24951 | 25020
2015 | US | NPCC | - | New York | MW | Controllable and Dispatchable Demand Response - Available |  | 884.8 | 884.8 | 884.8 | 884.8 | 884.8 | 884.8 | 884.8 | 884.8 | 884.8 | 884.8 | 884.8
2015 | US | NPCC | - | New York | MW | Net Internal Demand |  | 23630.2 | 23639.2 | 23603.2 | 23578.2 | 23718.2 | 23872.2 | 23911.2 | 23958.2 | 24010.2 | 24066.2 | 24135.2
2015 | US | NPCC | - | New York | MW | Behind the Meter Generation - Capacity |  | 0 | 0 | 0 | 0 | 0 | 0 | 0 | 0 | 0 | 0 | 0
2015 | US | NPCC | - | New York | MW | Other Capacity Adjustments - Additions |  | 0 | 0 | 0 | 0 | 0 | 0 | 0 | 0 | 0 | 0 | 0
2015 | US | NPCC | - | New York | MW | Other Capacity Adjustments - Reductions |  | 0 | 0 | 0 | 0 | 0 | 0 | 0 | 0 | 0 | 0 | 0
2015 | US | NPCC | - | New York | MW | Confirmed Retirements |  | 0 | 0 | 307.3 | 307.3 | 307.3 | 307.3 | 307.3 | 307.3 | 307.3 | 307.3 | 307.3
2015 | US | NPCC | - | New York | MW | Unconfirmed Retirements |  | 0 | 0 | 0 | 0 | 0 | 0 | 0 | 0 | 0 | 0 | 0
2015 | US | NPCC | - | New York | MW | Scheduled Outages |  | 0 | 0 | 0 | 0 | 0 | 0 | 0 | 0 | 0 | 0 | 0
2015 | US | NPCC | - | New York | MW | Transmission Limitations |  | 0 | 0 | 0 | 0 | 0 | 0 | 0 | 0 | 0 | 0 | 0
2015 | US | NPCC | - | New York | MW | Existing-Certain |  | 41012.8 | 41012.8 | 40705.5 | 40705.5 | 40705.5 | 40705.5 | 40705.5 | 40705.5 | 40705.5 | 40705.5 | 40705.5
2015 | US | NPCC | - | New York | MW | Existing-Other |  | 0 | 0 | 0 | 0 | 0 | 0 | 0 | 0 | 0 | 0 | 0
2015 | US | NPCC | - | New York | MW | Additions - Tier 1 |  | 734.4 | 734.4 | 756.9 | 756.9 | 756.9 | 756.9 | 756.9 | 756.9 | 756.9 | 756.9 | 756.9
2015 | US | NPCC | - | New York | MW | Additions - Tier 2 |  | 184.3 | 959.3 | 2147.2 | 2147.2 | 2443.5 | 2443.5 | 2443.5 | 2443.5 | 2443.5 | 2443.5 | 2443.5
2015 | US | NPCC | - | New York | MW | Additions - Tier 3 |  | 100 | 2012.9 | 2332.7 | 2473.7 | 2473.7 | 2473.7 | 2473.7 | 2473.7 | 2473.7 | 2473.7 | 2473.7
2015 | US | NPCC | - | New York | MW | Firm Imports |  | 1740.8 | 1668 | 1668 | 1668 | 1668 | 1668 | 1668 | 1668 | 1668 | 1668 | 1668
2015 | US | NPCC | - | New York | MW | Firm Exports |  | 1402.5 | 1672.5 | 1264.5 | 1340.5 | 586.5 | 586.5 | 586.5 | 586.5 | 586.5 | 586.5 | 586.5
2015 | US | NPCC | - | New York | MW | Net Firm Capacity Transfers |  | 338.3 | -4.5 | 403.5 | 327.5 | 1081.5 | 1081.5 | 1081.5 | 1081.5 | 1081.5 | 1081.5 | 1081.5
2015 | US | NPCC | - | New York | MW | Expected Imports |  | 0 | 0 | 0 | 0 | 0 | 0 | 0 | 0 | 0 | 0 | 0
2015 | US | NPCC | - | New York | MW | Expected Exports |  | 0 | 0 | 0 | 0 | 0 | 0 | 0 | 0 | 0 | 0 | 0
2015 | US | NPCC | - | New York | MW | Net Expected Transfers |  | 0 | 0 | 0 | 0 | 0 | 0 | 0 | 0 | 0 | 0 | 0
2015 | US | NPCC | - | New York | MW | Existing-Certain & Net Firm Transfers |  | 41351.1 | 41008.3 | 41109 | 41033 | 41787 | 41787 | 41787 | 41787 | 41787 | 41787 | 41787
2015 | US | NPCC | - | New York | MW | Anticipated Resources |  | 42085.5 | 41742.7 | 41865.9 | 41789.9 | 42543.9 | 42543.9 | 42543.9 | 42543.9 | 42543.9 | 42543.9 | 42543.9
2015 | US | NPCC | - | New York | MW | Prospective Resources |  | 42269.8 | 42702 | 44013.1 | 43937.1 | 44987.4 | 44987.4 | 44987.4 | 44987.4 | 44987.4 | 44987.4 | 44987.4
2015 | US | NPCC | - | New York | MW | Existing-Certain and Net Firm Transfers Excess/Shortfall |  | 13703.766 | 13350.436 | 13493.256 | 13446.506 | 14036.706 | 13856.526 | 13810.896 | 13755.906 | 13695.066 | 13629.546 | 13548.816
2015 | US | NPCC | - | New York | MW | Anticipated Excess/Shortfall |  | 14438.166 | 14084.836 | 14250.156 | 14203.406 | 14793.606 | 14613.426 | 14567.796 | 14512.806 | 14451.966 | 14386.446 | 14305.716
2015 | US | NPCC | - | New York | MW | Prospective Excess/Shortfall |  | 14622.466 | 15044.136 | 16397.356 | 16350.606 | 17237.106 | 17056.926 | 17011.296 | 16956.306 | 16895.466 | 16829.946 | 16749.216
2015 | US | NPCC | - | New York | % | Existing-Certain and Net Firm Transfers Reserve Margin |  | 74.99% | 73.48% | 74.17% | 74.03% | 76.18% | 75.04% | 74.76% | 74.42% | 74.04% | 73.63% | 73.14%
2015 | US | NPCC | - | New York | % | Anticipated Reserve Margin |  | 78.1% | 76.58% | 77.37% | 77.24% | 79.37% | 78.22% | 77.92% | 77.58% | 77.19% | 76.78% | 76.27%
2015 | US | NPCC | - | New York | % | Prospective Reserve Margin |  | 78.88% | 80.64% | 86.47% | 86.35% | 89.67% | 88.45% | 88.14% | 87.77% | 87.37% | 86.93% | 86.4%
2015 | US | NPCC | - | New York | % | Reference Margin Level |  | 17% | 17% | 17% | 17% | 17% | 17% | 17% | 17% | 17% | 17% | 17%
2015 | CA | NPCC | - | Ontario | MW | Energy Efficiency and Conservation |  | 73.2709 | 241.5548 | 514.1253 | 829.2183 | 1147.6813 | 1462.6762 | 1767.5938 | 2161.279 | 2538.8964 | 2944.1071 | 3173.0419
2015 | CA | NPCC | - | Ontario | MW | Behind the Meter Generation |  | 0 | 0 | 0 | 0 | 0 | 0 | 0 | 0 | 0 | 0 | 0
2015 | CA | NPCC | - | Ontario | MW | Distributed Generation |  | 455.0399 | 705.9491 | 638.882 | 637.2336 | 659.8292 | 733.3409 | 776.9966 | 822.8198 | 700.1731 | 651.659 | 647.5761
2015 | CA | NPCC | - | Ontario | MW | Total Internal Demand |  | 22379.58 | 21960.8144 | 21542.0489 | 21422.5049 | 21306.9004 | 21242.0991 | 21089.9157 | 21250.793 | 21380.6165 | 21551.8305 | 21622.7204
2015 | CA | NPCC | - | Ontario | MW | Controllable and Dispatchable Demand Response - Available |  | 648.2806 | 713.113 | 713.113 | 713.113 | 713.113 | 713.113 | 813.113 | 963.113 | 1113.113 | 1313.113 | 1513.113
2015 | CA | NPCC | - | Ontario | MW | Net Internal Demand |  | 21731.2994 | 21247.7014 | 20828.9359 | 20709.3918 | 20593.7874 | 20528.9861 | 20276.8027 | 20287.68 | 20267.5035 | 20238.7175 | 20109.6074
2015 | CA | NPCC | - | Ontario | MW | Behind the Meter Generation - Capacity |  | 0 | 0 | 0 | 0 | 0 | 0 | 0 | 0 | 0 | 0 | 0
2015 | CA | NPCC | - | Ontario | MW | Other Capacity Adjustments - Additions |  | 0 | 0 | 0 | 0 | 0 | 0 | 0 | 0 | 0 | 0 | 0
2015 | CA | NPCC | - | Ontario | MW | Other Capacity Adjustments - Reductions |  | 0 | 0 | 0 | 0 | 0 | 0 | 0 | 0 | 0 | 0 | 0
2015 | CA | NPCC | - | Ontario | MW | Confirmed Retirements |  | 40 | 40 | 40 | 40 | 40 | 40 | 1443.17 | 2094.82 | 2832.86 | 3167.38 | 3167.38
2015 | CA | NPCC | - | Ontario | MW | Unconfirmed Retirements |  | 0 | 0 | 210.4 | 333.8 | 414.6 | 3508.6 | 3626.6 | 3663.8 | 3680.26 | 3680.26 | 3686.72
2015 | CA | NPCC | - | Ontario | MW | Scheduled Outages |  | 571 | 1649 | 1649 | 1649 | 2392 | 1621 | 2499 | 2578 | 2578 | 2516 | 816
2015 | CA | NPCC | - | Ontario | MW | Transmission Limitations |  | 170 | 300 | 300 | 300 | 300 | 150 | 150 | 150 | 150 | 150 | 150
2015 | CA | NPCC | - | Ontario | MW | Existing-Certain |  | 29245.1972 | 28037.1972 | 28037.1972 | 28037.1972 | 27294.1972 | 28215.1972 | 27337.1972 | 27258.1972 | 27258.1972 | 27320.1972 | 29007.1972
2015 | CA | NPCC | - | Ontario | MW | Existing-Other |  | 0 | 0 | 0 | 0 | 0 | 0 | 0 | 0 | 0 | 0 | 0
2015 | CA | NPCC | - | Ontario | MW | Additions - Tier 1 |  | 587.3273 | 828.2145 | 919.4145 | 2106.1895 | 2158.1895 | 2275.0895 | 2275.0895 | 2331.4895 | 2331.4895 | 2410.5019 | 2506.9045
2015 | CA | NPCC | - | Ontario | MW | Additions - Tier 2 |  | 0 | 0 | 0 | 0 | 0 | 0 | 0 | 0 | 0 | 0 | 0
2015 | CA | NPCC | - | Ontario | MW | Additions - Tier 3 |  | 0 | 0 | 0 | 0 | 0 | 0 | 2403.2 | 3223.7 | 2560 | 2906.5 | 2250
2015 | CA | NPCC | - | Ontario | MW | Firm Imports |  | 0 | 0 | 0 | 0 | 0 | 0 | 0 | 0 | 0 | 0 | 0
2015 | CA | NPCC | - | Ontario | MW | Firm Exports |  | 500 | 500 | 0 | 0 | 0 | 0 | 0 | 0 | 0 | 0 | 0
2015 | CA | NPCC | - | Ontario | MW | Net Firm Capacity Transfers |  | -500 | -500 | 0 | 0 | 0 | 0 | 0 | 0 | 0 | 0 | 0
2015 | CA | NPCC | - | Ontario | MW | Expected Imports |  | 0 | 0 | 0 | 0 | 0 | 0 | 0 | 0 | 0 | 0 | 0
2015 | CA | NPCC | - | Ontario | MW | Expected Exports |  | 0 | 0 | 0 | 0 | 0 | 0 | 0 | 0 | 0 | 0 | 0
2015 | CA | NPCC | - | Ontario | MW | Net Expected Transfers |  | 0 | 0 | 0 | 0 | 0 | 0 | 0 | 0 | 0 | 0 | 0
2015 | CA | NPCC | - | Ontario | MW | Existing-Certain & Net Firm Transfers |  | 28745.1972 | 27537.1972 | 28037.1972 | 28037.1972 | 27294.1972 | 28215.1972 | 27337.1972 | 27258.1972 | 27258.1972 | 27320.1972 | 29007.1972
2015 | CA | NPCC | - | Ontario | MW | Anticipated Resources |  | 29332.5244 | 28365.4117 | 28956.6117 | 30143.3867 | 29452.3867 | 30490.2867 | 29612.2867 | 29589.6867 | 29589.6867 | 29730.6991 | 31514.1017
2015 | CA | NPCC | - | Ontario | MW | Prospective Resources |  | 29332.5244 | 28365.4117 | 28746.2117 | 29809.5867 | 29037.7867 | 26981.6867 | 25985.6867 | 25925.8867 | 25909.4267 | 26050.4391 | 27827.3817
2015 | CA | NPCC | - | Ontario | MW | Existing-Certain and Net Firm Transfers Excess/Shortfall |  | 3163.1115 | 2379.9187 | 3271.5924 | 3595.9729 | 2581.6523 | 3580.4138 | 3005.034 | 2912.9812 | 2937.193 | 3033.7361 | 4875.6683
2015 | CA | NPCC | - | Ontario | MW | Anticipated Excess/Shortfall |  | 3750.4388 | 3208.1332 | 4191.0069 | 5702.1624 | 4739.8418 | 5855.5033 | 5280.1235 | 5244.4707 | 5268.6825 | 5444.2381 | 7382.5728
2015 | CA | NPCC | - | Ontario | MW | Prospective Excess/Shortfall |  | 3750.4388 | 3208.1332 | 3980.6069 | 5368.3624 | 4325.2418 | 2346.9033 | 1653.5235 | 1580.6707 | 1588.4225 | 1763.9781 | 3695.8528
2015 | CA | NPCC | - | Ontario | % | Existing-Certain and Net Firm Transfers Reserve Margin |  | 32.28% | 29.6% | 34.61% | 35.38% | 32.54% | 37.44% | 34.82% | 34.36% | 34.49% | 34.99% | 44.25%
2015 | CA | NPCC | - | Ontario | % | Anticipated Reserve Margin |  | 34.98% | 33.5% | 39.02% | 45.55% | 43.02% | 48.52% | 46.04% | 45.85% | 46% | 46.9% | 56.71%
2015 | CA | NPCC | - | Ontario | % | Prospective Reserve Margin |  | 34.98% | 33.5% | 38.01% | 43.94% | 41% | 31.43% | 28.15% | 27.79% | 27.84% | 28.72% | 38.38%
2015 | CA | NPCC | - | Ontario | % | Reference Margin Level |  | 17.72% | 18.4% | 18.9% | 18.02% | 20% | 20% | 20% | 20% | 20% | 20% | 20%
2015 | CA | NPCC | - | Quebec | MW | Energy Efficiency and Conservation |  | 150 | 280 | 410 | 540 | 690 | 820 | 970 | 1110 | 1260 | 1410 | 1560
2015 | CA | NPCC | - | Quebec | MW | Behind the Meter Generation |  | 0 | 0 | 0 | 0 | 0 | 0 | 0 | 0 | 0 | 0 | 0
2015 | CA | NPCC | - | Quebec | MW | Distributed Generation |  | 0 | 0 | 0 | 0 | 0 | 0 | 0 | 0 | 0 | 0 | 0
2015 | CA | NPCC | - | Quebec | MW | Total Internal Demand |  | 38251.9651 | 38650.3225 | 38855.3432 | 39174.5743 | 39469.3179 | 39792.4554 | 40113.9721 | 40440.1949 | 40724.1053 | 40964.8996 | 41149.0606
2015 | CA | NPCC | - | Quebec | MW | Controllable and Dispatchable Demand Response - Available |  | 2066 | 2197 | 2197 | 2222 | 2272 | 2297 | 2297 | 2297 | 2297 | 2297 | 2297
2015 | CA | NPCC | - | Quebec | MW | Net Internal Demand |  | 36185.9651 | 36453.3225 | 36658.3432 | 36952.5743 | 37197.3179 | 37495.4554 | 37816.9721 | 38143.1949 | 38427.1053 | 38667.8996 | 38852.0606
2015 | CA | NPCC | - | Quebec | MW | Behind the Meter Generation - Capacity |  | 0 | 0 | 0 | 0 | 0 | 0 | 0 | 0 | 0 | 0 | 0
2015 | CA | NPCC | - | Quebec | MW | Other Capacity Adjustments - Additions |  | 0 | 0 | 0 | 0 | 0 | 0 | 0 | 0 | 0 | 0 | 0
2015 | CA | NPCC | - | Quebec | MW | Other Capacity Adjustments - Reductions |  | 0 | 0 | 0 | 0 | 0 | 0 | 0 | 0 | 0 | 0 | 0
2015 | CA | NPCC | - | Quebec | MW | Confirmed Retirements |  | 0 | 0 | 0 | 0 | 0 | 0 | 0 | 0 | 0 | 0 | 0
2015 | CA | NPCC | - | Quebec | MW | Unconfirmed Retirements |  | 0 | 0 | 0 | 0 | 0 | 0 | 0 | 0 | 0 | 0 | 0
2015 | CA | NPCC | - | Quebec | MW | Scheduled Outages |  | 0 | 0 | 0 | 0 | 0 | 0 | 0 | 0 | 0 | 0 | 0
2015 | CA | NPCC | - | Quebec | MW | Transmission Limitations |  | 0 | 0 | 0 | 0 | 0 | 0 | 0 | 0 | 0 | 0 | 0
2015 | CA | NPCC | - | Quebec | MW | Existing-Certain |  | 40871.499 | 40883.499 | 40889.499 | 41459.499 | 41489.499 | 41519.499 | 41519.499 | 41519.499 | 41554.499 | 41589.499 | 41624.499
2015 | CA | NPCC | - | Quebec | MW | Existing-Other |  | 0 | 0 | 0 | 0 | 0 | 0 | 0 | 0 | 0 | 0 | 0
2015 | CA | NPCC | - | Quebec | MW | Additions - Tier 1 |  | 278.94 | 512.455 | 1181.035 | 1185.535 | 1185.535 | 1430.535 | 1430.535 | 1430.535 | 1430.535 | 1430.535 | 1430.535
2015 | CA | NPCC | - | Quebec | MW | Additions - Tier 2 |  | 0 | 0 | 0 | 0 | 0 | 0 | 0 | 0 | 0 | 0 | 0
2015 | CA | NPCC | - | Quebec | MW | Additions - Tier 3 |  | 0 | 0 | 0 | 0 | 0 | 0 | 0 | 0 | 0 | 0 | 0
2015 | CA | NPCC | - | Quebec | MW | Firm Imports |  | 1800 | 1800 | 1100 | 1100 | 1100 | 1100 | 1100 | 1100 | 1100 | 1100 | 1100
2015 | CA | NPCC | - | Quebec | MW | Firm Exports |  | 974 | 1017 | 750 | 201 | 151 | 145 | 145 | 145 | 145 | 145 | 145
2015 | CA | NPCC | - | Quebec | MW | Net Firm Capacity Transfers |  | 826 | 783 | 350 | 899 | 949 | 955 | 955 | 955 | 955 | 955 | 955
2015 | CA | NPCC | - | Quebec | MW | Expected Imports |  | 0 | 0 | 0 | 0 | 0 | 0 | 0 | 0 | 0 | 0 | 0
2015 | CA | NPCC | - | Quebec | MW | Expected Exports |  | 0 | 0 | 0 | 0 | 0 | 0 | 0 | 0 | 0 | 0 | 0
2015 | CA | NPCC | - | Quebec | MW | Net Expected Transfers |  | 0 | 0 | 0 | 0 | 0 | 0 | 0 | 0 | 0 | 0 | 0
2015 | CA | NPCC | - | Quebec | MW | Existing-Certain & Net Firm Transfers |  | 41697.499 | 41666.499 | 41239.499 | 42358.499 | 42438.499 | 42474.499 | 42474.499 | 42474.499 | 42509.499 | 42544.499 | 42579.499
2015 | CA | NPCC | - | Quebec | MW | Anticipated Resources |  | 41976.439 | 42178.954 | 42420.534 | 43544.034 | 43624.034 | 43905.034 | 43905.034 | 43905.034 | 43940.034 | 43975.034 | 44010.034
2015 | CA | NPCC | - | Quebec | MW | Prospective Resources |  | 41976.439 | 42178.954 | 42420.534 | 43544.034 | 43624.034 | 43905.034 | 43905.034 | 43905.034 | 43940.034 | 43975.034 | 44010.034
2015 | CA | NPCC | - | Quebec | MW | Existing-Certain and Net Firm Transfers Excess/Shortfall |  | 1277.776 | 984.5911 | 182.1547 | 823.8055 | 479.9244 | 179.6253 | -183.0456 | -551.0249 | -836.2758 | -1072.8917 | -1245.6253
2015 | CA | NPCC | - | Quebec | MW | Anticipated Excess/Shortfall |  | 1556.716 | 1497.0461 | 1363.1897 | 2009.3405 | 1665.4594 | 1610.1603 | 1247.4894 | 879.5101 | 594.2592 | 357.6433 | 184.9097
2015 | CA | NPCC | - | Quebec | MW | Prospective Excess/Shortfall |  | 1556.716 | 1497.0461 | 1363.1897 | 2009.3405 | 1665.4594 | 1610.1603 | 1247.4894 | 879.5101 | 594.2592 | 357.6433 | 184.9097
2015 | CA | NPCC | - | Quebec | % | Existing-Certain and Net Firm Transfers Reserve Margin |  | 15.23% | 14.3% | 12.5% | 14.63% | 14.09% | 13.28% | 12.32% | 11.36% | 10.62% | 10.03% | 9.594%
2015 | CA | NPCC | - | Quebec | % | Anticipated Reserve Margin |  | 16% | 15.71% | 15.72% | 17.84% | 17.28% | 17.09% | 16.1% | 15.11% | 14.35% | 13.72% | 13.28%
2015 | CA | NPCC | - | Quebec | % | Prospective Reserve Margin |  | 16% | 15.71% | 15.72% | 17.84% | 17.28% | 17.09% | 16.1% | 15.11% | 14.35% | 13.72% | 13.28%
2015 | CA | NPCC | - | Quebec | % | Reference Margin Level |  | 11.7% | 11.6% | 12% | 12.4% | 12.8% | 12.8% | 12.8% | 12.8% | 12.8% | 12.8% | 12.8%
2015 | US | RF | - | PJM | MW | Energy Efficiency and Conservation |  | 763 | 976 | 1233 | 1233 | 1233 | 1233 | 1233 | 1233 | 1233 | 1233 | 1233
2015 | US | RF | - | PJM | MW | Behind the Meter Generation |  | 0 | 0 | 0 | 0 | 0 | 0 | 0 | 0 | 0 | 0 | 0
2015 | US | RF | - | PJM | MW | Distributed Generation |  | 0 | 0 | 0 | 0 | 0 | 0 | 0 | 0 | 0 | 0 | 0
2015 | US | RF | - | PJM | MW | Total Internal Demand |  | 131721 | 133442 | 134770 | 135813 | 136788 | 138018 | 139319 | 140479 | 141516 | 142561 | 143610
2015 | US | RF | - | PJM | MW | Controllable and Dispatchable Demand Response - Available |  | 703 | 525 | 1432 | 1432 | 1432 | 1432 | 1432 | 1432 | 1432 | 1432 | 1432
2015 | US | RF | - | PJM | MW | Net Internal Demand |  | 131018 | 132917 | 133338 | 134381 | 135356 | 136586 | 137887 | 139047 | 140084 | 141129 | 142178
2015 | US | RF | - | PJM | MW | Behind the Meter Generation - Capacity |  | 0 | 0 | 0 | 0 | 0 | 0 | 0 | 0 | 0 | 0 | 0
2015 | US | RF | - | PJM | MW | Other Capacity Adjustments - Additions |  | 0 | 0 | 0 | 0 | 0 | 0 | 0 | 0 | 0 | 0 | 0
2015 | US | RF | - | PJM | MW | Other Capacity Adjustments - Reductions |  | 0 | 0 | 0 | 0 | 0 | 0 | 0 | 0 | 0 | 0 | 0
2015 | US | RF | - | PJM | MW | Confirmed Retirements |  | 4058.2 | 4899.7 | 5384.3 | 5558.3 | 6812.8 | 6930.8 | 6930.8 | 6930.8 | 6930.8 | 6930.8 | 6930.8
2015 | US | RF | - | PJM | MW | Unconfirmed Retirements |  | 0 | 0 | 0 | 0 | 0 | 0 | 0 | 0 | 0 | 0 | 0
2015 | US | RF | - | PJM | MW | Scheduled Outages |  | 0 | 0 | 0 | 0 | 0 | 0 | 0 | 0 | 0 | 0 | 0
2015 | US | RF | - | PJM | MW | Transmission Limitations |  | 0 | 0 | 0 | 0 | 0 | 0 | 0 | 0 | 0 | 0 | 0
2015 | US | RF | - | PJM | MW | Existing-Certain |  | 174393.8 | 174696.9 | 174829.1 | 174866.84 | 173612.34 | 173494.34 | 173494.34 | 173494.34 | 173494.34 | 173494.34 | 173494.34
2015 | US | RF | - | PJM | MW | Existing-Other |  | 0 | 0 | 0 | 106.6 | 106.6 | 106.6 | 106.6 | 106.6 | 106.6 | 106.6 | 106.6
2015 | US | RF | - | PJM | MW | Additions - Tier 1 |  | 7 | 5568.6 | 12556.34 | 21589.196 | 21589.196 | 21589.196 | 21589.196 | 21589.196 | 21589.196 | 23159.196 | 23159.196
2015 | US | RF | - | PJM | MW | Additions - Tier 2 |  | 17961.97 | 20477.12 | 23483 | 25305.3 | 27005.3 | 27005.3 | 27005.3 | 27005.3 | 27005.3 | 27005.3 | 27005.3
2015 | US | RF | - | PJM | MW | Additions - Tier 3 |  | 0 | 0 | 0 | 0 | 0 | 0 | 0 | 0 | 0 | 0 | 0
2015 | US | RF | - | PJM | MW | Firm Imports |  | 5593 | 8124 | 6697 | 6619 | 6619 | 6619 | 6619 | 6619 | 6619 | 6619 | 6619
2015 | US | RF | - | PJM | MW | Firm Exports |  | 321 | 321 | 321 | 321 | 321 | 321 | 321 | 321 | 321 | 321 | 321
2015 | US | RF | - | PJM | MW | Net Firm Capacity Transfers |  | 5272 | 7803 | 6376 | 6298 | 6298 | 6298 | 6298 | 6298 | 6298 | 6298 | 6298
2015 | US | RF | - | PJM | MW | Expected Imports |  | 0 | 0 | 0 | 5358 | 5358 | 5358 | 5358 | 5358 | 5358 | 5358 | 5358
2015 | US | RF | - | PJM | MW | Expected Exports |  | 0 | 0 | 0 | 1400 | 1400 | 1400 | 1400 | 1400 | 1400 | 1400 | 1400
2015 | US | RF | - | PJM | MW | Net Expected Transfers |  | 0 | 0 | 0 | 3958 | 3958 | 3958 | 3958 | 3958 | 3958 | 3958 | 3958
2015 | US | RF | - | PJM | MW | Existing-Certain & Net Firm Transfers |  | 179665.8 | 182499.9 | 181205.1 | 181164.84 | 179910.34 | 179792.34 | 179792.34 | 179792.34 | 179792.34 | 179792.34 | 179792.34
2015 | US | RF | - | PJM | MW | Anticipated Resources |  | 179672.8 | 188068.5 | 193761.44 | 202754.036 | 201499.536 | 201381.536 | 201381.536 | 201381.536 | 201381.536 | 202951.536 | 202951.536
2015 | US | RF | - | PJM | MW | Prospective Resources |  | 197634.77 | 208545.62 | 217244.44 | 232123.936 | 232569.436 | 232451.436 | 232451.436 | 232451.436 | 232451.436 | 234021.436 | 234021.436
2015 | US | RF | - | PJM | MW | Existing-Certain and Net Firm Transfers Excess/Shortfall |  | 28208.992 | 28980.765 | 26933.034 | 25686.023 | 23303.448 | 21762.338 | 20257.081 | 18914.961 | 17715.152 | 16506.087 | 15292.394
2015 | US | RF | - | PJM | MW | Anticipated Excess/Shortfall |  | 28215.992 | 34549.365 | 39489.374 | 47275.219 | 44892.644 | 43351.534 | 41846.277 | 40504.157 | 39304.348 | 39665.283 | 38451.59
2015 | US | RF | - | PJM | MW | Prospective Excess/Shortfall |  | 46177.962 | 55026.485 | 62972.374 | 76645.119 | 75962.544 | 74421.434 | 72916.177 | 71574.057 | 70374.248 | 70735.183 | 69521.49
2015 | US | RF | - | PJM | % | Existing-Certain and Net Firm Transfers Reserve Margin |  | 37.13% | 37.3% | 35.9% | 34.81% | 32.92% | 31.63% | 30.39% | 29.3% | 28.35% | 27.4% | 26.46%
2015 | US | RF | - | PJM | % | Anticipated Reserve Margin |  | 37.14% | 41.49% | 45.32% | 50.88% | 48.87% | 47.44% | 46.05% | 44.83% | 43.76% | 43.81% | 42.74%
2015 | US | RF | - | PJM | % | Prospective Reserve Margin |  | 50.85% | 56.9% | 62.93% | 72.74% | 71.82% | 70.19% | 68.58% | 67.17% | 65.94% | 65.82% | 64.6%
2015 | US | RF | - | PJM | % | Reference Margin Level |  | 15.6% | 15.5% | 15.7% | 15.7% | 15.7% | 15.7% | 15.7% | 15.7% | 15.7% | 15.7% | 15.7%
2015 | US | SERC | - | SERC-E | MW | Energy Efficiency and Conservation |  | 345 | 449 | 558 | 674 | 792 | 916 | 1047 | 1184 | 1327 | 1464 | 1605
2015 | US | SERC | - | SERC-E | MW | Behind the Meter Generation |  | 0 | 0 | 0 | 0 | 0 | 0 | 0 | 0 | 0 | 0 | 0
2015 | US | SERC | - | SERC-E | MW | Distributed Generation |  | 0 | 0 | 0 | 0 | 0 | 0 | 0 | 0 | 0 | 0 | 0
2015 | US | SERC | - | SERC-E | MW | Total Internal Demand |  | 41922 | 42455 | 43083 | 43558 | 44007 | 44650 | 45214 | 45858 | 46484 | 46981 | 47764
2015 | US | SERC | - | SERC-E | MW | Controllable and Dispatchable Demand Response - Available |  | 803 | 803 | 803 | 803 | 803 | 803 | 803 | 803 | 803 | 803 | 803
2015 | US | SERC | - | SERC-E | MW | Net Internal Demand |  | 41119 | 41652 | 42280 | 42755 | 43204 | 43847 | 44411 | 45055 | 45681 | 46178 | 46961
2015 | US | SERC | - | SERC-E | MW | Behind the Meter Generation - Capacity |  | 0 | 0 | 0 | 0 | 0 | 0 | 0 | 0 | 0 | 0 | 0
2015 | US | SERC | - | SERC-E | MW | Other Capacity Adjustments - Additions |  | 0 | 0 | 0 | 0 | 0 | 0 | 0 | 0 | 0 | 0 | 0
2015 | US | SERC | - | SERC-E | MW | Other Capacity Adjustments - Reductions |  | 0 | 0 | 0 | 0 | 0 | 0 | 0 | 0 | 0 | 0 | 0
2015 | US | SERC | - | SERC-E | MW | Confirmed Retirements |  | 2619.9 | 2619.9 | 2619.9 | 2619.9 | 2619.9 | 2965.9 | 2965.9 | 2965.9 | 2965.9 | 2965.9 | 2965.9
2015 | US | SERC | - | SERC-E | MW | Unconfirmed Retirements |  | 0 | 0 | 0 | 0 | 0 | 0 | 0 | 0 | 0 | 0 | 0
2015 | US | SERC | - | SERC-E | MW | Scheduled Outages |  | 466 | 376 | 405 | 200 | 540 | 619 | 419 | 419 | 419 | 419 | 419
2015 | US | SERC | - | SERC-E | MW | Transmission Limitations |  | 0 | 0 | 0 | 0 | 0 | 0 | 0 | 0 | 0 | 0 | 0
2015 | US | SERC | - | SERC-E | MW | Existing-Certain |  | 52839.74 | 52929.74 | 52904.74 | 53127.74 | 52797.74 | 52372.74 | 52572.74 | 52572.74 | 52572.74 | 52572.74 | 52572.74
2015 | US | SERC | - | SERC-E | MW | Existing-Other |  | 0 | 0 | 0 | 0 | 0 | 0 | 0 | 0 | 0 | 0 | 0
2015 | US | SERC | - | SERC-E | MW | Additions - Tier 1 |  | 0 | 0 | 947 | 947 | 3814 | 4931 | 4931 | 4931 | 4931 | 4931 | 4931
2015 | US | SERC | - | SERC-E | MW | Additions - Tier 2 |  | 0 | 0 | 0 | 0 | 0 | 0 | 875 | 2193 | 2193 | 3310 | 3310
2015 | US | SERC | - | SERC-E | MW | Additions - Tier 3 |  | 0 | 0 | 0 | 0 | 0 | 0 | 0 | 0 | 0 | 0 | 0
2015 | US | SERC | - | SERC-E | MW | Firm Imports |  | 2159 | 1339 | 1339 | 1339 | 1339 | 1799 | 1339 | 1339 | 1339 | 1339 | 1339
2015 | US | SERC | - | SERC-E | MW | Firm Exports |  | 880 | 510 | 574 | 509 | 548 | 680 | 608 | 619 | 641 | 627 | 611
2015 | US | SERC | - | SERC-E | MW | Net Firm Capacity Transfers |  | 1279 | 829 | 765 | 830 | 791 | 1119 | 731 | 720 | 698 | 712 | 728
2015 | US | SERC | - | SERC-E | MW | Expected Imports |  | 0 | 0 | 0 | 0 | 0 | 0 | 0 | 0 | 0 | 0 | 0
2015 | US | SERC | - | SERC-E | MW | Expected Exports |  | 0 | 0 | 0 | 0 | 0 | 0 | 0 | 0 | 0 | 0 | 0
2015 | US | SERC | - | SERC-E | MW | Net Expected Transfers |  | 0 | 0 | 0 | 0 | 0 | 0 | 0 | 0 | 0 | 0 | 0
2015 | US | SERC | - | SERC-E | MW | Existing-Certain & Net Firm Transfers |  | 54118.74 | 53758.74 | 53669.74 | 53957.74 | 53588.74 | 53491.74 | 53303.74 | 53292.74 | 53270.74 | 53284.74 | 53300.74
2015 | US | SERC | - | SERC-E | MW | Anticipated Resources |  | 54118.74 | 53758.74 | 54616.74 | 54904.74 | 57402.74 | 58422.74 | 58234.74 | 58223.74 | 58201.74 | 58215.74 | 58231.74
2015 | US | SERC | - | SERC-E | MW | Prospective Resources |  | 54118.74 | 53758.74 | 54616.74 | 54904.74 | 57402.74 | 58422.74 | 59109.74 | 60416.74 | 60394.74 | 61525.74 | 61541.74
2015 | US | SERC | - | SERC-E | MW | Existing-Certain and Net Firm Transfers Excess/Shortfall |  | 6831.89 | 5858.94 | 5047.74 | 4789.49 | 3904.14 | 3067.69 | 2231.09 | 1479.49 | 737.59 | 180.04 | -704.41
2015 | US | SERC | - | SERC-E | MW | Anticipated Excess/Shortfall |  | 6831.89 | 5858.94 | 5994.74 | 5736.49 | 7718.14 | 7998.69 | 7162.09 | 6410.49 | 5668.59 | 5111.04 | 4226.59
2015 | US | SERC | - | SERC-E | MW | Prospective Excess/Shortfall |  | 6831.89 | 5858.94 | 5994.74 | 5736.49 | 7718.14 | 7998.69 | 8037.09 | 8603.49 | 7861.59 | 8421.04 | 7536.59
2015 | US | SERC | - | SERC-E | % | Existing-Certain and Net Firm Transfers Reserve Margin |  | 31.61% | 29.07% | 26.94% | 26.2% | 24.04% | 22% | 20.02% | 18.28% | 16.61% | 15.39% | 13.5%
2015 | US | SERC | - | SERC-E | % | Anticipated Reserve Margin |  | 31.61% | 29.07% | 29.18% | 28.42% | 32.86% | 33.24% | 31.13% | 29.23% | 27.41% | 26.07% | 24%
2015 | US | SERC | - | SERC-E | % | Prospective Reserve Margin |  | 31.61% | 29.07% | 29.18% | 28.42% | 32.86% | 33.24% | 33.1% | 34.1% | 32.21% | 33.24% | 31.05%
2015 | US | SERC | - | SERC-E | % | Reference Margin Level |  | 15% | 15% | 15% | 15% | 15% | 15% | 15% | 15% | 15% | 15% | 15%
2015 | US | SERC | - | SERC-N | MW | Energy Efficiency and Conservation |  | 380 | 509 | 621 | 748 | 833 | 910 | 1000 | 1096 | 1199 | 1308 | 1407
2015 | US | SERC | - | SERC-N | MW | Behind the Meter Generation |  | 0 | 0 | 0 | 0 | 0 | 0 | 0 | 0 | 0 | 0 | 0
2015 | US | SERC | - | SERC-N | MW | Distributed Generation |  | 0 | 0 | 0 | 0 | 0 | 0 | 0 | 0 | 0 | 0 | 0
2015 | US | SERC | - | SERC-N | MW | Total Internal Demand |  | 40989 | 41366 | 41710 | 41826 | 42015 | 42385 | 42831 | 43206 | 43497 | 43898 | 44322
2015 | US | SERC | - | SERC-N | MW | Controllable and Dispatchable Demand Response - Available |  | 1470 | 1470 | 1470 | 1470 | 1470 | 1470 | 1470 | 1470 | 1470 | 1470 | 1470
2015 | US | SERC | - | SERC-N | MW | Net Internal Demand |  | 39519 | 39896 | 40240 | 40356 | 40545 | 40915 | 41361 | 41736 | 42027 | 42428 | 42852
2015 | US | SERC | - | SERC-N | MW | Behind the Meter Generation - Capacity |  | 0 | 0 | 0 | 0 | 0 | 0 | 0 | 0 | 0 | 0 | 0
2015 | US | SERC | - | SERC-N | MW | Other Capacity Adjustments - Additions |  | 0 | 0 | 0 | 0 | 0 | 0 | 0 | 0 | 0 | 0 | 0
2015 | US | SERC | - | SERC-N | MW | Other Capacity Adjustments - Reductions |  | 0 | 0 | 0 | 0 | 0 | 0 | 0 | 0 | 0 | 0 | 0
2015 | US | SERC | - | SERC-N | MW | Confirmed Retirements |  | 2411 | 2580 | 4196 | 4919 | 4919 | 4919 | 4919 | 4919 | 4919 | 4919 | 4919
2015 | US | SERC | - | SERC-N | MW | Unconfirmed Retirements |  | 0 | 0 | 0 | 0 | 0 | 0 | 0 | 0 | 0 | 0 | 0
2015 | US | SERC | - | SERC-N | MW | Scheduled Outages |  | 247 | 6 | 180 | 603 | 134 | 134 | 134 | 0 | 0 | 0 | 0
2015 | US | SERC | - | SERC-N | MW | Transmission Limitations |  | 0 | 0 | 0 | 0 | 0 | 0 | 0 | 0 | 0 | 0 | 0
2015 | US | SERC | - | SERC-N | MW | Existing-Certain |  | 51877.94 | 51380.94 | 49959.94 | 49290.94 | 49304.94 | 48883.94 | 48883.94 | 49017.94 | 49017.94 | 49017.94 | 49017.94
2015 | US | SERC | - | SERC-N | MW | Existing-Other |  | 19.5 | 19.5 | 19.5 | 19.5 | 19.5 | 19.5 | 19.5 | 19.5 | 19.5 | 19.5 | 19.5
2015 | US | SERC | - | SERC-N | MW | Additions - Tier 1 |  | 1863 | 1863 | 2970 | 2970 | 3965 | 4845 | 4845 | 4845 | 4845 | 4845 | 4845
2015 | US | SERC | - | SERC-N | MW | Additions - Tier 2 |  | 0 | 0 | 0 | 0 | 0 | 0 | 0 | 0 | 1760 | 1760 | 3885
2015 | US | SERC | - | SERC-N | MW | Additions - Tier 3 |  | 0 | 0 | 0 | 0 | 0 | 0 | 0 | 0 | 0 | 0 | 0
2015 | US | SERC | - | SERC-N | MW | Firm Imports |  | 1508 | 1508 | 1508 | 1508 | 1508 | 1508 | 1508 | 1508 | 1508 | 1508 | 1508
2015 | US | SERC | - | SERC-N | MW | Firm Exports |  | 2006.4 | 1957.4 | 1719.4 | 2244.4 | 2244.4 | 2006.4 | 2244.4 | 2244.4 | 2244.4 | 2244.4 | 2244.4
2015 | US | SERC | - | SERC-N | MW | Net Firm Capacity Transfers |  | -498.4 | -449.4 | -211.4 | -736.4 | -736.4 | -498.4 | -736.4 | -736.4 | -736.4 | -736.4 | -736.4
2015 | US | SERC | - | SERC-N | MW | Expected Imports |  | 0 | 0 | 0 | 0 | 0 | 0 | 0 | 0 | 0 | 0 | 0
2015 | US | SERC | - | SERC-N | MW | Expected Exports |  | 0 | 0 | 0 | 0 | 0 | 0 | 0 | 0 | 0 | 0 | 0
2015 | US | SERC | - | SERC-N | MW | Net Expected Transfers |  | 0 | 0 | 0 | 0 | 0 | 0 | 0 | 0 | 0 | 0 | 0
2015 | US | SERC | - | SERC-N | MW | Existing-Certain & Net Firm Transfers |  | 51379.54 | 50931.54 | 49748.54 | 48554.54 | 48568.54 | 48385.54 | 48147.54 | 48281.54 | 48281.54 | 48281.54 | 48281.54
2015 | US | SERC | - | SERC-N | MW | Anticipated Resources |  | 53242.54 | 52794.54 | 52718.54 | 51524.54 | 52533.54 | 53230.54 | 52992.54 | 53126.54 | 53126.54 | 53126.54 | 53126.54
2015 | US | SERC | - | SERC-N | MW | Prospective Resources |  | 53262.04 | 52814.04 | 52738.04 | 51544.04 | 52553.04 | 53250.04 | 53012.04 | 53146.04 | 54906.04 | 54906.04 | 57031.04
2015 | US | SERC | - | SERC-N | MW | Existing-Certain and Net Firm Transfers Excess/Shortfall |  | 5932.69 | 5051.14 | 3472.54 | 2145.14 | 1941.79 | 1333.29 | 582.39 | 285.14 | -49.51 | -510.66 | -998.26
2015 | US | SERC | - | SERC-N | MW | Anticipated Excess/Shortfall |  | 7795.69 | 6914.14 | 6442.54 | 5115.14 | 5906.79 | 6178.29 | 5427.39 | 5130.14 | 4795.49 | 4334.34 | 3846.74
2015 | US | SERC | - | SERC-N | MW | Prospective Excess/Shortfall |  | 7815.19 | 6933.64 | 6462.04 | 5134.64 | 5926.29 | 6197.79 | 5446.89 | 5149.64 | 6574.99 | 6113.84 | 7751.24
2015 | US | SERC | - | SERC-N | % | Existing-Certain and Net Firm Transfers Reserve Margin |  | 30.01% | 27.66% | 23.63% | 20.32% | 19.79% | 18.26% | 16.41% | 15.68% | 14.88% | 13.8% | 12.67%
2015 | US | SERC | - | SERC-N | % | Anticipated Reserve Margin |  | 34.73% | 32.33% | 31.01% | 27.68% | 29.57% | 30.1% | 28.12% | 27.29% | 26.41% | 25.22% | 23.98%
2015 | US | SERC | - | SERC-N | % | Prospective Reserve Margin |  | 34.78% | 32.38% | 31.06% | 27.72% | 29.62% | 30.15% | 28.17% | 27.34% | 30.64% | 29.41% | 33.09%
2015 | US | SERC | - | SERC-N | % | Reference Margin Level |  | 15% | 15% | 15% | 15% | 15% | 15% | 15% | 15% | 15% | 15% | 15%
2015 | US | SERC | - | SERC-SE | MW | Energy Efficiency and Conservation |  | 0 | 0 | 0 | 0 | 0 | 0 | 0 | 0 | 0 | 0 | 0
2015 | US | SERC | - | SERC-SE | MW | Behind the Meter Generation |  | 0 | 0 | 0 | 0 | 0 | 0 | 0 | 0 | 0 | 0 | 0
2015 | US | SERC | - | SERC-SE | MW | Distributed Generation |  | 0 | 0 | 0 | 0 | 0 | 0 | 0 | 0 | 0 | 0 | 0
2015 | US | SERC | - | SERC-SE | MW | Total Internal Demand |  | 43973 | 44659 | 45101 | 45636 | 46119 | 46627 | 47111 | 47646 | 48213 | 48800 | 49450
2015 | US | SERC | - | SERC-SE | MW | Controllable and Dispatchable Demand Response - Available |  | 2107 | 2107 | 2107 | 2107 | 2107 | 2107 | 2107 | 2107 | 2107 | 2107 | 2107
2015 | US | SERC | - | SERC-SE | MW | Net Internal Demand |  | 41866 | 42552 | 42994 | 43529 | 44012 | 44520 | 45004 | 45539 | 46106 | 46693 | 47343
2015 | US | SERC | - | SERC-SE | MW | Behind the Meter Generation - Capacity |  | 0 | 0 | 0 | 0 | 0 | 0 | 0 | 0 | 0 | 0 | 0
2015 | US | SERC | - | SERC-SE | MW | Other Capacity Adjustments - Additions |  | 0 | 0 | 0 | 0 | 0 | 0 | 0 | 0 | 0 | 0 | 0
2015 | US | SERC | - | SERC-SE | MW | Other Capacity Adjustments - Reductions |  | 0 | 0 | 0 | 0 | 0 | 0 | 0 | 0 | 0 | 0 | 0
2015 | US | SERC | - | SERC-SE | MW | Confirmed Retirements |  | 2951.2 | 4544.2 | 4544.2 | 4559.2 | 4720.2 | 4720.2 | 4720.2 | 4720.2 | 4720.2 | 4720.2 | 4720.2
2015 | US | SERC | - | SERC-SE | MW | Unconfirmed Retirements |  | 0 | 0 | 0 | 0 | 0 | 0 | 0 | 0 | 0 | 0 | 0
2015 | US | SERC | - | SERC-SE | MW | Scheduled Outages |  | 5507 | 4323 | 3636 | 3954 | 3770 | 4725 | 3523 | 2508 | 1240 | 408 | 408
2015 | US | SERC | - | SERC-SE | MW | Transmission Limitations |  | 0 | 0 | 0 | 0 | 0 | 0 | 0 | 0 | 0 | 0 | 0
2015 | US | SERC | - | SERC-SE | MW | Existing-Certain |  | 59431.52 | 58757.82 | 59449.22 | 59135.22 | 59309.42 | 58202.62 | 59413.82 | 60428.82 | 61696.82 | 62528.82 | 62528.82
2015 | US | SERC | - | SERC-SE | MW | Existing-Other |  | 337.95 | 337.95 | 337.95 | 337.95 | 337.95 | 337.95 | 337.95 | 337.95 | 337.95 | 337.95 | 337.95
2015 | US | SERC | - | SERC-SE | MW | Additions - Tier 1 |  | 665.5 | 3072.5 | 4040.5 | 4040.5 | 5140.5 | 6240.5 | 6240.5 | 6240.5 | 6240.5 | 6240.5 | 6240.5
2015 | US | SERC | - | SERC-SE | MW | Additions - Tier 2 |  | 0 | 0 | 0 | 0 | 0 | 0 | 0 | 194 | 194 | 194 | 194
2015 | US | SERC | - | SERC-SE | MW | Additions - Tier 3 |  | 0 | 0 | 0 | 0 | 0 | 0 | 0 | 0 | 0 | 0 | 0
2015 | US | SERC | - | SERC-SE | MW | Firm Imports |  | 0 | 30 | 94 | 29 | 68 | 0 | 128 | 139 | 161 | 147 | 131
2015 | US | SERC | - | SERC-SE | MW | Firm Exports |  | 2787 | 1911 | 1862 | 1262 | 1262 | 2787 | 1262 | 1262 | 1262 | 1262 | 1262
2015 | US | SERC | - | SERC-SE | MW | Net Firm Capacity Transfers |  | -2787 | -1881 | -1768 | -1233 | -1194 | -2787 | -1134 | -1123 | -1101 | -1115 | -1131
2015 | US | SERC | - | SERC-SE | MW | Expected Imports |  | 0 | 0 | 0 | 0 | 0 | 0 | 0 | 0 | 0 | 0 | 0
2015 | US | SERC | - | SERC-SE | MW | Expected Exports |  | 0 | 0 | 0 | 0 | 0 | 0 | 0 | 0 | 0 | 0 | 0
2015 | US | SERC | - | SERC-SE | MW | Net Expected Transfers |  | 0 | 0 | 0 | 0 | 0 | 0 | 0 | 0 | 0 | 0 | 0
2015 | US | SERC | - | SERC-SE | MW | Existing-Certain & Net Firm Transfers |  | 56644.52 | 56876.82 | 57681.22 | 57902.22 | 58115.42 | 55415.62 | 58279.82 | 59305.82 | 60595.82 | 61413.82 | 61397.82
2015 | US | SERC | - | SERC-SE | MW | Anticipated Resources |  | 57310.02 | 59949.32 | 61721.72 | 61942.72 | 63255.92 | 61656.12 | 64520.32 | 65546.32 | 66836.32 | 67654.32 | 67638.32
2015 | US | SERC | - | SERC-SE | MW | Prospective Resources |  | 57647.97 | 60287.27 | 62059.67 | 62280.67 | 63593.87 | 61994.07 | 64858.27 | 66078.27 | 67368.27 | 68186.27 | 68170.27
2015 | US | SERC | - | SERC-SE | MW | Existing-Certain and Net Firm Transfers Excess/Shortfall |  | 8498.62 | 7942.02 | 8238.12 | 7843.87 | 7501.62 | 4217.62 | 6525.22 | 6935.97 | 7573.92 | 7716.87 | 6953.37
2015 | US | SERC | - | SERC-SE | MW | Anticipated Excess/Shortfall |  | 9164.12 | 11014.52 | 12278.62 | 11884.37 | 12642.12 | 10458.12 | 12765.72 | 13176.47 | 13814.42 | 13957.37 | 13193.87
2015 | US | SERC | - | SERC-SE | MW | Prospective Excess/Shortfall |  | 9502.07 | 11352.47 | 12616.57 | 12222.32 | 12980.07 | 10796.07 | 13103.67 | 13708.42 | 14346.37 | 14489.32 | 13725.82
2015 | US | SERC | - | SERC-SE | % | Existing-Certain and Net Firm Transfers Reserve Margin |  | 35.3% | 33.66% | 34.16% | 33.02% | 32.04% | 24.47% | 29.5% | 30.23% | 31.43% | 31.53% | 29.69%
2015 | US | SERC | - | SERC-SE | % | Anticipated Reserve Margin |  | 36.89% | 40.88% | 43.56% | 42.3% | 43.72% | 38.49% | 43.37% | 43.93% | 44.96% | 44.89% | 42.87%
2015 | US | SERC | - | SERC-SE | % | Prospective Reserve Margin |  | 37.7% | 41.68% | 44.34% | 43.08% | 44.49% | 39.25% | 44.12% | 45.1% | 46.12% | 46.03% | 43.99%
2015 | US | SERC | - | SERC-SE | % | Reference Margin Level |  | 15% | 15% | 15% | 15% | 15% | 15% | 15% | 15% | 15% | 15% | 15%
2015 | US | SPP | - | SPP | MW | Energy Efficiency and Conservation |  | 151.5438 | 174.3978 | 201.7366 | 240.722 | 279.5083 | 319.5995 | 354.2092 | 395.7864 | 425.8794 | 461.426 | 493.2577
2015 | US | SPP | - | SPP | MW | Behind the Meter Generation |  | 182.2 | 215.9984 | 250.0768 | 253.8059 | 257.7647 | 261.7495 | 265.7634 | 269.229 | 273.0343 | 276.8416 | 280.6507
2015 | US | SPP | - | SPP | MW | Distributed Generation |  | 27.5 | 27.5 | 27.5 | 27.5 | 27.5 | 9 | 9 | 9 | 9 | 9 | 9
2015 | US | SPP | - | SPP | MW | Total Internal Demand |  | 36198.0307 | 35420.3374 | 38155.279 | 38257.0368 | 38391.9196 | 38861.0794 | 39206.5832 | 39747.6051 | 40092.6388 | 40540.9852 | 40957.3575
2015 | US | SPP | - | SPP | MW | Controllable and Dispatchable Demand Response - Available |  | 379.5506 | 376.6738 | 373.7575 | 371.8012 | 367.691 | 363.5202 | 360.3207 | 358.0912 | 355.8338 | 354.5503 | 353.4291
2015 | US | SPP | - | SPP | MW | Net Internal Demand |  | 35818.4801 | 35043.6636 | 37781.5215 | 37885.2356 | 38024.2286 | 38497.5593 | 38846.2626 | 39389.5139 | 39736.805 | 40186.4349 | 40603.9284
2015 | US | SPP | - | SPP | MW | Behind the Meter Generation - Capacity |  | 108.367 | 108.367 | 108.367 | 108.367 | 108.367 | 108.367 | 108.367 | 108.367 | 108.367 | 108.367 | 108.367
2015 | US | SPP | - | SPP | MW | Other Capacity Adjustments - Additions |  | 0 | 0 | 20 | 20 | 20 | 20 | 20 | 20 | 20 | 20 | 20
2015 | US | SPP | - | SPP | MW | Other Capacity Adjustments - Reductions |  | 0 | 0 | 0 | 0 | 0 | 0 | 0 | 0 | 0 | 0 | 0
2015 | US | SPP | - | SPP | MW | Confirmed Retirements |  | 739 | 1554.5 | 2036.5 | 2461 | 2619.4 | 2675.4 | 2743.4 | 3093.5 | 3172.5 | 3280.5 | 3440.8
2015 | US | SPP | - | SPP | MW | Unconfirmed Retirements |  | 83 | 149 | 319 | 319 | 450.9 | 540.9 | 540.9 | 865.9 | 977.9 | 1239.9 | 1659.9
2015 | US | SPP | - | SPP | MW | Scheduled Outages |  | 0 | 80 | 100 | 100 | 100 | 100 | 100 | 100 | 100 | 100 | 100
2015 | US | SPP | - | SPP | MW | Transmission Limitations |  | 17.8 | 17.8 | 17.8 | 17.8 | 17.8 | 17.8 | 17.8 | 17.8 | 17.8 | 17.8 | 17.8
2015 | US | SPP | - | SPP | MW | Existing-Certain |  | 60148.5315 | 59255.4115 | 58551.0115 | 58519.2915 | 58061.7115 | 57841.7115 | 57812.7115 | 57094.9165 | 57009.6165 | 56901.6165 | 56791.6165
2015 | US | SPP | - | SPP | MW | Existing-Other |  | 124.8 | 124.8 | 124.8 | 124.8 | 124.8 | 124.8 | 124.8 | 124.8 | 124.8 | 124.8 | 124.8
2015 | US | SPP | - | SPP | MW | Additions - Tier 1 |  | 273.6 | 633 | 1198.1 | 1481.1 | 1604.1 | 1607.1 | 1610.1 | 1613.1 | 1616.1 | 1619.1 | 1622.1
2015 | US | SPP | - | SPP | MW | Additions - Tier 2 |  | 200 | 200 | 200 | 200 | 225 | 425 | 1000 | 1025 | 1050 | 1075 | 1100
2015 | US | SPP | - | SPP | MW | Additions - Tier 3 |  | 380 | 760 | 1140 | 1520 | 1900 | 2840 | 3220 | 3600 | 3980 | 4540 | 4540
2015 | US | SPP | - | SPP | MW | Firm Imports |  | 3049 | 3049 | 3052 | 3052 | 3052 | 3089 | 2789 | 2789 | 2789 | 2789 | 2840
2015 | US | SPP | - | SPP | MW | Firm Exports |  | 3541.6 | 3541.6 | 3448.6 | 3448.6 | 3448.6 | 2964.6 | 2964.6 | 2964.6 | 2964.6 | 2964.6 | 2999.6
2015 | US | SPP | - | SPP | MW | Net Firm Capacity Transfers |  | -492.6 | -492.6 | -396.6 | -396.6 | -396.6 | 124.4 | -175.6 | -175.6 | -175.6 | -175.6 | -159.6
2015 | US | SPP | - | SPP | MW | Expected Imports |  | 0 | 0 | 0 | 0 | 0 | 0 | 0 | 0 | 0 | 0 | 0
2015 | US | SPP | - | SPP | MW | Expected Exports |  | 0 | 0 | 0 | 0 | 0 | 0 | 0 | 0 | 0 | 0 | 0
2015 | US | SPP | - | SPP | MW | Net Expected Transfers |  | 0 | 0 | 0 | 0 | 0 | 0 | 0 | 0 | 0 | 0 | 0
2015 | US | SPP | - | SPP | MW | Existing-Certain & Net Firm Transfers |  | 59655.9315 | 58762.8115 | 58154.4115 | 58122.6915 | 57665.1115 | 57966.1115 | 57637.1115 | 56919.3165 | 56834.0165 | 56726.0165 | 56632.0165
2015 | US | SPP | - | SPP | MW | Anticipated Resources |  | 59929.5315 | 59395.8115 | 59352.5115 | 59603.7915 | 59269.2115 | 59573.2115 | 59247.2115 | 58532.4165 | 58450.1165 | 58345.1165 | 58254.1165
2015 | US | SPP | - | SPP | MW | Prospective Resources |  | 60171.3315 | 59571.6115 | 59358.3115 | 59609.5915 | 59168.1115 | 59582.1115 | 59831.1115 | 58816.3165 | 58647.0165 | 58305.0165 | 57819.0165
2015 | US | SPP | - | SPP | MW | Existing-Certain and Net Firm Transfers Excess/Shortfall |  | 18966.1381 | 18953.2097 | 15234.6031 | 15085.0639 | 14469.5878 | 14232.8842 | 13507.7573 | 12172.8287 | 11693.006 | 11074.2265 | 10505.9539
2015 | US | SPP | - | SPP | MW | Anticipated Excess/Shortfall |  | 19239.7381 | 19586.2097 | 16432.7031 | 16566.1639 | 16073.6878 | 15839.9842 | 15117.8573 | 13785.9287 | 13309.106 | 12693.3265 | 12128.0539
2015 | US | SPP | - | SPP | MW | Prospective Excess/Shortfall |  | 19481.5381 | 19762.0097 | 16438.5031 | 16571.9639 | 15972.5878 | 15848.8842 | 15701.7573 | 14069.8287 | 13506.006 | 12653.2265 | 11692.9539
2015 | US | SPP | - | SPP | % | Existing-Certain and Net Firm Transfers Reserve Margin |  | 66.55% | 67.68% | 53.92% | 53.42% | 51.65% | 50.57% | 48.37% | 44.5% | 43.03% | 41.16% | 39.47%
2015 | US | SPP | - | SPP | % | Anticipated Reserve Margin |  | 67.31% | 69.49% | 57.09% | 57.33% | 55.87% | 54.75% | 52.52% | 48.6% | 47.09% | 45.19% | 43.47%
2015 | US | SPP | - | SPP | % | Prospective Reserve Margin |  | 67.99% | 69.99% | 57.11% | 57.34% | 55.61% | 54.77% | 54.02% | 49.32% | 47.59% | 45.09% | 42.4%
2015 | US | SPP | - | SPP | % | Reference Margin Level |  | 13.6% | 13.6% | 13.6% | 13.6% | 13.6% | 13.6% | 13.6% | 13.6% | 13.6% | 13.6% | 13.6%
2015 | US | TRE | - | ERCOT | MW | Energy Efficiency and Conservation |  | 364.959 | 490.9849 | 618.5527 | 747.8035 | 878.9497 | 1011.7609 | 1146.2389 | 1282.3747 | 1420.1647 | 1559.6125 | 1700.7037
2015 | US | TRE | - | ERCOT | MW | Behind the Meter Generation |  | 0 | 0 | 0 | 0 | 0 | 0 | 0 | 0 | 0 | 0 | 0
2015 | US | TRE | - | ERCOT | MW | Distributed Generation |  | 0 | 0 | 0 | 0 | 0 | 0 | 0 | 0 | 0 | 0 | 0
2015 | US | TRE | - | ERCOT | MW | Total Internal Demand |  | 53719.121 | 54579.312 | 55440.7278 | 56280.6432 | 57115.7777 | 57962.0193 | 58804.466 | 59642.616 | 60479.6487 | 61321.43 | 62152.03
2015 | US | TRE | - | ERCOT | MW | Controllable and Dispatchable Demand Response - Available |  | 2189 | 2644 | 2644 | 2644 | 2644 | 2644 | 2644 | 2644 | 2644 | 2644 | 2644
2015 | US | TRE | - | ERCOT | MW | Net Internal Demand |  | 51530.121 | 51935.312 | 52796.7278 | 53636.6432 | 54471.7777 | 55318.0193 | 56160.466 | 56998.616 | 57835.6487 | 58677.43 | 59508.03
2015 | US | TRE | - | ERCOT | MW | Behind the Meter Generation - Capacity |  | 4433 | 4433 | 4433 | 4433 | 4433 | 4433 | 4433 | 4433 | 4433 | 4433 | 4433
2015 | US | TRE | - | ERCOT | MW | Other Capacity Adjustments - Additions |  | 0 | 0 | 0 | 0 | 0 | 0 | 0 | 0 | 0 | 0 | 0
2015 | US | TRE | - | ERCOT | MW | Other Capacity Adjustments - Reductions |  | 10.4 | 10.4 | 10.4 | 10.4 | 10.4 | 10.4 | 10.4 | 10.4 | 10.4 | 10.4 | 10.4
2015 | US | TRE | - | ERCOT | MW | Confirmed Retirements |  | 1933.3 | 1933.3 | 1933.3 | 1933.3 | 1933.3 | 1933.3 | 1933.3 | 1933.3 | 1933.3 | 1933.3 | 1933.3
2015 | US | TRE | - | ERCOT | MW | Unconfirmed Retirements |  | 0 | 0 | 0 | 0 | 0 | 0 | 0 | 0 | 0 | 0 | 0
2015 | US | TRE | - | ERCOT | MW | Scheduled Outages |  | 0 | 0 | 0 | 0 | 0 | 0 | 0 | 0 | 0 | 0 | 0
2015 | US | TRE | - | ERCOT | MW | Transmission Limitations |  | 0 | 0 | 0 | 0 | 0 | 0 | 0 | 0 | 0 | 0 | 0
2015 | US | TRE | - | ERCOT | MW | Existing-Certain |  | 76878.7252 | 76878.7252 | 76878.7252 | 76878.7252 | 76028.7252 | 76028.7252 | 76028.7252 | 76028.7252 | 76028.7252 | 76028.7252 | 76028.7252
2015 | US | TRE | - | ERCOT | MW | Existing-Other |  | 0 | 0 | 0 | 0 | 0 | 0 | 0 | 0 | 0 | 0 | 0
2015 | US | TRE | - | ERCOT | MW | Additions - Tier 1 |  | 1296.29 | 2816.93 | 7276.61 | 7516.61 | 7516.61 | 7516.61 | 7516.61 | 7516.61 | 7516.61 | 7516.61 | 7516.61
2015 | US | TRE | - | ERCOT | MW | Additions - Tier 2 |  | 793.81 | 4633.24 | 17239.46 | 25390.99 | 26972.99 | 26972.99 | 26972.99 | 26972.99 | 26972.99 | 26972.99 | 26972.99
2015 | US | TRE | - | ERCOT | MW | Additions - Tier 3 |  | 0 | 0 | 0 | 0 | 0 | 0 | 0 | 0 | 0 | 0 | 0
2015 | US | TRE | - | ERCOT | MW | Firm Imports |  | 1880 | 1880 | 1880 | 1880 | 1880 | 1430 | 1430 | 1430 | 1430 | 1430 | 1830
2015 | US | TRE | - | ERCOT | MW | Firm Exports |  | 1045 | 1045 | 1045 | 1045 | 1045 | 1045 | 745 | 745 | 745 | 745 | 745
2015 | US | TRE | - | ERCOT | MW | Net Firm Capacity Transfers |  | 835 | 835 | 835 | 835 | 835 | 385 | 685 | 685 | 685 | 685 | 1085
2015 | US | TRE | - | ERCOT | MW | Expected Imports |  | 0 | 0 | 0 | 0 | 0 | 0 | 0 | 0 | 0 | 0 | 0
2015 | US | TRE | - | ERCOT | MW | Expected Exports |  | 0 | 0 | 0 | 0 | 0 | 0 | 0 | 0 | 0 | 0 | 0
2015 | US | TRE | - | ERCOT | MW | Net Expected Transfers |  | 0 | 0 | 0 | 0 | 0 | 0 | 0 | 0 | 0 | 0 | 0
2015 | US | TRE | - | ERCOT | MW | Existing-Certain & Net Firm Transfers |  | 77713.7252 | 77713.7252 | 77713.7252 | 77713.7252 | 76863.7252 | 76413.7252 | 76713.7252 | 76713.7252 | 76713.7252 | 76713.7252 | 77113.7252
2015 | US | TRE | - | ERCOT | MW | Anticipated Resources |  | 79010.0152 | 80530.6552 | 84990.3352 | 85230.3352 | 84380.3352 | 83930.3352 | 84230.3352 | 84230.3352 | 84230.3352 | 84230.3352 | 84630.3352
2015 | US | TRE | - | ERCOT | MW | Prospective Resources |  | 79803.8252 | 85163.8952 | 102229.7952 | 110621.3252 | 111353.3252 | 110903.3252 | 111203.3252 | 111203.3252 | 111203.3252 | 111203.3252 | 111603.3252
2015 | US | TRE | - | ERCOT | MW | Existing-Certain and Net Firm Transfers Excess/Shortfall |  | 19098.2126 | 18637.3078 | 17657.4474 | 16702.0435 | 14902.078 | 13489.4783 | 12831.1952 | 11877.7995 | 10925.6749 | 9968.1486 | 9423.3411
2015 | US | TRE | - | ERCOT | MW | Anticipated Excess/Shortfall |  | 20394.5026 | 21454.2378 | 24934.0574 | 24218.6535 | 22418.688 | 21006.0883 | 20347.8052 | 19394.4095 | 18442.2849 | 17484.7586 | 16939.9511
2015 | US | TRE | - | ERCOT | MW | Prospective Excess/Shortfall |  | 21188.3126 | 26087.4778 | 42173.5174 | 49609.6435 | 49391.678 | 47979.0783 | 47320.7952 | 46367.3995 | 45415.2749 | 44457.7486 | 43912.9411
2015 | US | TRE | - | ERCOT | % | Existing-Certain and Net Firm Transfers Reserve Margin |  | 50.81% | 49.64% | 47.19% | 44.89% | 41.11% | 38.14% | 36.6% | 34.59% | 32.64% | 30.74% | 29.59%
2015 | US | TRE | - | ERCOT | % | Anticipated Reserve Margin |  | 53.33% | 55.06% | 60.98% | 58.9% | 54.91% | 51.72% | 49.98% | 47.78% | 45.64% | 43.55% | 42.22%
2015 | US | TRE | - | ERCOT | % | Prospective Reserve Margin |  | 54.87% | 63.98% | 93.63% | 106.2% | 104.4% | 100.5% | 98.01% | 95.1% | 92.27% | 89.52% | 87.54%
2015 | US | TRE | - | ERCOT | % | Reference Margin Level |  | 13.75% | 13.75% | 13.75% | 13.75% | 13.75% | 13.75% | 13.75% | 13.75% | 13.75% | 13.75% | 13.75%
2015 | US/MX | WECC | - | CAMX | MW | Energy Efficiency and Conservation |  | 92 | 141 | 197 | 246 | 296 | 348 | 389 | 438 | 485 | 534 | 582
2015 | US/MX | WECC | - | CAMX | MW | Behind the Meter Generation |  | 0 | 0 | 0 | 0 | 0 | 0 | 0 | 0 | 0 | 0 | 0
2015 | US/MX | WECC | - | CAMX | MW | Distributed Generation |  | 0 | 0 | 0 | 0 | 0 | 0 | 0 | 0 | 0 | 0 | 0
2015 | US/MX | WECC | - | CAMX | MW | Total Internal Demand |  | 39101 | 39121 | 39178 | 39344 | 39525 | 39754 | 39983 | 40183 | 40314 | 40402 | 40482
2015 | US/MX | WECC | - | CAMX | MW | Controllable and Dispatchable Demand Response - Available |  | 882 | 908 | 933 | 969 | 1019 | 1069 | 1119 | 1169 | 1219 | 1269 | 1319
2015 | US/MX | WECC | - | CAMX | MW | Net Internal Demand |  | 38219 | 38213 | 38245 | 38375 | 38506 | 38685 | 38864 | 39014 | 39095 | 39133 | 39163
2015 | US/MX | WECC | - | CAMX | MW | Behind the Meter Generation - Capacity |  | 0 | 0 | 0 | 0 | 0 | 0 | 0 | 0 | 0 | 0 | 0
2015 | US/MX | WECC | - | CAMX | MW | Other Capacity Adjustments - Additions |  | 0 | 0 | 0 | 0 | 0 | 0 | 0 | 0 | 0 | 0 | 0
2015 | US/MX | WECC | - | CAMX | MW | Other Capacity Adjustments - Reductions |  | 0 | 0 | 0 | 0 | 0 | 0 | 0 | 0 | 0 | 0 | 0
2015 | US/MX | WECC | - | CAMX | MW | Confirmed Retirements |  | 1183.65 | 1245.65 | 1245.65 | 1305.65 | 1305.65 | 1651.65 | 1651.65 | 1651.65 | 1676.05 | 1676.05 | 1676.05
2015 | US/MX | WECC | - | CAMX | MW | Unconfirmed Retirements |  | 0 | 451 | 451 | 451 | 451 | 451 | 802 | 802 | 802 | 1246 | 1246
2015 | US/MX | WECC | - | CAMX | MW | Scheduled Outages |  | 2096.06 | 2960.11 | 3914.19 | 2210.72 | 4302.84 | 4278.4 | 4131.7 | 3638.02 | 4484.01 | 4219.85 | 3623.59
2015 | US/MX | WECC | - | CAMX | MW | Transmission Limitations |  | 0 | 0 | 0 | 0 | 0 | 0 | 0 | 0 | 0 | 0 | 0
2015 | US/MX | WECC | - | CAMX | MW | Existing-Certain |  | 51055.2861 | 50129.2361 | 49175.1561 | 50818.6261 | 48726.5061 | 48404.9461 | 48551.6461 | 49045.3261 | 48174.9361 | 48439.0961 | 49035.3561
2015 | US/MX | WECC | - | CAMX | MW | Existing-Other |  | 0 | 0 | 0 | 0 | 0 | 0 | 0 | 0 | 0 | 0 | 0
2015 | US/MX | WECC | - | CAMX | MW | Additions - Tier 1 |  | 787.0855 | 4309.1639 | 5270.2169 | 5886.4516 | 5887.3691 | 6035.3579 | 6335.679 | 6335.8396 | 6336.0231 | 6780.1952 | 6780.3902
2015 | US/MX | WECC | - | CAMX | MW | Additions - Tier 2 |  | 0 | 2298.612 | 2392.94 | 2464.94 | 2464.94 | 2498.94 | 2498.94 | 2498.94 | 2498.94 | 2498.94 | 2498.94
2015 | US/MX | WECC | - | CAMX | MW | Additions - Tier 3 |  | 0 | 0 | 366.0001 | 366.0001 | 366.0001 | 915.0003 | 915.0003 | 915.0003 | 1438.1475 | 1438.1475 | 1438.1475
2015 | US/MX | WECC | - | CAMX | MW | Firm Imports |  | 2746 | 2746 | 2746 | 2746 | 2746 | 2746 | 2746 | 2746 | 2746 | 2746 | 2746
2015 | US/MX | WECC | - | CAMX | MW | Firm Exports |  | 450 | 450 | 450 | 450 | 450 | 450 | 450 | 450 | 800 | 450 | 2075
2015 | US/MX | WECC | - | CAMX | MW | Net Firm Capacity Transfers |  | 2296 | 2296 | 2296 | 2296 | 2296 | 2296 | 2296 | 2296 | 1946 | 2296 | 671
2015 | US/MX | WECC | - | CAMX | MW | Expected Imports |  | 0 | 0 | 0 | 0 | 0 | 0 | 0 | 0 | 0 | 0 | 0
2015 | US/MX | WECC | - | CAMX | MW | Expected Exports |  | 0 | 0 | 0 | 0 | 0 | 0 | 0 | 0 | 0 | 0 | 0
2015 | US/MX | WECC | - | CAMX | MW | Net Expected Transfers |  | 0 | 0 | 0 | 0 | 0 | 0 | 0 | 0 | 0 | 0 | 0
2015 | US/MX | WECC | - | CAMX | MW | Existing-Certain & Net Firm Transfers |  | 53351.2861 | 52425.2361 | 51471.1561 | 53114.6261 | 51022.5061 | 50700.9461 | 50847.6461 | 51341.3261 | 50120.9361 | 50735.0961 | 49706.3561
2015 | US/MX | WECC | - | CAMX | MW | Anticipated Resources |  | 54138.3717 | 56734.4 | 56741.3731 | 59001.0777 | 56909.8753 | 56736.304 | 57183.3252 | 57677.1658 | 56456.9593 | 57515.2913 | 56486.7463
2015 | US/MX | WECC | - | CAMX | MW | Prospective Resources |  | 54138.3717 | 58582.012 | 58683.3131 | 61015.0177 | 58923.8153 | 58784.244 | 58880.2652 | 59374.1058 | 58153.8993 | 58768.2313 | 57739.6863
2015 | US/MX | WECC | - | CAMX | MW | Existing-Certain and Net Firm Transfers Excess/Shortfall |  | 9972.7211 | 9053.4811 | 8063.0811 | 9559.0011 | 7318.1961 | 6793.4711 | 6737.0061 | 7060.4361 | 5748.1111 | 6319.1411 | 5256.3511
2015 | US/MX | WECC | - | CAMX | MW | Anticipated Excess/Shortfall |  | 10759.8067 | 13362.645 | 13333.2981 | 15445.4527 | 13205.5653 | 12828.829 | 13072.6852 | 13396.2758 | 12084.1343 | 13099.3363 | 12036.7413
2015 | US/MX | WECC | - | CAMX | MW | Prospective Excess/Shortfall |  | 10759.8067 | 15210.257 | 15275.2381 | 17459.3927 | 15219.5053 | 14876.769 | 14769.6252 | 15093.2158 | 13781.0743 | 14352.2763 | 13289.6813
2015 | US/MX | WECC | - | CAMX | % | Existing-Certain and Net Firm Transfers Reserve Margin |  | 39.59% | 37.19% | 34.58% | 38.41% | 32.51% | 31.06% | 30.83% | 31.6% | 28.2% | 29.65% | 26.92%
2015 | US/MX | WECC | - | CAMX | % | Anticipated Reserve Margin |  | 41.65% | 48.47% | 48.36% | 53.75% | 47.79% | 46.66% | 47.14% | 47.84% | 44.41% | 46.97% | 44.23%
2015 | US/MX | WECC | - | CAMX | % | Prospective Reserve Margin |  | 41.65% | 53.3% | 53.44% | 59% | 53.03% | 51.96% | 51.5% | 52.19% | 48.75% | 50.18% | 47.43%
2015 | US/MX | WECC | - | CAMX | % | Reference Margin Level |  | 13.5% | 13.5% | 13.5% | 13.5% | 13.5% | 13.5% | 13.5% | 13.5% | 13.5% | 13.5% | 13.5%
2015 | CA | WECC | - | NWPP-CA | MW | Energy Efficiency and Conservation |  | 0 | 0 | 0 | 0 | 0 | 0 | 0 | 0 | 0 | 0 | 0
2015 | CA | WECC | - | NWPP-CA | MW | Behind the Meter Generation |  | 0 | 0 | 0 | 0 | 0 | 0 | 0 | 0 | 0 | 0 | 0
2015 | CA | WECC | - | NWPP-CA | MW | Distributed Generation |  | 0 | 0 | 0 | 0 | 0 | 0 | 0 | 0 | 0 | 0 | 0
2015 | CA | WECC | - | NWPP-CA | MW | Total Internal Demand |  | 22791 | 23777 | 24568 | 25374 | 26263 | 26830 | 27326 | 27733 | 28147 | 28569 | 28996
2015 | CA | WECC | - | NWPP-CA | MW | Controllable and Dispatchable Demand Response - Available |  | 0 | 0 | 0 | 0 | 0 | 0 | 0 | 0 | 0 | 0 | 0
2015 | CA | WECC | - | NWPP-CA | MW | Net Internal Demand |  | 22791 | 23777 | 24568 | 25374 | 26263 | 26830 | 27326 | 27733 | 28147 | 28569 | 28996
2015 | CA | WECC | - | NWPP-CA | MW | Behind the Meter Generation - Capacity |  | 0 | 0 | 0 | 0 | 0 | 0 | 0 | 0 | 0 | 0 | 0
2015 | CA | WECC | - | NWPP-CA | MW | Other Capacity Adjustments - Additions |  | 0 | 0 | 0 | 0 | 0 | 0 | 0 | 0 | 0 | 0 | 0
2015 | CA | WECC | - | NWPP-CA | MW | Other Capacity Adjustments - Reductions |  | 0 | 0 | 0 | 0 | 0 | 0 | 0 | 0 | 0 | 0 | 0
2015 | CA | WECC | - | NWPP-CA | MW | Confirmed Retirements |  | 0 | 0 | 0 | 293 | 293 | 293 | 293 | 293 | 293 | 293 | 293
2015 | CA | WECC | - | NWPP-CA | MW | Unconfirmed Retirements |  | 1623 | 1623 | 1672.77 | 1672.77 | 1672.77 | 1672.77 | 1672.77 | 1672.77 | 1672.77 | 1672.77 | 1672.77
2015 | CA | WECC | - | NWPP-CA | MW | Scheduled Outages |  | 647.115 | 256.1517 | 406.266 | 691.047 | 457.149 | 254.247 | 719.859 | 581.112 | 589.386 | 302.589 | 700.7031
2015 | CA | WECC | - | NWPP-CA | MW | Transmission Limitations |  | 0 | 0 | 0 | 0 | 0 | 0 | 0 | 0 | 0 | 0 | 0
2015 | CA | WECC | - | NWPP-CA | MW | Existing-Certain |  | 25935.8267 | 26326.79 | 26176.6757 | 25891.8947 | 25832.7927 | 26035.6947 | 25570.0827 | 25708.8297 | 25700.5557 | 25987.3527 | 25589.2386
2015 | CA | WECC | - | NWPP-CA | MW | Existing-Other |  | 0 | 0 | 0 | 0 | 0 | 0 | 0 | 0 | 0 | 0 | 0
2015 | CA | WECC | - | NWPP-CA | MW | Additions - Tier 1 |  | 1277.5542 | 2008.8875 | 2278.3875 | 2292.6075 | 2306.8275 | 2306.8275 | 2306.8275 | 2306.8275 | 2306.8275 | 2306.8275 | 2306.8275
2015 | CA | WECC | - | NWPP-CA | MW | Additions - Tier 2 |  | 0 | 702.9166 | 1709.2473 | 2419.2473 | 2519.1403 | 2969.1403 | 2969.1403 | 2969.1403 | 2969.1403 | 2969.1403 | 2969.1403
2015 | CA | WECC | - | NWPP-CA | MW | Additions - Tier 3 |  | 25 | 533.6617 | 903.452 | 3503.1727 | 4034.696 | 4504.696 | 4504.696 | 4504.696 | 5380.8444 | 5380.8444 | 5380.8444
2015 | CA | WECC | - | NWPP-CA | MW | Firm Imports |  | 0 | 0 | 0 | 150 | 1175 | 1600 | 2000 | 2000 | 2000 | 2000 | 2000
2015 | CA | WECC | - | NWPP-CA | MW | Firm Exports |  | 0 | 0 | 0 | 0 | 0 | 0 | 0 | 0 | 0 | 0 | 0
2015 | CA | WECC | - | NWPP-CA | MW | Net Firm Capacity Transfers |  | 0 | 0 | 0 | 150 | 1175 | 1600 | 2000 | 2000 | 2000 | 2000 | 2000
2015 | CA | WECC | - | NWPP-CA | MW | Expected Imports |  | 0 | 0 | 0 | 0 | 0 | 0 | 0 | 0 | 0 | 0 | 0
2015 | CA | WECC | - | NWPP-CA | MW | Expected Exports |  | 0 | 0 | 0 | 0 | 0 | 0 | 0 | 0 | 0 | 0 | 0
2015 | CA | WECC | - | NWPP-CA | MW | Net Expected Transfers |  | 0 | 0 | 0 | 0 | 0 | 0 | 0 | 0 | 0 | 0 | 0
2015 | CA | WECC | - | NWPP-CA | MW | Existing-Certain & Net Firm Transfers |  | 25935.8267 | 26326.79 | 26176.6757 | 26041.8947 | 27007.7927 | 27635.6947 | 27570.0827 | 27708.8297 | 27700.5557 | 27987.3527 | 27589.2386
2015 | CA | WECC | - | NWPP-CA | MW | Anticipated Resources |  | 27213.3809 | 28335.6775 | 28455.0632 | 28334.5022 | 29314.6202 | 29942.5222 | 29876.9102 | 30015.6572 | 30007.3832 | 30294.1802 | 29896.0661
2015 | CA | WECC | - | NWPP-CA | MW | Prospective Resources |  | 25590.3809 | 27415.5941 | 28491.5405 | 29080.9795 | 30160.9906 | 31238.8926 | 31173.2806 | 31312.0276 | 31303.7536 | 31590.5506 | 31192.4365
2015 | CA | WECC | - | NWPP-CA | MW | Existing-Certain and Net Firm Transfers Excess/Shortfall |  | 501.0707 | -208.342 | -1241.2123 | -2275.4893 | -2301.7153 | -2306.5853 | -2925.7333 | -3241.1983 | -3711.4963 | -3895.6513 | -4770.2974
2015 | CA | WECC | - | NWPP-CA | MW | Anticipated Excess/Shortfall |  | 1778.6249 | 1800.5455 | 1037.1752 | 17.1182 | 5.1122 | 0.24221 | -618.9058 | -934.3708 | -1404.6688 | -1588.8238 | -2463.4699
2015 | CA | WECC | - | NWPP-CA | MW | Prospective Excess/Shortfall |  | 155.6249 | 880.4621 | 1073.6525 | 763.5955 | 851.4826 | 1296.6126 | 677.4646 | 361.9996 | -108.2984 | -292.4534 | -1167.0995
2015 | CA | WECC | - | NWPP-CA | % | Existing-Certain and Net Firm Transfers Reserve Margin |  | 13.8% | 10.72% | 6.548% | 2.632% | 2.836% | 3.003% | 0.8932% | -0.08715% | -1.586% | -2.036% | -4.852%
2015 | CA | WECC | - | NWPP-CA | % | Anticipated Reserve Margin |  | 19.4% | 19.17% | 15.82% | 11.67% | 11.62% | 11.6% | 9.335% | 8.231% | 6.61% | 6.039% | 3.104%
2015 | CA | WECC | - | NWPP-CA | % | Prospective Reserve Margin |  | 12.28% | 15.3% | 15.97% | 14.61% | 14.84% | 16.43% | 14.08% | 12.91% | 11.22% | 10.58% | 7.575%
2015 | CA | WECC | - | NWPP-CA | % | Reference Margin Level |  | 11.6% | 11.6% | 11.6% | 11.6% | 11.6% | 11.6% | 11.6% | 11.6% | 11.6% | 11.6% | 11.6%
2015 | US | WECC | - | NWPP-US | MW | Energy Efficiency and Conservation |  | 352 | 502 | 642 | 781 | 906 | 1078 | 1207 | 1329 | 1438 | 1461 | 1514
2015 | US | WECC | - | NWPP-US | MW | Behind the Meter Generation |  | 0 | 0 | 0 | 0 | 0 | 0 | 0 | 0 | 0 | 0 | 0
2015 | US | WECC | - | NWPP-US | MW | Distributed Generation |  | 0 | 0 | 0 | 0 | 0 | 0 | 0 | 0 | 0 | 0 | 0
2015 | US | WECC | - | NWPP-US | MW | Total Internal Demand |  | 47429 | 47887 | 48419.9999 | 48757.9999 | 49070 | 49234 | 49572 | 50019.0001 | 50292.9999 | 50607.0001 | 50902
2015 | US | WECC | - | NWPP-US | MW | Controllable and Dispatchable Demand Response - Available |  | 272 | 280 | 281 | 282 | 282 | 282 | 282 | 282 | 282 | 282 | 282
2015 | US | WECC | - | NWPP-US | MW | Net Internal Demand |  | 47157 | 47607 | 48138.9999 | 48475.9999 | 48788 | 48952 | 49290 | 49737.0001 | 50010.9999 | 50325.0001 | 50620
2015 | US | WECC | - | NWPP-US | MW | Behind the Meter Generation - Capacity |  | 0 | 0 | 0 | 0 | 0 | 0 | 0 | 0 | 0 | 0 | 0
2015 | US | WECC | - | NWPP-US | MW | Other Capacity Adjustments - Additions |  | 0 | 0 | 0 | 0 | 0 | 0 | 0 | 0 | 0 | 0 | 0
2015 | US | WECC | - | NWPP-US | MW | Other Capacity Adjustments - Reductions |  | 0 | 0 | 0 | 0 | 0 | 0 | 0 | 0 | 0 | 0 | 0
2015 | US | WECC | - | NWPP-US | MW | Confirmed Retirements |  | 629.0005 | 629.0005 | 886.0005 | 886.0005 | 886.0005 | 2243.0005 | 2497.0005 | 2497.0005 | 2497.0005 | 3401.0005 | 3745.0005
2015 | US | WECC | - | NWPP-US | MW | Unconfirmed Retirements |  | 375 | 375 | 375 | 1279.3 | 1518 | 1518 | 1695.3 | 1808.3 | 1808.3 | 1808.3 | 1808.3
2015 | US | WECC | - | NWPP-US | MW | Scheduled Outages |  | 2157.05 | 853.839 | 1354.22 | 2303.49 | 1523.83 | 847.49 | 2399.53 | 1937.04 | 1964.62 | 1008.63 | 1634.9739
2015 | US | WECC | - | NWPP-US | MW | Transmission Limitations |  | 0 | 0 | 0 | 0 | 0 | 0 | 0 | 0 | 0 | 0 | 0
2015 | US | WECC | - | NWPP-US | MW | Existing-Certain |  | 60655.6152 | 61958.8262 | 61458.4452 | 60252.1752 | 61031.8352 | 61708.1752 | 58799.1352 | 59007.6252 | 58980.0452 | 59936.0352 | 58405.6913
2015 | US | WECC | - | NWPP-US | MW | Existing-Other |  | 0 | 0 | 0 | 0 | 0 | 0 | 0 | 0 | 0 | 0 | 0
2015 | US | WECC | - | NWPP-US | MW | Additions - Tier 1 |  | 429.271 | 494.9156 | 606.5333 | 618.5453 | 651.5453 | 651.5453 | 651.5453 | 651.5453 | 651.5453 | 651.5453 | 651.5453
2015 | US | WECC | - | NWPP-US | MW | Additions - Tier 2 |  | 230.8956 | 459.8873 | 459.8873 | 656.8192 | 656.8192 | 656.8192 | 656.8192 | 656.8192 | 656.8192 | 656.8192 | 656.8192
2015 | US | WECC | - | NWPP-US | MW | Additions - Tier 3 |  | 12.564 | 20.7339 | 88.3968 | 944.3765 | 1312.5873 | 1343.1502 | 1349.2724 | 1389.8266 | 1395.4987 | 2510.4782 | 2575.4921
2015 | US | WECC | - | NWPP-US | MW | Firm Imports |  | 1501 | 1501 | 1501 | 1501 | 1501 | 1501 | 1501 | 1501 | 1851 | 1501 | 3126
2015 | US | WECC | - | NWPP-US | MW | Firm Exports |  | 0 | 0 | 0 | 150 | 1175 | 1600 | 2000 | 2000 | 2000 | 2000 | 2000
2015 | US | WECC | - | NWPP-US | MW | Net Firm Capacity Transfers |  | 1501 | 1501 | 1501 | 1351 | 326 | -99 | -499 | -499 | -149 | -499 | 1126
2015 | US | WECC | - | NWPP-US | MW | Expected Imports |  | 0 | 0 | 0 | 0 | 0 | 0 | 0 | 0 | 0 | 0 | 0
2015 | US | WECC | - | NWPP-US | MW | Expected Exports |  | 0 | 0 | 0 | 0 | 0 | 0 | 0 | 0 | 0 | 0 | 0
2015 | US | WECC | - | NWPP-US | MW | Net Expected Transfers |  | 0 | 0 | 0 | 0 | 0 | 0 | 0 | 0 | 0 | 0 | 0
2015 | US | WECC | - | NWPP-US | MW | Existing-Certain & Net Firm Transfers |  | 62156.6152 | 63459.8262 | 62959.4452 | 61603.1752 | 61357.8352 | 61609.1752 | 58300.1352 | 58508.6252 | 58831.0452 | 59437.0352 | 59531.6913
2015 | US | WECC | - | NWPP-US | MW | Anticipated Resources |  | 62585.8862 | 63954.7418 | 63565.9784 | 62221.7204 | 62009.3804 | 62260.7204 | 58951.6804 | 59160.1704 | 59482.5904 | 60088.5804 | 60183.2365
2015 | US | WECC | - | NWPP-US | MW | Prospective Resources |  | 62441.7818 | 64039.6291 | 63650.8657 | 61599.2397 | 61148.1997 | 61399.5397 | 57913.1997 | 58008.6897 | 58331.1097 | 58937.0997 | 59031.7558
2015 | US | WECC | - | NWPP-US | MW | Existing-Certain and Net Firm Transfers Excess/Shortfall |  | 7171.5532 | 7950.0642 | 6829.3713 | 5080.1593 | 4471.0272 | 4531.1432 | 827.9952 | 515.283 | 518.2193 | 758.085 | 508.7713
2015 | US | WECC | - | NWPP-US | MW | Anticipated Excess/Shortfall |  | 7600.8242 | 8444.9798 | 7435.9046 | 5698.7046 | 5122.5724 | 5182.6884 | 1479.5404 | 1166.8283 | 1169.7646 | 1409.6303 | 1160.3165
2015 | US | WECC | - | NWPP-US | MW | Prospective Excess/Shortfall |  | 7456.7198 | 8529.8671 | 7520.7918 | 5076.2238 | 4261.3917 | 4321.5077 | 441.0597 | 15.3476 | 18.2838 | 258.1496 | 8.8358
2015 | US | WECC | - | NWPP-US | % | Existing-Certain and Net Firm Transfers Reserve Margin |  | 31.81% | 33.3% | 30.79% | 27.08% | 25.76% | 25.86% | 18.28% | 17.64% | 17.64% | 18.11% | 17.61%
2015 | US | WECC | - | NWPP-US | % | Anticipated Reserve Margin |  | 32.72% | 34.34% | 32.05% | 28.36% | 27.1% | 27.19% | 19.6% | 18.95% | 18.94% | 19.4% | 18.89%
2015 | US | WECC | - | NWPP-US | % | Prospective Reserve Margin |  | 32.41% | 34.52% | 32.22% | 27.07% | 25.33% | 25.43% | 17.49% | 16.63% | 16.64% | 17.11% | 16.62%
2015 | US | WECC | - | NWPP-US | % | Reference Margin Level |  | 16.6% | 16.6% | 16.6% | 16.6% | 16.6% | 16.6% | 16.6% | 16.6% | 16.6% | 16.6% | 16.6%
2015 | US | WECC | - | RMRG | MW | Energy Efficiency and Conservation |  | 165 | 232 | 297 | 365 | 431 | 498 | 568 | 637 | 707 | 776 | 840
2015 | US | WECC | - | RMRG | MW | Behind the Meter Generation |  | 0 | 0 | 0 | 0 | 0 | 0 | 0 | 0 | 0 | 0 | 0
2015 | US | WECC | - | RMRG | MW | Distributed Generation |  | 0 | 0 | 0 | 0 | 0 | 0 | 0 | 0 | 0 | 0 | 0
2015 | US | WECC | - | RMRG | MW | Total Internal Demand |  | 10394 | 10495 | 10683 | 10753 | 10952 | 11161 | 11323 | 11577 | 11804 | 12048 | 12194
2015 | US | WECC | - | RMRG | MW | Controllable and Dispatchable Demand Response - Available |  | 332 | 333 | 333 | 334 | 334 | 335 | 310 | 310 | 310 | 311 | 311
2015 | US | WECC | - | RMRG | MW | Net Internal Demand |  | 10062 | 10162 | 10350 | 10419 | 10618 | 10826 | 11013 | 11267 | 11494 | 11737 | 11883
2015 | US | WECC | - | RMRG | MW | Behind the Meter Generation - Capacity |  | 0 | 0 | 0 | 0 | 0 | 0 | 0 | 0 | 0 | 0 | 0
2015 | US | WECC | - | RMRG | MW | Other Capacity Adjustments - Additions |  | 0 | 0 | 0 | 0 | 0 | 0 | 0 | 0 | 0 | 0 | 0
2015 | US | WECC | - | RMRG | MW | Other Capacity Adjustments - Reductions |  | 0 | 0 | 0 | 0 | 0 | 0 | 0 | 0 | 0 | 0 | 0
2015 | US | WECC | - | RMRG | MW | Confirmed Retirements |  | 62.717 | 62.717 | 62.717 | 62.717 | 115.717 | 215.717 | 215.717 | 215.717 | 215.717 | 215.717 | 215.717
2015 | US | WECC | - | RMRG | MW | Unconfirmed Retirements |  | 0 | 212 | 212 | 748 | 748 | 748 | 748 | 748 | 748 | 748 | 748
2015 | US | WECC | - | RMRG | MW | Scheduled Outages |  | 893.35 | 491.85 | 482.5 | 454.4 | 575.064 | 351.58 | 103.807 | 334.907 | 186.544 | 90.364 | 396.4366
2015 | US | WECC | - | RMRG | MW | Transmission Limitations |  | 0 | 0 | 0 | 0 | 0 | 0 | 0 | 0 | 0 | 0 | 0
2015 | US | WECC | - | RMRG | MW | Existing-Certain |  | 15117.8383 | 15519.3383 | 15528.6883 | 15556.7883 | 15436.1243 | 15606.6083 | 15754.3813 | 15523.2813 | 15671.6443 | 15767.8243 | 15461.7517
2015 | US | WECC | - | RMRG | MW | Existing-Other |  | 0 | 0 | 0 | 0 | 0 | 0 | 0 | 0 | 0 | 0 | 0
2015 | US | WECC | - | RMRG | MW | Additions - Tier 1 |  | 70.4953 | 694.5088 | 776.8059 | 1128.8059 | 1128.8059 | 1128.8059 | 1128.8059 | 1128.8059 | 1128.8059 | 1128.8059 | 1128.8059
2015 | US | WECC | - | RMRG | MW | Additions - Tier 2 |  | 0 | 0 | 0 | 0 | 0 | 0 | 0 | 0 | 0 | 0 | 0
2015 | US | WECC | - | RMRG | MW | Additions - Tier 3 |  | 0 | 0 | 0 | 0 | 0 | 0 | 28.198 | 28.198 | 28.198 | 28.198 | 28.198
2015 | US | WECC | - | RMRG | MW | Firm Imports |  | 0 | 0 | 0 | 0 | 0 | 0 | 0 | 0 | 0 | 0 | 0
2015 | US | WECC | - | RMRG | MW | Firm Exports |  | 575 | 575 | 575 | 575 | 575 | 575 | 575 | 575 | 575 | 575 | 575
2015 | US | WECC | - | RMRG | MW | Net Firm Capacity Transfers |  | -575 | -575 | -575 | -575 | -575 | -575 | -575 | -575 | -575 | -575 | -575
2015 | US | WECC | - | RMRG | MW | Expected Imports |  | 0 | 0 | 0 | 0 | 0 | 0 | 0 | 0 | 0 | 0 | 0
2015 | US | WECC | - | RMRG | MW | Expected Exports |  | 0 | 0 | 0 | 0 | 0 | 0 | 0 | 0 | 0 | 0 | 0
2015 | US | WECC | - | RMRG | MW | Net Expected Transfers |  | 0 | 0 | 0 | 0 | 0 | 0 | 0 | 0 | 0 | 0 | 0
2015 | US | WECC | - | RMRG | MW | Existing-Certain & Net Firm Transfers |  | 14542.8383 | 14944.3383 | 14953.6883 | 14981.7883 | 14861.1243 | 15031.6083 | 15179.3813 | 14948.2813 | 15096.6443 | 15192.8243 | 14886.7517
2015 | US | WECC | - | RMRG | MW | Anticipated Resources |  | 14613.3336 | 15638.8471 | 15730.4942 | 16110.5942 | 15989.9302 | 16160.4142 | 16308.1872 | 16077.0872 | 16225.4502 | 16321.6302 | 16015.5576
2015 | US | WECC | - | RMRG | MW | Prospective Resources |  | 14613.3336 | 15426.8471 | 15518.4942 | 15362.5942 | 15241.9302 | 15412.4142 | 15560.1872 | 15329.0872 | 15477.4502 | 15573.6302 | 15267.5576
2015 | US | WECC | - | RMRG | MW | Existing-Certain and Net Firm Transfers Excess/Shortfall |  | 3283.4603 | 3573.0603 | 3372.0383 | 3322.9273 | 2979.5823 | 2917.3143 | 2855.8343 | 2340.5083 | 2234.8583 | 2059.1213 | 1589.6747
2015 | US | WECC | - | RMRG | MW | Anticipated Excess/Shortfall |  | 3353.9556 | 4267.5691 | 4148.8442 | 4451.7332 | 4108.3882 | 4046.1202 | 3984.6402 | 3469.3142 | 3363.6642 | 3187.9272 | 2718.4806
2015 | US | WECC | - | RMRG | MW | Prospective Excess/Shortfall |  | 3353.9556 | 4055.5691 | 3936.8442 | 3703.7332 | 3360.3882 | 3298.1202 | 3236.6402 | 2721.3142 | 2615.6642 | 2439.9272 | 1970.4806
2015 | US | WECC | - | RMRG | % | Existing-Certain and Net Firm Transfers Reserve Margin |  | 44.53% | 47.06% | 44.48% | 43.79% | 39.96% | 38.85% | 37.83% | 32.67% | 31.34% | 29.44% | 25.28%
2015 | US | WECC | - | RMRG | % | Anticipated Reserve Margin |  | 45.23% | 53.9% | 51.99% | 54.63% | 50.59% | 49.27% | 48.08% | 42.69% | 41.16% | 39.06% | 34.78%
2015 | US | WECC | - | RMRG | % | Prospective Reserve Margin |  | 45.23% | 51.81% | 49.94% | 47.45% | 43.55% | 42.36% | 41.29% | 36.05% | 34.66% | 32.69% | 28.48%
2015 | US | WECC | - | RMRG | % | Reference Margin Level |  | 11.9% | 11.9% | 11.9% | 11.9% | 11.9% | 11.9% | 11.9% | 11.9% | 11.9% | 11.9% | 11.9%
2015 | US | WECC | - | SRSG | MW | Energy Efficiency and Conservation |  | 110 | 178 | 256 | 327 | 390 | 450 | 492 | 517 | 537 | 554 | 564
2015 | US | WECC | - | SRSG | MW | Behind the Meter Generation |  | 0 | 0 | 0 | 0 | 0 | 0 | 0 | 0 | 0 | 0 | 0
2015 | US | WECC | - | SRSG | MW | Distributed Generation |  | 0 | 0 | 0 | 0 | 0 | 0 | 0 | 0 | 0 | 0 | 0
2015 | US | WECC | - | SRSG | MW | Total Internal Demand |  | 15363 | 15388 | 15716 | 16074 | 16375 | 16622 | 16674 | 17019 | 17568 | 17970 | 17897
2015 | US | WECC | - | SRSG | MW | Controllable and Dispatchable Demand Response - Available |  | 358 | 371 | 333 | 321 | 324 | 326 | 326 | 326 | 326 | 326 | 327
2015 | US | WECC | - | SRSG | MW | Net Internal Demand |  | 15005 | 15017 | 15383 | 15753 | 16051 | 16296 | 16348 | 16693 | 17242 | 17644 | 17570
2015 | US | WECC | - | SRSG | MW | Behind the Meter Generation - Capacity |  | 0 | 0 | 0 | 0 | 0 | 0 | 0 | 0 | 0 | 0 | 0
2015 | US | WECC | - | SRSG | MW | Other Capacity Adjustments - Additions |  | 0 | 0 | 0 | 0 | 0 | 0 | 0 | 0 | 0 | 0 | 0
2015 | US | WECC | - | SRSG | MW | Other Capacity Adjustments - Reductions |  | 0 | 0 | 0 | 0 | 0 | 0 | 0 | 0 | 0 | 0 | 0
2015 | US | WECC | - | SRSG | MW | Confirmed Retirements |  | 0 | 260 | 480 | 480 | 480 | 528 | 612.3 | 760.3 | 908.3 | 1005.3 | 1067.3
2015 | US | WECC | - | SRSG | MW | Unconfirmed Retirements |  | 0 | 0 | 48 | 887.0003 | 890.01 | 890.0103 | 890.0106 | 890.0112 | 970.0117 | 970.4883 | 970.4883
2015 | US | WECC | - | SRSG | MW | Scheduled Outages |  | 906.6 | 1223.1 | 1267.2 | 913.7 | 791 | 1912.2 | 1346 | 1531.6 | 1439.3 | 2379.3 | 1371
2015 | US | WECC | - | SRSG | MW | Transmission Limitations |  | 0 | 0 | 0 | 0 | 0 | 0 | 0 | 0 | 0 | 0 | 0
2015 | US | WECC | - | SRSG | MW | Existing-Certain |  | 31580.8817 | 31004.3817 | 30740.2817 | 31093.7817 | 31216.4817 | 30095.2817 | 30613.4817 | 30344.3125 | 30288.6125 | 29200.6125 | 30111.9125
2015 | US | WECC | - | SRSG | MW | Existing-Other |  | 0 | 0 | 0 | 0 | 0 | 0 | 0 | 0 | 0 | 0 | 0
2015 | US | WECC | - | SRSG | MW | Additions - Tier 1 |  | 1026.011 | 1066.9479 | 1275.7479 | 1588.9479 | 1588.9479 | 1588.9479 | 1588.9479 | 1588.9479 | 1588.9479 | 1588.9479 | 1588.9479
2015 | US | WECC | - | SRSG | MW | Additions - Tier 2 |  | 0 | 42.3 | 42.3 | 42.3 | 42.3 | 42.3 | 42.3 | 42.3 | 42.3 | 42.3 | 42.3
2015 | US | WECC | - | SRSG | MW | Additions - Tier 3 |  | 0.020349 | 22.031 | 153.4663 | 1055.6203 | 1605.6482 | 1655.6538 | 2171.6984 | 2474.7145 | 3113.5319 | 3653.4738 | 3844.4752
2015 | US | WECC | - | SRSG | MW | Firm Imports |  | 379 | 379 | 379 | 379 | 379 | 379 | 379 | 379 | 379 | 379 | 379
2015 | US | WECC | - | SRSG | MW | Firm Exports |  | 3601 | 3601 | 3601 | 3601 | 3601 | 3601 | 3601 | 3601 | 3601 | 3601 | 3601
2015 | US | WECC | - | SRSG | MW | Net Firm Capacity Transfers |  | -3222 | -3222 | -3222 | -3222 | -3222 | -3222 | -3222 | -3222 | -3222 | -3222 | -3222
2015 | US | WECC | - | SRSG | MW | Expected Imports |  | 0 | 0 | 0 | 0 | 0 | 0 | 0 | 0 | 0 | 0 | 0
2015 | US | WECC | - | SRSG | MW | Expected Exports |  | 0 | 0 | 0 | 0 | 0 | 0 | 0 | 0 | 0 | 0 | 0
2015 | US | WECC | - | SRSG | MW | Net Expected Transfers |  | 0 | 0 | 0 | 0 | 0 | 0 | 0 | 0 | 0 | 0 | 0
2015 | US | WECC | - | SRSG | MW | Existing-Certain & Net Firm Transfers |  | 28358.8817 | 27782.3817 | 27518.2817 | 27871.7817 | 27994.4817 | 26873.2817 | 27391.4817 | 27122.3125 | 27066.6125 | 25978.6125 | 26889.9125
2015 | US | WECC | - | SRSG | MW | Anticipated Resources |  | 29384.8927 | 28849.3296 | 28794.0296 | 29460.7296 | 29583.4296 | 28462.2296 | 28980.4296 | 28711.2604 | 28655.5604 | 27567.5604 | 28478.8604
2015 | US | WECC | - | SRSG | MW | Prospective Resources |  | 29384.8927 | 28891.6296 | 28788.3296 | 28616.0293 | 28735.7196 | 27614.5193 | 28132.719 | 27863.5492 | 27727.8487 | 26639.3721 | 27550.6721
2015 | US | WECC | - | SRSG | MW | Existing-Certain and Net Firm Transfers Excess/Shortfall |  | 11508.2667 | 10918.2907 | 10243.1727 | 10181.1627 | 9969.2087 | 8572.8737 | 9032.6777 | 8376.0735 | 7703.8465 | 6164.4005 | 7158.8025
2015 | US | WECC | - | SRSG | MW | Anticipated Excess/Shortfall |  | 12534.2777 | 11985.2386 | 11518.9206 | 11770.1106 | 11558.1566 | 10161.8216 | 10621.6256 | 9965.0214 | 9292.7944 | 7753.3484 | 8747.7504
2015 | US | WECC | - | SRSG | MW | Prospective Excess/Shortfall |  | 12534.2777 | 12027.5386 | 11513.2206 | 10925.4103 | 10710.4466 | 9314.1113 | 9773.915 | 9117.3102 | 8365.0827 | 6825.1601 | 7819.5621
2015 | US | WECC | - | SRSG | % | Existing-Certain and Net Firm Transfers Reserve Margin |  | 89% | 85.01% | 78.89% | 76.93% | 74.41% | 64.91% | 67.55% | 62.48% | 56.98% | 47.24% | 53.04%
2015 | US | WECC | - | SRSG | % | Anticipated Reserve Margin |  | 95.83% | 92.11% | 87.18% | 87.02% | 84.31% | 74.66% | 77.27% | 72% | 66.2% | 56.24% | 62.09%
2015 | US | WECC | - | SRSG | % | Prospective Reserve Margin |  | 95.83% | 92.39% | 87.14% | 81.65% | 79.03% | 69.46% | 72.09% | 66.92% | 60.82% | 50.98% | 56.81%
2015 | US | WECC | - | SRSG | % | Reference Margin Level |  | 12.3% | 12.3% | 12.3% | 12.3% | 12.3% | 12.3% | 12.3% | 12.3% | 12.3% | 12.3% | 12.3%
2016 | US | FRCC | - | FRCC | MW | Energy Efficiency and Conservation |  | 95 | 153 | 209 | 260 | 308 | 349 | 390 | 428 | 473 | 513 | 513
2016 | US | FRCC | - | FRCC | MW | Behind the Meter Generation |  | 0 | 0 | 0 | 0 | 0 | 0 | 0 | 0 | 0 | 0 | 0
2016 | US | FRCC | - | FRCC | MW | Distributed Generation |  | 2.6988 | 4.4375 | 6.5392 | 8.8365 | 11.0639 | 13.2613 | 15.1288 | 17.2365 | 19.6872 | 22.3085 | 22.3085
2016 | US | FRCC | - | FRCC | MW | Standby Load Under Contract |  | 0 | 0 | 0 | 0 | 0 | 0 | 0 | 0 | 0 | 0 | 0
2016 | US | FRCC | - | FRCC | MW | Total Internal Demand |  | 45521 | 45962 | 46546 | 47035 | 47525 | 47993 | 48462 | 48942 | 49411 | 49911 | 49911
2016 | US | FRCC | - | FRCC | MW | Controllable and Dispatchable Demand Response - Available |  | 2885 | 2947 | 2994 | 3035 | 3067 | 3099 | 3116 | 3115 | 3150 | 3178 | 3178
2016 | US | FRCC | - | FRCC | MW | Net Internal Demand |  | 42636 | 43015 | 43552 | 44000 | 44458 | 44894 | 45346 | 45827 | 46261 | 46733 | 46733
2016 | US | FRCC | - | FRCC | MW | Behind the Meter Generation - Capacity |  | 0 | 0 | 0 | 0 | 0 | 0 | 0 | 0 | 0 | 0 | 0
2016 | US | FRCC | - | FRCC | MW | Other Capacity Adjustments - Additions |  | 0 | 0 | 0 | 0 | 0 | 0 | 0 | 0 | 0 | 0 | 0
2016 | US | FRCC | - | FRCC | MW | Other Capacity Adjustments - Reductions |  | 0 | 0 | 0 | 0 | 0 | 0 | 0 | 0 | 0 | 0 | 0
2016 | US | FRCC | - | FRCC | MW | Confirmed Retirements |  | 403 | 2850.3 | 3134.3 | 4035.3 | 4559.3 | 4745.3 | 4823.3 | 4898.3 | 4901.7 | 4901.7 | 5305.7
2016 | US | FRCC | - | FRCC | MW | Unconfirmed Retirements |  | 0 | 0 | 0 | 0 | 0 | 0 | 0 | 0 | 0 | 0 | 0
2016 | US | FRCC | - | FRCC | MW | Scheduled Outages |  | 0 | 0 | 0 | 0 | 0 | 0 | 0 | 0 | 0 | 0 | 0
2016 | US | FRCC | - | FRCC | MW | Transmission Limitations |  | 0 | 0 | 0 | 0 | 0 | 0 | 0 | 0 | 0 | 0 | 0
2016 | US | FRCC | - | FRCC | MW | Existing-Certain |  | 54838.74 | 54394.44 | 53424.24 | 53806.74 | 53501.14 | 52983.24 | 52958.24 | 52559.84 | 51885.45 | 51867.45 | 51867.45
2016 | US | FRCC | - | FRCC | MW | Existing-Other |  | 452.2 | 452.2 | 613.2 | 598.2 | 638.2 | 1224.2 | 1264.2 | 1544.2 | 2161.79 | 2176.79 | 2176.79
2016 | US | FRCC | - | FRCC | MW | Additions - Tier 1 |  | 3453 | 3460.4 | 5298.8 | 6904.8 | 7378.4 | 8655.4 | 8879.4 | 9099.4 | 12038.4 | 12262.4 | 12262.4
2016 | US | FRCC | - | FRCC | MW | Additions - Tier 2 |  | 0 | 0 | 0 | 0 | 0 | 0 | 0 | 0 | 0 | 0 | 0
2016 | US | FRCC | - | FRCC | MW | Additions - Tier 3 |  | 0 | 0 | 0 | 0 | 0 | 0 | 0 | 0 | 0 | 0 | 0
2016 | US | FRCC | - | FRCC | MW | Firm Imports |  | 1254 | 1254 | 1254 | 1354 | 1454 | 1029 | 1029 | 1029 | 1029 | 1029 | 1029
2016 | US | FRCC | - | FRCC | MW | Firm Imports - Full-Responsibility Purchases |  | 425 | 425 | 425 | 525 | 625 | 200 | 200 | 200 | 200 | 200 | 200
2016 | US | FRCC | - | FRCC | MW | Firm Imports - Owned Capacity/Entitlement Located Outside the Area |  | 829 | 829 | 829 | 829 | 829 | 829 | 829 | 829 | 829 | 829 | 829
2016 | US | FRCC | - | FRCC | MW | Firm Exports |  | 0 | 0 | 0 | 0 | 0 | 0 | 0 | 0 | 0 | 0 | 0
2016 | US | FRCC | - | FRCC | MW | Firm Exports - Full-Responsibility Sales |  | 0 | 0 | 0 | 0 | 0 | 0 | 0 | 0 | 0 | 0 | 0
2016 | US | FRCC | - | FRCC | MW | Firm Exports - Owned Capacity/Entitlement Located Inside the Area |  | 0 | 0 | 0 | 0 | 0 | 0 | 0 | 0 | 0 | 0 | 0
2016 | US | FRCC | - | FRCC | MW | Net Firm Capacity Transfers |  | 1254 | 1254 | 1254 | 1354 | 1454 | 1029 | 1029 | 1029 | 1029 | 1029 | 1029
2016 | US | FRCC | - | FRCC | MW | Expected Imports |  | 0 | 0 | 0 | 0 | 0 | 0 | 0 | 0 | 0 | 0 | 0
2016 | US | FRCC | - | FRCC | MW | Expected Exports |  | 0 | 0 | 0 | 0 | 0 | 0 | 0 | 0 | 0 | 0 | 0
2016 | US | FRCC | - | FRCC | MW | Net Expected Transfers |  | 0 | 0 | 0 | 0 | 0 | 0 | 0 | 0 | 0 | 0 | 0
2016 | US | FRCC | - | FRCC | MW | Existing-Certain & Net Firm Transfers |  | 56092.74 | 55648.44 | 54678.24 | 55160.74 | 54955.14 | 54012.24 | 53987.24 | 53588.84 | 52914.45 | 52896.45 | 52896.45
2016 | US | FRCC | - | FRCC | MW | Anticipated Resources |  | 59545.74 | 59108.84 | 59977.04 | 62065.54 | 62333.54 | 62667.64 | 62866.64 | 62688.24 | 64952.85 | 65158.85 | 65158.85
2016 | US | FRCC | - | FRCC | MW | Prospective Resources |  | 59997.94 | 59561.04 | 60590.24 | 62663.74 | 62971.74 | 63891.84 | 64130.84 | 64232.44 | 67114.64 | 67335.64 | 67335.64
2016 | US | FRCC | - | FRCC | MW | Existing-Certain and Net Firm Transfers Excess/Shortfall |  | 7061.34 | 6181.19 | 4593.44 | 4560.74 | 3828.44 | 2384.14 | 1839.34 | 887.79 | -285.7 | -846.5 | -846.5
2016 | US | FRCC | - | FRCC | MW | Anticipated Excess/Shortfall |  | 10514.34 | 9641.59 | 9892.24 | 11465.54 | 11206.84 | 11039.54 | 10718.74 | 9987.19 | 11752.7 | 11415.9 | 11415.9
2016 | US | FRCC | - | FRCC | MW | Prospective Excess/Shortfall |  | 10966.54 | 10093.79 | 10505.44 | 12063.74 | 11845.04 | 12263.74 | 11982.94 | 11531.39 | 13914.49 | 13592.69 | 13592.69
2016 | US | FRCC | - | FRCC | % | Existing-Certain and Net Firm Transfers Reserve Margin |  | 0.31562 | 0.2937 | 0.25547 | 0.25365 | 0.23611 | 0.20311 | 0.19056 | 0.16937 | 0.14382 | 0.13189 | 0.13189
2016 | US | FRCC | - | FRCC | % | Anticipated Reserve Margin |  | 39.66% | 37.41% | 37.71% | 41.06% | 40.21% | 39.59% | 38.64% | 36.79% | 40.41% | 39.43% | 39.43%
2016 | US | FRCC | - | FRCC | % | Prospective Reserve Margin |  | 40.72% | 38.47% | 39.12% | 42.42% | 41.64% | 42.32% | 41.43% | 40.16% | 45.08% | 44.09% | 44.09%
2016 | US | FRCC | - | FRCC | % | Reference Margin Level |  | 15% | 15% | 15% | 15% | 15% | 15% | 15% | 15% | 15% | 15% | 15%
2016 | US | MRO | - | MISO | MW | Energy Efficiency and Conservation |  | 0 | 0 | 0 | 0 | 0 | 0 | 0 | 0 | 0 | 0 | 0
2016 | US | MRO | - | MISO | MW | Behind the Meter Generation |  | 0 | 0 | 0 | 0 | 0 | 0 | 0 | 0 | 0 | 0 | 0
2016 | US | MRO | - | MISO | MW | Distributed Generation |  | 0 | 0 | 0 | 0 | 0 | 0 | 0 | 0 | 0 | 0 | 0
2016 | US | MRO | - | MISO | MW | Standby Load Under Contract |  | 0 | 0 | 0 | 0 | 0 | 0 | 0 | 0 | 0 | 0 | 0
2016 | US | MRO | - | MISO | MW | Total Internal Demand |  | 103877.8 | 105217.6 | 105682.8 | 106801.8 | 107595 | 108131.1 | 108754.1 | 109532.3 | 110215.9 | 110880.5 | 111540.4
2016 | US | MRO | - | MISO | MW | Controllable and Dispatchable Demand Response - Available |  | 4506 | 4506 | 4506 | 4506 | 4506 | 4506 | 4506 | 4506 | 4506 | 4506 | 4506
2016 | US | MRO | - | MISO | MW | Net Internal Demand |  | 99371.8 | 100711.6 | 101176.8 | 102295.8 | 103089 | 103625.1 | 104248.1 | 105026.3 | 105709.9 | 106374.5 | 107034.4
2016 | US | MRO | - | MISO | MW | Behind the Meter Generation - Capacity |  | 4143.5 | 4143.5 | 4127.3 | 4141.6 | 4141.6 | 4131.6 | 4131.6 | 4131.6 | 4131.6 | 4131.6 | 4131.6
2016 | US | MRO | - | MISO | MW | Other Capacity Adjustments - Additions |  | 0 | 0 | 0 | 0 | 0 | 0 | 0 | 0 | 0 | 0 | 0
2016 | US | MRO | - | MISO | MW | Other Capacity Adjustments - Reductions |  | 0 | 0 | 0 | 0 | 0 | 0 | 0 | 0 | 0 | 0 | 0
2016 | US | MRO | - | MISO | MW | Confirmed Retirements |  | 1245.5 | 4266.7 | 4266.7 | 4266.7 | 4266.7 | 4266.7 | 4266.7 | 4266.7 | 4266.7 | 4266.7 | 4266.7
2016 | US | MRO | - | MISO | MW | Unconfirmed Retirements |  | 0 | 1732.7 | 3018.5 | 3369.8 | 3381.8 | 3381.8 | 3522 | 3389.4 | 3389.4 | 3339.4 | 3339.4
2016 | US | MRO | - | MISO | MW | Scheduled Outages |  | 0 | 0 | 0 | 0 | 0 | 0 | 0 | 0 | 0 | 0 | 0
2016 | US | MRO | - | MISO | MW | Transmission Limitations |  | 3351 | 2463.0229 | 2174.5163 | 1929.2927 | 1753.1572 | 1637.3872 | 1317.7157 | 1017.7157 | 717.7157 | 417.7157 | 117.7157
2016 | US | MRO | - | MISO | MW | Existing-Certain |  | 145094.7302 | 144650.6073 | 144325.5352 | 144290.5192 | 143876.0547 | 143692.2831 | 141997.3889 | 140614.7889 | 140604.2889 | 139588.015 | 139888.015
2016 | US | MRO | - | MISO | MW | Existing-Other |  | 2267.1197 | 2241.8197 | 2241.8197 | 2241.8197 | 2241.8197 | 2241.8197 | 2210.6197 | 2210.6197 | 2210.6197 | 2210.6197 | 2210.6197
2016 | US | MRO | - | MISO | MW | Additions - Tier 1 |  | 0 | 1586.45 | 1953.35 | 2633.85 | 2633.85 | 2665.05 | 2665.05 | 2680.65 | 2680.65 | 2680.65 | 2680.65
2016 | US | MRO | - | MISO | MW | Additions - Tier 2 |  | 1127.107 | 2712.6962 | 4671.8962 | 6162.5962 | 6590.6962 | 6590.6962 | 6590.6962 | 6590.6962 | 6590.6962 | 6590.6962 | 6590.6962
2016 | US | MRO | - | MISO | MW | Additions - Tier 3 |  | 1052.63 | 2946.221 | 4847.962 | 16411.812 | 22119.812 | 26738.412 | 28952.212 | 31410.612 | 31440.412 | 31476.312 | 31476.312
2016 | US | MRO | - | MISO | MW | Firm Imports |  | 3913.8 | 3585.3 | 3476.3 | 3476.3 | 3526.3 | 3643.3 | 3643.3 | 3643.3 | 3643.3 | 3193.3 | 3193.3
2016 | US | MRO | - | MISO | MW | Firm Imports - Full-Responsibility Purchases |  | 0 | 0 | 0 | 0 | 0 | 0 | 0 | 0 | 0 | 0 | 0
2016 | US | MRO | - | MISO | MW | Firm Imports - Owned Capacity/Entitlement Located Outside the Area |  | 0 | 0 | 0 | 0 | 0 | 0 | 0 | 0 | 0 | 0 | 0
2016 | US | MRO | - | MISO | MW | Firm Exports |  | 5908 | 5372.7 | 5310.7 | 4514.5 | 4440.5 | 4442.5 | 4454.5 | 4445.5 | 4446.5 | 4098.5 | 4100.5
2016 | US | MRO | - | MISO | MW | Firm Exports - Full-Responsibility Sales |  | 0 | 0 | 0 | 0 | 0 | 0 | 0 | 0 | 0 | 0 | 0
2016 | US | MRO | - | MISO | MW | Firm Exports - Owned Capacity/Entitlement Located Inside the Area |  | 0 | 0 | 0 | 0 | 0 | 0 | 0 | 0 | 0 | 0 | 0
2016 | US | MRO | - | MISO | MW | Net Firm Capacity Transfers |  | -1994.2 | -1787.4 | -1834.4 | -1038.2 | -914.2 | -799.2 | -811.2 | -802.2 | -803.2 | -905.2 | -907.2
2016 | US | MRO | - | MISO | MW | Expected Imports |  | 0 | 3664.3 | 3664.3 | 3664.3 | 7240 | 7240 | 7240 | 7240 | 7240 | 7240 | 7240
2016 | US | MRO | - | MISO | MW | Expected Exports |  | 0 | 0 | 0 | 0 | 0 | 0 | 0 | 0 | 0 | 0 | 0
2016 | US | MRO | - | MISO | MW | Net Expected Transfers |  | 0 | 3664.3 | 3664.3 | 3664.3 | 7240 | 7240 | 7240 | 7240 | 7240 | 7240 | 7240
2016 | US | MRO | - | MISO | MW | Existing-Certain & Net Firm Transfers |  | 143100.5302 | 142863.2073 | 142491.1352 | 143252.3192 | 142961.8547 | 142893.0831 | 141186.1889 | 139812.5889 | 139801.0889 | 138682.815 | 138980.815
2016 | US | MRO | - | MISO | MW | Anticipated Resources |  | 143100.5302 | 144449.6573 | 144444.4852 | 145886.1692 | 145595.7047 | 145558.1331 | 143851.2389 | 142493.2389 | 142481.7389 | 141363.465 | 141661.465
2016 | US | MRO | - | MISO | MW | Prospective Resources |  | 146494.7569 | 151335.7732 | 152004.0011 | 154585.0851 | 158286.4206 | 158248.849 | 156370.5548 | 155145.1548 | 155133.6548 | 154065.3809 | 154363.3809
2016 | US | MRO | - | MISO | MW | Existing-Certain and Net Firm Transfers Excess/Shortfall |  | 28624.2166 | 26843.4441 | 25935.4616 | 25407.5576 | 24203.3267 | 23516.9679 | 21092.3777 | 18822.2913 | 18023.2841 | 16139.391 | 15677.1862
2016 | US | MRO | - | MISO | MW | Anticipated Excess/Shortfall |  | 28624.2166 | 28429.8941 | 27888.8116 | 28041.4076 | 26837.1767 | 26182.0179 | 23757.4277 | 21502.9413 | 20703.9341 | 18820.041 | 18357.8362
2016 | US | MRO | - | MISO | MW | Prospective Excess/Shortfall |  | 32018.4433 | 35316.01 | 35448.3275 | 36740.3235 | 39527.8926 | 38872.7338 | 36276.7436 | 34154.8572 | 33355.85 | 31521.9569 | 31059.7521
2016 | US | MRO | - | MISO | % | Existing-Certain and Net Firm Transfers Reserve Margin |  | 0.44005 | 0.41854 | 0.40834 | 0.40037 | 0.38678 | 0.37894 | 0.35433 | 0.33122 | 0.3225 | 0.30372 | 0.29847
2016 | US | MRO | - | MISO | % | Anticipated Reserve Margin |  | 44.01% | 43.43% | 42.76% | 42.61% | 41.23% | 40.47% | 37.99% | 35.67% | 34.79% | 32.89% | 32.35%
2016 | US | MRO | - | MISO | % | Prospective Reserve Margin |  | 47.42% | 50.27% | 50.24% | 51.12% | 53.54% | 52.71% | 50% | 47.72% | 46.75% | 44.83% | 44.22%
2016 | US | MRO | - | MISO | % | Reference Margin Level |  | 15.2% | 15.2% | 15.2% | 15.2% | 15.2% | 15.2% | 15.2% | 15.2% | 15.2% | 15.2% | 15.2%
2016 | CA | MRO | - | Manitoba Hydro | MW | Energy Efficiency and Conservation |  | 88.6136 | 194.7203 | 279.5845 | 369.3638 | 456.036 | 541.7875 | 585.3358 | 620.7209 | 653.7058 | 685.4706 | 718.8202
2016 | CA | MRO | - | Manitoba Hydro | MW | Behind the Meter Generation |  | 0 | 0 | 0 | 0 | 0 | 0 | 0 | 0 | 0 | 0 | 0
2016 | CA | MRO | - | Manitoba Hydro | MW | Distributed Generation |  | 0 | 0 | 0 | 0 | 0 | 0 | 0 | 0 | 0 | 0 | 0
2016 | CA | MRO | - | Manitoba Hydro | MW | Standby Load Under Contract |  | 8 | 5.1 | 5.1 | 15.8 | 15.8 | 15.8 | 15.8 | 15.8 | 15.8 | 15.8 | 15.8
2016 | CA | MRO | - | Manitoba Hydro | MW | Total Internal Demand |  | 4709 | 4826 | 4712.9655 | 4646.1862 | 4703.264 | 4685.2125 | 4710.1642 | 4742.7791 | 4780.7942 | 4792.5294 | 4821.1798
2016 | CA | MRO | - | Manitoba Hydro | MW | Controllable and Dispatchable Demand Response - Available |  | 0 | 0 | 0 | 0 | 0 | 0 | 0 | 0 | 0 | 0 | 0
2016 | CA | MRO | - | Manitoba Hydro | MW | Net Internal Demand |  | 4709 | 4826 | 4712.9655 | 4646.1862 | 4703.264 | 4685.2125 | 4710.1642 | 4742.7791 | 4780.7942 | 4792.5294 | 4821.1798
2016 | CA | MRO | - | Manitoba Hydro | MW | Behind the Meter Generation - Capacity |  | 0 | 0 | 0 | 0 | 0 | 0 | 0 | 0 | 0 | 0 | 0
2016 | CA | MRO | - | Manitoba Hydro | MW | Other Capacity Adjustments - Additions |  | 0 | 0 | 0 | 0 | 0 | 0 | 0 | 0 | 0 | 0 | 0
2016 | CA | MRO | - | Manitoba Hydro | MW | Other Capacity Adjustments - Reductions |  | 0 | 0 | 0 | 0 | 0 | 0 | 0 | 0 | 0 | 0 | 0
2016 | CA | MRO | - | Manitoba Hydro | MW | Confirmed Retirements |  | 0 | 0 | 0 | 0 | 0 | 0 | 0 | 0 | 0 | 0 | 0
2016 | CA | MRO | - | Manitoba Hydro | MW | Unconfirmed Retirements |  | 0 | 0 | 0 | 92.7 | 92.7 | 92.7 | 92.7 | 92.7 | 92.7 | 92.7 | 92.7
2016 | CA | MRO | - | Manitoba Hydro | MW | Scheduled Outages |  | 113.19 | 13.8 | 0 | 0 | 0 | 0 | 0 | 0 | 0 | 0 | 0
2016 | CA | MRO | - | Manitoba Hydro | MW | Transmission Limitations |  | 0 | 0 | 0 | 0 | 0 | 0 | 0 | 0 | 0 | 0 | 0
2016 | CA | MRO | - | Manitoba Hydro | MW | Existing-Certain |  | 5459.6653 | 5561.062 | 5589.5299 | 5589.5299 | 5682.1299 | 5682.1299 | 5682.1299 | 5682.1299 | 5682.1299 | 5682.1299 | 5682.1299
2016 | CA | MRO | - | Manitoba Hydro | MW | Existing-Other |  | 109.2746 | 107.2679 | 92.6 | 92.6 | 0 | 0 | 0 | 0 | 0 | 0 | 0
2016 | CA | MRO | - | Manitoba Hydro | MW | Additions - Tier 1 |  | 0 | 0 | 0 | 90 | 630 | 630 | 630 | 630 | 630 | 630 | 630
2016 | CA | MRO | - | Manitoba Hydro | MW | Additions - Tier 2 |  | 0 | 0 | 0 | 0 | 0 | 0 | 0 | 0 | 0 | 0 | 0
2016 | CA | MRO | - | Manitoba Hydro | MW | Additions - Tier 3 |  | 0 | 0 | 0 | 0 | 0 | 0 | 0 | 0 | 0 | 0 | 0
2016 | CA | MRO | - | Manitoba Hydro | MW | Firm Imports |  | 625 | 625 | 625 | 625 | 550 | 550 | 550 | 550 | 550 | 200 | 200
2016 | CA | MRO | - | Manitoba Hydro | MW | Firm Imports - Full-Responsibility Purchases |  | 0 | 0 | 0 | 0 | 0 | 0 | 0 | 0 | 0 | 0 | 0
2016 | CA | MRO | - | Manitoba Hydro | MW | Firm Imports - Owned Capacity/Entitlement Located Outside the Area |  | 625 | 625 | 625 | 625 | 550 | 550 | 550 | 550 | 550 | 200 | 200
2016 | CA | MRO | - | Manitoba Hydro | MW | Firm Exports |  | 717 | 767 | 658 | 658 | 558 | 450 | 425 | 425 | 425 | 100 | 100
2016 | CA | MRO | - | Manitoba Hydro | MW | Firm Exports - Full-Responsibility Sales |  | 0 | 0 | 0 | 0 | 0 | 0 | 0 | 0 | 0 | 0 | 0
2016 | CA | MRO | - | Manitoba Hydro | MW | Firm Exports - Owned Capacity/Entitlement Located Inside the Area |  | 717 | 767 | 658 | 658 | 558 | 450 | 425 | 425 | 425 | 100 | 100
2016 | CA | MRO | - | Manitoba Hydro | MW | Net Firm Capacity Transfers |  | -92 | -142 | -33 | -33 | -8 | 100 | 125 | 125 | 125 | 100 | 100
2016 | CA | MRO | - | Manitoba Hydro | MW | Expected Imports |  | 0 | 0 | 0 | 0 | 0 | 0 | 0 | 0 | 0 | 0 | 0
2016 | CA | MRO | - | Manitoba Hydro | MW | Expected Exports |  | 0 | 0 | 0 | 0 | 250 | 475 | 475 | 475 | 475 | 350 | 350
2016 | CA | MRO | - | Manitoba Hydro | MW | Net Expected Transfers |  | 0 | 0 | 0 | 0 | -250 | -475 | -475 | -475 | -475 | -350 | -350
2016 | CA | MRO | - | Manitoba Hydro | MW | Existing-Certain & Net Firm Transfers |  | 5367.6653 | 5419.062 | 5556.5299 | 5556.5299 | 5674.1299 | 5782.1299 | 5807.1299 | 5807.1299 | 5807.1299 | 5782.1299 | 5782.1299
2016 | CA | MRO | - | Manitoba Hydro | MW | Anticipated Resources |  | 5367.6653 | 5419.062 | 5556.5299 | 5646.5299 | 6304.1299 | 6412.1299 | 6437.1299 | 6437.1299 | 6437.1299 | 6412.1299 | 6412.1299
2016 | CA | MRO | - | Manitoba Hydro | MW | Prospective Resources |  | 5476.9399 | 5526.3299 | 5649.1299 | 5646.4299 | 5961.4299 | 5844.4299 | 5869.4299 | 5869.4299 | 5869.4299 | 5969.4299 | 5969.4299
2016 | CA | MRO | - | Manitoba Hydro | MW | Existing-Certain and Net Firm Transfers Excess/Shortfall |  | 93.5853 | 13.942 | 278.0085 | 352.8013 | 406.4742 | 534.6919 | 531.746 | 495.2172 | 452.6403 | 414.4969 | 382.4085
2016 | CA | MRO | - | Manitoba Hydro | MW | Anticipated Excess/Shortfall |  | 93.5853 | 13.942 | 278.0085 | 442.8013 | 1036.4742 | 1164.6919 | 1161.746 | 1125.2172 | 1082.6403 | 1044.4969 | 1012.4085
2016 | CA | MRO | - | Manitoba Hydro | MW | Prospective Excess/Shortfall |  | 202.8599 | 121.2099 | 370.6085 | 442.7013 | 693.7742 | 596.9919 | 594.046 | 557.5172 | 514.9403 | 601.7969 | 569.7085
2016 | CA | MRO | - | Manitoba Hydro | % | Existing-Certain and Net Firm Transfers Reserve Margin |  | 0.13987 | 0.12289 | 0.17899 | 0.19593 | 0.20642 | 0.23412 | 0.23289 | 0.22441 | 0.21468 | 0.20649 | 0.19932
2016 | CA | MRO | - | Manitoba Hydro | % | Anticipated Reserve Margin |  | 13.99% | 12.29% | 17.9% | 21.53% | 34.04% | 36.86% | 36.66% | 35.72% | 34.65% | 33.79% | 33%
2016 | CA | MRO | - | Manitoba Hydro | % | Prospective Reserve Margin |  | 16.31% | 14.51% | 19.86% | 21.53% | 26.75% | 24.74% | 24.61% | 23.76% | 22.77% | 24.56% | 23.82%
2016 | CA | MRO | - | Manitoba Hydro | % | Reference Margin Level |  | 12% | 12% | 12% | 12% | 12% | 12% | 12% | 12% | 12% | 12% | 12%
2016 | CA | MRO | - | SaskPower | MW | Energy Efficiency and Conservation |  | 101.6835 | 108.8717 | 123.0856 | 132.6141 | 142.2398 | 151.8079 | 161.3724 | 170.9621 | 180.5704 | 189.6809 | 198.2418
2016 | CA | MRO | - | SaskPower | MW | Behind the Meter Generation |  | 0 | 0 | 0 | 0 | 0 | 0 | 0 | 0 | 0 | 0 | 0
2016 | CA | MRO | - | SaskPower | MW | Distributed Generation |  | 0 | 0 | 0 | 0 | 0 | 0 | 0 | 0 | 0 | 0 | 0
2016 | CA | MRO | - | SaskPower | MW | Standby Load Under Contract |  | 0 | 0 | 0 | 0 | 0 | 0 | 0 | 0 | 0 | 0 | 0
2016 | CA | MRO | - | SaskPower | MW | Total Internal Demand |  | 3635.5 | 3724.4 | 3760.7 | 3851.8 | 3873.9 | 3901 | 3959.3 | 4007.4 | 4048.2 | 4111 | 4158.8
2016 | CA | MRO | - | SaskPower | MW | Controllable and Dispatchable Demand Response - Available |  | 85 | 85 | 85 | 85 | 85 | 85 | 85 | 85 | 85 | 85 | 85
2016 | CA | MRO | - | SaskPower | MW | Net Internal Demand |  | 3550.5 | 3639.4 | 3675.7 | 3766.8 | 3788.9 | 3816 | 3874.3 | 3922.4 | 3963.2 | 4026 | 4073.8
2016 | CA | MRO | - | SaskPower | MW | Behind the Meter Generation - Capacity |  | 0 | 0 | 0 | 0 | 0 | 0 | 0 | 0 | 0 | 0 | 0
2016 | CA | MRO | - | SaskPower | MW | Other Capacity Adjustments - Additions |  | 0 | 0 | 0 | 0 | 0 | 0 | 0 | 0 | 0 | 0 | 0
2016 | CA | MRO | - | SaskPower | MW | Other Capacity Adjustments - Reductions |  | 0 | 0 | 0 | 0 | 0 | 0 | 0 | 0 | 0 | 0 | 0
2016 | CA | MRO | - | SaskPower | MW | Confirmed Retirements |  | 0 | 0 | 0 | 0 | 0 | 0 | 0 | 0 | 0 | 0 | 0
2016 | CA | MRO | - | SaskPower | MW | Unconfirmed Retirements |  | 0 | 0 | 0 | 0 | 0 | 0 | 0 | 0 | 0 | 0 | 0
2016 | CA | MRO | - | SaskPower | MW | Scheduled Outages |  | 0 | 0 | 0 | 0 | 0 | 0 | 0 | 0 | 0 | 0 | 0
2016 | CA | MRO | - | SaskPower | MW | Transmission Limitations |  | 0 | 0 | 0 | 0 | 0 | 0 | 0 | 0 | 0 | 0 | 0
2016 | CA | MRO | - | SaskPower | MW | Existing-Certain |  | 4277.23 | 4277.23 | 4277.23 | 4277.23 | 4277.23 | 4199.43 | 4058.19 | 3963.19 | 3824.19 | 3824.19 | 3824.19
2016 | CA | MRO | - | SaskPower | MW | Existing-Other |  | 0 | 0 | 0 | 0 | 0 | 77.8 | 80.04 | 175.04 | 175.04 | 175.04 | 175.04
2016 | CA | MRO | - | SaskPower | MW | Additions - Tier 1 |  | 1 | 1 | 61.4 | 397.4 | 507.4 | 547.4 | 917.4 | 1037.4 | 1147.4 | 1187.4 | 1227.4
2016 | CA | MRO | - | SaskPower | MW | Additions - Tier 2 |  | 0 | 0 | 0 | 0 | 0 | 0 | 0 | 0 | 0 | 0 | 0
2016 | CA | MRO | - | SaskPower | MW | Additions - Tier 3 |  | 0 | 0 | 0 | 0 | 0 | 0 | 0 | 0 | 0 | 0 | 0
2016 | CA | MRO | - | SaskPower | MW | Firm Imports |  | 25 | 25 | 25 | 25 | 125 | 125 | 100 | 100 | 100 | 100 | 100
2016 | CA | MRO | - | SaskPower | MW | Firm Imports - Full-Responsibility Purchases |  | 25 | 25 | 25 | 25 | 125 | 125 | 100 | 100 | 100 | 100 | 100
2016 | CA | MRO | - | SaskPower | MW | Firm Imports - Owned Capacity/Entitlement Located Outside the Area |  | 0 | 0 | 0 | 0 | 0 | 0 | 0 | 0 | 0 | 0 | 0
2016 | CA | MRO | - | SaskPower | MW | Firm Exports |  | 0 | 0 | 0 | 0 | 0 | 0 | 0 | 0 | 0 | 0 | 0
2016 | CA | MRO | - | SaskPower | MW | Firm Exports - Full-Responsibility Sales |  | 0 | 0 | 0 | 0 | 0 | 0 | 0 | 0 | 0 | 0 | 0
2016 | CA | MRO | - | SaskPower | MW | Firm Exports - Owned Capacity/Entitlement Located Inside the Area |  | 0 | 0 | 0 | 0 | 0 | 0 | 0 | 0 | 0 | 0 | 0
2016 | CA | MRO | - | SaskPower | MW | Net Firm Capacity Transfers |  | 25 | 25 | 25 | 25 | 125 | 125 | 100 | 100 | 100 | 100 | 100
2016 | CA | MRO | - | SaskPower | MW | Expected Imports |  | 0 | 0 | 0 | 0 | 0 | 0 | 0 | 0 | 0 | 0 | 0
2016 | CA | MRO | - | SaskPower | MW | Expected Exports |  | 0 | 0 | 0 | 0 | 0 | 0 | 0 | 0 | 0 | 0 | 0
2016 | CA | MRO | - | SaskPower | MW | Net Expected Transfers |  | 0 | 0 | 0 | 0 | 0 | 0 | 0 | 0 | 0 | 0 | 0
2016 | CA | MRO | - | SaskPower | MW | Existing-Certain & Net Firm Transfers |  | 4302.23 | 4302.23 | 4302.23 | 4302.23 | 4402.23 | 4324.43 | 4158.19 | 4063.19 | 3924.19 | 3924.19 | 3924.19
2016 | CA | MRO | - | SaskPower | MW | Anticipated Resources |  | 4303.23 | 4303.23 | 4363.63 | 4699.63 | 4909.63 | 4871.83 | 5075.59 | 5100.59 | 5071.59 | 5111.59 | 5151.59
2016 | CA | MRO | - | SaskPower | MW | Prospective Resources |  | 4303.23 | 4303.23 | 4363.63 | 4699.63 | 4909.63 | 4949.63 | 5155.63 | 5275.63 | 5246.63 | 5286.63 | 5326.63
2016 | CA | MRO | - | SaskPower | MW | Existing-Certain and Net Firm Transfers Excess/Shortfall |  | 361.175 | 262.496 | 222.203 | 121.082 | 196.551 | 88.67 | -142.283 | -290.674 | -474.962 | -544.67 | -597.728
2016 | CA | MRO | - | SaskPower | MW | Anticipated Excess/Shortfall |  | 362.175 | 263.496 | 283.603 | 518.482 | 703.951 | 636.07 | 775.117 | 746.726 | 672.438 | 642.73 | 629.672
2016 | CA | MRO | - | SaskPower | MW | Prospective Excess/Shortfall |  | 362.175 | 263.496 | 283.603 | 518.482 | 703.951 | 713.87 | 855.157 | 921.766 | 847.478 | 817.77 | 804.712
2016 | CA | MRO | - | SaskPower | % | Existing-Certain and Net Firm Transfers Reserve Margin |  | 0.21173 | 0.18213 | 0.17045 | 0.14214 | 0.16188 | 0.13324 | 0.073275 | 0.035894 | -0.0098431 | -0.025288 | -0.036725
2016 | CA | MRO | - | SaskPower | % | Anticipated Reserve Margin |  | 21.2% | 18.24% | 18.72% | 24.76% | 29.58% | 27.67% | 31.01% | 30.04% | 27.97% | 26.96% | 26.46%
2016 | CA | MRO | - | SaskPower | % | Prospective Reserve Margin |  | 21.2% | 18.24% | 18.72% | 24.76% | 29.58% | 29.71% | 33.07% | 34.5% | 32.38% | 31.31% | 30.75%
2016 | CA | MRO | - | SaskPower | % | Reference Margin Level |  | 11% | 11% | 11% | 11% | 11% | 11% | 11% | 11% | 11% | 11% | 11%
2016 | CA | NPCC | - | Maritimes | MW | Energy Efficiency and Conservation |  | 42.7 | 95.2 | 139.5 | 185.5 | 231.2 | 284.6 | 338 | 401.5 | 475.3 | 539.7 | 555
2016 | CA | NPCC | - | Maritimes | MW | Behind the Meter Generation |  | 0 | 0 | 0 | 0 | 0 | 0 | 0 | 0 | 0 | 0 | 0
2016 | CA | NPCC | - | Maritimes | MW | Distributed Generation |  | 22.2 | 48.3 | 51.8 | 52.4 | 53.1 | 53.1 | 53.1 | 53.1 | 53.1 | 53.1 | 53.1
2016 | CA | NPCC | - | Maritimes | MW | Standby Load Under Contract |  | 0 | 0 | 0 | 0 | 0 | 0 | 0 | 0 | 0 | 0 | 0
2016 | CA | NPCC | - | Maritimes | MW | Total Internal Demand |  | 5560.2 | 5584.2 | 5608.1 | 5627 | 5622.7 | 5621.5 | 5607.5 | 5579.5 | 5551.6 | 5508.5 | 5518.3
2016 | CA | NPCC | - | Maritimes | MW | Controllable and Dispatchable Demand Response - Available |  | 267.8 | 272.1 | 272 | 271.8 | 271.6 | 271.4 | 271.2 | 271 | 270.8 | 270.6 | 270.4
2016 | CA | NPCC | - | Maritimes | MW | Net Internal Demand |  | 5292.4 | 5312.1 | 5336.1 | 5355.2 | 5351.1 | 5350.1 | 5336.3 | 5308.5 | 5280.8 | 5237.9 | 5247.9
2016 | CA | NPCC | - | Maritimes | MW | Behind the Meter Generation - Capacity |  | 0 | 0 | 0 | 0 | 0 | 0 | 0 | 0 | 0 | 0 | 0
2016 | CA | NPCC | - | Maritimes | MW | Other Capacity Adjustments - Additions |  | 0 | 0 | 0 | 0 | 0 | 0 | 0 | 0 | 0 | 0 | 0
2016 | CA | NPCC | - | Maritimes | MW | Other Capacity Adjustments - Reductions |  | 0 | 0 | 0 | 0 | 0 | 0 | 0 | 0 | 0 | 0 | 0
2016 | CA | NPCC | - | Maritimes | MW | Confirmed Retirements |  | 0 | 0 | 0 | 0 | 0 | 0 | 0 | 0 | 0 | 0 | 0
2016 | CA | NPCC | - | Maritimes | MW | Unconfirmed Retirements |  | 0 | 0 | 0 | 0 | 153 | 153 | 153 | 153 | 153 | 153 | 158.6
2016 | CA | NPCC | - | Maritimes | MW | Scheduled Outages |  | 100 | 100 | 100 | 100 | 100 | 100 | 100 | 100 | 100 | 100 | 100
2016 | CA | NPCC | - | Maritimes | MW | Transmission Limitations |  | 0 | 0 | 0 | 0 | 0 | 0 | 0 | 0 | 0 | 0 | 0
2016 | CA | NPCC | - | Maritimes | MW | Existing-Certain |  | 6641.419 | 6686.419 | 6669.419 | 6631.419 | 6631.419 | 6631.419 | 6631.419 | 6631.419 | 6631.419 | 6631.419 | 6625.833
2016 | CA | NPCC | - | Maritimes | MW | Existing-Other |  | 19.644 | 19.644 | 36.644 | 74.644 | 74.644 | 74.644 | 74.644 | 74.644 | 74.644 | 74.644 | 74.644
2016 | CA | NPCC | - | Maritimes | MW | Additions - Tier 1 |  | 26.6 | 29.1 | 29.1 | 29.1 | 29.1 | 29.1 | 29.1 | 29.1 | 29.1 | 29.1 | 29.1
2016 | CA | NPCC | - | Maritimes | MW | Additions - Tier 2 |  | 0 | 0 | 0 | 0 | 0 | 0 | 0 | 0 | 0 | 0 | 0
2016 | CA | NPCC | - | Maritimes | MW | Additions - Tier 3 |  | 0 | 0 | 0 | 0 | 0 | 0 | 0 | 0 | 0 | 0 | 0
2016 | CA | NPCC | - | Maritimes | MW | Firm Imports |  | 0 | 0 | 0 | 0 | 0 | 0 | 0 | 0 | 0 | 0 | 0
2016 | CA | NPCC | - | Maritimes | MW | Firm Imports - Full-Responsibility Purchases |  | 0 | 0 | 0 | 0 | 0 | 0 | 0 | 0 | 0 | 0 | 0
2016 | CA | NPCC | - | Maritimes | MW | Firm Imports - Owned Capacity/Entitlement Located Outside the Area |  | 0 | 0 | 0 | 0 | 0 | 0 | 0 | 0 | 0 | 0 | 0
2016 | CA | NPCC | - | Maritimes | MW | Firm Exports |  | 200 | 0 | 114 | 0 | 0 | 0 | 0 | 0 | 0 | 0 | 0
2016 | CA | NPCC | - | Maritimes | MW | Firm Exports - Full-Responsibility Sales |  | 200 | 0 | 114 | 0 | 0 | 0 | 0 | 0 | 0 | 0 | 0
2016 | CA | NPCC | - | Maritimes | MW | Firm Exports - Owned Capacity/Entitlement Located Inside the Area |  | 0 | 0 | 0 | 0 | 0 | 0 | 0 | 0 | 0 | 0 | 0
2016 | CA | NPCC | - | Maritimes | MW | Net Firm Capacity Transfers |  | -200 | 0 | -114 | 0 | 0 | 0 | 0 | 0 | 0 | 0 | 0
2016 | CA | NPCC | - | Maritimes | MW | Expected Imports |  | 0 | 0 | 0 | 0 | 153 | 153 | 153 | 153 | 153 | 153 | 153
2016 | CA | NPCC | - | Maritimes | MW | Expected Exports |  | 0 | 0 | 0 | 0 | 0 | 0 | 0 | 0 | 0 | 0 | 0
2016 | CA | NPCC | - | Maritimes | MW | Net Expected Transfers |  | 0 | 0 | 0 | 0 | 153 | 153 | 153 | 153 | 153 | 153 | 153
2016 | CA | NPCC | - | Maritimes | MW | Existing-Certain & Net Firm Transfers |  | 6441.419 | 6686.419 | 6555.419 | 6631.419 | 6631.419 | 6631.419 | 6631.419 | 6631.419 | 6631.419 | 6631.419 | 6625.833
2016 | CA | NPCC | - | Maritimes | MW | Anticipated Resources |  | 6468.019 | 6715.519 | 6584.519 | 6660.519 | 6660.519 | 6660.519 | 6660.519 | 6660.519 | 6660.519 | 6660.519 | 6654.933
2016 | CA | NPCC | - | Maritimes | MW | Prospective Resources |  | 6487.663 | 6735.163 | 6621.163 | 6735.163 | 6735.163 | 6735.163 | 6735.163 | 6735.163 | 6735.163 | 6735.163 | 6723.977
2016 | CA | NPCC | - | Maritimes | MW | Existing-Certain and Net Firm Transfers Excess/Shortfall |  | 90.539 | 311.899 | 152.099 | 205.179 | 210.099 | 211.299 | 227.859 | 261.219 | 294.459 | 345.939 | 328.353
2016 | CA | NPCC | - | Maritimes | MW | Anticipated Excess/Shortfall |  | 117.139 | 340.999 | 181.199 | 234.279 | 239.199 | 240.399 | 256.959 | 290.319 | 323.559 | 375.039 | 357.453
2016 | CA | NPCC | - | Maritimes | MW | Prospective Excess/Shortfall |  | 136.783 | 360.643 | 217.843 | 308.923 | 313.843 | 315.043 | 331.603 | 364.963 | 398.203 | 449.683 | 426.497
2016 | CA | NPCC | - | Maritimes | % | Existing-Certain and Net Firm Transfers Reserve Margin |  | 0.21711 | 0.25871 | 0.2285 | 0.23831 | 0.23926 | 0.23949 | 0.2427 | 0.24921 | 0.25576 | 0.26605 | 0.26257
2016 | CA | NPCC | - | Maritimes | % | Anticipated Reserve Margin |  | 22.21% | 26.42% | 23.4% | 24.37% | 24.47% | 24.49% | 24.82% | 25.47% | 26.13% | 27.16% | 26.81%
2016 | CA | NPCC | - | Maritimes | % | Prospective Reserve Margin |  | 22.58% | 26.79% | 24.08% | 25.77% | 25.87% | 25.89% | 26.21% | 26.88% | 27.54% | 28.59% | 28.13%
2016 | CA | NPCC | - | Maritimes | % | Reference Margin Level |  | 20% | 20% | 20% | 20% | 20% | 20% | 20% | 20% | 20% | 20% | 20%
2016 | US | NPCC | - | New England | MW | Energy Efficiency and Conservation |  | 1652 | 1832 | 2171 | 2371 | 2604 | 2821 | 3025 | 3215 | 3393 | 3559 | 3733.1214
2016 | US | NPCC | - | New England | MW | Behind the Meter Generation |  | 0 | 0 | 0 | 0 | 0 | 0 | 0 | 0 | 0 | 0 | 0
2016 | US | NPCC | - | New England | MW | Distributed Generation |  | 0 | 0 | 0 | 0 | 0 | 0 | 0 | 0 | 0 | 0 | 0
2016 | US | NPCC | - | New England | MW | Standby Load Under Contract |  | 0 | 0 | 0 | 0 | 0 | 0 | 0 | 0 | 0 | 0 | 0
2016 | US | NPCC | - | New England | MW | Total Internal Demand |  | 21340 | 21338 | 21183 | 21136 | 21029 | 20937 | 20865 | 20807 | 20758 | 20717 | 20676.081
2016 | US | NPCC | - | New England | MW | Controllable and Dispatchable Demand Response - Available |  | 543.1 | 842.69 | 598.214 | 377.525 | 377.525 | 377.525 | 377.525 | 377.525 | 377.525 | 377.525 | 377.525
2016 | US | NPCC | - | New England | MW | Net Internal Demand |  | 20796.9 | 20495.31 | 20584.786 | 20758.475 | 20651.475 | 20559.475 | 20487.475 | 20429.475 | 20380.475 | 20339.475 | 20298.556
2016 | US | NPCC | - | New England | MW | Behind the Meter Generation - Capacity |  | 0 | 0 | 0 | 0 | 0 | 0 | 0 | 0 | 0 | 0 | 0
2016 | US | NPCC | - | New England | MW | Other Capacity Adjustments - Additions |  | 0 | 0 | 0 | 0 | 0 | 0 | 0 | 0 | 0 | 0 | 0
2016 | US | NPCC | - | New England | MW | Other Capacity Adjustments - Reductions |  | 0 | 0 | 0 | 0 | 0 | 0 | 0 | 0 | 0 | 0 | 0
2016 | US | NPCC | - | New England | MW | Confirmed Retirements |  | 0 | 0 | 1510.981 | 1513.327 | 2200.467 | 2200.467 | 2200.467 | 2200.467 | 2200.467 | 2200.467 | 2200.467
2016 | US | NPCC | - | New England | MW | Unconfirmed Retirements |  | 0 | 0 | 0 | 0 | 0 | 0 | 0 | 0 | 0 | 0 | 0
2016 | US | NPCC | - | New England | MW | Scheduled Outages |  | 941 | 0 | 0 | 0 | 0 | 0 | 0 | 0 | 0 | 0 | 0
2016 | US | NPCC | - | New England | MW | Transmission Limitations |  | 0 | 0 | 0 | 0 | 0 | 0 | 0 | 0 | 0 | 0 | 0
2016 | US | NPCC | - | New England | MW | Existing-Certain |  | 32037.658 | 31469.267 | 31466.921 | 30779.781 | 30779.781 | 30779.781 | 30779.781 | 30779.781 | 30779.781 | 30779.781 | 30779.781
2016 | US | NPCC | - | New England | MW | Existing-Other |  | 101.73 | 101.73 | 101.73 | 101.73 | 101.73 | 101.73 | 101.73 | 101.73 | 101.73 | 101.73 | 101.73
2016 | US | NPCC | - | New England | MW | Additions - Tier 1 |  | 10.76 | 889.454 | 2249.754 | 3192.044 | 3192.044 | 3192.044 | 3192.044 | 3192.044 | 3192.044 | 3192.044 | 3192.044
2016 | US | NPCC | - | New England | MW | Additions - Tier 2 |  | 26.96 | 26.96 | 253.36 | 1020.56 | 1020.56 | 1020.56 | 1020.56 | 1020.56 | 1020.56 | 1020.56 | 1020.56
2016 | US | NPCC | - | New England | MW | Additions - Tier 3 |  | 225.94 | 383.05 | 769.91 | 1307.908 | 3097.028 | 3097.028 | 3097.028 | 3097.028 | 3097.028 | 3097.028 | 3097.028
2016 | US | NPCC | - | New England | MW | Firm Imports |  | 1137.202 | 1405.53 | 1017 | 1068.8 | 89 | 89 | 89 | 89 | 89 | 89 | 89
2016 | US | NPCC | - | New England | MW | Firm Imports - Full-Responsibility Purchases |  | 89 | 89 | 89 | 89 | 89 | 89 | 89 | 89 | 89 | 89 | 89
2016 | US | NPCC | - | New England | MW | Firm Imports - Owned Capacity/Entitlement Located Outside the Area |  | 0 | 0 | 0 | 0 | 0 | 0 | 0 | 0 | 0 | 0 | 0
2016 | US | NPCC | - | New England | MW | Firm Exports |  | 100 | 100 | 100 | 100 | 100 | 0 | 0 | 0 | 0 | 0 | 0
2016 | US | NPCC | - | New England | MW | Firm Exports - Full-Responsibility Sales |  | 100 | 100 | 100 | 100 | 100 | 0 | 0 | 0 | 0 | 0 | 0
2016 | US | NPCC | - | New England | MW | Firm Exports - Owned Capacity/Entitlement Located Inside the Area |  | 0 | 0 | 0 | 0 | 0 | 0 | 0 | 0 | 0 | 0 | 0
2016 | US | NPCC | - | New England | MW | Net Firm Capacity Transfers |  | 1037.202 | 1305.53 | 917 | 968.8 | -11 | 89 | 89 | 89 | 89 | 89 | 89
2016 | US | NPCC | - | New England | MW | Expected Imports |  | 0 | 0 | 0 | 0 | 0 | 0 | 0 | 0 | 0 | 0 | 0
2016 | US | NPCC | - | New England | MW | Expected Exports |  | 0 | 0 | 0 | 0 | 0 | 0 | 0 | 0 | 0 | 0 | 0
2016 | US | NPCC | - | New England | MW | Net Expected Transfers |  | 0 | 0 | 0 | 0 | 0 | 0 | 0 | 0 | 0 | 0 | 0
2016 | US | NPCC | - | New England | MW | Existing-Certain & Net Firm Transfers |  | 33074.86 | 32774.797 | 32383.921 | 31748.581 | 30768.781 | 30868.781 | 30868.781 | 30868.781 | 30868.781 | 30868.781 | 30868.781
2016 | US | NPCC | - | New England | MW | Anticipated Resources |  | 33085.62 | 33664.251 | 34633.675 | 34940.625 | 33960.825 | 34060.825 | 34060.825 | 34060.825 | 34060.825 | 34060.825 | 34060.825
2016 | US | NPCC | - | New England | MW | Prospective Resources |  | 33214.31 | 33792.941 | 34988.765 | 36062.915 | 35083.115 | 35183.115 | 35183.115 | 35183.115 | 35183.115 | 35183.115 | 35183.115
2016 | US | NPCC | - | New England | MW | Existing-Certain and Net Firm Transfers Excess/Shortfall |  | 12241.2951 | 12245.1779 | 11765.0672 | 10957.0377 | 10084.4082 | 10276.5548 | 10348.6695 | 10406.7618 | 10455.8399 | 10496.9052 | 10537.8894
2016 | US | NPCC | - | New England | MW | Anticipated Excess/Shortfall |  | 12252.0551 | 13134.6319 | 14014.8212 | 14149.0817 | 13276.4522 | 13468.5988 | 13540.7135 | 13598.8058 | 13647.8839 | 13688.9492 | 13729.9334
2016 | US | NPCC | - | New England | MW | Prospective Excess/Shortfall |  | 12380.7451 | 13263.3219 | 14369.9112 | 15271.3717 | 14398.7422 | 14590.8888 | 14663.0035 | 14721.0958 | 14770.1739 | 14811.2392 | 14852.2234
2016 | US | NPCC | - | New England | % | Existing-Certain and Net Firm Transfers Reserve Margin |  | 0.59037 | 0.59914 | 0.5732 | 0.52943 | 0.48991 | 0.50144 | 0.50671 | 0.51099 | 0.51463 | 0.51768 | 0.52074
2016 | US | NPCC | - | New England | % | Anticipated Reserve Margin |  | 59.09% | 64.25% | 68.25% | 68.32% | 64.45% | 65.67% | 66.25% | 66.72% | 67.12% | 67.46% | 67.8%
2016 | US | NPCC | - | New England | % | Prospective Reserve Margin |  | 59.71% | 64.88% | 69.97% | 73.73% | 69.88% | 71.13% | 71.73% | 72.22% | 72.63% | 72.98% | 73.33%
2016 | US | NPCC | - | New England | % | Reference Margin Level |  | 17.63% | 16.74% | 16.55% | 15.93% | 15.93% | 15.93% | 15.93% | 15.93% | 15.93% | 15.93% | 15.93%
2016 | US | NPCC | - | New York | MW | Energy Efficiency and Conservation |  | 216 | 423 | 578 | 694 | 800 | 890 | 968 | 1044 | 1121 | 1198 | 1276
2016 | US | NPCC | - | New York | MW | Behind the Meter Generation |  | 0 | 0 | 0 | 0 | 0 | 0 | 0 | 0 | 0 | 0 | 0
2016 | US | NPCC | - | New York | MW | Distributed Generation |  | 182 | 222 | 269 | 286 | 296 | 313 | 323 | 337 | 344 | 350 | 356
2016 | US | NPCC | - | New York | MW | Standby Load Under Contract |  | 0 | 0 | 0 | 0 | 0 | 0 | 0 | 0 | 0 | 0 | 0
2016 | US | NPCC | - | New York | MW | Total Internal Demand |  | 24445 | 24493 | 24557 | 24617 | 24670 | 24716 | 24790 | 24849 | 24922 | 24981 | 25069
2016 | US | NPCC | - | New York | MW | Controllable and Dispatchable Demand Response - Available |  | 842 | 842 | 842 | 842 | 842 | 842 | 842 | 842 | 842 | 842 | 842
2016 | US | NPCC | - | New York | MW | Net Internal Demand |  | 23603 | 23651 | 23715 | 23775 | 23828 | 23874 | 23948 | 24007 | 24080 | 24139 | 24227
2016 | US | NPCC | - | New York | MW | Behind the Meter Generation - Capacity |  | 0 | 0 | 0 | 0 | 0 | 0 | 0 | 0 | 0 | 0 | 0
2016 | US | NPCC | - | New York | MW | Other Capacity Adjustments - Additions |  | 0 | 0 | 0 | 0 | 0 | 0 | 0 | 0 | 0 | 0 | 0
2016 | US | NPCC | - | New York | MW | Other Capacity Adjustments - Reductions |  | 0 | 0 | 0 | 0 | 0 | 0 | 0 | 0 | 0 | 0 | 0
2016 | US | NPCC | - | New York | MW | Confirmed Retirements |  | 0 | 767.4 | 2511.9 | 2511.9 | 2511.9 | 2511.9 | 2511.9 | 2511.9 | 2511.9 | 2511.9 | 2511.9
2016 | US | NPCC | - | New York | MW | Unconfirmed Retirements |  | 0 | 0 | 0 | 0 | 0 | 0 | 0 | 0 | 0 | 0 | 0
2016 | US | NPCC | - | New York | MW | Scheduled Outages |  | 0 | 0 | 0 | 0 | 0 | 0 | 0 | 0 | 0 | 0 | 0
2016 | US | NPCC | - | New York | MW | Transmission Limitations |  | 0 | 0 | 0 | 0 | 0 | 0 | 0 | 0 | 0 | 0 | 0
2016 | US | NPCC | - | New York | MW | Existing-Certain |  | 40200.732 | 40200.732 | 40200.732 | 40200.732 | 40200.732 | 40200.732 | 40200.732 | 40200.732 | 40200.732 | 40200.732 | 40200.732
2016 | US | NPCC | - | New York | MW | Existing-Other |  | 0 | 0 | 0 | 0 | 0 | 0 | 0 | 0 | 0 | 0 | 0
2016 | US | NPCC | - | New York | MW | Additions - Tier 1 |  | 0 | 701.52 | 724.02 | 724.02 | 724.02 | 724.02 | 724.02 | 724.02 | 724.02 | 724.02 | 724.02
2016 | US | NPCC | - | New York | MW | Additions - Tier 2 |  | 185.22 | 829.12 | 931.76 | 2958.5 | 2958.5 | 2965.556 | 2965.556 | 2965.556 | 2965.556 | 2965.556 | 2965.556
2016 | US | NPCC | - | New York | MW | Additions - Tier 3 |  | 0 | 0 | 0 | 0 | 0 | 0 | 0 | 0 | 0 | 0 | 0
2016 | US | NPCC | - | New York | MW | Firm Imports |  | 1668 | 1668 | 1668 | 1668 | 1668 | 1668 | 1668 | 1668 | 1668 | 1668 | 1668
2016 | US | NPCC | - | New York | MW | Firm Imports - Full-Responsibility Purchases |  | 1668 | 1668 | 1668 | 1668 | 1668 | 1668 | 1668 | 1668 | 1668 | 1668 | 1668
2016 | US | NPCC | - | New York | MW | Firm Imports - Owned Capacity/Entitlement Located Outside the Area |  | 0 | 0 | 0 | 0 | 0 | 0 | 0 | 0 | 0 | 0 | 0
2016 | US | NPCC | - | New York | MW | Firm Exports |  | 1164.3 | 987.3 | 1252.3 | 1243.3 | 581.3 | 581.3 | 581.3 | 581.3 | 581.3 | 581.3 | 581.3
2016 | US | NPCC | - | New York | MW | Firm Exports - Full-Responsibility Sales |  | 1164.3 | 987.3 | 1252.3 | 1243.3 | 581.3 | 581.3 | 581.3 | 581.3 | 581.3 | 581.3 | 581.3
2016 | US | NPCC | - | New York | MW | Firm Exports - Owned Capacity/Entitlement Located Inside the Area |  | 0 | 0 | 0 | 0 | 0 | 0 | 0 | 0 | 0 | 0 | 0
2016 | US | NPCC | - | New York | MW | Net Firm Capacity Transfers |  | 503.7 | 680.7 | 415.7 | 424.7 | 1086.7 | 1086.7 | 1086.7 | 1086.7 | 1086.7 | 1086.7 | 1086.7
2016 | US | NPCC | - | New York | MW | Expected Imports |  | 0 | 0 | 0 | 0 | 0 | 0 | 0 | 0 | 0 | 0 | 0
2016 | US | NPCC | - | New York | MW | Expected Exports |  | 0 | 0 | 0 | 0 | 0 | 0 | 0 | 0 | 0 | 0 | 0
2016 | US | NPCC | - | New York | MW | Net Expected Transfers |  | 0 | 0 | 0 | 0 | 0 | 0 | 0 | 0 | 0 | 0 | 0
2016 | US | NPCC | - | New York | MW | Existing-Certain & Net Firm Transfers |  | 40704.432 | 40881.432 | 40616.432 | 40625.432 | 41287.432 | 41287.432 | 41287.432 | 41287.432 | 41287.432 | 41287.432 | 41287.432
2016 | US | NPCC | - | New York | MW | Anticipated Resources |  | 40704.432 | 41582.952 | 41340.452 | 41349.452 | 42011.452 | 42011.452 | 42011.452 | 42011.452 | 42011.452 | 42011.452 | 42011.452
2016 | US | NPCC | - | New York | MW | Prospective Resources |  | 40889.652 | 42412.072 | 42272.212 | 44307.952 | 44969.952 | 44977.008 | 44977.008 | 44977.008 | 44977.008 | 44977.008 | 44977.008
2016 | US | NPCC | - | New York | MW | Existing-Certain and Net Firm Transfers Excess/Shortfall |  | 12970.907 | 13682.782 | 13344.182 | 13284.182 | 13885.232 | 13832.332 | 13747.232 | 13679.382 | 13595.432 | 13527.582 | 13426.382
2016 | US | NPCC | - | New York | MW | Anticipated Excess/Shortfall |  | 12970.907 | 14384.302 | 14068.202 | 14008.202 | 14609.252 | 14556.352 | 14471.252 | 14403.402 | 14319.452 | 14251.602 | 14150.402
2016 | US | NPCC | - | New York | MW | Prospective Excess/Shortfall |  | 13156.127 | 15213.422 | 14999.962 | 16966.702 | 17567.752 | 17521.908 | 17436.808 | 17368.958 | 17285.008 | 17217.158 | 17115.958
2016 | US | NPCC | - | New York | % | Existing-Certain and Net Firm Transfers Reserve Margin |  | 0.72454 | 0.72853 | 0.71269 | 0.70875 | 0.73273 | 0.72939 | 0.72405 | 0.71981 | 0.71459 | 0.7104 | 0.70419
2016 | US | NPCC | - | New York | % | Anticipated Reserve Margin |  | 72.45% | 75.82% | 74.32% | 73.92% | 76.31% | 75.97% | 75.43% | 75% | 74.47% | 74.04% | 73.41%
2016 | US | NPCC | - | New York | % | Prospective Reserve Margin |  | 73.24% | 79.32% | 78.25% | 86.36% | 88.73% | 88.39% | 87.81% | 87.35% | 86.78% | 86.33% | 85.65%
2016 | US | NPCC | - | New York | % | Reference Margin Level |  | 17.5% | 15% | 15% | 15% | 15% | 15% | 15% | 15% | 15% | 15% | 15%
2016 | CA | NPCC | - | Ontario | MW | Energy Efficiency and Conservation |  | 272.9905 | 594.6838 | 798.4581 | 1011.3469 | 1165.182 | 1333.0302 | 1487.8753 | 1655.3655 | 1816.5492 | 1963.6657 | 2122.4008
2016 | CA | NPCC | - | Ontario | MW | Behind the Meter Generation |  | 0 | 0 | 0 | 0 | 0 | 0 | 0 | 0 | 0 | 0 | 0
2016 | CA | NPCC | - | Ontario | MW | Distributed Generation |  | 3094.9019 | 3407.8993 | 3720.8966 | 3937.2804 | 4029.6224 | 4027.8224 | 4063.1234 | 4367.8649 | 4367.8649 | 4667.8946 | 4667.8946
2016 | CA | NPCC | - | Ontario | MW | Standby Load Under Contract |  | 0 | 0 | 0 | 0 | 0 | 0 | 0 | 0 | 0 | 0 | 0
2016 | CA | NPCC | - | Ontario | MW | Total Internal Demand |  | 22201.3748 | 21854.4929 | 21507.611 | 21301.3444 | 21234.5409 | 21409.209 | 21312.4776 | 21397.0059 | 21286.1236 | 21280.0764 | 21302.2688
2016 | CA | NPCC | - | Ontario | MW | Controllable and Dispatchable Demand Response - Available |  | 552.1995 | 552.1995 | 552.1995 | 552.1995 | 552.1995 | 552.1995 | 552.1995 | 754.9195 | 957.6395 | 1160.3595 | 1160.3595
2016 | CA | NPCC | - | Ontario | MW | Net Internal Demand |  | 21649.1753 | 21302.2934 | 20955.4115 | 20749.1449 | 20682.3414 | 20857.0095 | 20760.2781 | 20642.0864 | 20328.4841 | 20119.7169 | 20141.9093
2016 | CA | NPCC | - | Ontario | MW | Behind the Meter Generation - Capacity |  | 0 | 0 | 0 | 0 | 0 | 0 | 0 | 0 | 0 | 0 | 0
2016 | CA | NPCC | - | Ontario | MW | Other Capacity Adjustments - Additions |  | 0 | 0 | 0 | 0 | 0 | 0 | 0 | 0 | 0 | 0 | 0
2016 | CA | NPCC | - | Ontario | MW | Other Capacity Adjustments - Reductions |  | 0 | 0 | 0 | 0 | 0 | 0 | 0 | 0 | 0 | 0 | 0
2016 | CA | NPCC | - | Ontario | MW | Confirmed Retirements |  | 0 | 0 | 0 | 0 | 0 | 0 | 0 | 1030 | 1030 | 3094 | 3094
2016 | CA | NPCC | - | Ontario | MW | Unconfirmed Retirements |  | 0 | 0 | 0 | 0 | 0 | 0 | 0 | 0 | 0 | 0 | 0
2016 | CA | NPCC | - | Ontario | MW | Scheduled Outages |  | 1394 | 878 | 878 | 2969 | 1687 | 3081 | 4737 | 3343 | 3243 | 2434 | 2376
2016 | CA | NPCC | - | Ontario | MW | Transmission Limitations |  | 141 | 300 | 300 | 300 | 150 | 150 | 150 | 150 | 150 | 150 | 150
2016 | CA | NPCC | - | Ontario | MW | Existing-Certain |  | 28743.3474 | 29100.3474 | 29100.3474 | 27009.3474 | 28441.3474 | 27047.3474 | 24361.3474 | 25755.3474 | 23791.3474 | 24600.3474 | 24658.3474
2016 | CA | NPCC | - | Ontario | MW | Existing-Other |  | 0 | 0 | 0 | 0 | 0 | 0 | 0 | 0 | 0 | 0 | 0
2016 | CA | NPCC | - | Ontario | MW | Additions - Tier 1 |  | 509.4241 | 646.1716 | 1577.4176 | 1577.4176 | 1690.6286 | 1690.6286 | 1690.6286 | 1690.6286 | 1701.7452 | 1701.7452 | 1701.7452
2016 | CA | NPCC | - | Ontario | MW | Additions - Tier 2 |  | 0 | 0 | 0 | 0 | 0 | 29.34 | 256.14 | 256.14 | 256.14 | 256.14 | 322.4412
2016 | CA | NPCC | - | Ontario | MW | Additions - Tier 3 |  | 0 | 0 | 0 | 0 | 0 | 0 | 0 | 0 | 0 | 0 | 0
2016 | CA | NPCC | - | Ontario | MW | Firm Imports |  | 0 | 0 | 0 | 0 | 0 | 0 | 0 | 0 | 0 | 0 | 0
2016 | CA | NPCC | - | Ontario | MW | Firm Imports - Full-Responsibility Purchases |  | 0 | 0 | 0 | 0 | 0 | 0 | 0 | 0 | 0 | 0 | 0
2016 | CA | NPCC | - | Ontario | MW | Firm Imports - Owned Capacity/Entitlement Located Outside the Area |  | 0 | 0 | 0 | 0 | 0 | 0 | 0 | 0 | 0 | 0 | 0
2016 | CA | NPCC | - | Ontario | MW | Firm Exports |  | 500 | 0 | 0 | 0 | 0 | 0 | 0 | 0 | 0 | 0 | 0
2016 | CA | NPCC | - | Ontario | MW | Firm Exports - Full-Responsibility Sales |  | 500 | 0 | 0 | 0 | 0 | 0 | 0 | 0 | 0 | 0 | 0
2016 | CA | NPCC | - | Ontario | MW | Firm Exports - Owned Capacity/Entitlement Located Inside the Area |  | 0 | 0 | 0 | 0 | 0 | 0 | 0 | 0 | 0 | 0 | 0
2016 | CA | NPCC | - | Ontario | MW | Net Firm Capacity Transfers |  | -500 | 0 | 0 | 0 | 0 | 0 | 0 | 0 | 0 | 0 | 0
2016 | CA | NPCC | - | Ontario | MW | Expected Imports |  | 0 | 0 | 0 | 0 | 0 | 0 | 0 | 0 | 0 | 0 | 0
2016 | CA | NPCC | - | Ontario | MW | Expected Exports |  | 0 | 0 | 0 | 0 | 0 | 0 | 0 | 0 | 0 | 0 | 0
2016 | CA | NPCC | - | Ontario | MW | Net Expected Transfers |  | 0 | 0 | 0 | 0 | 0 | 0 | 0 | 0 | 0 | 0 | 0
2016 | CA | NPCC | - | Ontario | MW | Existing-Certain & Net Firm Transfers |  | 28243.3474 | 29100.3474 | 29100.3474 | 27009.3474 | 28441.3474 | 27047.3474 | 24361.3474 | 25755.3474 | 23791.3474 | 24600.3474 | 24658.3474
2016 | CA | NPCC | - | Ontario | MW | Anticipated Resources |  | 28752.7715 | 29746.519 | 30677.765 | 28586.765 | 30131.976 | 28737.976 | 26051.976 | 27445.976 | 25493.0926 | 26302.0926 | 26360.0926
2016 | CA | NPCC | - | Ontario | MW | Prospective Resources |  | 28752.7715 | 29746.519 | 30677.765 | 28586.765 | 30131.976 | 28767.316 | 26308.116 | 27702.116 | 25749.2326 | 26558.2326 | 26682.5338
2016 | CA | NPCC | - | Ontario | MW | Existing-Certain and Net Firm Transfers Excess/Shortfall |  | 2669.0432 | 4110.3104 | 4554.2577 | 2594.2131 | 4243.0079 | 2644.6463 | 71.822 | 1604.1062 | 210.3058 | 1261.4758 | 1293.7326
2016 | CA | NPCC | - | Ontario | MW | Anticipated Excess/Shortfall |  | 3178.4673 | 4756.482 | 6131.6753 | 4171.6307 | 5933.6366 | 4335.2749 | 1762.4506 | 3294.7349 | 1912.051 | 2963.221 | 2995.4778
2016 | CA | NPCC | - | Ontario | MW | Prospective Excess/Shortfall |  | 3178.4673 | 4756.482 | 6131.6753 | 4171.6307 | 5933.6366 | 4364.6149 | 2018.5906 | 3550.8749 | 2168.191 | 3219.361 | 3317.919
2016 | CA | NPCC | - | Ontario | % | Existing-Certain and Net Firm Transfers Reserve Margin |  | 0.30459 | 0.36607 | 0.38868 | 0.30171 | 0.37515 | 0.2968 | 0.17346 | 0.24771 | 0.17035 | 0.2227 | 0.22423
2016 | CA | NPCC | - | Ontario | % | Anticipated Reserve Margin |  | 32.81% | 39.64% | 46.4% | 37.77% | 45.69% | 37.79% | 25.49% | 32.96% | 25.41% | 30.73% | 30.87%
2016 | CA | NPCC | - | Ontario | % | Prospective Reserve Margin |  | 32.81% | 39.64% | 46.4% | 37.77% | 45.69% | 37.93% | 26.72% | 34.2% | 26.67% | 32% | 32.47%
2016 | CA | NPCC | - | Ontario | % | Reference Margin Level |  | 18.13% | 17.31% | 17.13% | 17.67% | 17% | 17% | 17% | 17% | 16% | 16% | 16%
2016 | CA | NPCC | - | Quebec | MW | Energy Efficiency and Conservation |  | 130 | 260 | 390 | 530 | 660 | 800 | 930 | 1060 | 1200 | 1330 | 1460
2016 | CA | NPCC | - | Quebec | MW | Behind the Meter Generation |  | 0 | 0 | 0 | 0 | 0 | 0 | 0 | 0 | 0 | 0 | 0
2016 | CA | NPCC | - | Quebec | MW | Distributed Generation |  | 0 | 0 | 0 | 0 | 0 | 0 | 0 | 0 | 0 | 0 | 0
2016 | CA | NPCC | - | Quebec | MW | Standby Load Under Contract |  | 0 | 0 | 0 | 0 | 0 | 0 | 0 | 0 | 0 | 0 | 0
2016 | CA | NPCC | - | Quebec | MW | Total Internal Demand |  | 37869.9781 | 38149.826 | 38520.6631 | 38874.9063 | 39129.8271 | 39415.1154 | 39689.1269 | 39939.4246 | 40166.7281 | 40387.8876 | 40624.9375
2016 | CA | NPCC | - | Quebec | MW | Controllable and Dispatchable Demand Response - Available |  | 2018 | 2168 | 2238 | 2318 | 2318 | 2318 | 2318 | 2318 | 2318 | 2318 | 2318
2016 | CA | NPCC | - | Quebec | MW | Net Internal Demand |  | 35851.9781 | 35981.826 | 36282.6631 | 36556.9063 | 36811.8271 | 37097.1154 | 37371.1269 | 37621.4246 | 37848.7281 | 38069.8876 | 38306.9375
2016 | CA | NPCC | - | Quebec | MW | Behind the Meter Generation - Capacity |  | 0 | 0 | 0 | 0 | 0 | 0 | 0 | 0 | 0 | 0 | 0
2016 | CA | NPCC | - | Quebec | MW | Other Capacity Adjustments - Additions |  | 0 | 0 | 0 | 0 | 0 | 0 | 0 | 0 | 0 | 0 | 0
2016 | CA | NPCC | - | Quebec | MW | Other Capacity Adjustments - Reductions |  | 0 | 0 | 0 | 0 | 0 | 0 | 0 | 0 | 0 | 0 | 0
2016 | CA | NPCC | - | Quebec | MW | Confirmed Retirements |  | 0 | 0 | 0 | 0 | 0 | 0 | 0 | 0 | 0 | 0 | 0
2016 | CA | NPCC | - | Quebec | MW | Unconfirmed Retirements |  | 0 | 0 | 0 | 0 | 0 | 0 | 0 | 0 | 0 | 0 | 0
2016 | CA | NPCC | - | Quebec | MW | Scheduled Outages |  | 0 | 0 | 0 | 0 | 0 | 0 | 0 | 0 | 0 | 0 | 0
2016 | CA | NPCC | - | Quebec | MW | Transmission Limitations |  | 0 | 0 | 0 | 0 | 0 | 0 | 0 | 0 | 0 | 0 | 0
2016 | CA | NPCC | - | Quebec | MW | Existing-Certain |  | 41276.7701 | 41282.7701 | 41282.7701 | 41852.7701 | 41852.7701 | 41852.7701 | 41852.7701 | 41852.7701 | 41852.7701 | 41852.7701 | 41852.7701
2016 | CA | NPCC | - | Quebec | MW | Existing-Other |  | 0 | 0 | 0 | 0 | 0 | 0 | 0 | 0 | 0 | 0 | 0
2016 | CA | NPCC | - | Quebec | MW | Additions - Tier 1 |  | 97.795 | 683.915 | 765.465 | 793.465 | 1038.465 | 1038.465 | 1038.465 | 1038.465 | 1038.465 | 1038.465 | 1038.465
2016 | CA | NPCC | - | Quebec | MW | Additions - Tier 2 |  | 0 | 0 | 0 | 0 | 0 | 0 | 0 | 0 | 0 | 0 | 0
2016 | CA | NPCC | - | Quebec | MW | Additions - Tier 3 |  | 0 | 0 | 0 | 0 | 0 | 0 | 0 | 0 | 0 | 0 | 0
2016 | CA | NPCC | - | Quebec | MW | Firm Imports |  | 700 | 0 | 0 | 0 | 0 | 0 | 0 | 0 | 0 | 0 | 0
2016 | CA | NPCC | - | Quebec | MW | Firm Imports - Full-Responsibility Purchases |  | 0 | 0 | 0 | 0 | 0 | 0 | 0 | 0 | 0 | 0 | 0
2016 | CA | NPCC | - | Quebec | MW | Firm Imports - Owned Capacity/Entitlement Located Outside the Area |  | 700 | 0 | 0 | 0 | 0 | 0 | 0 | 0 | 0 | 0 | 0
2016 | CA | NPCC | - | Quebec | MW | Firm Exports |  | 1026 | 750 | 201 | 298 | 145 | 145 | 145 | 145 | 145 | 145 | 145
2016 | CA | NPCC | - | Quebec | MW | Firm Exports - Full-Responsibility Sales |  | 151 | 151 | 151 | 151 | 145 | 145 | 145 | 145 | 145 | 145 | 145
2016 | CA | NPCC | - | Quebec | MW | Firm Exports - Owned Capacity/Entitlement Located Inside the Area |  | 875 | 599 | 50 | 147 | 0 | 0 | 0 | 0 | 0 | 0 | 0
2016 | CA | NPCC | - | Quebec | MW | Net Firm Capacity Transfers |  | -326 | -750 | -201 | -298 | -145 | -145 | -145 | -145 | -145 | -145 | -145
2016 | CA | NPCC | - | Quebec | MW | Expected Imports |  | 1100 | 1100 | 1100 | 1100 | 1100 | 1100 | 1100 | 1100 | 1100 | 1100 | 1100
2016 | CA | NPCC | - | Quebec | MW | Expected Exports |  | 0 | 0 | 0 | 0 | 0 | 0 | 0 | 0 | 0 | 0 | 0
2016 | CA | NPCC | - | Quebec | MW | Net Expected Transfers |  | 1100 | 1100 | 1100 | 1100 | 1100 | 1100 | 1100 | 1100 | 1100 | 1100 | 1100
2016 | CA | NPCC | - | Quebec | MW | Existing-Certain & Net Firm Transfers |  | 40950.7701 | 40532.7701 | 41081.7701 | 41554.7701 | 41707.7701 | 41707.7701 | 41707.7701 | 41707.7701 | 41707.7701 | 41707.7701 | 41707.7701
2016 | CA | NPCC | - | Quebec | MW | Anticipated Resources |  | 41048.5651 | 41216.6851 | 41847.2351 | 42348.2351 | 42746.2351 | 42746.2351 | 42746.2351 | 42746.2351 | 42746.2351 | 42746.2351 | 42746.2351
2016 | CA | NPCC | - | Quebec | MW | Prospective Resources |  | 42148.5651 | 42316.6851 | 42947.2351 | 43448.2351 | 43846.2351 | 43846.2351 | 43846.2351 | 43846.2351 | 43846.2351 | 43846.2351 | 43846.2351
2016 | CA | NPCC | - | Quebec | MW | Existing-Certain and Net Firm Transfers Excess/Shortfall |  | 832.4066 | 161.1613 | 191.2088 | 355.1367 | 220.841 | -100.679 | -409.4899 | -691.5754 | -947.7464 | -1196.9932 | -1464.1485
2016 | CA | NPCC | - | Quebec | MW | Anticipated Excess/Shortfall |  | 930.2016 | 845.0763 | 956.6738 | 1148.6017 | 1259.306 | 937.786 | 628.9751 | 346.8896 | 90.7186 | -158.5282 | -425.6835
2016 | CA | NPCC | - | Quebec | MW | Prospective Excess/Shortfall |  | 2030.2016 | 1945.0763 | 2056.6738 | 2248.6017 | 2359.306 | 2037.786 | 1728.9751 | 1446.8896 | 1190.7186 | 941.4718 | 674.3165
2016 | CA | NPCC | - | Quebec | % | Existing-Certain and Net Firm Transfers Reserve Margin |  | 0.14222 | 0.12648 | 0.13227 | 0.13671 | 0.133 | 0.12429 | 0.11604 | 0.10862 | 0.10196 | 0.095558 | 0.088779
2016 | CA | NPCC | - | Quebec | % | Anticipated Reserve Margin |  | 14.49% | 14.55% | 15.34% | 15.84% | 16.12% | 15.23% | 14.38% | 13.62% | 12.94% | 12.28% | 11.59%
2016 | CA | NPCC | - | Quebec | % | Prospective Reserve Margin |  | 17.56% | 17.61% | 18.37% | 18.85% | 19.11% | 18.19% | 17.33% | 16.55% | 15.85% | 15.17% | 14.46%
2016 | CA | NPCC | - | Quebec | % | Reference Margin Level |  | 11.9% | 12.2% | 12.7% | 12.7% | 12.7% | 12.7% | 12.7% | 12.7% | 12.7% | 12.7% | 12.7%
2016 | US | RF | - | PJM | MW | Energy Efficiency and Conservation |  | 292.8 | 369.9 | 462.459 | 561.4971 | 667.4679 | 780.8567 | 902.1827 | 1032.0014 | 1170.9075 | 1319.5371 | 1478.5707
2016 | US | RF | - | PJM | MW | Behind the Meter Generation |  | 0 | 0 | 0 | 0 | 0 | 0 | 0 | 0 | 0 | 0 | 0
2016 | US | RF | - | PJM | MW | Distributed Generation |  | 0 | 0 | 0 | 0 | 0 | 0 | 0 | 0 | 0 | 0 | 0
2016 | US | RF | - | PJM | MW | Standby Load Under Contract |  | 0 | 0 | 0 | 0 | 0 | 0 | 0 | 0 | 0 | 0 | 0
2016 | US | RF | - | PJM | MW | Total Internal Demand |  | 132482 | 134645 | 136079 | 136022 | 136402 | 137263 | 138010 | 139190 | 139962 | 140912 | 141987
2016 | US | RF | - | PJM | MW | Controllable and Dispatchable Demand Response - Available |  | 138 | 140 | 141 | 141 | 3416 | 3424 | 3436 | 3450 | 3478 | 3499 | 3524
2016 | US | RF | - | PJM | MW | Net Internal Demand |  | 132344 | 134505 | 135938 | 135881 | 132986 | 133839 | 134574 | 135740 | 136484 | 137413 | 138463
2016 | US | RF | - | PJM | MW | Behind the Meter Generation - Capacity |  | 0 | 0 | 0 | 0 | 0 | 0 | 0 | 0 | 0 | 0 | 0
2016 | US | RF | - | PJM | MW | Other Capacity Adjustments - Additions |  | 0 | 0 | 0 | 0 | 0 | 0 | 0 | 0 | 0 | 0 | 0
2016 | US | RF | - | PJM | MW | Other Capacity Adjustments - Reductions |  | 0 | 0 | 0 | 0 | 0 | 0 | 0 | 0 | 0 | 0 | 0
2016 | US | RF | - | PJM | MW | Confirmed Retirements |  | 4182.2 | 5448.3 | 5571.3 | 7130.9 | 9242.1 | 9360.1 | 9360.1 | 9360.1 | 9360.1 | 9360.1 | 9360.1
2016 | US | RF | - | PJM | MW | Unconfirmed Retirements |  | 0 | 0 | 1819 | 1819 | 1819 | 1819 | 1819 | 1819 | 1819 | 1819 | 1819
2016 | US | RF | - | PJM | MW | Scheduled Outages |  | 0 | 0 | 0 | 0 | 0 | 0 | 0 | 0 | 0 | 0 | 0
2016 | US | RF | - | PJM | MW | Transmission Limitations |  | 0 | 0 | 0 | 0 | 0 | 0 | 0 | 0 | 0 | 0 | 0
2016 | US | RF | - | PJM | MW | Existing-Certain |  | 179501.5 | 179121 | 178467.94 | 176748.44 | 176630.44 | 176630.44 | 176630.44 | 176630.44 | 176630.44 | 176630.44 | 176630.44
2016 | US | RF | - | PJM | MW | Existing-Other |  | 0 | 452.3 | 496.4 | 532.4 | 532.4 | 532.4 | 532.4 | 532.4 | 532.4 | 532.4 | 532.4
2016 | US | RF | - | PJM | MW | Additions - Tier 1 |  | 0 | 6598.78 | 15552.28 | 19691.28 | 19691.28 | 19691.28 | 19691.28 | 19691.28 | 19691.28 | 19691.28 | 19691.28
2016 | US | RF | - | PJM | MW | Additions - Tier 2 |  | 22.75 | 2974.87 | 6402.29 | 17936.09 | 30335.99 | 34360.89 | 34393.89 | 34897.89 | 34897.89 | 34897.89 | 34897.89
2016 | US | RF | - | PJM | MW | Additions - Tier 3 |  | 0 | 0 | 0 | 0 | 0 | 0 | 0 | 0 | 0 | 0 | 0
2016 | US | RF | - | PJM | MW | Firm Imports |  | 6748 | 5364 | 4126 | 0 | 0 | 0 | 0 | 0 | 0 | 0 | 0
2016 | US | RF | - | PJM | MW | Firm Imports - Full-Responsibility Purchases |  | 6748 | 5364 | 4126 | 0 | 0 | 0 | 0 | 0 | 0 | 0 | 0
2016 | US | RF | - | PJM | MW | Firm Imports - Owned Capacity/Entitlement Located Outside the Area |  | 0 | 0 | 0 | 0 | 0 | 0 | 0 | 0 | 0 | 0 | 0
2016 | US | RF | - | PJM | MW | Firm Exports |  | 1395 | 1413 | 1395 | 0 | 0 | 0 | 0 | 0 | 0 | 0 | 0
2016 | US | RF | - | PJM | MW | Firm Exports - Full-Responsibility Sales |  | 1395 | 1413 | 1395 | 0 | 0 | 0 | 0 | 0 | 0 | 0 | 0
2016 | US | RF | - | PJM | MW | Firm Exports - Owned Capacity/Entitlement Located Inside the Area |  | 0 | 0 | 0 | 0 | 0 | 0 | 0 | 0 | 0 | 0 | 0
2016 | US | RF | - | PJM | MW | Net Firm Capacity Transfers |  | 5353 | 3951 | 2731 | 0 | 0 | 0 | 0 | 0 | 0 | 0 | 0
2016 | US | RF | - | PJM | MW | Expected Imports |  | 0 | 0 | 0 | 4126 | 4126 | 4126 | 4126 | 4126 | 4126 | 4126 | 4126
2016 | US | RF | - | PJM | MW | Expected Exports |  | 0 | 0 | 0 | 1395 | 1395 | 1395 | 1395 | 1395 | 1395 | 1395 | 1395
2016 | US | RF | - | PJM | MW | Net Expected Transfers |  | 0 | 0 | 0 | 2731 | 2731 | 2731 | 2731 | 2731 | 2731 | 2731 | 2731
2016 | US | RF | - | PJM | MW | Existing-Certain & Net Firm Transfers |  | 184854.5 | 183072 | 181198.94 | 176748.44 | 176630.44 | 176630.44 | 176630.44 | 176630.44 | 176630.44 | 176630.44 | 176630.44
2016 | US | RF | - | PJM | MW | Anticipated Resources |  | 184854.5 | 189670.78 | 196751.22 | 196439.72 | 196321.72 | 196321.72 | 196321.72 | 196321.72 | 196321.72 | 196321.72 | 196321.72
2016 | US | RF | - | PJM | MW | Prospective Resources |  | 184877.25 | 193097.95 | 201830.91 | 215820.21 | 228102.11 | 232127.01 | 232160.01 | 232664.01 | 232664.01 | 232664.01 | 232664.01
2016 | US | RF | - | PJM | MW | Existing-Certain and Net Firm Transfers Excess/Shortfall |  | 30806.084 | 26373.675 | 22831.17 | 18447.075 | 21701.75 | 20708.005 | 19851.73 | 18493.34 | 17626.58 | 16544.295 | 15321.045
2016 | US | RF | - | PJM | MW | Anticipated Excess/Shortfall |  | 30806.084 | 32972.455 | 38383.45 | 38138.355 | 41393.03 | 40399.285 | 39543.01 | 38184.62 | 37317.86 | 36235.575 | 35012.325
2016 | US | RF | - | PJM | MW | Prospective Excess/Shortfall |  | 30828.834 | 36399.625 | 43463.14 | 57518.845 | 73173.42 | 76204.575 | 75381.3 | 74526.91 | 73660.15 | 72577.865 | 71354.615
2016 | US | RF | - | PJM | % | Existing-Certain and Net Firm Transfers Reserve Margin |  | 0.39677 | 0.36108 | 0.33295 | 0.30076 | 0.32819 | 0.31972 | 0.31252 | 0.30124 | 0.29415 | 0.2854 | 0.27565
2016 | US | RF | - | PJM | % | Anticipated Reserve Margin |  | 39.68% | 41.01% | 44.74% | 44.57% | 47.63% | 46.68% | 45.88% | 44.63% | 43.84% | 42.87% | 41.79%
2016 | US | RF | - | PJM | % | Prospective Reserve Margin |  | 39.69% | 43.56% | 48.47% | 58.83% | 71.52% | 73.44% | 72.51% | 71.4% | 70.47% | 69.32% | 68.03%
2016 | US | RF | - | PJM | % | Reference Margin Level |  | 16.4% | 16.5% | 16.5% | 16.5% | 16.5% | 16.5% | 16.5% | 16.5% | 16.5% | 16.5% | 16.5%
2016 | US | SERC | - | SERC-E | MW | Energy Efficiency and Conservation |  | 312 | 397 | 486 | 574 | 682 | 762 | 834 | 904 | 968 | 1023 | 1066
2016 | US | SERC | - | SERC-E | MW | Behind the Meter Generation |  | 0 | 0 | 0 | 0 | 0 | 0 | 0 | 0 | 0 | 0 | 0
2016 | US | SERC | - | SERC-E | MW | Distributed Generation |  | 0 | 0 | 0 | 0 | 0 | 0 | 0 | 0 | 0 | 0 | 0
2016 | US | SERC | - | SERC-E | MW | Standby Load Under Contract |  | 69 | 75 | 80 | 83 | 86 | 87 | 87 | 87 | 87 | 87 | 87
2016 | US | SERC | - | SERC-E | MW | Total Internal Demand |  | 43018 | 43597 | 43712 | 44314 | 44886 | 45471 | 46038 | 46620 | 47250 | 47828 | 48449
2016 | US | SERC | - | SERC-E | MW | Controllable and Dispatchable Demand Response - Available |  | 643 | 668 | 672 | 674 | 677 | 679 | 681 | 684 | 686 | 689 | 691
2016 | US | SERC | - | SERC-E | MW | Net Internal Demand |  | 42375 | 42929 | 43040 | 43640 | 44209 | 44792 | 45357 | 45936 | 46564 | 47139 | 47758
2016 | US | SERC | - | SERC-E | MW | Behind the Meter Generation - Capacity |  | 0 | 0 | 0 | 0 | 0 | 0 | 0 | 0 | 0 | 0 | 0
2016 | US | SERC | - | SERC-E | MW | Other Capacity Adjustments - Additions |  | 0 | 0 | 0 | 0 | 0 | 0 | 0 | 0 | 0 | 0 | 0
2016 | US | SERC | - | SERC-E | MW | Other Capacity Adjustments - Reductions |  | 0 | 0 | 0 | 0 | 0 | 0 | 0 | 0 | 0 | 0 | 0
2016 | US | SERC | - | SERC-E | MW | Confirmed Retirements |  | 2774.9 | 2902.9 | 2978.9 | 2978.9 | 3362.9 | 3879.9 | 3879.9 | 3879.9 | 3879.9 | 3879.9 | 3879.9
2016 | US | SERC | - | SERC-E | MW | Unconfirmed Retirements |  | 0 | 0 | 0 | 0 | 0 | 0 | 0 | 0 | 0 | 0 | 0
2016 | US | SERC | - | SERC-E | MW | Scheduled Outages |  | 200 | 200 | 200 | 540 | 540 | 340 | 0 | 0 | 0 | 0 | 0
2016 | US | SERC | - | SERC-E | MW | Transmission Limitations |  | 0 | 0 | 0 | 0 | 0 | 0 | 0 | 0 | 0 | 0 | 0
2016 | US | SERC | - | SERC-E | MW | Existing-Certain |  | 52635.05 | 52563.05 | 52581.05 | 52251.05 | 51350.05 | 51550.05 | 51890.05 | 51890.05 | 51890.05 | 51890.05 | 51890.05
2016 | US | SERC | - | SERC-E | MW | Existing-Other |  | 543.89 | 543.89 | 543.89 | 543.89 | 543.89 | 543.89 | 543.89 | 543.89 | 543.89 | 543.89 | 543.89
2016 | US | SERC | - | SERC-E | MW | Additions - Tier 1 |  | 0 | 884 | 884 | 2001 | 3678 | 5491 | 7361 | 7361 | 8478 | 8478 | 9595
2016 | US | SERC | - | SERC-E | MW | Additions - Tier 2 |  | 0 | 0 | 0 | 0 | 0 | 0 | 0 | 0 | 0 | 0 | 0
2016 | US | SERC | - | SERC-E | MW | Additions - Tier 3 |  | 0 | 0 | 0 | 0 | 0 | 0 | 0 | 0 | 0 | 0 | 0
2016 | US | SERC | - | SERC-E | MW | Firm Imports |  | 499 | 499 | 499 | 499 | 499 | 340 | 340 | 340 | 340 | 340 | 340
2016 | US | SERC | - | SERC-E | MW | Firm Imports - Full-Responsibility Purchases |  | 376 | 376 | 376 | 376 | 376 | 217 | 217 | 217 | 217 | 217 | 217
2016 | US | SERC | - | SERC-E | MW | Firm Imports - Owned Capacity/Entitlement Located Outside the Area |  | 0 | 0 | 0 | 0 | 0 | 0 | 0 | 0 | 0 | 0 | 0
2016 | US | SERC | - | SERC-E | MW | Firm Exports |  | 0 | 0 | 0 | 0 | 0 | 0 | 0 | 0 | 0 | 0 | 0
2016 | US | SERC | - | SERC-E | MW | Firm Exports - Full-Responsibility Sales |  | 0 | 0 | 0 | 0 | 0 | 0 | 0 | 0 | 0 | 0 | 0
2016 | US | SERC | - | SERC-E | MW | Firm Exports - Owned Capacity/Entitlement Located Inside the Area |  | 28 | 178 | 178 | 178 | 178 | 19 | 19 | 19 | 19 | 19 | 19
2016 | US | SERC | - | SERC-E | MW | Net Firm Capacity Transfers |  | 499 | 499 | 499 | 499 | 499 | 340 | 340 | 340 | 340 | 340 | 340
2016 | US | SERC | - | SERC-E | MW | Expected Imports |  | 471 | 321 | 321 | 321 | 321 | 321 | 321 | 321 | 321 | 321 | 321
2016 | US | SERC | - | SERC-E | MW | Expected Exports |  | 0 | 0 | 0 | 0 | 0 | 0 | 0 | 0 | 0 | 0 | 0
2016 | US | SERC | - | SERC-E | MW | Net Expected Transfers |  | 471 | 321 | 321 | 321 | 321 | 321 | 321 | 321 | 321 | 321 | 321
2016 | US | SERC | - | SERC-E | MW | Existing-Certain & Net Firm Transfers |  | 53134.05 | 53062.05 | 53080.05 | 52750.05 | 51849.05 | 51890.05 | 52230.05 | 52230.05 | 52230.05 | 52230.05 | 52230.05
2016 | US | SERC | - | SERC-E | MW | Anticipated Resources |  | 53134.05 | 53946.05 | 53964.05 | 54751.05 | 55527.05 | 57381.05 | 59591.05 | 59591.05 | 60708.05 | 60708.05 | 61825.05
2016 | US | SERC | - | SERC-E | MW | Prospective Resources |  | 54148.94 | 54810.94 | 54828.94 | 55615.94 | 56391.94 | 58245.94 | 60455.94 | 60455.94 | 61572.94 | 61572.94 | 62689.94
2016 | US | SERC | - | SERC-E | MW | Existing-Certain and Net Firm Transfers Excess/Shortfall |  | 4402.8 | 3693.7 | 3584.05 | 2564.05 | 1008.7 | 379.25 | 69.5 | -596.35 | -1318.55 | -1979.8 | -2691.65
2016 | US | SERC | - | SERC-E | MW | Anticipated Excess/Shortfall |  | 4402.8 | 4577.7 | 4468.05 | 4565.05 | 4686.7 | 5870.25 | 7430.5 | 6764.65 | 7159.45 | 6498.2 | 6903.35
2016 | US | SERC | - | SERC-E | MW | Prospective Excess/Shortfall |  | 5417.69 | 5442.59 | 5332.94 | 5429.94 | 5551.59 | 6735.14 | 8295.39 | 7629.54 | 8024.34 | 7363.09 | 7768.24
2016 | US | SERC | - | SERC-E | % | Existing-Certain and Net Firm Transfers Reserve Margin |  | 0.2539 | 0.23604 | 0.23327 | 0.20875 | 0.17282 | 0.15847 | 0.15153 | 0.13702 | 0.12168 | 0.108 | 0.09364
2016 | US | SERC | - | SERC-E | % | Anticipated Reserve Margin |  | 25.39% | 25.66% | 25.38% | 25.46% | 25.6% | 28.11% | 31.38% | 29.73% | 30.38% | 28.79% | 29.45%
2016 | US | SERC | - | SERC-E | % | Prospective Reserve Margin |  | 27.79% | 27.68% | 27.39% | 27.44% | 27.56% | 30.04% | 33.29% | 31.61% | 32.23% | 30.62% | 31.27%
2016 | US | SERC | - | SERC-E | % | Reference Margin Level |  | 15% | 15% | 15% | 15% | 15% | 15% | 15% | 15% | 15% | 15% | 15%
2016 | US | SERC | - | SERC-N | MW | Energy Efficiency and Conservation |  | 443 | 552 | 658 | 741 | 845 | 958 | 1076 | 1202 | 1333 | 1472 | 1611
2016 | US | SERC | - | SERC-N | MW | Behind the Meter Generation |  | 0 | 0 | 0 | 0 | 0 | 0 | 0 | 0 | 0 | 0 | 0
2016 | US | SERC | - | SERC-N | MW | Distributed Generation |  | 6 | 6 | 6 | 6 | 6 | 6 | 6 | 6 | 6 | 6 | 6
2016 | US | SERC | - | SERC-N | MW | Standby Load Under Contract |  | 237 | 65 | 65 | 50 | 5 | 5 | 5 | 0 | 0 | 0 | 0
2016 | US | SERC | - | SERC-N | MW | Total Internal Demand |  | 41699 | 42056 | 42432 | 42534 | 42895 | 43265 | 43642 | 44031 | 44408 | 44764 | 45127
2016 | US | SERC | - | SERC-N | MW | Controllable and Dispatchable Demand Response - Available |  | 1668 | 1668 | 1678 | 1684 | 1566 | 1539 | 1474 | 1425 | 1406 | 1403 | 1401
2016 | US | SERC | - | SERC-N | MW | Net Internal Demand |  | 40031 | 40388 | 40754 | 40850 | 41329 | 41726 | 42168 | 42606 | 43002 | 43361 | 43726
2016 | US | SERC | - | SERC-N | MW | Behind the Meter Generation - Capacity |  | 0 | 0 | 0 | 0 | 0 | 0 | 0 | 0 | 0 | 0 | 0
2016 | US | SERC | - | SERC-N | MW | Other Capacity Adjustments - Additions |  | 0 | 0 | 0 | 0 | 0 | 0 | 0 | 0 | 0 | 0 | 0
2016 | US | SERC | - | SERC-N | MW | Other Capacity Adjustments - Reductions |  | 0 | 0 | 0 | 0 | 0 | 0 | 0 | 0 | 0 | 0 | 0
2016 | US | SERC | - | SERC-N | MW | Confirmed Retirements |  | 2974 | 4097 | 5736 | 6459 | 6459 | 6459 | 6459 | 6459 | 6459 | 6459 | 6459
2016 | US | SERC | - | SERC-N | MW | Unconfirmed Retirements |  | 0 | 0 | 0 | 0 | 0 | 0 | 0 | 0 | 0 | 0 | 0
2016 | US | SERC | - | SERC-N | MW | Scheduled Outages |  | 6 | 180 | 603 | 134 | 294 | 134 | 0 | 0 | 0 | 0 | 0
2016 | US | SERC | - | SERC-N | MW | Transmission Limitations |  | 0 | 0 | 0 | 0 | 0 | 0 | 0 | 0 | 0 | 0 | 0
2016 | US | SERC | - | SERC-N | MW | Existing-Certain |  | 52335.83 | 50960.83 | 49593.83 | 50372.83 | 50212.83 | 50372.83 | 50506.83 | 50506.83 | 50506.83 | 50506.83 | 50506.83
2016 | US | SERC | - | SERC-N | MW | Existing-Other |  | 2158.57 | 2086.57 | 2086.57 | 2086.57 | 2086.57 | 2086.57 | 2086.57 | 2086.57 | 2086.57 | 2086.57 | 2086.57
2016 | US | SERC | - | SERC-N | MW | Additions - Tier 1 |  | 1211 | 2347 | 3465 | 3465 | 3465 | 4389 | 4389 | 5313 | 6237 | 6237 | 7696
2016 | US | SERC | - | SERC-N | MW | Additions - Tier 2 |  | 0 | 0 | 0 | 0 | 0 | 0 | 0 | 0 | 0 | 0 | 0
2016 | US | SERC | - | SERC-N | MW | Additions - Tier 3 |  | 0 | 0 | 0 | 0 | 0 | 0 | 0 | 0 | 0 | 0 | 0
2016 | US | SERC | - | SERC-N | MW | Firm Imports |  | 569 | 569 | 569 | 569 | 569 | 569 | 569 | 569 | 569 | 569 | 569
2016 | US | SERC | - | SERC-N | MW | Firm Imports - Full-Responsibility Purchases |  | 569 | 569 | 569 | 569 | 569 | 569 | 569 | 569 | 569 | 569 | 569
2016 | US | SERC | - | SERC-N | MW | Firm Imports - Owned Capacity/Entitlement Located Outside the Area |  | 0 | 0 | 0 | 0 | 0 | 0 | 0 | 0 | 0 | 0 | 0
2016 | US | SERC | - | SERC-N | MW | Firm Exports |  | 0 | 0 | 0 | 0 | 0 | 0 | 0 | 0 | 0 | 0 | 0
2016 | US | SERC | - | SERC-N | MW | Firm Exports - Full-Responsibility Sales |  | 0 | 0 | 0 | 0 | 0 | 0 | 0 | 0 | 0 | 0 | 0
2016 | US | SERC | - | SERC-N | MW | Firm Exports - Owned Capacity/Entitlement Located Inside the Area |  | -1603.1 | -1603.1 | -1603.1 | -1644.1 | -1644.1 | -1644.1 | -1644.1 | -1644.1 | -1644.1 | -1644.1 | -1644.1
2016 | US | SERC | - | SERC-N | MW | Net Firm Capacity Transfers |  | 569 | 569 | 569 | 569 | 569 | 569 | 569 | 569 | 569 | 569 | 569
2016 | US | SERC | - | SERC-N | MW | Expected Imports |  | 2172.1 | 2172.1 | 2172.1 | 2213.1 | 2213.1 | 2213.1 | 2213.1 | 2213.1 | 2213.1 | 2213.1 | 2213.1
2016 | US | SERC | - | SERC-N | MW | Expected Exports |  | 0 | 0 | 0 | 0 | 0 | 0 | 0 | 0 | 0 | 0 | 0
2016 | US | SERC | - | SERC-N | MW | Net Expected Transfers |  | 2172.1 | 2172.1 | 2172.1 | 2213.1 | 2213.1 | 2213.1 | 2213.1 | 2213.1 | 2213.1 | 2213.1 | 2213.1
2016 | US | SERC | - | SERC-N | MW | Existing-Certain & Net Firm Transfers |  | 52904.83 | 51529.83 | 50162.83 | 50941.83 | 50781.83 | 50941.83 | 51075.83 | 51075.83 | 51075.83 | 51075.83 | 51075.83
2016 | US | SERC | - | SERC-N | MW | Anticipated Resources |  | 54115.83 | 53876.83 | 53627.83 | 54406.83 | 54246.83 | 55330.83 | 55464.83 | 56388.83 | 57312.83 | 57312.83 | 58771.83
2016 | US | SERC | - | SERC-N | MW | Prospective Resources |  | 58446.5 | 58135.5 | 57886.5 | 58706.5 | 58546.5 | 59630.5 | 59764.5 | 60688.5 | 61612.5 | 61612.5 | 63071.5
2016 | US | SERC | - | SERC-N | MW | Existing-Certain and Net Firm Transfers Excess/Shortfall |  | 6869.18 | 5083.63 | 3295.73 | 3964.33 | 3253.48 | 2956.93 | 2582.63 | 2078.93 | 1623.53 | 1210.68 | 790.93
2016 | US | SERC | - | SERC-N | MW | Anticipated Excess/Shortfall |  | 8080.18 | 7430.63 | 6760.73 | 7429.33 | 6718.48 | 7345.93 | 6971.63 | 7391.93 | 7860.53 | 7447.68 | 8486.93
2016 | US | SERC | - | SERC-N | MW | Prospective Excess/Shortfall |  | 12410.85 | 11689.3 | 11019.4 | 11729 | 11018.15 | 11645.6 | 11271.3 | 11691.6 | 12160.2 | 11747.35 | 12786.6
2016 | US | SERC | - | SERC-N | % | Existing-Certain and Net Firm Transfers Reserve Margin |  | 0.3216 | 0.27587 | 0.23087 | 0.24705 | 0.22872 | 0.22087 | 0.21125 | 0.19879 | 0.18775 | 0.17792 | 0.16809
2016 | US | SERC | - | SERC-N | % | Anticipated Reserve Margin |  | 35.18% | 33.4% | 31.59% | 33.19% | 31.26% | 32.61% | 31.53% | 32.35% | 33.28% | 32.18% | 34.41%
2016 | US | SERC | - | SERC-N | % | Prospective Reserve Margin |  | 46% | 43.94% | 42.04% | 43.71% | 41.66% | 42.91% | 41.73% | 42.44% | 43.28% | 42.09% | 44.24%
2016 | US | SERC | - | SERC-N | % | Reference Margin Level |  | 15% | 15% | 15% | 15% | 15% | 15% | 15% | 15% | 15% | 15% | 15%
2016 | US | SERC | - | SERC-SE | MW | Energy Efficiency and Conservation |  | 0 | 0 | 0 | 0 | 0 | 0 | 0 | 0 | 0 | 0 | 0
2016 | US | SERC | - | SERC-SE | MW | Behind the Meter Generation |  | 0 | 0 | 0 | 0 | 0 | 0 | 0 | 0 | 0 | 0 | 0
2016 | US | SERC | - | SERC-SE | MW | Distributed Generation |  | 0 | 0 | 0 | 0 | 0 | 0 | 0 | 0 | 0 | 0 | 0
2016 | US | SERC | - | SERC-SE | MW | Standby Load Under Contract |  | 0 | 0 | 0 | 0 | 0 | 0 | 0 | 0 | 0 | 0 | 0
2016 | US | SERC | - | SERC-SE | MW | Total Internal Demand |  | 45647 | 45500 | 45689 | 46098 | 46522 | 46911 | 47300 | 47782 | 48309 | 48852 | 49417
2016 | US | SERC | - | SERC-SE | MW | Controllable and Dispatchable Demand Response - Available |  | 2216 | 2230 | 2240 | 2249 | 2259 | 2263 | 2267 | 2270 | 2273 | 2276 | 2279
2016 | US | SERC | - | SERC-SE | MW | Net Internal Demand |  | 43431 | 43270 | 43449 | 43849 | 44263 | 44648 | 45033 | 45512 | 46036 | 46576 | 47138
2016 | US | SERC | - | SERC-SE | MW | Behind the Meter Generation - Capacity |  | 0 | 0 | 0 | 0 | 0 | 0 | 0 | 0 | 0 | 0 | 0
2016 | US | SERC | - | SERC-SE | MW | Other Capacity Adjustments - Additions |  | 0 | 0 | 0 | 0 | 0 | 0 | 0 | 0 | 0 | 0 | 0
2016 | US | SERC | - | SERC-SE | MW | Other Capacity Adjustments - Reductions |  | 0 | 0 | 0 | 0 | 0 | 0 | 0 | 0 | 0 | 0 | 0
2016 | US | SERC | - | SERC-SE | MW | Confirmed Retirements |  | 4302.2 | 5866.2 | 5866.2 | 5881.2 | 5881.2 | 5881.2 | 5881.2 | 5881.2 | 5881.2 | 5881.2 | 5881.2
2016 | US | SERC | - | SERC-SE | MW | Unconfirmed Retirements |  | 0 | 0 | 0 | 0 | 0 | 0 | 0 | 0 | 0 | 0 | 0
2016 | US | SERC | - | SERC-SE | MW | Scheduled Outages |  | 4097 | 3304 | 3620 | 4071 | 4442 | 3570 | 2356 | 1399 | 346 | 534 | 534
2016 | US | SERC | - | SERC-SE | MW | Transmission Limitations |  | 0 | 0 | 0 | 0 | 0 | 0 | 0 | 0 | 0 | 0 | 0
2016 | US | SERC | - | SERC-SE | MW | Existing-Certain |  | 59561.084 | 60301.584 | 60153.156 | 59687.156 | 59325.356 | 60206.556 | 61420.556 | 62377.556 | 63430.556 | 63242.556 | 63242.556
2016 | US | SERC | - | SERC-SE | MW | Existing-Other |  | 539.774 | 539.774 | 539.774 | 539.774 | 539.774 | 539.774 | 539.774 | 539.774 | 539.774 | 539.774 | 539.774
2016 | US | SERC | - | SERC-SE | MW | Additions - Tier 1 |  | 605.133 | 609.533 | 612.093 | 1712.093 | 2812.093 | 2812.093 | 2812.093 | 2812.093 | 2812.093 | 2812.093 | 2812.093
2016 | US | SERC | - | SERC-SE | MW | Additions - Tier 2 |  | 11.092 | 60.932 | 62.932 | 62.932 | 62.932 | 62.932 | 62.932 | 62.932 | 62.932 | 62.932 | 62.932
2016 | US | SERC | - | SERC-SE | MW | Additions - Tier 3 |  | 26.8 | 1787.6 | 2769.6 | 2769.6 | 2769.6 | 2769.6 | 2769.6 | 2769.6 | 2769.6 | 2769.6 | 2769.6
2016 | US | SERC | - | SERC-SE | MW | Firm Imports |  | 50 | 50 | 103 | 104 | 105 | 107 | 109 | 110 | 111 | 113 | 65
2016 | US | SERC | - | SERC-SE | MW | Firm Imports - Full-Responsibility Purchases |  | 0 | 0 | 0 | 0 | 0 | 0 | 0 | 0 | 0 | 0 | 0
2016 | US | SERC | - | SERC-SE | MW | Firm Imports - Owned Capacity/Entitlement Located Outside the Area |  | 0 | 0 | 0 | 0 | 0 | 0 | 0 | 0 | 0 | 0 | 0
2016 | US | SERC | - | SERC-SE | MW | Firm Exports |  | 0 | 0 | 0 | 0 | 0 | 0 | 0 | 0 | 0 | 0 | 0
2016 | US | SERC | - | SERC-SE | MW | Firm Exports - Full-Responsibility Sales |  | 0 | 0 | 0 | 0 | 0 | 0 | 0 | 0 | 0 | 0 | 0
2016 | US | SERC | - | SERC-SE | MW | Firm Exports - Owned Capacity/Entitlement Located Inside the Area |  | -1510 | -1510 | -1457 | -1559 | -1661 | -1659 | -1498 | -1453 | -1496 | -1494 | -1542
2016 | US | SERC | - | SERC-SE | MW | Net Firm Capacity Transfers |  | 50 | 50 | 103 | 104 | 105 | 107 | 109 | 110 | 111 | 113 | 65
2016 | US | SERC | - | SERC-SE | MW | Expected Imports |  | 1560 | 1560 | 1560 | 1663 | 1766 | 1766 | 1607 | 1563 | 1607 | 1607 | 1607
2016 | US | SERC | - | SERC-SE | MW | Expected Exports |  | 0 | 0 | 0 | 0 | 0 | 0 | 0 | 0 | 0 | 0 | 0
2016 | US | SERC | - | SERC-SE | MW | Net Expected Transfers |  | 1560 | 1560 | 1560 | 1663 | 1766 | 1766 | 1607 | 1563 | 1607 | 1607 | 1607
2016 | US | SERC | - | SERC-SE | MW | Existing-Certain & Net Firm Transfers |  | 59611.084 | 60351.584 | 60256.156 | 59791.156 | 59430.356 | 60313.556 | 61529.556 | 62487.556 | 63541.556 | 63355.556 | 63307.556
2016 | US | SERC | - | SERC-SE | MW | Anticipated Resources |  | 60216.217 | 60961.117 | 60868.249 | 61503.249 | 62242.449 | 63125.649 | 64341.649 | 65299.649 | 66353.649 | 66167.649 | 66119.649
2016 | US | SERC | - | SERC-SE | MW | Prospective Resources |  | 62327.083 | 63121.823 | 63030.955 | 63768.955 | 64611.155 | 65494.355 | 66551.355 | 67465.355 | 68563.355 | 68377.355 | 68329.355
2016 | US | SERC | - | SERC-SE | MW | Existing-Certain and Net Firm Transfers Excess/Shortfall |  | 9665.434 | 10591.084 | 10289.806 | 9364.806 | 8527.906 | 8968.356 | 9741.606 | 10148.756 | 10600.156 | 9793.156 | 9098.856
2016 | US | SERC | - | SERC-SE | MW | Anticipated Excess/Shortfall |  | 10270.567 | 11200.617 | 10901.899 | 11076.899 | 11339.999 | 11780.449 | 12553.699 | 12960.849 | 13412.249 | 12605.249 | 11910.949
2016 | US | SERC | - | SERC-SE | MW | Prospective Excess/Shortfall |  | 12381.433 | 13361.323 | 13064.605 | 13342.605 | 13708.705 | 14149.155 | 14763.405 | 15126.555 | 15621.955 | 14814.955 | 14120.655
2016 | US | SERC | - | SERC-SE | % | Existing-Certain and Net Firm Transfers Reserve Margin |  | 0.37255 | 0.39477 | 0.38682 | 0.36357 | 0.34266 | 0.35087 | 0.36632 | 0.37299 | 0.38026 | 0.36026 | 0.34303
2016 | US | SERC | - | SERC-SE | % | Anticipated Reserve Margin |  | 38.65% | 40.89% | 40.09% | 40.26% | 40.62% | 41.39% | 42.88% | 43.48% | 44.13% | 42.06% | 40.27%
2016 | US | SERC | - | SERC-SE | % | Prospective Reserve Margin |  | 43.51% | 45.88% | 45.07% | 45.43% | 45.97% | 46.69% | 47.78% | 48.24% | 48.93% | 46.81% | 44.96%
2016 | US | SERC | - | SERC-SE | % | Reference Margin Level |  | 15% | 15% | 15% | 15% | 15% | 15% | 15% | 15% | 15% | 15% | 15%
2016 | US | SPP | - | SPP | MW | Energy Efficiency and Conservation |  | 134.8365 | 178.8651 | 222.3458 | 360.8925 | 460.9097 | 555.4958 | 648.2098 | 729.8352 | 791.3267 | 849.676 | 889.0744
2016 | US | SPP | - | SPP | MW | Behind the Meter Generation |  | 0 | 0 | 0 | 0 | 0 | 0 | 0 | 0 | 0 | 0 | 0
2016 | US | SPP | - | SPP | MW | Distributed Generation |  | 118.8645 | 115.2876 | 115.2876 | 115.2876 | 96.2876 | 96.2876 | 96.2876 | 96.2876 | 96.2876 | 96.2876 | 96.2876
2016 | US | SPP | - | SPP | MW | Standby Load Under Contract |  | 0 | 0 | 0 | 0 | 0 | 0 | 0 | 0 | 0 | 0 | 0
2016 | US | SPP | - | SPP | MW | Total Internal Demand |  | 40618.2819 | 41379.0179 | 41075.9571 | 41445.3508 | 41840.4944 | 42303.3064 | 42616.0299 | 42954.3478 | 43239.1699 | 43730.461 | 44045.5917
2016 | US | SPP | - | SPP | MW | Controllable and Dispatchable Demand Response - Available |  | 369.2675 | 365.3568 | 372.406 | 370.3005 | 365.1342 | 360.939 | 357.7138 | 355.4605 | 353.1809 | 350.8761 | 348.4881
2016 | US | SPP | - | SPP | MW | Net Internal Demand |  | 40249.0144 | 41013.6611 | 40703.5511 | 41075.0503 | 41475.3602 | 41942.3674 | 42258.316 | 42598.8873 | 42885.989 | 43379.585 | 43697.1036
2016 | US | SPP | - | SPP | MW | Behind the Meter Generation - Capacity |  | 116.967 | 116.967 | 116.967 | 116.967 | 116.967 | 116.967 | 116.967 | 116.967 | 116.967 | 116.967 | 116.967
2016 | US | SPP | - | SPP | MW | Other Capacity Adjustments - Additions |  | 0 | 0 | 0 | 0 | 0 | 0 | 0 | 0 | 0 | 0 | 0
2016 | US | SPP | - | SPP | MW | Other Capacity Adjustments - Reductions |  | 0 | 0 | 0 | 0 | 0 | 0 | 0 | 0 | 0 | 0 | 0
2016 | US | SPP | - | SPP | MW | Confirmed Retirements |  | 53.5 | 791.9 | 1171.9 | 1171.9 | 1400.9 | 1539.9 | 1614.9 | 2021.9 | 2212.9 | 2611.9 | 2721.9
2016 | US | SPP | - | SPP | MW | Unconfirmed Retirements |  | 653 | 682 | 682 | 758 | 758 | 1098 | 1098 | 1202 | 1438 | 1438 | 1438
2016 | US | SPP | - | SPP | MW | Scheduled Outages |  | 46 | 23 | 53 | 30 | 30 | 107.6 | 107.6 | 107.6 | 107.6 | 107.6 | 107.6
2016 | US | SPP | - | SPP | MW | Transmission Limitations |  | 0 | 0 | 0 | 0 | 0 | 0 | 0 | 0 | 0 | 0 | 0
2016 | US | SPP | - | SPP | MW | Existing-Certain |  | 65847.4232 | 64654.3232 | 64460.9032 | 64117.9032 | 63803.1032 | 63230.6032 | 62075.9032 | 61949.3032 | 61633.6032 | 61243.2032 | 60797.0032
2016 | US | SPP | - | SPP | MW | Existing-Other |  | 100 | 100 | 100 | 100 | 100 | 100 | 100 | 100 | 100 | 100 | 100
2016 | US | SPP | - | SPP | MW | Additions - Tier 1 |  | 753.528 | 1819.628 | 2218.628 | 2218.628 | 2258.628 | 2558.628 | 2808.628 | 2808.628 | 2808.628 | 2808.628 | 2808.628
2016 | US | SPP | - | SPP | MW | Additions - Tier 2 |  | 0.6 | 1360.6 | 1360.6 | 1360.6 | 1530.6 | 1530.6 | 1730.6 | 1730.6 | 1730.6 | 1560.6 | 1560.6
2016 | US | SPP | - | SPP | MW | Additions - Tier 3 |  | 732.5 | 9.3 | 1138.64 | 1886.91 | 1902.89 | 4031.16 | 4035.23 | 4048 | 4662.07 | 4674.84 | 4691.41
2016 | US | SPP | - | SPP | MW | Firm Imports |  | 2394.1 | 2394.1 | 2395.1 | 2395.1 | 2395.1 | 2400.1 | 2100.1 | 2100.1 | 2100.1 | 2100.1 | 2102.1
2016 | US | SPP | - | SPP | MW | Firm Imports - Full-Responsibility Purchases |  | 2394.1 | 2394.1 | 2395.1 | 2395.1 | 2395.1 | 2400.1 | 2100.1 | 2100.1 | 2100.1 | 2100.1 | 2102.1
2016 | US | SPP | - | SPP | MW | Firm Imports - Owned Capacity/Entitlement Located Outside the Area |  | 0 | 0 | 0 | 0 | 0 | 0 | 0 | 0 | 0 | 0 | 0
2016 | US | SPP | - | SPP | MW | Firm Exports |  | 3930.9 | 3930.9 | 3837.9 | 3837.9 | 3837.9 | 3352.9 | 3352.9 | 3352.9 | 3352.9 | 3352.9 | 3384.9
2016 | US | SPP | - | SPP | MW | Firm Exports - Full-Responsibility Sales |  | 3930.9 | 3930.9 | 3837.9 | 3837.9 | 3837.9 | 3352.9 | 3352.9 | 3352.9 | 3352.9 | 3352.9 | 3384.9
2016 | US | SPP | - | SPP | MW | Firm Exports - Owned Capacity/Entitlement Located Inside the Area |  | 0 | 0 | 0 | 0 | 0 | 0 | 0 | 0 | 0 | 0 | 0
2016 | US | SPP | - | SPP | MW | Net Firm Capacity Transfers |  | -1536.8 | -1536.8 | -1442.8 | -1442.8 | -1442.8 | -952.8 | -1252.8 | -1252.8 | -1252.8 | -1252.8 | -1282.8
2016 | US | SPP | - | SPP | MW | Expected Imports |  | 0 | 0 | 0 | 0 | 0 | 0 | 0 | 0 | 0 | 0 | 0
2016 | US | SPP | - | SPP | MW | Expected Exports |  | 0 | 0 | 0 | 0 | 0 | 0 | 0 | 0 | 0 | 0 | 0
2016 | US | SPP | - | SPP | MW | Net Expected Transfers |  | 0 | 0 | 0 | 0 | 0 | 0 | 0 | 0 | 0 | 0 | 0
2016 | US | SPP | - | SPP | MW | Existing-Certain & Net Firm Transfers |  | 64310.6232 | 63117.5232 | 63018.1032 | 62675.1032 | 62360.3032 | 62277.8032 | 60823.1032 | 60696.5032 | 60380.8032 | 59990.4032 | 59514.2032
2016 | US | SPP | - | SPP | MW | Anticipated Resources |  | 65064.1512 | 64937.1512 | 65236.7312 | 64893.7312 | 64618.9312 | 64836.4312 | 63631.7312 | 63505.1312 | 63189.4312 | 62799.0312 | 62322.8312
2016 | US | SPP | - | SPP | MW | Prospective Resources |  | 64511.7512 | 65715.7512 | 66015.3312 | 65596.3312 | 65491.5312 | 65369.0312 | 64364.3312 | 64133.7312 | 63582.0312 | 63021.6312 | 62545.4312
2016 | US | SPP | - | SPP | MW | Existing-Certain and Net Firm Transfers Excess/Shortfall |  | 18587.7429 | 17182.2228 | 17430.126 | 16671.0469 | 15907.8998 | 15302.3518 | 13493.7893 | 12985.7495 | 12348.4956 | 11405.2681 | 10573.4473
2016 | US | SPP | - | SPP | MW | Anticipated Excess/Shortfall |  | 19341.2709 | 19001.8508 | 19648.754 | 18889.6749 | 18166.5278 | 17860.9798 | 16302.4173 | 15794.3775 | 15157.1236 | 14213.8961 | 13382.0753
2016 | US | SPP | - | SPP | MW | Prospective Excess/Shortfall |  | 18788.8709 | 19780.4508 | 20427.354 | 19592.2749 | 19039.1278 | 18393.5798 | 17035.0173 | 16422.9775 | 15549.7236 | 14436.4961 | 13604.6753
2016 | US | SPP | - | SPP | % | Existing-Certain and Net Firm Transfers Reserve Margin |  | 0.59782 | 0.53894 | 0.54822 | 0.52587 | 0.50355 | 0.48484 | 0.43932 | 0.42484 | 0.40794 | 0.38292 | 0.36197
2016 | US | SPP | - | SPP | % | Anticipated Reserve Margin |  | 61.65% | 58.33% | 60.27% | 57.99% | 55.8% | 54.58% | 50.58% | 49.08% | 47.34% | 44.77% | 42.62%
2016 | US | SPP | - | SPP | % | Prospective Reserve Margin |  | 60.28% | 60.23% | 62.19% | 59.7% | 57.9% | 55.85% | 52.31% | 50.55% | 48.26% | 45.28% | 43.13%
2016 | US | SPP | - | SPP | % | Reference Margin Level |  | 13.6% | 12% | 12% | 12% | 12% | 12% | 12% | 12% | 12% | 12% | 12%
2016 | US | TRE | - | ERCOT | MW | Energy Efficiency and Conservation |  | 275.0964 | 403.6452 | 533.7438 | 666.3372 | 800.0556 | 934.9944 | 1071.1824 | 1208.6124 | 1347.2772 | 1487.1948 | 1628.6235
2016 | US | TRE | - | ERCOT | MW | Behind the Meter Generation |  | 0 | 0 | 0 | 0 | 0 | 0 | 0 | 0 | 0 | 0 | 0
2016 | US | TRE | - | ERCOT | MW | Distributed Generation |  | 735.8939 | 824.2641 | 923.2463 | 1034.1148 | 1158.297 | 1297.3917 | 1453.1896 | 1627.6966 | 1823.1594 | 2042.0944 | 2287.3204
2016 | US | TRE | - | ERCOT | MW | Standby Load Under Contract |  | 0 | 0 | 0 | 0 | 0 | 0 | 0 | 0 | 0 | 0 | 0
2016 | US | TRE | - | ERCOT | MW | Total Internal Demand |  | 58591 | 59597 | 60679 | 61845 | 62562 | 63299 | 64038 | 64790 | 65516 | 66236 | 67156.6804
2016 | US | TRE | - | ERCOT | MW | Controllable and Dispatchable Demand Response - Available |  | 2484 | 2791 | 2791 | 2791 | 2791 | 2791 | 2791 | 2791 | 2791 | 2791 | 2791
2016 | US | TRE | - | ERCOT | MW | Net Internal Demand |  | 56107 | 56806 | 57888 | 59054 | 59771 | 60508 | 61247 | 61999 | 62725 | 63445 | 64365.6804
2016 | US | TRE | - | ERCOT | MW | Behind the Meter Generation - Capacity |  | 4436 | 4462 | 4710 | 4706 | 4635 | 4606 | 4666 | 4666 | 4656 | 4656 | 4656
2016 | US | TRE | - | ERCOT | MW | Other Capacity Adjustments - Additions |  | 30 | 30 | 30 | 30 | 30 | 30 | 30 | 30 | 30 | 30 | 30
2016 | US | TRE | - | ERCOT | MW | Other Capacity Adjustments - Reductions |  | 0 | 0 | 0 | 0 | 0 | 0 | 0 | 0 | 0 | 0 | 0
2016 | US | TRE | - | ERCOT | MW | Confirmed Retirements |  | 0 | 534 | 534 | 534 | 534 | 534 | 534 | 534 | 534 | 534 | 534
2016 | US | TRE | - | ERCOT | MW | Unconfirmed Retirements |  | 0 | 0 | 0 | 3300 | 3300 | 6535 | 6535 | 6902 | 6902 | 6902 | 6902
2016 | US | TRE | - | ERCOT | MW | Scheduled Outages |  | 4826 | 931 | 0 | 0 | 0 | 0 | 0 | 0 | 0 | 0 | 0
2016 | US | TRE | - | ERCOT | MW | Transmission Limitations |  | 0 | 0 | 0 | 0 | 0 | 0 | 0 | 0 | 0 | 0 | 0
2016 | US | TRE | - | ERCOT | MW | Existing-Certain |  | 73835.995 | 77756.995 | 78095.995 | 78091.995 | 78020.995 | 77991.995 | 78051.995 | 78051.995 | 78041.995 | 78041.995 | 78041.995
2016 | US | TRE | - | ERCOT | MW | Existing-Other |  | 0 | 0 | 0 | 0 | 0 | 0 | 0 | 0 | 0 | 0 | 0
2016 | US | TRE | - | ERCOT | MW | Additions - Tier 1 |  | 2237.9 | 7186.38 | 9305.03 | 10383.03 | 10623.03 | 10623.03 | 10623.03 | 10623.03 | 10623.03 | 10623.03 | 10623.03
2016 | US | TRE | - | ERCOT | MW | Additions - Tier 2 |  | 1251.2 | 4870.77 | 14124.15 | 17558.29 | 18668.29 | 18668.29 | 18668.29 | 18668.29 | 18668.29 | 18668.29 | 18668.29
2016 | US | TRE | - | ERCOT | MW | Additions - Tier 3 |  | 0 | 258.215 | 347.715 | 347.715 | 347.715 | 347.715 | 347.715 | 347.715 | 347.715 | 347.715 | 347.715
2016 | US | TRE | - | ERCOT | MW | Firm Imports |  | 1880 | 1880 | 1880 | 1880 | 1880 | 1430 | 1430 | 1430 | 1430 | 1430 | 1830
2016 | US | TRE | - | ERCOT | MW | Firm Imports - Full-Responsibility Purchases |  | 0 | 0 | 0 | 0 | 0 | 0 | 0 | 0 | 0 | 0 | 0
2016 | US | TRE | - | ERCOT | MW | Firm Imports - Owned Capacity/Entitlement Located Outside the Area |  | 0 | 0 | 0 | 0 | 0 | 0 | 0 | 0 | 0 | 0 | 0
2016 | US | TRE | - | ERCOT | MW | Firm Exports |  | 1045 | 1045 | 1045 | 1045 | 1045 | 745 | 745 | 745 | 745 | 745 | 745
2016 | US | TRE | - | ERCOT | MW | Firm Exports - Full-Responsibility Sales |  | 0 | 0 | 0 | 0 | 0 | 0 | 0 | 0 | 0 | 0 | 0
2016 | US | TRE | - | ERCOT | MW | Firm Exports - Owned Capacity/Entitlement Located Inside the Area |  | 0 | 0 | 0 | 0 | 0 | 0 | 0 | 0 | 0 | 0 | 0
2016 | US | TRE | - | ERCOT | MW | Net Firm Capacity Transfers |  | 835 | 835 | 835 | 835 | 835 | 685 | 685 | 685 | 685 | 685 | 1085
2016 | US | TRE | - | ERCOT | MW | Expected Imports |  | 0 | 0 | 0 | 0 | 0 | 0 | 0 | 0 | 0 | 0 | 0
2016 | US | TRE | - | ERCOT | MW | Expected Exports |  | 0 | 0 | 0 | 0 | 0 | 0 | 0 | 0 | 0 | 0 | 0
2016 | US | TRE | - | ERCOT | MW | Net Expected Transfers |  | 0 | 0 | 0 | 0 | 0 | 0 | 0 | 0 | 0 | 0 | 0
2016 | US | TRE | - | ERCOT | MW | Existing-Certain & Net Firm Transfers |  | 74670.995 | 78591.995 | 78930.995 | 78926.995 | 78855.995 | 78676.995 | 78736.995 | 78736.995 | 78726.995 | 78726.995 | 79126.995
2016 | US | TRE | - | ERCOT | MW | Anticipated Resources |  | 76908.895 | 85778.375 | 88236.025 | 89310.025 | 89479.025 | 89300.025 | 89360.025 | 89360.025 | 89350.025 | 89350.025 | 89750.025
2016 | US | TRE | - | ERCOT | MW | Prospective Resources |  | 78160.095 | 90649.145 | 102360.175 | 103568.315 | 104847.315 | 101433.315 | 101493.315 | 101126.315 | 101116.315 | 101116.315 | 101516.315
2016 | US | TRE | - | ERCOT | MW | Existing-Certain and Net Firm Transfers Excess/Shortfall |  | 10849.2825 | 13975.17 | 13083.395 | 11753.07 | 10866.4825 | 9849.145 | 9068.5325 | 8213.1325 | 7377.3075 | 6558.3075 | 5911.0335
2016 | US | TRE | - | ERCOT | MW | Anticipated Excess/Shortfall |  | 13087.1825 | 21161.55 | 22388.425 | 22136.1 | 21489.5125 | 20472.175 | 19691.5625 | 18836.1625 | 18000.3375 | 17181.3375 | 16534.0635
2016 | US | TRE | - | ERCOT | MW | Prospective Excess/Shortfall |  | 14338.3825 | 26032.32 | 36512.575 | 36394.39 | 36857.8025 | 32605.465 | 31824.8525 | 30602.4525 | 29766.6275 | 28947.6275 | 28300.3535
2016 | US | TRE | - | ERCOT | % | Existing-Certain and Net Firm Transfers Reserve Margin |  | 0.33087 | 0.38352 | 0.36351 | 0.33652 | 0.3193 | 0.30027 | 0.28556 | 0.26997 | 0.25511 | 0.24087 | 0.22934
2016 | US | TRE | - | ERCOT | % | Anticipated Reserve Margin |  | 37.08% | 51% | 52.43% | 51.23% | 49.7% | 47.58% | 45.9% | 44.13% | 42.45% | 40.83% | 39.44%
2016 | US | TRE | - | ERCOT | % | Prospective Reserve Margin |  | 39.31% | 59.58% | 76.82% | 75.38% | 75.42% | 67.64% | 65.71% | 63.11% | 61.21% | 59.38% | 57.72%
2016 | US | TRE | - | ERCOT | % | Reference Margin Level |  | 13.75% | 13.75% | 13.75% | 13.75% | 13.75% | 13.75% | 13.75% | 13.75% | 13.75% | 13.75% | 13.75%
2016 | CA | WECC | - | AB | MW | Energy Efficiency and Conservation |  | 0 | 0 | 0 | 0 | 0 | 0 | 0 | 0 | 0 | 0 | 0
2016 | CA | WECC | - | AB | MW | Behind the Meter Generation |  | 0 | 0 | 0 | 0 | 0 | 0 | 0 | 0 | 0 | 0 | 0
2016 | CA | WECC | - | AB | MW | Distributed Generation |  | 0 | 0 | 0 | 0 | 0 | 0 | 0 | 0 | 0 | 0 | 0
2016 | CA | WECC | - | AB | MW | Standby Load Under Contract |  | 0 | 0 | 0 | 0 | 0 | 0 | 0 | 0 | 0 | 0 | 0
2016 | CA | WECC | - | AB | MW | Total Internal Demand |  | 11937 | 12253 | 12261 | 12607 | 12942 | 13198 | 13460 | 13705 | 13910 | 14114 | 14304
2016 | CA | WECC | - | AB | MW | Controllable and Dispatchable Demand Response - Available |  | 0 | 0 | 0 | 0 | 0 | 0 | 0 | 0 | 0 | 0 | 0
2016 | CA | WECC | - | AB | MW | Net Internal Demand |  | 11937 | 12253 | 12261 | 12607 | 12942 | 13198 | 13460 | 13705 | 13910 | 14114 | 14304
2016 | CA | WECC | - | AB | MW | Behind the Meter Generation - Capacity |  | 0 | 0 | 0 | 0 | 0 | 0 | 0 | 0 | 0 | 0 | 0
2016 | CA | WECC | - | AB | MW | Other Capacity Adjustments - Additions |  | 0 | 0 | 0 | 0 | 0 | 0 | 0 | 0 | 0 | 0 | 0
2016 | CA | WECC | - | AB | MW | Other Capacity Adjustments - Reductions |  | 0 | 0 | 0 | 0 | 0 | 0 | 0 | 0 | 0 | 0 | 0
2016 | CA | WECC | - | AB | MW | Confirmed Retirements |  | 0 | 0 | 0 | 0 | 0 | 0 | 0 | 0 | 0 | 0 | 0
2016 | CA | WECC | - | AB | MW | Unconfirmed Retirements |  | 0 | 0 | 0 | 0 | 0 | 0 | 0 | 0 | 0 | 0 | 0
2016 | CA | WECC | - | AB | MW | Scheduled Outages |  | 0 | 0 | 0 | 0 | 0 | 0 | 0 | 0 | 0 | 0 | 0
2016 | CA | WECC | - | AB | MW | Transmission Limitations |  | 0 | 0 | 0 | 0 | 0 | 0 | 0 | 0 | 0 | 0 | 0
2016 | CA | WECC | - | AB | MW | Existing-Certain |  | 15612.9 | 15539.5 | 15456.3 | 15515.5 | 15460.8 | 15612.9 | 15539.5 | 15408.7 | 15456.3 | 15460.8 | 15598.4
2016 | CA | WECC | - | AB | MW | Existing-Other |  | 0 | 0 | 0 | 0 | 0 | 0 | 0 | 0 | 0 | 0 | 0
2016 | CA | WECC | - | AB | MW | Additions - Tier 1 |  | 596 | 826 | 826 | 826 | 826 | 826 | 826 | 826 | 826 | 826 | 826
2016 | CA | WECC | - | AB | MW | Additions - Tier 2 |  | 0 | 1210.4 | 2704.6 | 2952.4 | 3361 | 3463.1 | 3422.6 | 3330.3 | 3361 | 3361 | 3453.4
2016 | CA | WECC | - | AB | MW | Additions - Tier 3 |  | 0 | 798.7 | 2998.5 | 4072.7 | 4508.5 | 4669.1 | 4604.9 | 4460.6 | 4508.5 | 4508.5 | 4653.2
2016 | CA | WECC | - | AB | MW | Firm Imports |  | 0 | 0 | 0 | 0 | 0 | 0 | 0 | 0 | 0 | 0 | 0
2016 | CA | WECC | - | AB | MW | Firm Imports - Full-Responsibility Purchases |  | 0 | 0 | 0 | 0 | 0 | 0 | 0 | 0 | 0 | 0 | 0
2016 | CA | WECC | - | AB | MW | Firm Imports - Owned Capacity/Entitlement Located Outside the Area |  | 0 | 0 | 0 | 0 | 0 | 0 | 0 | 0 | 0 | 0 | 0
2016 | CA | WECC | - | AB | MW | Firm Exports |  | 0 | 0 | 0 | 0 | 0 | 0 | 0 | 0 | 0 | 0 | 0
2016 | CA | WECC | - | AB | MW | Firm Exports - Full-Responsibility Sales |  | 0 | 0 | 0 | 0 | 0 | 0 | 0 | 0 | 0 | 0 | 0
2016 | CA | WECC | - | AB | MW | Firm Exports - Owned Capacity/Entitlement Located Inside the Area |  | 0 | 0 | 0 | 0 | 0 | 0 | 0 | 0 | 0 | 0 | 0
2016 | CA | WECC | - | AB | MW | Net Firm Capacity Transfers |  | 0 | 0 | 0 | 0 | 0 | 0 | 0 | 0 | 0 | 0 | 0
2016 | CA | WECC | - | AB | MW | Expected Imports |  | 0 | 0 | 0 | 0 | 0 | 0 | 0 | 0 | 0 | 0 | 0
2016 | CA | WECC | - | AB | MW | Expected Exports |  | 0 | 0 | 0 | 0 | 0 | 0 | 0 | 0 | 0 | 0 | 0
2016 | CA | WECC | - | AB | MW | Net Expected Transfers |  | 0 | 0 | 0 | 0 | 0 | 0 | 0 | 0 | 0 | 0 | 0
2016 | CA | WECC | - | AB | MW | Existing-Certain & Net Firm Transfers |  | 15612.9 | 15539.5 | 15456.3 | 15515.5 | 15460.8 | 15612.9 | 15539.5 | 15408.7 | 15456.3 | 15460.8 | 15598.4
2016 | CA | WECC | - | AB | MW | Anticipated Resources |  | 16208.9 | 16365.5 | 16282.3 | 16341.5 | 16286.8 | 16438.9 | 16365.5 | 16234.7 | 16282.3 | 16286.8 | 16424.4
2016 | CA | WECC | - | AB | MW | Prospective Resources |  | 16208.9 | 17575.9 | 18986.9 | 19293.9 | 19647.8 | 19902 | 19788.1 | 19565 | 19643.3 | 19647.8 | 19877.8
2016 | CA | WECC | - | AB | MW | Existing-Certain and Net Firm Transfers Excess/Shortfall |  | 2359.2489 | 1934.9941 | 1842.9117 | 1517.9479 | 1091.2974 | 959.1606 | 594.862 | 192.0385 | 12.027 | -209.9742 | -283.3312
2016 | CA | WECC | - | AB | MW | Anticipated Excess/Shortfall |  | 2955.2489 | 2760.9941 | 2668.9117 | 2343.9479 | 1917.2974 | 1785.1606 | 1420.862 | 1018.0385 | 838.027 | 616.0258 | 542.6688
2016 | CA | WECC | - | AB | MW | Prospective Excess/Shortfall |  | 2955.2489 | 3971.3941 | 5373.5117 | 5296.3479 | 5278.2974 | 5248.2606 | 4843.462 | 4348.3385 | 4199.027 | 3977.0258 | 3996.0688
2016 | CA | WECC | - | AB | % | Existing-Certain and Net Firm Transfers Reserve Margin |  | 0.30794 | 0.26822 | 0.26061 | 0.23071 | 0.19462 | 0.18297 | 0.15449 | 0.12431 | 0.11116 | 0.095423 | 0.090492
2016 | CA | WECC | - | AB | % | Anticipated Reserve Margin |  | 35.79% | 33.56% | 32.8% | 29.62% | 25.84% | 24.56% | 21.59% | 18.46% | 17.05% | 15.39% | 14.82%
2016 | CA | WECC | - | AB | % | Prospective Reserve Margin |  | 35.79% | 43.44% | 54.86% | 53.04% | 51.81% | 50.8% | 47.01% | 42.76% | 41.22% | 39.21% | 38.97%
2016 | CA | WECC | - | AB | % | Reference Margin Level |  | 11.03% | 11.03% | 11.03% | 11.03% | 11.03% | 11.03% | 11.03% | 11.03% | 11.03% | 11.03% | 11.03%
2016 | CA | WECC | - | BC | MW | Energy Efficiency and Conservation |  | 0 | 0 | 0 | 0 | 0 | 0 | 0 | 0 | 0 | 0 | 0
2016 | CA | WECC | - | BC | MW | Behind the Meter Generation |  | 0 | 0 | 0 | 0 | 0 | 0 | 0 | 0 | 0 | 0 | 0
2016 | CA | WECC | - | BC | MW | Distributed Generation |  | 0 | 0 | 0 | 0 | 0 | 0 | 0 | 0 | 0 | 0 | 0
2016 | CA | WECC | - | BC | MW | Standby Load Under Contract |  | 0 | 0 | 0 | 0 | 0 | 0 | 0 | 0 | 0 | 0 | 0
2016 | CA | WECC | - | BC | MW | Total Internal Demand |  | 11249 | 11532 | 11740 | 11993 | 12140 | 12242 | 12401 | 12524 | 12690 | 12853 | 13040
2016 | CA | WECC | - | BC | MW | Controllable and Dispatchable Demand Response - Available |  | 0 | 0 | 0 | 0 | 0 | 0 | 0 | 0 | 0 | 0 | 0
2016 | CA | WECC | - | BC | MW | Net Internal Demand |  | 11249 | 11532 | 11740 | 11993 | 12140 | 12242 | 12401 | 12524 | 12690 | 12853 | 13040
2016 | CA | WECC | - | BC | MW | Behind the Meter Generation - Capacity |  | 0 | 0 | 0 | 0 | 0 | 0 | 0 | 0 | 0 | 0 | 0
2016 | CA | WECC | - | BC | MW | Other Capacity Adjustments - Additions |  | 0 | 0 | 0 | 0 | 0 | 0 | 0 | 0 | 0 | 0 | 0
2016 | CA | WECC | - | BC | MW | Other Capacity Adjustments - Reductions |  | 0 | 0 | 0 | 0 | 0 | 0 | 0 | 0 | 0 | 0 | 0
2016 | CA | WECC | - | BC | MW | Confirmed Retirements |  | 456 | 912 | 912 | 912 | 912 | 912 | 912 | 912 | 912 | 912 | 912
2016 | CA | WECC | - | BC | MW | Unconfirmed Retirements |  | 0 | 0 | 0 | 0 | 0 | 0 | 0 | 0 | 0 | 0 | 0
2016 | CA | WECC | - | BC | MW | Scheduled Outages |  | 0 | 316 | 316 | 316 | 316 | 316 | 316 | 316 | 316 | 316 | 316
2016 | CA | WECC | - | BC | MW | Transmission Limitations |  | 0 | 0 | 0 | 0 | 0 | 0 | 0 | 0 | 0 | 0 | 0
2016 | CA | WECC | - | BC | MW | Existing-Certain |  | 12447.3 | 12131.3 | 12167.2 | 12192.7 | 12192.7 | 12172.1 | 12131.3 | 12136.1 | 12167.2 | 12192.7 | 12172.1
2016 | CA | WECC | - | BC | MW | Existing-Other |  | 0 | 0 | 0 | 0 | 0 | 0 | 0 | 0 | 0 | 0 | 0
2016 | CA | WECC | - | BC | MW | Additions - Tier 1 |  | 56 | 114.4 | 146.5 | 201.6 | 201.6 | 194 | 178.9 | 181 | 192.4 | 201.6 | 194
2016 | CA | WECC | - | BC | MW | Additions - Tier 2 |  | 0 | 0 | 0 | 0 | 0 | 0 | 0 | 0 | 990 | 990 | 990
2016 | CA | WECC | - | BC | MW | Additions - Tier 3 |  | 0 | 3.8 | 10.1 | 26.5 | 33.7 | 41.9 | 147.3 | 162.8 | 176.2 | 640.2 | 641.2
2016 | CA | WECC | - | BC | MW | Firm Imports |  | 215 | 715 | 881 | 1084 | 1248 | 1391 | 1625 | 1756 | 1900 | 1950 | 1950
2016 | CA | WECC | - | BC | MW | Firm Imports - Full-Responsibility Purchases |  | 215 | 715 | 881 | 1084 | 1248 | 1391 | 1625 | 1756 | 1900 | 1950 | 1950
2016 | CA | WECC | - | BC | MW | Firm Imports - Owned Capacity/Entitlement Located Outside the Area |  | 0 | 0 | 0 | 0 | 0 | 0 | 0 | 0 | 0 | 0 | 0
2016 | CA | WECC | - | BC | MW | Firm Exports |  | 0 | 0 | 0 | 0 | 0 | 0 | 0 | 0 | 0 | 0 | 0
2016 | CA | WECC | - | BC | MW | Firm Exports - Full-Responsibility Sales |  | 0 | 0 | 0 | 0 | 0 | 0 | 0 | 0 | 0 | 0 | 0
2016 | CA | WECC | - | BC | MW | Firm Exports - Owned Capacity/Entitlement Located Inside the Area |  | 0 | 0 | 0 | 0 | 0 | 0 | 0 | 0 | 0 | 0 | 0
2016 | CA | WECC | - | BC | MW | Net Firm Capacity Transfers |  | 215 | 715 | 881 | 1084 | 1248 | 1391 | 1625 | 1756 | 1900 | 1950 | 1950
2016 | CA | WECC | - | BC | MW | Expected Imports |  | 0 | 0 | 0 | 0 | 0 | 0 | 0 | 0 | 0 | 0 | 0
2016 | CA | WECC | - | BC | MW | Expected Exports |  | 0 | 0 | 0 | 0 | 0 | 0 | 0 | 0 | 0 | 0 | 0
2016 | CA | WECC | - | BC | MW | Net Expected Transfers |  | 0 | 0 | 0 | 0 | 0 | 0 | 0 | 0 | 0 | 0 | 0
2016 | CA | WECC | - | BC | MW | Existing-Certain & Net Firm Transfers |  | 12662.3 | 12846.3 | 13048.2 | 13276.7 | 13440.7 | 13563.1 | 13756.3 | 13892.1 | 14067.2 | 14142.7 | 14122.1
2016 | CA | WECC | - | BC | MW | Anticipated Resources |  | 12718.3 | 12960.7 | 13194.7 | 13478.3 | 13642.3 | 13757.1 | 13935.2 | 14073.1 | 14259.6 | 14344.3 | 14316.1
2016 | CA | WECC | - | BC | MW | Prospective Resources |  | 12718.3 | 12960.7 | 13194.7 | 13478.3 | 13642.3 | 13757.1 | 13935.2 | 14073.1 | 15249.6 | 15334.3 | 15306.1
2016 | CA | WECC | - | BC | MW | Existing-Certain and Net Firm Transfers Excess/Shortfall |  | 52.171 | -81.072 | -112.34 | -167.453 | -168.24 | -160.182 | -145.221 | -147.304 | -158.29 | -265.513 | -495.74
2016 | CA | WECC | - | BC | MW | Anticipated Excess/Shortfall |  | 108.171 | 33.328 | 34.16 | 34.147 | 33.36 | 33.818 | 33.679 | 33.696 | 34.11 | -63.913 | -301.74
2016 | CA | WECC | - | BC | MW | Prospective Excess/Shortfall |  | 108.171 | 33.328 | 34.16 | 34.147 | 33.36 | 33.818 | 33.679 | 33.696 | 1024.11 | 926.087 | 688.26
2016 | CA | WECC | - | BC | % | Existing-Certain and Net Firm Transfers Reserve Margin |  | 0.12564 | 0.11397 | 0.11143 | 0.10704 | 0.10714 | 0.10792 | 0.10929 | 0.10924 | 0.10853 | 0.10034 | 0.082983
2016 | CA | WECC | - | BC | % | Anticipated Reserve Margin |  | 13.06% | 12.39% | 12.39% | 12.38% | 12.37% | 12.38% | 12.37% | 12.37% | 12.37% | 11.6% | 9.786%
2016 | CA | WECC | - | BC | % | Prospective Reserve Margin |  | 13.06% | 12.39% | 12.39% | 12.38% | 12.37% | 12.38% | 12.37% | 12.37% | 20.17% | 19.31% | 17.38%
2016 | CA | WECC | - | BC | % | Reference Margin Level |  | 12.1% | 12.1% | 12.1% | 12.1% | 12.1% | 12.1% | 12.1% | 12.1% | 12.1% | 12.1% | 12.1%
2016 | US/MX | WECC | - | CAMX | MW | Energy Efficiency and Conservation |  | 111 | 162 | 221 | 254 | 298 | 346 | 387 | 441 | 489 | 538 | 587
2016 | US/MX | WECC | - | CAMX | MW | Behind the Meter Generation |  | 0 | 0 | 0 | 0 | 0 | 0 | 0 | 0 | 0 | 0 | 0
2016 | US/MX | WECC | - | CAMX | MW | Distributed Generation |  | 0 | 0 | 0 | 0 | 0 | 0 | 0 | 0 | 0 | 0 | 0
2016 | US/MX | WECC | - | CAMX | MW | Standby Load Under Contract |  | 2617 | 2636 | 2654 | 2674 | 2693 | 2711 | 2731 | 2750 | 2770 | 2789 | 2809
2016 | US/MX | WECC | - | CAMX | MW | Total Internal Demand |  | 39528 | 39529 | 39331 | 39174 | 39121 | 39120 | 39224 | 39242 | 39191 | 39120 | 39018
2016 | US/MX | WECC | - | CAMX | MW | Controllable and Dispatchable Demand Response - Available |  | 873 | 864 | 863 | 864 | 864 | 864 | 864 | 864 | 864 | 864 | 864
2016 | US/MX | WECC | - | CAMX | MW | Net Internal Demand |  | 38655 | 38665 | 38468 | 38310 | 38257 | 38256 | 38360 | 38378 | 38327 | 38256 | 38154
2016 | US/MX | WECC | - | CAMX | MW | Behind the Meter Generation - Capacity |  | 0 | 0 | 0 | 0 | 0 | 0 | 0 | 0 | 0 | 0 | 0
2016 | US/MX | WECC | - | CAMX | MW | Other Capacity Adjustments - Additions |  | 0 | 0 | 0 | 0 | 0 | 0 | 0 | 0 | 0 | 0 | 0
2016 | US/MX | WECC | - | CAMX | MW | Other Capacity Adjustments - Reductions |  | 0 | 0 | 0 | 0 | 0 | 0 | 0 | 0 | 0 | 0 | 0
2016 | US/MX | WECC | - | CAMX | MW | Confirmed Retirements |  | 709.92 | 709.92 | 709.92 | 709.92 | 709.92 | 1060.92 | 1060.92 | 1060.92 | 1504.92 | 1504.92 | 1504.92
2016 | US/MX | WECC | - | CAMX | MW | Unconfirmed Retirements |  | 0 | 0 | 0 | 0 | 0 | 0 | 0 | 0 | 1130 | 2260 | 2260
2016 | US/MX | WECC | - | CAMX | MW | Scheduled Outages |  | 0 | 8167 | 8167 | 8167 | 8167 | 8167 | 8167 | 8167 | 8167 | 8167 | 8167
2016 | US/MX | WECC | - | CAMX | MW | Transmission Limitations |  | 0 | 0 | 0 | 0 | 0 | 0 | 0 | 0 | 0 | 0 | 0
2016 | US/MX | WECC | - | CAMX | MW | Existing-Certain |  | 54720.1 | 46553.1 | 46616.8 | 46592 | 46557.8 | 46228.1 | 46202.1 | 46228 | 45774.5 | 45777.1 | 45775.3
2016 | US/MX | WECC | - | CAMX | MW | Existing-Other |  | 0 | 0 | 0 | 0 | 0 | 0 | 0 | 0 | 0 | 0 | 0
2016 | US/MX | WECC | - | CAMX | MW | Additions - Tier 1 |  | 666.7 | 680.3 | 2313.4 | 2581.8 | 3061.6 | 3368.1 | 3359.7 | 3362.3 | 3806.1 | 3809.7 | 3809.7
2016 | US/MX | WECC | - | CAMX | MW | Additions - Tier 2 |  | 0 | 94.3 | 94.3 | 166.3 | 200.3 | 200.3 | 200.3 | 200.3 | 200.3 | 200.3 | 200.3
2016 | US/MX | WECC | - | CAMX | MW | Additions - Tier 3 |  | 0 | 0 | 10.8 | 286.8 | 494.7 | 447.2 | 475.7 | 456.7 | 618.4 | 618.4 | 447.2
2016 | US/MX | WECC | - | CAMX | MW | Firm Imports |  | 2485 | 4854 | 2485 | 2485 | 2485 | 2485 | 3014 | 2491 | 2485 | 2485 | 2485
2016 | US/MX | WECC | - | CAMX | MW | Firm Imports - Full-Responsibility Purchases |  | 0 | 2358 | 0 | 0 | 0 | 0 | 518 | 0 | 0 | 0 | 0
2016 | US/MX | WECC | - | CAMX | MW | Firm Imports - Owned Capacity/Entitlement Located Outside the Area |  | 2485 | 2496 | 2485 | 2485 | 2485 | 2485 | 2496 | 2491 | 2485 | 2485 | 2485
2016 | US/MX | WECC | - | CAMX | MW | Firm Exports |  | 2645 | 2459 | 3018 | 3349 | 3603 | 4274 | 4780 | 4266 | 4317 | 4611 | 4860
2016 | US/MX | WECC | - | CAMX | MW | Firm Exports - Full-Responsibility Sales |  | 2049 | 1863 | 2422 | 2753 | 3007 | 3678 | 4184 | 3670 | 3721 | 4015 | 4264
2016 | US/MX | WECC | - | CAMX | MW | Firm Exports - Owned Capacity/Entitlement Located Inside the Area |  | 596 | 596 | 596 | 596 | 596 | 596 | 596 | 596 | 596 | 596 | 596
2016 | US/MX | WECC | - | CAMX | MW | Net Firm Capacity Transfers |  | -160 | 2395 | -533 | -864 | -1118 | -1789 | -1766 | -1775 | -1832 | -2126 | -2375
2016 | US/MX | WECC | - | CAMX | MW | Expected Imports |  | 0 | 0 | 0 | 0 | 0 | 0 | 0 | 0 | 0 | 0 | 0
2016 | US/MX | WECC | - | CAMX | MW | Expected Exports |  | 0 | 0 | 0 | 0 | 0 | 0 | 0 | 0 | 0 | 0 | 0
2016 | US/MX | WECC | - | CAMX | MW | Net Expected Transfers |  | 0 | 0 | 0 | 0 | 0 | 0 | 0 | 0 | 0 | 0 | 0
2016 | US/MX | WECC | - | CAMX | MW | Existing-Certain & Net Firm Transfers |  | 54560.1 | 48948.1 | 46083.8 | 45728 | 45439.8 | 44439.1 | 44436.1 | 44453 | 43942.5 | 43651.1 | 43400.3
2016 | US/MX | WECC | - | CAMX | MW | Anticipated Resources |  | 55226.8 | 49628.4 | 48397.2 | 48309.8 | 48501.4 | 47807.2 | 47795.8 | 47815.3 | 47748.6 | 47460.8 | 47210
2016 | US/MX | WECC | - | CAMX | MW | Prospective Resources |  | 55226.8 | 49722.7 | 48491.5 | 48476.1 | 48701.7 | 48007.5 | 47996.1 | 48015.6 | 46818.9 | 45401.1 | 45150.3
2016 | US/MX | WECC | - | CAMX | MW | Existing-Certain and Net Firm Transfers Excess/Shortfall |  | 10686.675 | 5063.325 | 2422.62 | 2246.15 | 2018.105 | 1018.54 | 897.5 | 893.97 | 441.355 | 230.54 | 95.51
2016 | US/MX | WECC | - | CAMX | MW | Anticipated Excess/Shortfall |  | 11353.375 | 5743.625 | 4736.02 | 4827.95 | 5079.705 | 4386.64 | 4257.2 | 4256.27 | 4247.455 | 4040.24 | 3905.21
2016 | US/MX | WECC | - | CAMX | MW | Prospective Excess/Shortfall |  | 11353.375 | 5837.925 | 4830.32 | 4994.25 | 5280.005 | 4586.94 | 4457.5 | 4456.57 | 3317.755 | 1980.54 | 1845.51
2016 | US/MX | WECC | - | CAMX | % | Existing-Certain and Net Firm Transfers Reserve Margin |  | 0.41146 | 0.26595 | 0.19798 | 0.19363 | 0.18775 | 0.16162 | 0.1584 | 0.15829 | 0.14652 | 0.14103 | 0.1375
2016 | US/MX | WECC | - | CAMX | % | Anticipated Reserve Margin |  | 42.87% | 28.35% | 25.81% | 26.1% | 26.78% | 24.97% | 24.6% | 24.59% | 24.58% | 24.06% | 23.74%
2016 | US/MX | WECC | - | CAMX | % | Prospective Reserve Margin |  | 42.87% | 28.6% | 26.06% | 26.54% | 27.3% | 25.49% | 25.12% | 25.11% | 22.16% | 18.68% | 18.34%
2016 | US/MX | WECC | - | CAMX | % | Reference Margin Level |  | 13.5% | 13.5% | 13.5% | 13.5% | 13.5% | 13.5% | 13.5% | 13.5% | 13.5% | 13.5% | 13.5%
2016 | US | WECC | - | NWPP-US | MW | Energy Efficiency and Conservation |  | 441 | 641 | 772 | 885 | 1044 | 1161 | 1269 | 1365 | 1396 | 1424 | 1402
2016 | US | WECC | - | NWPP-US | MW | Behind the Meter Generation |  | 0 | 0 | 0 | 0 | 0 | 0 | 0 | 0 | 0 | 0 | 0
2016 | US | WECC | - | NWPP-US | MW | Distributed Generation |  | 0 | 0 | 0 | 0 | 0 | 0 | 0 | 0 | 0 | 0 | 0
2016 | US | WECC | - | NWPP-US | MW | Standby Load Under Contract |  | 0 | 0 | 0 | 0 | 0 | 0 | 0 | 0 | 0 | 0 | 0
2016 | US | WECC | - | NWPP-US | MW | Total Internal Demand |  | 46922 | 47822 | 48153 | 48470 | 48640 | 48918 | 49410 | 49696 | 49923 | 50268 | 50263
2016 | US | WECC | - | NWPP-US | MW | Controllable and Dispatchable Demand Response - Available |  | 9 | 32 | 31 | 32 | 33 | 33 | 33 | 33 | 33 | 33 | 33
2016 | US | WECC | - | NWPP-US | MW | Net Internal Demand |  | 46913 | 47790 | 48122 | 48438 | 48607 | 48885 | 49377 | 49663 | 49890 | 50235 | 50230
2016 | US | WECC | - | NWPP-US | MW | Behind the Meter Generation - Capacity |  | 0 | 0 | 0 | 0 | 0 | 0 | 0 | 0 | 0 | 0 | 0
2016 | US | WECC | - | NWPP-US | MW | Other Capacity Adjustments - Additions |  | 0 | 0 | 0 | 0 | 0 | 0 | 0 | 0 | 0 | 0 | 0
2016 | US | WECC | - | NWPP-US | MW | Other Capacity Adjustments - Reductions |  | 0 | 0 | 0 | 0 | 0 | 0 | 0 | 0 | 0 | 0 | 0
2016 | US | WECC | - | NWPP-US | MW | Confirmed Retirements |  | 410.2 | 549.4 | 812.2 | 1078 | 1078 | 1747 | 2114 | 2114 | 2114 | 2330 | 2674
2016 | US | WECC | - | NWPP-US | MW | Unconfirmed Retirements |  | 0 | 0 | 0 | 0 | 0 | 0 | 0 | 0 | 0 | 0 | 0
2016 | US | WECC | - | NWPP-US | MW | Scheduled Outages |  | 0 | 2385 | 2485 | 2198 | 2155 | 2034 | 1973 | 1991 | 1973 | 1973 | 1973
2016 | US | WECC | - | NWPP-US | MW | Transmission Limitations |  | 0 | 0 | 0 | 0 | 0 | 0 | 0 | 0 | 0 | 0 | 0
2016 | US | WECC | - | NWPP-US | MW | Existing-Certain |  | 54172.5 | 56544.2 | 56078.2 | 56190.4 | 56182 | 55773.7 | 55393 | 55335.6 | 55288.4 | 55112 | 54998
2016 | US | WECC | - | NWPP-US | MW | Existing-Other |  | 0 | 0 | 0 | 0 | 0 | 0 | 0 | 0 | 0 | 0 | 0
2016 | US | WECC | - | NWPP-US | MW | Additions - Tier 1 |  | 10.95 | 653.5 | 662.7 | 677.6 | 718.3 | 717.6 | 721.6 | 721 | 719.5 | 718.3 | 718
2016 | US | WECC | - | NWPP-US | MW | Additions - Tier 2 |  | 0 | 77.5 | 106.5 | 161.1 | 161.1 | 146.5 | 146.5 | 146.5 | 146.5 | 161.1 | 161.1
2016 | US | WECC | - | NWPP-US | MW | Additions - Tier 3 |  | 541.263 | 222.8 | 227.7 | 367.6 | 360 | 219.9 | 248.7 | 749 | 1354.4 | 1359.8 | 1354.4
2016 | US | WECC | - | NWPP-US | MW | Firm Imports |  | 5533 | 3914 | 3947 | 4251 | 4589 | 5449 | 6310 | 6741 | 7205 | 7540 | 7748
2016 | US | WECC | - | NWPP-US | MW | Firm Imports - Full-Responsibility Purchases |  | 2049 | 425 | 463 | 767 | 1105 | 1965 | 2821 | 3255 | 3721 | 4056 | 4264
2016 | US | WECC | - | NWPP-US | MW | Firm Imports - Owned Capacity/Entitlement Located Outside the Area |  | 3484 | 3489 | 3484 | 3484 | 3484 | 3484 | 3489 | 3486 | 3484 | 3484 | 3484
2016 | US | WECC | - | NWPP-US | MW | Firm Exports |  | 1401 | 483 | 669 | 868 | 1028 | 1150 | 1393 | 1511 | 1670 | 1805 | 1950
2016 | US | WECC | - | NWPP-US | MW | Firm Exports - Full-Responsibility Sales |  | 1401 | 483 | 669 | 868 | 1028 | 1150 | 1393 | 1511 | 1670 | 1805 | 1950
2016 | US | WECC | - | NWPP-US | MW | Firm Exports - Owned Capacity/Entitlement Located Inside the Area |  | 0 | 0 | 0 | 0 | 0 | 0 | 0 | 0 | 0 | 0 | 0
2016 | US | WECC | - | NWPP-US | MW | Net Firm Capacity Transfers |  | 4132 | 3431 | 3278 | 3383 | 3561 | 4299 | 4917 | 5230 | 5535 | 5735 | 5798
2016 | US | WECC | - | NWPP-US | MW | Expected Imports |  | 0 | 0 | 0 | 0 | 0 | 0 | 0 | 0 | 0 | 0 | 0
2016 | US | WECC | - | NWPP-US | MW | Expected Exports |  | 0 | 0 | 0 | 0 | 0 | 0 | 0 | 0 | 0 | 0 | 0
2016 | US | WECC | - | NWPP-US | MW | Net Expected Transfers |  | 0 | 0 | 0 | 0 | 0 | 0 | 0 | 0 | 0 | 0 | 0
2016 | US | WECC | - | NWPP-US | MW | Existing-Certain & Net Firm Transfers |  | 58304.5 | 59975.2 | 59356.2 | 59573.4 | 59743 | 60072.7 | 60310 | 60565.6 | 60823.4 | 60847 | 60796
2016 | US | WECC | - | NWPP-US | MW | Anticipated Resources |  | 58315.45 | 60628.7 | 60018.9 | 60251 | 60461.3 | 60790.3 | 61031.6 | 61286.6 | 61542.9 | 61565.3 | 61514
2016 | US | WECC | - | NWPP-US | MW | Prospective Resources |  | 58315.45 | 60706.2 | 60125.4 | 60412.1 | 60622.4 | 60936.8 | 61178.1 | 61433.1 | 61689.4 | 61726.4 | 61675.1
2016 | US | WECC | - | NWPP-US | MW | Existing-Certain and Net Firm Transfers Excess/Shortfall |  | 3181.725 | 3821.95 | 2812.85 | 2658.75 | 2629.775 | 2632.825 | 2292.025 | 2211.575 | 2202.65 | 1820.875 | 1775.75
2016 | US | WECC | - | NWPP-US | MW | Anticipated Excess/Shortfall |  | 3192.675 | 4475.45 | 3475.55 | 3336.35 | 3348.075 | 3350.425 | 3013.625 | 2932.575 | 2922.15 | 2539.175 | 2493.75
2016 | US | WECC | - | NWPP-US | MW | Prospective Excess/Shortfall |  | 3192.675 | 4552.95 | 3582.05 | 3497.45 | 3509.175 | 3496.925 | 3160.125 | 3079.075 | 3068.65 | 2700.275 | 2654.85
2016 | US | WECC | - | NWPP-US | % | Existing-Certain and Net Firm Transfers Reserve Margin |  | 0.24282 | 0.25497 | 0.23345 | 0.22989 | 0.2291 | 0.22886 | 0.22142 | 0.21953 | 0.21915 | 0.21125 | 0.21035
2016 | US | WECC | - | NWPP-US | % | Anticipated Reserve Margin |  | 24.31% | 26.86% | 24.72% | 24.39% | 24.39% | 24.35% | 23.6% | 23.4% | 23.36% | 22.55% | 22.46%
2016 | US | WECC | - | NWPP-US | % | Prospective Reserve Margin |  | 24.31% | 27.03% | 24.94% | 24.72% | 24.72% | 24.65% | 23.9% | 23.7% | 23.65% | 22.88% | 22.79%
2016 | US | WECC | - | NWPP-US | % | Reference Margin Level |  | 17.5% | 17.5% | 17.5% | 17.5% | 17.5% | 17.5% | 17.5% | 17.5% | 17.5% | 17.5% | 17.5%
2016 | US | WECC | - | RMRG | MW | Energy Efficiency and Conservation |  | 81 | 151 | 221 | 286 | 350 | 414 | 479 | 543 | 607 | 672 | 736
2016 | US | WECC | - | RMRG | MW | Behind the Meter Generation |  | 0 | 0 | 0 | 0 | 0 | 0 | 0 | 0 | 0 | 0 | 0
2016 | US | WECC | - | RMRG | MW | Distributed Generation |  | 0 | 0 | 0 | 0 | 0 | 0 | 0 | 0 | 0 | 0 | 0
2016 | US | WECC | - | RMRG | MW | Standby Load Under Contract |  | 0 | 0 | 0 | 0 | 0 | 0 | 0 | 0 | 0 | 0 | 0
2016 | US | WECC | - | RMRG | MW | Total Internal Demand |  | 10311 | 10451 | 10597 | 10842 | 11099 | 11256 | 11425 | 11595 | 11782 | 11942 | 12119
2016 | US | WECC | - | RMRG | MW | Controllable and Dispatchable Demand Response - Available |  | 297 | 319 | 330 | 344 | 361 | 361 | 362 | 362 | 363 | 363 | 363
2016 | US | WECC | - | RMRG | MW | Net Internal Demand |  | 10014 | 10132 | 10267 | 10498 | 10738 | 10895 | 11063 | 11233 | 11419 | 11579 | 11756
2016 | US | WECC | - | RMRG | MW | Behind the Meter Generation - Capacity |  | 0 | 0 | 0 | 0 | 0 | 0 | 0 | 0 | 0 | 0 | 0
2016 | US | WECC | - | RMRG | MW | Other Capacity Adjustments - Additions |  | 0 | 0 | 0 | 0 | 0 | 0 | 0 | 0 | 0 | 0 | 0
2016 | US | WECC | - | RMRG | MW | Other Capacity Adjustments - Reductions |  | 0 | 0 | 0 | 0 | 0 | 0 | 0 | 0 | 0 | 0 | 0
2016 | US | WECC | - | RMRG | MW | Confirmed Retirements |  | 6 | 6 | 588 | 588 | 641 | 741 | 741 | 741 | 741 | 741 | 741
2016 | US | WECC | - | RMRG | MW | Unconfirmed Retirements |  | 0 | 0 | 0 | 0 | 0 | 0 | 0 | 0 | 0 | 0 | 0
2016 | US | WECC | - | RMRG | MW | Scheduled Outages |  | 0 | 0 | 0 | 0 | 0 | 0 | 0 | 0 | 0 | 0 | 0
2016 | US | WECC | - | RMRG | MW | Transmission Limitations |  | 0 | 0 | 0 | 0 | 0 | 0 | 0 | 0 | 0 | 0 | 0
2016 | US | WECC | - | RMRG | MW | Existing-Certain |  | 18652.6 | 18616.6834 | 18092.0702 | 18078.734 | 18031.9116 | 17916.443 | 17881.6834 | 17880.9112 | 17939.0702 | 17931.9116 | 17796.8962
2016 | US | WECC | - | RMRG | MW | Existing-Other |  | 0 | 0 | 0 | 0 | 0 | 0 | 0 | 0 | 0 | 0 | 0
2016 | US | WECC | - | RMRG | MW | Additions - Tier 1 |  | 0 | 100 | 456.2 | 456.2 | 456.2 | 454.1 | 452 | 452 | 456.2 | 456.2 | 447.8
2016 | US | WECC | - | RMRG | MW | Additions - Tier 2 |  | 0 | 0 | -30.78 | -53.4835 | -47.027 | -47.027 | -49.569 | -49.569 | -48.298 | -47.027 | -45.756
2016 | US | WECC | - | RMRG | MW | Additions - Tier 3 |  | 33 | 33 | 46.5 | 43.5 | 43.5 | 82.5 | 55 | 55 | 77.5 | 72.5 | 52.5
2016 | US | WECC | - | RMRG | MW | Firm Imports |  | 418 | 418 | 418 | 418 | 418 | 418 | 418 | 418 | 418 | 418 | 418
2016 | US | WECC | - | RMRG | MW | Firm Imports - Full-Responsibility Purchases |  | 0 | 0 | 0 | 0 | 0 | 0 | 0 | 0 | 0 | 0 | 0
2016 | US | WECC | - | RMRG | MW | Firm Imports - Owned Capacity/Entitlement Located Outside the Area |  | 418 | 418 | 418 | 418 | 418 | 418 | 418 | 418 | 418 | 418 | 418
2016 | US | WECC | - | RMRG | MW | Firm Exports |  | 2741 | 2741 | 2741 | 2741 | 2741 | 2741 | 2741 | 2821 | 2741 | 2742 | 2741
2016 | US | WECC | - | RMRG | MW | Firm Exports - Full-Responsibility Sales |  | 0 | 0 | 0 | 0 | 0 | 0 | 0 | 80 | 0 | 1 | 0
2016 | US | WECC | - | RMRG | MW | Firm Exports - Owned Capacity/Entitlement Located Inside the Area |  | 2741 | 2741 | 2741 | 2741 | 2741 | 2741 | 2741 | 2741 | 2741 | 2741 | 2741
2016 | US | WECC | - | RMRG | MW | Net Firm Capacity Transfers |  | -2323 | -2323 | -2323 | -2323 | -2323 | -2323 | -2323 | -2403 | -2323 | -2324 | -2323
2016 | US | WECC | - | RMRG | MW | Expected Imports |  | 0 | 0 | 0 | 0 | 0 | 0 | 0 | 0 | 0 | 0 | 0
2016 | US | WECC | - | RMRG | MW | Expected Exports |  | 0 | 0 | 0 | 0 | 0 | 0 | 0 | 0 | 0 | 0 | 0
2016 | US | WECC | - | RMRG | MW | Net Expected Transfers |  | 0 | 0 | 0 | 0 | 0 | 0 | 0 | 0 | 0 | 0 | 0
2016 | US | WECC | - | RMRG | MW | Existing-Certain & Net Firm Transfers |  | 16329.6 | 16293.6834 | 15769.0702 | 15755.734 | 15708.9116 | 15593.443 | 15558.6834 | 15477.9112 | 15616.0702 | 15607.9116 | 15473.8962
2016 | US | WECC | - | RMRG | MW | Anticipated Resources |  | 16329.6 | 16393.6834 | 16225.2702 | 16211.934 | 16165.1116 | 16047.543 | 16010.6834 | 15929.9112 | 16072.2702 | 16064.1116 | 15921.6962
2016 | US | WECC | - | RMRG | MW | Prospective Resources |  | 16329.6 | 16393.6834 | 16194.4902 | 16158.4505 | 16118.0846 | 16000.516 | 15961.1144 | 15880.3422 | 16023.9722 | 16017.0846 | 15875.9402
2016 | US | WECC | - | RMRG | MW | Existing-Certain and Net Firm Transfers Excess/Shortfall |  | 5148.969 | 4981.3054 | 4305.9647 | 4034.717 | 3719.9346 | 3429.1755 | 3206.8439 | 2936.2667 | 2866.7567 | 2679.9581 | 2348.3222
2016 | US | WECC | - | RMRG | MW | Anticipated Excess/Shortfall |  | 5148.969 | 5081.3054 | 4762.1647 | 4490.917 | 4176.1346 | 3883.2755 | 3658.8439 | 3388.2667 | 3322.9567 | 3136.1581 | 2796.1222
2016 | US | WECC | - | RMRG | MW | Prospective Excess/Shortfall |  | 5148.969 | 5081.3054 | 4731.3847 | 4437.4335 | 4129.1076 | 3836.2485 | 3609.2749 | 3338.6977 | 3274.6587 | 3089.1311 | 2750.3662
2016 | US | WECC | - | RMRG | % | Existing-Certain and Net Firm Transfers Reserve Margin |  | 0.63068 | 0.60814 | 0.5359 | 0.50083 | 0.46293 | 0.43125 | 0.40637 | 0.3779 | 0.36755 | 0.34795 | 0.31626
2016 | US | WECC | - | RMRG | % | Anticipated Reserve Margin |  | 63.07% | 61.8% | 58.03% | 54.43% | 50.54% | 47.29% | 44.72% | 41.81% | 40.75% | 38.73% | 35.43%
2016 | US | WECC | - | RMRG | % | Prospective Reserve Margin |  | 63.07% | 61.8% | 57.73% | 53.92% | 50.1% | 46.86% | 44.27% | 41.37% | 40.33% | 38.33% | 35.05%
2016 | US | WECC | - | RMRG | % | Reference Margin Level |  | 11.65% | 11.65% | 11.65% | 11.65% | 11.65% | 11.65% | 11.65% | 11.65% | 11.65% | 11.65% | 11.65%
2016 | US | WECC | - | SRSG | MW | Energy Efficiency and Conservation |  | 268 | 341 | 409 | 470 | 530 | 568 | 585 | 603 | 614 | 627 | 641
2016 | US | WECC | - | SRSG | MW | Behind the Meter Generation |  | 0 | 0 | 0 | 0 | 0 | 0 | 0 | 0 | 0 | 0 | 0
2016 | US | WECC | - | SRSG | MW | Distributed Generation |  | 1 | 1 | 1 | 1 | 1 | 2 | 2 | 2 | 2 | 2 | 2
2016 | US | WECC | - | SRSG | MW | Standby Load Under Contract |  | 43 | 56 | 68 | 73 | 107 | 116 | 124 | 129 | 132 | 135 | 129
2016 | US | WECC | - | SRSG | MW | Total Internal Demand |  | 14737 | 14925 | 15142 | 15469 | 15654 | 15981 | 16346 | 16627 | 16889 | 17204 | 17519
2016 | US | WECC | - | SRSG | MW | Controllable and Dispatchable Demand Response - Available |  | 306 | 303 | 303 | 292 | 292 | 292 | 292 | 292 | 292 | 292 | 292
2016 | US | WECC | - | SRSG | MW | Net Internal Demand |  | 14431 | 14622 | 14839 | 15177 | 15362 | 15689 | 16054 | 16335 | 16597 | 16912 | 17227
2016 | US | WECC | - | SRSG | MW | Behind the Meter Generation - Capacity |  | 0 | 0 | 0 | 0 | 0 | 0 | 0 | 0 | 0 | 0 | 0
2016 | US | WECC | - | SRSG | MW | Other Capacity Adjustments - Additions |  | 0 | 0 | 0 | 0 | 0 | 0 | 0 | 0 | 0 | 0 | 0
2016 | US | WECC | - | SRSG | MW | Other Capacity Adjustments - Reductions |  | 0 | 0 | 0 | 0 | 0 | 0 | 0 | 0 | 0 | 0 | 0
2016 | US | WECC | - | SRSG | MW | Confirmed Retirements |  | 46 | 306 | 526 | 526 | 526 | 574 | 657 | 805 | 953 | 1050 | 1114
2016 | US | WECC | - | SRSG | MW | Unconfirmed Retirements |  | 0 | 0 | 0 | 0 | 0 | 0 | 0 | 0 | 0 | 0 | 0
2016 | US | WECC | - | SRSG | MW | Scheduled Outages |  | 0 | 52 | 0 | 0 | 0 | 0 | 0 | 0 | 0 | 0 | 0
2016 | US | WECC | - | SRSG | MW | Transmission Limitations |  | 0 | 0 | 0 | 0 | 0 | 0 | 0 | 0 | 0 | 0 | 0
2016 | US | WECC | - | SRSG | MW | Existing-Certain |  | 32406.9 | 32313.3574 | 32139.0647 | 32118.6384 | 32154.7467 | 32121.9087 | 32014.3574 | 31852.2237 | 31712.0647 | 31630.7467 | 31581.9087
2016 | US | WECC | - | SRSG | MW | Existing-Other |  | 0 | 0 | 0 | 0 | 0 | 0 | 0 | 0 | 0 | 0 | 0
2016 | US | WECC | - | SRSG | MW | Additions - Tier 1 |  | 93.2 | 200.27 | 722.27 | 722.27 | 722.27 | 722.27 | 1007.27 | 1007.27 | 1292.27 | 1385.47 | 1478.67
2016 | US | WECC | - | SRSG | MW | Additions - Tier 2 |  | 0 | 0 | -839 | -839 | 161 | 161 | 161 | 161 | 161 | 161 | 161
2016 | US | WECC | - | SRSG | MW | Additions - Tier 3 |  | 0 | 84 | 290.25 | 873 | 916.75 | 1341.04 | 1635.79 | 2256.79 | 2844.84 | 2951.34 | 2967.84
2016 | US | WECC | - | SRSG | MW | Firm Imports |  | 379 | 379 | 379 | 379 | 379 | 379 | 379 | 379 | 379 | 379 | 379
2016 | US | WECC | - | SRSG | MW | Firm Imports - Full-Responsibility Purchases |  | 0 | 0 | 0 | 0 | 0 | 0 | 0 | 0 | 0 | 0 | 0
2016 | US | WECC | - | SRSG | MW | Firm Imports - Owned Capacity/Entitlement Located Outside the Area |  | 379 | 379 | 379 | 379 | 379 | 379 | 379 | 379 | 379 | 379 | 379
2016 | US | WECC | - | SRSG | MW | Firm Exports |  | 3404 | 3412 | 3404 | 3387 | 3404 | 3404 | 3412 | 3404 | 3404 | 3404 | 3404
2016 | US | WECC | - | SRSG | MW | Firm Exports - Full-Responsibility Sales |  | 0 | 0 | 0 | 0 | 0 | 0 | 0 | 0 | 0 | 0 | 0
2016 | US | WECC | - | SRSG | MW | Firm Exports - Owned Capacity/Entitlement Located Inside the Area |  | 3404 | 3412 | 3404 | 3387 | 3404 | 3404 | 3412 | 3404 | 3404 | 3404 | 3404
2016 | US | WECC | - | SRSG | MW | Net Firm Capacity Transfers |  | -3025 | -3033 | -3025 | -3008 | -3025 | -3025 | -3033 | -3025 | -3025 | -3025 | -3025
2016 | US | WECC | - | SRSG | MW | Expected Imports |  | 0 | 0 | 0 | 0 | 0 | 0 | 0 | 0 | 0 | 0 | 0
2016 | US | WECC | - | SRSG | MW | Expected Exports |  | 0 | 0 | 0 | 0 | 0 | 0 | 0 | 0 | 0 | 0 | 0
2016 | US | WECC | - | SRSG | MW | Net Expected Transfers |  | 0 | 0 | 0 | 0 | 0 | 0 | 0 | 0 | 0 | 0 | 0
2016 | US | WECC | - | SRSG | MW | Existing-Certain & Net Firm Transfers |  | 29381.9 | 29280.3574 | 29114.0647 | 29110.6384 | 29129.7467 | 29096.9087 | 28981.3574 | 28827.2237 | 28687.0647 | 28605.7467 | 28556.9087
2016 | US | WECC | - | SRSG | MW | Anticipated Resources |  | 29475.1 | 29480.6274 | 29836.3347 | 29832.9084 | 29852.0167 | 29819.1787 | 29988.6274 | 29834.4937 | 29979.3347 | 29991.2167 | 30035.5787
2016 | US | WECC | - | SRSG | MW | Prospective Resources |  | 29475.1 | 29480.6274 | 28997.3347 | 28993.9084 | 30013.0167 | 29980.1787 | 30149.6274 | 29995.4937 | 30140.3347 | 30152.2167 | 30196.5787
2016 | US | WECC | - | SRSG | MW | Existing-Certain and Net Firm Transfers Excess/Shortfall |  | 13203.3059 | 12887.6332 | 12478.0618 | 12095.7037 | 11907.4085 | 11507.9708 | 10983.218 | 10514.0552 | 10080.168 | 9645.7035 | 9243.719
2016 | US | WECC | - | SRSG | MW | Anticipated Excess/Shortfall |  | 13296.5059 | 13087.9032 | 13200.3318 | 12817.9737 | 12629.6785 | 12230.2408 | 11990.488 | 11521.3252 | 11372.438 | 11031.1735 | 10722.389
2016 | US | WECC | - | SRSG | MW | Prospective Excess/Shortfall |  | 13296.5059 | 13087.9032 | 12361.3318 | 11978.9737 | 12790.6785 | 12391.2408 | 12151.488 | 11682.3252 | 11533.438 | 11192.1735 | 10883.389
2016 | US | WECC | - | SRSG | % | Existing-Certain and Net Firm Transfers Reserve Margin |  | 1.036 | 1.0025 | 0.962 | 0.91808 | 0.89622 | 0.85461 | 0.80524 | 0.76475 | 0.72845 | 0.69145 | 0.65768
2016 | US | WECC | - | SRSG | % | Anticipated Reserve Margin |  | 104.2% | 101.6% | 101.1% | 96.57% | 94.32% | 90.06% | 86.8% | 82.64% | 80.63% | 77.34% | 74.35%
2016 | US | WECC | - | SRSG | % | Prospective Reserve Margin |  | 104.2% | 101.6% | 95.41% | 91.04% | 95.37% | 91.09% | 87.8% | 83.63% | 81.6% | 78.29% | 75.29%
2016 | US | WECC | - | SRSG | % | Reference Margin Level |  | 12.11% | 12.11% | 12.11% | 12.11% | 12.11% | 12.11% | 12.11% | 12.11% | 12.11% | 12.11% | 12.11%
2017 | US | FRCC | - | FRCC | MW | Energy Efficiency and Conservation |  | 77 | 131 | 183 | 237 | 283 | 333 | 383 | 431 | 482 | 529 | 529
2017 | US | FRCC | - | FRCC | MW | Total Installed Photovoltaic |  | 210.096 | 318.9092 | 477.6691 | 659.8743 | 777.5217 | 867.7436 | 957.5531 | 1060.92 | 1119.9313 | 1184.4966 | 1184.4966
2017 | US | FRCC | - | FRCC | MW | Photovoltaic On-Peak |  | 1.8033 | 1.8263 | 1.8574 | 1.8963 | 1.9079 | 1.9145 | 1.9233 | 1.9347 | 1.9475 | 1.9616 | 1.9616
2017 | US | FRCC | - | FRCC | MW | Total Internal Demand |  | 44836 | 45350 | 45769 | 46270 | 46659 | 47096 | 47535 | 47933 | 48356 | 48801 | 48801
2017 | US | FRCC | - | FRCC | MW | Controllable and Dispatchable Demand Response - Available |  | 2842 | 2888 | 2934 | 2985 | 3000 | 3030 | 3046 | 3052 | 3081 | 3112 | 3112
2017 | US | FRCC | - | FRCC | MW | Net Internal Demand |  | 41994 | 42462 | 42835 | 43285 | 43659 | 44066 | 44489 | 44881 | 45275 | 45689 | 45689
2017 | US | FRCC | - | FRCC | MW | Behind the Meter Generation - Capacity |  | 0 | 0 | 0 | 0 | 0 | 0 | 0 | 0 | 0 | 0 | 0
2017 | US | FRCC | - | FRCC | MW | Other Capacity Adjustments - Additions |  | 0 | 0 | 0 | 0 | 0 | 0 | 0 | 0 | 0 | 0 | 0
2017 | US | FRCC | - | FRCC | MW | Other Capacity Adjustments - Reductions |  | 0 | 0 | 0 | 0 | 0 | 0 | 0 | 0 | 0 | 0 | 0
2017 | US | FRCC | - | FRCC | MW | Confirmed Retirements |  | 0 | 2049.3 | 2339.3 | 5213.3 | 5803.3 | 5974.3 | 5974.3 | 6049.3 | 6052.7 | 6052.7 | 6052.7
2017 | US | FRCC | - | FRCC | MW | Unconfirmed Retirements |  | 0 | 0 | 0 | 0 | 0 | 0 | 0 | 0 | 0 | 0 | 0
2017 | US | FRCC | - | FRCC | MW | Scheduled Outages |  | 0 | 0 | 0 | 0 | 0 | 0 | 0 | 0 | 0 | 0 | 0
2017 | US | FRCC | - | FRCC | MW | Transmission Limitations |  | 0 | 0 | 0 | 0 | 0 | 0 | 0 | 0 | 0 | 0 | 0
2017 | US | FRCC | - | FRCC | MW | Existing-Certain |  | 56190.14 | 53736.74 | 53819.24 | 53805.64 | 53264.64 | 53251.64 | 52776.24 | 52106.04 | 51989.04 | 51969.04 | 51969.04
2017 | US | FRCC | - | FRCC | MW | Existing-Other |  | 534.6 | 679.9 | 679.9 | 560.5 | 1106.5 | 1106.5 | 1234.5 | 1904.7 | 2008.7 | 2028.7 | 2028.7
2017 | US | FRCC | - | FRCC | MW | Additions - Tier 1 |  | 715.3 | 2687.3 | 4441.3 | 4441.3 | 5253.3 | 7401.3 | 7756.2 | 8477.8 | 8717 | 8956.2 | 8956.2
2017 | US | FRCC | - | FRCC | MW | Additions - Tier 2 |  | 0 | 0 | 0 | 0 | 0 | 0 | 0 | 0 | 0 | 0 | 0
2017 | US | FRCC | - | FRCC | MW | Additions - Tier 3 |  | 0 | 0 | 0 | 0 | 0 | 0 | 0 | 0 | 0 | 0 | 0
2017 | US | FRCC | - | FRCC | MW | Firm Imports |  | 1253 | 1253 | 1353 | 1453 | 1029 | 1029 | 1029 | 1029 | 1029 | 1029 | 1029
2017 | US | FRCC | - | FRCC | MW | Firm Exports |  | 0 | 0 | 0 | 0 | 0 | 0 | 0 | 0 | 0 | 0 | 0
2017 | US | FRCC | - | FRCC | MW | Net Firm Capacity Transfers |  | 1253 | 1253 | 1353 | 1453 | 1029 | 1029 | 1029 | 1029 | 1029 | 1029 | 1029
2017 | US | FRCC | - | FRCC | MW | Expected Imports |  | 0 | 0 | 0 | 0 | 0 | 0 | 0 | 0 | 0 | 0 | 0
2017 | US | FRCC | - | FRCC | MW | Expected Exports |  | 0 | 0 | 0 | 0 | 0 | 0 | 0 | 0 | 0 | 0 | 0
2017 | US | FRCC | - | FRCC | MW | Net Expected Transfers |  | 0 | 0 | 0 | 0 | 0 | 0 | 0 | 0 | 0 | 0 | 0
2017 | US | FRCC | - | FRCC | MW | Existing-Certain & Net Firm Transfers |  | 57443.14 | 54989.74 | 55172.24 | 55258.64 | 54293.64 | 54280.64 | 53805.24 | 53135.04 | 53018.04 | 52998.04 | 52998.04
2017 | US | FRCC | - | FRCC | MW | Anticipated Resources |  | 58158.44 | 57677.04 | 59613.54 | 59699.94 | 59546.94 | 61681.94 | 61561.44 | 61612.84 | 61735.04 | 61954.24 | 61954.24
2017 | US | FRCC | - | FRCC | MW | Prospective Resources |  | 58693.04 | 58356.94 | 60293.44 | 60260.44 | 60653.44 | 62788.44 | 62795.94 | 63517.54 | 63743.74 | 63982.94 | 63982.94
2017 | US | FRCC | - | FRCC | MW | Existing-Certain and Net Firm Transfers Excess/Shortfall |  | 0 | 0 | 0 | 0 | 0 | 0 | 0 | 0 | 0 | 0 | 0
2017 | US | FRCC | - | FRCC | MW | Anticipated Excess/Shortfall |  | 0 | 0 | 0 | 0 | 0 | 0 | 0 | 0 | 0 | 0 | 0
2017 | US | FRCC | - | FRCC | MW | Prospective Excess/Shortfall |  | 0 | 0 | 0 | 0 | 0 | 0 | 0 | 0 | 0 | 0 | 0
2017 | US | FRCC | - | FRCC | % | Existing-Certain and Net Firm Transfers Reserve Margin |  | 36.79% | 29.5% | 28.8% | 27.66% | 24.36% | 23.18% | 20.94% | 18.39% | 17.1% | 16% | 16%
2017 | US | FRCC | - | FRCC | % | Anticipated Reserve Margin |  | 38.49% | 35.83% | 39.17% | 37.92% | 36.39% | 39.98% | 38.37% | 37.28% | 36.36% | 35.6% | 35.6%
2017 | US | FRCC | - | FRCC | % | Prospective Reserve Margin |  | 39.77% | 37.43% | 40.76% | 39.22% | 38.93% | 42.49% | 41.15% | 41.52% | 40.79% | 40.04% | 40.04%
2017 | US | FRCC | - | FRCC | % | Reference Margin Level |  | 15% | 15% | 15% | 15% | 15% | 15% | 15% | 15% | 15% | 15% | 15%
2017 | US | MRO | - | MISO | MW | Energy Efficiency and Conservation |  | 0 | 97.9 | 97.9 | 97.9 | 97.9 | 97.9 | 97.9 | 97.9 | 97.9 | 97.9 | 97.9
2017 | US | MRO | - | MISO | MW | Total Installed Photovoltaic |  | 411 | 411 | 411 | 411 | 411 | 411 | 411 | 411 | 411 | 411 | 411
2017 | US | MRO | - | MISO | MW | Photovoltaic On-Peak |  | 205.5 | 205.5 | 205.5 | 205.5 | 205.5 | 205.5 | 205.5 | 205.5 | 205.5 | 205.5 | 205.5
2017 | US | MRO | - | MISO | MW | Total Internal Demand |  | 103730.7 | 104294.6 | 105682.8 | 106801.8 | 107595 | 108131.1 | 108754.1 | 109532.3 | 110215.9 | 110880.5 | 111540.4
2017 | US | MRO | - | MISO | MW | Controllable and Dispatchable Demand Response - Available |  | 4346.4689 | 4346.4689 | 4346.4689 | 4346.4689 | 4346.4689 | 4346.4689 | 4346.4689 | 4346.4689 | 4346.4689 | 4346.4689 | 4346.4689
2017 | US | MRO | - | MISO | MW | Net Internal Demand |  | 99384.2311 | 99948.1311 | 101336.3311 | 102455.3311 | 103248.5311 | 103784.6311 | 104407.6311 | 105185.8311 | 105869.4311 | 106534.0311 | 107193.9311
2017 | US | MRO | - | MISO | MW | Behind the Meter Generation - Capacity |  | 4143.5 | 4128.7 | 4148.8 | 4158.7 | 4168.8 | 4168.8 | 4168.8 | 4168.8 | 4168.8 | 4168.8 | 4168.8
2017 | US | MRO | - | MISO | MW | Other Capacity Adjustments - Additions |  | 0 | 0 | 0 | 0 | 0 | 0 | 0 | 0 | 0 | 0 | 0
2017 | US | MRO | - | MISO | MW | Other Capacity Adjustments - Reductions |  | 0 | 0 | 0 | 0 | 0 | 0 | 0 | 0 | 0 | 0 | 0
2017 | US | MRO | - | MISO | MW | Confirmed Retirements |  | 1293.5 | 6124.5 | 7446 | 7446 | 7446 | 7446 | 7446 | 7446 | 7446 | 7446 | 7446
2017 | US | MRO | - | MISO | MW | Unconfirmed Retirements |  | 0 | 0 | 0 | 0 | 0 | 0 | 0 | 0 | 0 | 0 | 0
2017 | US | MRO | - | MISO | MW | Scheduled Outages |  | 0 | 0 | 0 | 0 | 0 | 0 | 0 | 0 | 0 | 0 | 0
2017 | US | MRO | - | MISO | MW | Transmission Limitations |  | 2463 | 2461.8 | 2314.8 | 2093.8 | 1841.3 | 1090.6 | 832.9 | 732.9 | 632.9 | 532.9 | 432.9
2017 | US | MRO | - | MISO | MW | Existing-Certain |  | 144108.0612 | 143581.3825 | 141969.469 | 141718.669 | 141691.7274 | 140427.8618 | 139002.9618 | 138792.4618 | 138191.2618 | 138291.2618 | 138391.2618
2017 | US | MRO | - | MISO | MW | Existing-Other |  | 2193.5197 | 2193.5197 | 2193.5197 | 2193.5197 | 2193.5197 | 2162.3197 | 2162.3197 | 2162.3197 | 2162.3197 | 2162.3197 | 2162.3197
2017 | US | MRO | - | MISO | MW | Additions - Tier 1 |  | 1559.45 | 2061.211 | 4388.752 | 4443.752 | 4508.252 | 4508.252 | 4523.852 | 4523.852 | 4523.852 | 4523.852 | 4523.852
2017 | US | MRO | - | MISO | MW | Additions - Tier 2 |  | 1775.3592 | 3872.5079 | 6103.8065 | 9328.5237 | 11634.2537 | 11634.2537 | 11634.2537 | 11634.2537 | 11634.2537 | 11634.2537 | 11634.2537
2017 | US | MRO | - | MISO | MW | Additions - Tier 3 |  | 1317.809 | 1724.55 | 5256.25 | 10007.05 | 13702.65 | 15398.05 | 17856.45 | 17891.55 | 17927.45 | 17927.45 | 17927.45
2017 | US | MRO | - | MISO | MW | Firm Imports |  | 3913.8 | 3585.3 | 3476.3 | 3476.3 | 3526.3 | 3643.3 | 3643.3 | 3643.3 | 3643.3 | 3193.3 | 3193.3
2017 | US | MRO | - | MISO | MW | Firm Exports |  | 5908 | 4730.6 | 4783.6 | 4540.9 | 4466.9 | 4468.9 | 4480.9 | 4471.9 | 4472.9 | 4124.9 | 4126.9
2017 | US | MRO | - | MISO | MW | Net Firm Capacity Transfers |  | -1994.2 | -1145.3 | -1307.3 | -1064.6 | -940.6 | -825.6 | -837.6 | -828.6 | -829.6 | -931.6 | -933.6
2017 | US | MRO | - | MISO | MW | Expected Imports |  | 0 | 3664.3 | 3664.3 | 7240 | 7240 | 7240 | 7240 | 7240 | 7240 | 7240 | 8531.225
2017 | US | MRO | - | MISO | MW | Expected Exports |  | 0 | 0 | 0 | 0 | 0 | 0 | 0 | 0 | 0 | 0 | 0
2017 | US | MRO | - | MISO | MW | Net Expected Transfers |  | 0 | 3664.3 | 3664.3 | 7240 | 7240 | 7240 | 7240 | 7240 | 7240 | 7240 | 8531.225
2017 | US | MRO | - | MISO | MW | Existing-Certain & Net Firm Transfers |  | 142113.8612 | 142436.0825 | 140662.169 | 140654.069 | 140751.1274 | 139602.2618 | 138165.3618 | 137963.8618 | 137361.6618 | 137359.6618 | 137457.6618
2017 | US | MRO | - | MISO | MW | Anticipated Resources |  | 143673.3112 | 144497.2935 | 145050.921 | 145097.821 | 145259.3794 | 144110.5138 | 142689.2138 | 142487.7138 | 141885.5138 | 141883.5138 | 141981.5138
2017 | US | MRO | - | MISO | MW | Prospective Resources |  | 147642.1901 | 154227.6212 | 157012.5472 | 163859.8644 | 166327.1528 | 165147.0872 | 163725.7872 | 163524.2872 | 162922.0872 | 162920.0872 | 164309.3122
2017 | US | MRO | - | MISO | MW | Existing-Certain and Net Firm Transfers Excess/Shortfall |  | 0 | 0 | 0 | 0 | 0 | 0 | 0 | 0 | 0 | 0 | 0
2017 | US | MRO | - | MISO | MW | Anticipated Excess/Shortfall |  | 0 | 0 | 0 | 0 | 0 | 0 | 0 | 0 | 0 | 0 | 0
2017 | US | MRO | - | MISO | MW | Prospective Excess/Shortfall |  | 0 | 0 | 0 | 0 | 0 | 0 | 0 | 0 | 0 | 0 | 0
2017 | US | MRO | - | MISO | % | Existing-Certain and Net Firm Transfers Reserve Margin |  | 42.99% | 42.51% | 38.81% | 37.28% | 36.32% | 34.51% | 32.33% | 31.16% | 29.75% | 28.94% | 28.23%
2017 | US | MRO | - | MISO | % | Anticipated Reserve Margin |  | 44.56% | 44.57% | 43.14% | 41.62% | 40.69% | 38.86% | 36.67% | 35.46% | 34.02% | 33.18% | 32.45%
2017 | US | MRO | - | MISO | % | Prospective Reserve Margin |  | 48.56% | 54.31% | 54.94% | 59.93% | 61.09% | 59.12% | 56.81% | 55.46% | 53.89% | 52.93% | 53.28%
2017 | US | MRO | - | MISO | % | Reference Margin Level |  | 15.8% | 15.8% | 15.8% | 15.8% | 15.8% | 15.8% | 15.8% | 15.8% | 15.8% | 15.8% | 15.8%
2017 | CA | MRO | - | Manitoba Hydro | MW | Energy Efficiency and Conservation |  | 89.57 | 148.23 | 219.36 | 270.17 | 317.63 | 346.89 | 373.09 | 397.35 | 422.52 | 447.41 | 473.14
2017 | CA | MRO | - | Manitoba Hydro | MW | Behind the Meter Generation |  | 0 | 0 | 0 | 0 | 0 | 0 | 0 | 0 | 0 | 0 | 0
2017 | CA | MRO | - | Manitoba Hydro | MW | Distributed Generation |  | 0 | 0 | 0 | 0 | 0 | 0 | 0 | 0 | 0 | 0 | 0
2017 | CA | MRO | - | Manitoba Hydro | MW | Total Internal Demand |  | 4612.4899 | 4760 | 4642 | 4681 | 4706 | 4739 | 4777 | 4817 | 4840 | 4867 | 4897
2017 | CA | MRO | - | Manitoba Hydro | MW | Controllable and Dispatchable Demand Response - Available |  | 0 | 0 | 0 | 0 | 0 | 0 | 0 | 0 | 0 | 0 | 0
2017 | CA | MRO | - | Manitoba Hydro | MW | Net Internal Demand |  | 4612.4899 | 4760 | 4642 | 4681 | 4706 | 4739 | 4777 | 4817 | 4840 | 4867 | 4897
2017 | CA | MRO | - | Manitoba Hydro | MW | Behind the Meter Generation - Capacity |  | 0 | 0 | 0 | 0 | 0 | 0 | 0 | 0 | 0 | 0 | 0
2017 | CA | MRO | - | Manitoba Hydro | MW | Other Capacity Adjustments - Additions |  | 0 | 0 | 0 | 0 | 0 | 0 | 0 | 0 | 0 | 0 | 0
2017 | CA | MRO | - | Manitoba Hydro | MW | Other Capacity Adjustments - Reductions |  | 0 | 0 | 0 | 0 | 0 | 0 | 0 | 0 | 0 | 0 | 0
2017 | CA | MRO | - | Manitoba Hydro | MW | Confirmed Retirements |  | 0 | 0 | 0 | 0 | 0 | 0 | 0 | 0 | 0 | 0 | 0
2017 | CA | MRO | - | Manitoba Hydro | MW | Unconfirmed Retirements |  | 0 | 0 | 92.7 | 92.7 | 92.7 | 92.7 | 92.7 | 92.7 | 92.7 | 92.7 | 92.7
2017 | CA | MRO | - | Manitoba Hydro | MW | Scheduled Outages |  | 35.2 | 15.2 | 15.2 | 0 | 0 | 0 | 0 | 0 | 15 | 15 | 15
2017 | CA | MRO | - | Manitoba Hydro | MW | Transmission Limitations |  | 18 | 18 | 18 | 18 | 0 | 0 | 0 | 0 | 0 | 0 | 0
2017 | CA | MRO | - | Manitoba Hydro | MW | Existing-Certain |  | 5496.8889 | 5520.8989 | 5545.9489 | 5565.0916 | 5583.0916 | 5583.0916 | 5583.0916 | 5583.0916 | 5568.0916 | 5568.0916 | 5568.0916
2017 | CA | MRO | - | Manitoba Hydro | MW | Existing-Other |  | 121.66 | 121.5927 | 96.5427 | 92.6 | 92.6 | 92.6 | 92.6 | 92.6 | 92.6 | 92.6 | 92.6
2017 | CA | MRO | - | Manitoba Hydro | MW | Additions - Tier 1 |  | 0 | 0 | 0 | 0 | 186.8 | 630 | 630 | 630 | 630 | 630 | 630
2017 | CA | MRO | - | Manitoba Hydro | MW | Additions - Tier 2 |  | 0 | 0 | 0 | 0 | 0 | 0 | 0 | 0 | 0 | 0 | 0
2017 | CA | MRO | - | Manitoba Hydro | MW | Additions - Tier 3 |  | 0 | 0 | 0 | 0 | 0 | 0 | 0 | 0 | 0 | 0 | 0
2017 | CA | MRO | - | Manitoba Hydro | MW | Firm Imports |  | 625 | 625 | 625 | 550 | 550 | 550 | 550 | 550 | 200 | 200 | 200
2017 | CA | MRO | - | Manitoba Hydro | MW | Firm Exports |  | 767 | 658 | 658 | 608 | 450 | 425 | 425 | 425 | 100 | 100 | 100
2017 | CA | MRO | - | Manitoba Hydro | MW | Net Firm Capacity Transfers |  | -142 | -33 | -33 | -58 | 100 | 125 | 125 | 125 | 100 | 100 | 100
2017 | CA | MRO | - | Manitoba Hydro | MW | Expected Imports |  | 0 | 0 | 0 | 0 | 0 | 0 | 0 | 0 | 0 | 0 | 0
2017 | CA | MRO | - | Manitoba Hydro | MW | Expected Exports |  | 0 | 0 | 0 | 250 | 475 | 475 | 475 | 475 | 350 | 350 | 350
2017 | CA | MRO | - | Manitoba Hydro | MW | Net Expected Transfers |  | 0 | 0 | 0 | -250 | -475 | -475 | -475 | -475 | -350 | -350 | -350
2017 | CA | MRO | - | Manitoba Hydro | MW | Existing-Certain & Net Firm Transfers |  | 5354.8889 | 5487.8989 | 5512.9489 | 5507.0916 | 5683.0916 | 5708.0916 | 5708.0916 | 5708.0916 | 5668.0916 | 5668.0916 | 5668.0916
2017 | CA | MRO | - | Manitoba Hydro | MW | Anticipated Resources |  | 5354.8889 | 5487.8989 | 5512.9489 | 5507.0916 | 5869.8916 | 6338.0916 | 6338.0916 | 6338.0916 | 6298.0916 | 6298.0916 | 6298.0916
2017 | CA | MRO | - | Manitoba Hydro | MW | Prospective Resources |  | 5476.5489 | 5609.4916 | 5516.7916 | 5256.9916 | 5394.7916 | 5862.9916 | 5862.9916 | 5862.9916 | 5947.9916 | 5947.9916 | 5947.9916
2017 | CA | MRO | - | Manitoba Hydro | MW | Existing-Certain and Net Firm Transfers Excess/Shortfall |  | 188.9002 | 156.6989 | 313.9089 | 264.3716 | 412.3716 | 400.4116 | 357.8516 | 313.0516 | 247.2916 | 217.0516 | 183.4516
2017 | CA | MRO | - | Manitoba Hydro | MW | Anticipated Excess/Shortfall |  | 188.9002 | 156.6989 | 313.9089 | 264.3716 | 599.1716 | 1030.4116 | 987.8516 | 943.0516 | 877.2916 | 847.0516 | 813.4516
2017 | CA | MRO | - | Manitoba Hydro | MW | Prospective Excess/Shortfall |  | 310.5602 | 278.2916 | 317.7516 | 14.2716 | 124.0716 | 555.3116 | 512.7516 | 467.9516 | 527.1916 | 496.9516 | 463.3516
2017 | CA | MRO | - | Manitoba Hydro | % | Existing-Certain and Net Firm Transfers Reserve Margin |  | 16.1% | 15.29% | 18.76% | 17.65% | 20.76% | 20.45% | 19.49% | 18.5% | 17.11% | 16.46% | 15.75%
2017 | CA | MRO | - | Manitoba Hydro | % | Anticipated Reserve Margin |  | 16.1% | 15.29% | 18.76% | 17.65% | 24.73% | 33.74% | 32.68% | 31.58% | 30.13% | 29.4% | 28.61%
2017 | CA | MRO | - | Manitoba Hydro | % | Prospective Reserve Margin |  | 18.73% | 17.85% | 18.85% | 12.3% | 14.64% | 23.72% | 22.73% | 21.71% | 22.89% | 22.21% | 21.46%
2017 | CA | MRO | - | Manitoba Hydro | % | Reference Margin Level |  | 12% | 12% | 12% | 12% | 12% | 12% | 12% | 12% | 12% | 12% | 12%
2017 | CA | MRO | - | SaskPower | MW | Energy Efficiency and Conservation |  | 122 | 133.5 | 144.2 | 166.1 | 179.5 | 192.6 | 205.3 | 217.3 | 229 | 240.1 | 250.7
2017 | CA | MRO | - | SaskPower | MW | Total Installed Photovoltaic |  | 0 | 0 | 0 | 0 | 0 | 0 | 0 | 0 | 0 | 0 | 0
2017 | CA | MRO | - | SaskPower | MW | Photovoltaic On-Peak |  | 0 | 0 | 0 | 0 | 0 | 0 | 0 | 0 | 0 | 0 | 0
2017 | CA | MRO | - | SaskPower | MW | Total Internal Demand |  | 3726 | 3784 | 3815 | 3878 | 3915 | 3969 | 4005 | 4016 | 4058 | 4086 | 4106
2017 | CA | MRO | - | SaskPower | MW | Controllable and Dispatchable Demand Response - Available |  | 85 | 85 | 85 | 85 | 85 | 85 | 85 | 85 | 85 | 85 | 85
2017 | CA | MRO | - | SaskPower | MW | Net Internal Demand |  | 3641 | 3699 | 3730 | 3793 | 3830 | 3884 | 3920 | 3931 | 3973 | 4001 | 4021
2017 | CA | MRO | - | SaskPower | MW | Behind the Meter Generation - Capacity |  | 0 | 0 | 0 | 0 | 0 | 0 | 0 | 0 | 0 | 0 | 0
2017 | CA | MRO | - | SaskPower | MW | Other Capacity Adjustments - Additions |  | 0 | 0 | 0 | 0 | 0 | 0 | 0 | 0 | 0 | 0 | 0
2017 | CA | MRO | - | SaskPower | MW | Other Capacity Adjustments - Reductions |  | 0 | 0 | 0 | 0 | 0 | 0 | 0 | 0 | 0 | 0 | 0
2017 | CA | MRO | - | SaskPower | MW | Confirmed Retirements |  | 0 | 0 | 0 | 0 | 0 | 0 | 0 | 0 | 0 | 0 | 0
2017 | CA | MRO | - | SaskPower | MW | Unconfirmed Retirements |  | 0 | 0 | 0 | 0 | 0 | 0 | 0 | 0 | 0 | 0 | 0
2017 | CA | MRO | - | SaskPower | MW | Scheduled Outages |  | 0 | 0 | 0 | 0 | 0 | 0 | 0 | 0 | 0 | 0 | 0
2017 | CA | MRO | - | SaskPower | MW | Transmission Limitations |  | 0 | 0 | 0 | 0 | 0 | 0 | 0 | 0 | 0 | 0 | 0
2017 | CA | MRO | - | SaskPower | MW | Existing-Certain |  | 4278.53 | 4278.53 | 4278.53 | 4278.53 | 4200.73 | 4059.49 | 3964.49 | 3964.49 | 3825.49 | 3825.49 | 3819.89
2017 | CA | MRO | - | SaskPower | MW | Existing-Other |  | 0 | 0 | 0 | 0 | 77.8 | 80.04 | 175.04 | 175.04 | 175.04 | 175.04 | 180.64
2017 | CA | MRO | - | SaskPower | MW | Additions - Tier 1 |  | 0 | 25 | 401 | 526.4 | 566.4 | 566.4 | 686.4 | 1146.4 | 1186.4 | 1226.4 | 1266.4
2017 | CA | MRO | - | SaskPower | MW | Additions - Tier 2 |  | 0 | 0 | 0 | 0 | 0 | 0 | 0 | 0 | 0 | 0 | 0
2017 | CA | MRO | - | SaskPower | MW | Additions - Tier 3 |  | 0 | 0 | 0 | 0 | 0 | 0 | 0 | 0 | 0 | 0 | 0
2017 | CA | MRO | - | SaskPower | MW | Firm Imports |  | 25 | 25 | 25 | 125 | 125 | 100 | 100 | 100 | 100 | 100 | 100
2017 | CA | MRO | - | SaskPower | MW | Firm Exports |  | 0 | 0 | 0 | 0 | 0 | 0 | 0 | 0 | 0 | 0 | 0
2017 | CA | MRO | - | SaskPower | MW | Net Firm Capacity Transfers |  | 25 | 25 | 25 | 125 | 125 | 100 | 100 | 100 | 100 | 100 | 100
2017 | CA | MRO | - | SaskPower | MW | Expected Imports |  | 0 | 0 | 0 | 0 | 0 | 0 | 0 | 0 | 0 | 0 | 0
2017 | CA | MRO | - | SaskPower | MW | Expected Exports |  | 0 | 0 | 0 | 0 | 0 | 0 | 0 | 0 | 0 | 0 | 0
2017 | CA | MRO | - | SaskPower | MW | Net Expected Transfers |  | 0 | 0 | 0 | 0 | 0 | 0 | 0 | 0 | 0 | 0 | 0
2017 | CA | MRO | - | SaskPower | MW | Existing-Certain & Net Firm Transfers |  | 4303.53 | 4303.53 | 4303.53 | 4403.53 | 4325.73 | 4159.49 | 4064.49 | 4064.49 | 3925.49 | 3925.49 | 3919.89
2017 | CA | MRO | - | SaskPower | MW | Anticipated Resources |  | 4303.53 | 4328.53 | 4704.53 | 4929.93 | 4892.13 | 4725.89 | 4750.89 | 5210.89 | 5111.89 | 5151.89 | 5186.29
2017 | CA | MRO | - | SaskPower | MW | Prospective Resources |  | 4303.53 | 4328.53 | 4704.53 | 4929.93 | 4969.93 | 4805.93 | 4925.93 | 5385.93 | 5286.93 | 5326.93 | 5366.93
2017 | CA | MRO | - | SaskPower | MW | Existing-Certain and Net Firm Transfers Excess/Shortfall |  | 0 | 0 | 0 | 0 | 0 | -151.75 | -286.71 | -298.92 | -484.54 | -515.62 | -543.42
2017 | CA | MRO | - | SaskPower | MW | Anticipated Excess/Shortfall |  | 0 | 0 | 0 | 0 | 0 | 0 | 0 | 0 | 0 | 0 | 0
2017 | CA | MRO | - | SaskPower | MW | Prospective Excess/Shortfall |  | 0 | 0 | 0 | 0 | 0 | 0 | 0 | 0 | 0 | 0 | 0
2017 | CA | MRO | - | SaskPower | % | Existing-Certain and Net Firm Transfers Reserve Margin |  | 18.2% | 16.34% | 15.38% | 16.1% | 12.94% | 7.093% | 3.686% | 3.396% | -1.196% | -1.887% | -2.515%
2017 | CA | MRO | - | SaskPower | % | Anticipated Reserve Margin |  | 18.2% | 17.02% | 26.13% | 29.97% | 27.73% | 21.68% | 21.2% | 32.56% | 28.67% | 28.77% | 28.98%
2017 | CA | MRO | - | SaskPower | % | Prospective Reserve Margin |  | 18.2% | 17.02% | 26.13% | 29.97% | 29.76% | 23.74% | 25.66% | 37.01% | 33.07% | 33.14% | 33.47%
2017 | CA | MRO | - | SaskPower | % | Reference Margin Level |  | 11% | 11% | 11% | 11% | 11% | 11% | 11% | 11% | 11% | 11% | 11%
2017 | CA | NPCC | - | Maritimes | MW | Energy Efficiency and Conservation |  | 51 | 95.3 | 141.3 | 187 | 242.4 | 297.8 | 361.3 | 435.1 | 509.5 | 524.8 | 541.2
2017 | CA | NPCC | - | Maritimes | MW | Total Installed Photovoltaic |  | 0 | 0 | 0 | 0 | 0 | 0 | 0 | 0 | 0 | 0 | 0
2017 | CA | NPCC | - | Maritimes | MW | Photovoltaic On-Peak |  | 0 | 0 | 0 | 0 | 0 | 0 | 0 | 0 | 0 | 0 | 0
2017 | CA | NPCC | - | Maritimes | MW | Total Internal Demand |  | 5555.05 | 5565 | 5559.1904 | 5571.3899 | 5572.409 | 5565.0488 | 5538.0781 | 5508.8548 | 5463.6541 | 5483.7403 | 5492.5364
2017 | CA | NPCC | - | Maritimes | MW | Controllable and Dispatchable Demand Response - Available |  | 263.3 | 262.7 | 262.4 | 262 | 261.7 | 261.4 | 261 | 260.7 | 260.3 | 260 | 259.6
2017 | CA | NPCC | - | Maritimes | MW | Net Internal Demand |  | 5291.75 | 5302.3 | 5296.7904 | 5309.3899 | 5310.709 | 5303.6488 | 5277.0781 | 5248.1548 | 5203.3541 | 5223.7403 | 5232.9364
2017 | CA | NPCC | - | Maritimes | MW | Behind the Meter Generation - Capacity |  | 0 | 0 | 0 | 0 | 0 | 0 | 0 | 0 | 0 | 0 | 0
2017 | CA | NPCC | - | Maritimes | MW | Other Capacity Adjustments - Additions |  | 0 | 0 | 0 | 0 | 0 | 0 | 0 | 0 | 0 | 0 | 0
2017 | CA | NPCC | - | Maritimes | MW | Other Capacity Adjustments - Reductions |  | 0 | 0 | 0 | 0 | 0 | 0 | 0 | 0 | 0 | 0 | 0
2017 | CA | NPCC | - | Maritimes | MW | Confirmed Retirements |  | 0 | 5 | 5 | 5 | 5 | 5 | 5 | 60 | 60 | 60 | 60
2017 | CA | NPCC | - | Maritimes | MW | Unconfirmed Retirements |  | 0 | 0 | 0 | 153 | 153 | 153 | 153 | 153 | 153 | 153 | 153
2017 | CA | NPCC | - | Maritimes | MW | Scheduled Outages |  | 100 | 100 | 100 | 100 | 100 | 100 | 100 | 100 | 100 | 100 | 100
2017 | CA | NPCC | - | Maritimes | MW | Transmission Limitations |  | 0 | 0 | 0 | 0 | 0 | 0 | 0 | 0 | 0 | 0 | 0
2017 | CA | NPCC | - | Maritimes | MW | Existing-Certain |  | 6676.195 | 6624.195 | 6624.195 | 6624.195 | 6623.059 | 6620.859 | 6620.859 | 6620.859 | 6620.859 | 6618.609 | 6618.609
2017 | CA | NPCC | - | Maritimes | MW | Existing-Other |  | 19.644 | 36.644 | 74.644 | 74.644 | 74.644 | 74.644 | 74.644 | 74.644 | 74.644 | 74.644 | 74.644
2017 | CA | NPCC | - | Maritimes | MW | Additions - Tier 1 |  | 7.85 | 17.85 | 20.4 | 20.4 | 20.4 | 20.4 | 20.4 | 20.4 | 20.4 | 20.4 | 20.4
2017 | CA | NPCC | - | Maritimes | MW | Additions - Tier 2 |  | 0 | 0 | 0 | 0 | 0 | 0 | 0 | 0 | 0 | 0 | 0
2017 | CA | NPCC | - | Maritimes | MW | Additions - Tier 3 |  | 0 | 0 | 0 | 18 | 18 | 18 | 18 | 18 | 18 | 18 | 18
2017 | CA | NPCC | - | Maritimes | MW | Firm Imports |  | 0 | 0 | 0 | 153 | 153 | 153 | 153 | 153 | 153 | 153 | 153
2017 | CA | NPCC | - | Maritimes | MW | Firm Exports |  | 0 | 114 | 110 | 69 | 0 | 0 | 0 | 0 | 0 | 0 | 0
2017 | CA | NPCC | - | Maritimes | MW | Net Firm Capacity Transfers |  | 0 | -114 | -110 | 84 | 153 | 153 | 153 | 153 | 153 | 153 | 153
2017 | CA | NPCC | - | Maritimes | MW | Expected Imports |  | 0 | 0 | 0 | 0 | 0 | 0 | 0 | 0 | 0 | 0 | 0
2017 | CA | NPCC | - | Maritimes | MW | Expected Exports |  | 0 | 0 | 0 | 0 | 0 | 0 | 0 | 0 | 0 | 0 | 0
2017 | CA | NPCC | - | Maritimes | MW | Net Expected Transfers |  | 0 | 0 | 0 | 0 | 0 | 0 | 0 | 0 | 0 | 0 | 0
2017 | CA | NPCC | - | Maritimes | MW | Existing-Certain & Net Firm Transfers |  | 6676.195 | 6510.195 | 6514.195 | 6708.195 | 6776.059 | 6773.859 | 6773.859 | 6773.859 | 6773.859 | 6771.609 | 6771.609
2017 | CA | NPCC | - | Maritimes | MW | Anticipated Resources |  | 6684.045 | 6528.045 | 6534.595 | 6728.595 | 6796.459 | 6794.259 | 6794.259 | 6794.259 | 6794.259 | 6792.009 | 6792.009
2017 | CA | NPCC | - | Maritimes | MW | Prospective Resources |  | 6703.689 | 6564.689 | 6609.239 | 6650.239 | 6718.103 | 6715.903 | 6715.903 | 6715.903 | 6715.903 | 6713.653 | 6713.653
2017 | CA | NPCC | - | Maritimes | MW | Existing-Certain and Net Firm Transfers Excess/Shortfall |  | 0 | 0 | 0 | 0 | 0 | 0 | 0 | 0 | 0 | 0 | 0
2017 | CA | NPCC | - | Maritimes | MW | Anticipated Excess/Shortfall |  | 0 | 0 | 0 | 0 | 0 | 0 | 0 | 0 | 0 | 0 | 0
2017 | CA | NPCC | - | Maritimes | MW | Prospective Excess/Shortfall |  | 0 | 0 | 0 | 0 | 0 | 0 | 0 | 0 | 0 | 0 | 0
2017 | CA | NPCC | - | Maritimes | % | Existing-Certain and Net Firm Transfers Reserve Margin |  | 26.16% | 22.78% | 22.98% | 26.35% | 27.59% | 27.72% | 28.36% | 29.07% | 30.18% | 29.63% | 29.4%
2017 | CA | NPCC | - | Maritimes | % | Anticipated Reserve Margin |  | 26.31% | 23.12% | 23.37% | 26.73% | 27.98% | 28.11% | 28.75% | 29.46% | 30.57% | 30.02% | 29.79%
2017 | CA | NPCC | - | Maritimes | % | Prospective Reserve Margin |  | 26.68% | 23.81% | 24.78% | 25.25% | 26.5% | 26.63% | 27.27% | 27.97% | 29.07% | 28.52% | 28.3%
2017 | CA | NPCC | - | Maritimes | % | Reference Margin Level |  | 20% | 20% | 20% | 20% | 20% | 20% | 20% | 20% | 20% | 20% | 20%
2017 | US | NPCC | - | New England | MW | Energy Efficiency and Conservation |  | 1832 | 2171 | 2371 | 2788 | 3105 | 3398 | 3666 | 3907 | 4122 | 4312 | 4511
2017 | US | NPCC | - | New England | MW | Total Installed Photovoltaic |  | 1651.6649 | 1990.6229 | 2268.8215 | 2460.6091 | 2632.6947 | 2799.134 | 2961.5168 | 3079.7472 | 3195.1742 | 3307.7977 | 3424
2017 | US | NPCC | - | New England | MW | Photovoltaic On-Peak |  | 0 | 0 | 0 | 0 | 0 | 0 | 0 | 0 | 0 | 0 | 0
2017 | US | NPCC | - | New England | MW | Total Internal Demand |  | 21197 | 21009 | 20947 | 20648 | 20451 | 20293 | 20164 | 20063 | 19984 | 19932 | 19880
2017 | US | NPCC | - | New England | MW | Controllable and Dispatchable Demand Response - Available |  | 388 | 549 | 371 | 414 | 414 | 414 | 414 | 414 | 414 | 414 | 414
2017 | US | NPCC | - | New England | MW | Net Internal Demand |  | 20809 | 20460 | 20576 | 20234 | 20037 | 19879 | 19750 | 19649 | 19570 | 19518 | 19466
2017 | US | NPCC | - | New England | MW | Behind the Meter Generation - Capacity |  | 0 | 0 | 0 | 0 | 0 | 0 | 0 | 0 | 0 | 0 | 0
2017 | US | NPCC | - | New England | MW | Other Capacity Adjustments - Additions |  | 0 | 0 | 0 | 0 | 0 | 0 | 0 | 0 | 0 | 0 | 0
2017 | US | NPCC | - | New England | MW | Other Capacity Adjustments - Reductions |  | 0 | 0 | 0 | 0 | 0 | 0 | 0 | 0 | 0 | 0 | 0
2017 | US | NPCC | - | New England | MW | Confirmed Retirements |  | 0 | 4 | 4 | 4 | 689.416 | 711.186 | 711.186 | 711.186 | 711.186 | 711.186 | 711.186
2017 | US | NPCC | - | New England | MW | Unconfirmed Retirements |  | 0 | 0 | 0 | 0 | 0 | 0 | 0 | 0 | 0 | 0 | 0
2017 | US | NPCC | - | New England | MW | Scheduled Outages |  | 34 | 0 | 0 | 0 | 0 | 0 | 0 | 0 | 0 | 0 | 0
2017 | US | NPCC | - | New England | MW | Transmission Limitations |  | 0 | 0 | 0 | 0 | 0 | 0 | 0 | 0 | 0 | 0 | 0
2017 | US | NPCC | - | New England | MW | Existing-Certain |  | 31539.797 | 31573.797 | 30890.376 | 30868.606 | 30868.606 | 30868.606 | 30868.606 | 30868.606 | 30868.606 | 30868.606 | 30868.606
2017 | US | NPCC | - | New England | MW | Existing-Other |  | 210.161 | 210.161 | 210.161 | 210.161 | 210.161 | 210.161 | 210.161 | 210.161 | 210.161 | 210.161 | 210.161
2017 | US | NPCC | - | New England | MW | Additions - Tier 1 |  | 779.696 | 1926.856 | 2830.846 | 2830.846 | 2830.846 | 2830.846 | 2830.846 | 2830.846 | 2830.846 | 2830.846 | 2830.846
2017 | US | NPCC | - | New England | MW | Additions - Tier 2 |  | 28.325 | 64.541 | 701.541 | 1073.541 | 1073.541 | 1073.541 | 1073.541 | 1073.541 | 1073.541 | 1073.541 | 1073.541
2017 | US | NPCC | - | New England | MW | Additions - Tier 3 |  | 111.853 | 379.893 | 887.191 | 1475.301 | 1693.151 | 1693.151 | 1853.151 | 2029.151 | 2029.151 | 2029.151 | 2029.151
2017 | US | NPCC | - | New England | MW | Firm Imports |  | 1331.898 | 1017 | 1068.8 | 1265.4 | 91.2 | 91.2 | 91.2 | 91.2 | 91.2 | 91.2 | 91.2
2017 | US | NPCC | - | New England | MW | Firm Exports |  | 100 | 100 | 100 | 100 | 0 | 0 | 0 | 0 | 0 | 0 | 0
2017 | US | NPCC | - | New England | MW | Net Firm Capacity Transfers |  | 1231.898 | 917 | 968.8 | 1165.4 | 91.2 | 91.2 | 91.2 | 91.2 | 91.2 | 91.2 | 91.2
2017 | US | NPCC | - | New England | MW | Expected Imports |  | 0 | 0 | 0 | 0 | 0 | 0 | 0 | 0 | 0 | 0 | 0
2017 | US | NPCC | - | New England | MW | Expected Exports |  | 0 | 0 | 0 | 0 | 0 | 0 | 0 | 0 | 0 | 0 | 0
2017 | US | NPCC | - | New England | MW | Net Expected Transfers |  | 0 | 0 | 0 | 0 | 0 | 0 | 0 | 0 | 0 | 0 | 0
2017 | US | NPCC | - | New England | MW | Existing-Certain & Net Firm Transfers |  | 32771.695 | 32490.797 | 31859.176 | 32034.006 | 30959.806 | 30959.806 | 30959.806 | 30959.806 | 30959.806 | 30959.806 | 30959.806
2017 | US | NPCC | - | New England | MW | Anticipated Resources |  | 33551.391 | 34417.653 | 34690.022 | 34864.852 | 33790.652 | 33790.652 | 33790.652 | 33790.652 | 33790.652 | 33790.652 | 33790.652
2017 | US | NPCC | - | New England | MW | Prospective Resources |  | 33789.877 | 34692.355 | 35601.724 | 36148.554 | 35074.354 | 35074.354 | 35074.354 | 35074.354 | 35074.354 | 35074.354 | 35074.354
2017 | US | NPCC | - | New England | MW | Existing-Certain and Net Firm Transfers Excess/Shortfall |  | 0 | 0 | 0 | 0 | 0 | 0 | 0 | 0 | 0 | 0 | 0
2017 | US | NPCC | - | New England | MW | Anticipated Excess/Shortfall |  | 0 | 0 | 0 | 0 | 0 | 0 | 0 | 0 | 0 | 0 | 0
2017 | US | NPCC | - | New England | MW | Prospective Excess/Shortfall |  | 0 | 0 | 0 | 0 | 0 | 0 | 0 | 0 | 0 | 0 | 0
2017 | US | NPCC | - | New England | % | Existing-Certain and Net Firm Transfers Reserve Margin |  | 57.49% | 58.8% | 54.84% | 58.32% | 54.51% | 55.74% | 56.76% | 57.56% | 58.2% | 58.62% | 59.05%
2017 | US | NPCC | - | New England | % | Anticipated Reserve Margin |  | 61.23% | 68.22% | 68.59% | 72.31% | 68.64% | 69.98% | 71.09% | 71.97% | 72.67% | 73.13% | 73.59%
2017 | US | NPCC | - | New England | % | Prospective Reserve Margin |  | 62.38% | 69.56% | 73.03% | 78.65% | 75.05% | 76.44% | 77.59% | 78.5% | 79.23% | 79.7% | 80.18%
2017 | US | NPCC | - | New England | % | Reference Margin Level |  | 16.6% | 16.7% | 16.9% | 16.9% | 16.9% | 16.9% | 16.9% | 16.9% | 16.9% | 16.9% | 16.9%
2017 | US | NPCC | - | New York | MW | Energy Efficiency and Conservation |  | 169 | 302 | 422 | 535 | 636 | 728 | 816 | 908 | 998 | 1058 | 1114
2017 | US | NPCC | - | New York | MW | Total Installed Photovoltaic |  | 1846 | 2336 | 2690 | 2995 | 3237 | 3432 | 3595 | 3734 | 3853 | 3958 | 4063
2017 | US | NPCC | - | New York | MW | Photovoltaic On-Peak |  | 0 | 0 | 0 | 0 | 0 | 0 | 0 | 0 | 0 | 0 | 0
2017 | US | NPCC | - | New York | MW | Total Internal Demand |  | 24365 | 24294 | 24207 | 24090 | 24043 | 24023 | 24008 | 24007 | 24001 | 24001 | 24000
2017 | US | NPCC | - | New York | MW | Controllable and Dispatchable Demand Response - Available |  | 624.8 | 624.8 | 624.8 | 624.8 | 624.8 | 624.8 | 624.8 | 624.8 | 624.8 | 624.8 | 624.8
2017 | US | NPCC | - | New York | MW | Net Internal Demand |  | 23740.2 | 23669.2 | 23582.2 | 23465.2 | 23418.2 | 23398.2 | 23383.2 | 23382.2 | 23376.2 | 23376.2 | 23375.2
2017 | US | NPCC | - | New York | MW | Behind the Meter Generation - Capacity |  | 0 | 0 | 0 | 0 | 0 | 0 | 0 | 0 | 0 | 0 | 0
2017 | US | NPCC | - | New York | MW | Other Capacity Adjustments - Additions |  | 0 | 0 | 0 | 0 | 0 | 0 | 0 | 0 | 0 | 0 | 0
2017 | US | NPCC | - | New York | MW | Other Capacity Adjustments - Reductions |  | 0 | 0 | 0 | 0 | 0 | 0 | 0 | 0 | 0 | 0 | 0
2017 | US | NPCC | - | New York | MW | Confirmed Retirements |  | 0 | 0 | 0 | 0 | 0 | 0 | 0 | 0 | 0 | 0 | 0
2017 | US | NPCC | - | New York | MW | Unconfirmed Retirements |  | 0 | 0 | 0 | 0 | 0 | 0 | 0 | 0 | 0 | 0 | 0
2017 | US | NPCC | - | New York | MW | Scheduled Outages |  | 0 | 0 | 0 | 0 | 0 | 0 | 0 | 0 | 0 | 0 | 0
2017 | US | NPCC | - | New York | MW | Transmission Limitations |  | 0 | 0 | 0 | 0 | 0 | 0 | 0 | 0 | 0 | 0 | 0
2017 | US | NPCC | - | New York | MW | Existing-Certain |  | 39426.885 | 39470.885 | 39704.885 | 39704.885 | 39704.885 | 39704.885 | 39704.885 | 39704.885 | 39704.885 | 39704.885 | 39704.885
2017 | US | NPCC | - | New York | MW | Existing-Other |  | 0 | 0 | 0 | 0 | 0 | 0 | 0 | 0 | 0 | 0 | 0
2017 | US | NPCC | - | New York | MW | Additions - Tier 1 |  | 106.3 | 144.78 | 835.38 | 835.38 | 835.38 | 835.38 | 835.38 | 835.38 | 835.38 | 835.38 | 835.38
2017 | US | NPCC | - | New York | MW | Additions - Tier 2 |  | 369.22 | 369.22 | 1371.22 | 1447.18 | 1447.18 | 1997.18 | 1997.18 | 1997.18 | 1997.18 | 1997.18 | 1997.18
2017 | US | NPCC | - | New York | MW | Additions - Tier 3 |  | 520.38 | 1344 | 1522.7 | 2705.7 | 2705.7 | 2705.7 | 3559.7 | 3559.7 | 3559.7 | 3559.7 | 3559.7
2017 | US | NPCC | - | New York | MW | Firm Imports |  | 2310.8 | 1003.1 | 1012.1 | 1434.7 | 1674.1 | 1674.1 | 1674.1 | 1674.1 | 1674.1 | 1674.1 | 1674.1
2017 | US | NPCC | - | New York | MW | Firm Exports |  | 0 | 0 | 0 | 0 | 0 | 0 | 0 | 0 | 0 | 0 | 0
2017 | US | NPCC | - | New York | MW | Net Firm Capacity Transfers |  | 2310.8 | 1003.1 | 1012.1 | 1434.7 | 1674.1 | 1674.1 | 1674.1 | 1674.1 | 1674.1 | 1674.1 | 1674.1
2017 | US | NPCC | - | New York | MW | Expected Imports |  | 0 | 0 | 0 | 0 | 0 | 0 | 0 | 0 | 0 | 0 | 0
2017 | US | NPCC | - | New York | MW | Expected Exports |  | 0 | 0 | 0 | 0 | 0 | 0 | 0 | 0 | 0 | 0 | 0
2017 | US | NPCC | - | New York | MW | Net Expected Transfers |  | 0 | 0 | 0 | 0 | 0 | 0 | 0 | 0 | 0 | 0 | 0
2017 | US | NPCC | - | New York | MW | Existing-Certain & Net Firm Transfers |  | 41737.685 | 40473.985 | 40716.985 | 41139.585 | 41378.985 | 41378.985 | 41378.985 | 41378.985 | 41378.985 | 41378.985 | 41378.985
2017 | US | NPCC | - | New York | MW | Anticipated Resources |  | 41843.985 | 40618.765 | 41552.365 | 41974.965 | 42214.365 | 42214.365 | 42214.365 | 42214.365 | 42214.365 | 42214.365 | 42214.365
2017 | US | NPCC | - | New York | MW | Prospective Resources |  | 42213.205 | 40987.985 | 42923.585 | 43422.145 | 43661.545 | 44211.545 | 44211.545 | 44211.545 | 44211.545 | 44211.545 | 44211.545
2017 | US | NPCC | - | New York | MW | Existing-Certain and Net Firm Transfers Excess/Shortfall |  | 0 | 0 | 0 | 0 | 0 | 0 | 0 | 0 | 0 | 0 | 0
2017 | US | NPCC | - | New York | MW | Anticipated Excess/Shortfall |  | 0 | 0 | 0 | 0 | 0 | 0 | 0 | 0 | 0 | 0 | 0
2017 | US | NPCC | - | New York | MW | Prospective Excess/Shortfall |  | 0 | 0 | 0 | 0 | 0 | 0 | 0 | 0 | 0 | 0 | 0
2017 | US | NPCC | - | New York | % | Existing-Certain and Net Firm Transfers Reserve Margin |  | 75.81% | 71% | 72.66% | 75.32% | 76.7% | 76.85% | 76.96% | 76.97% | 77.01% | 77.01% | 77.02%
2017 | US | NPCC | - | New York | % | Anticipated Reserve Margin |  | 76.26% | 71.61% | 76.2% | 78.88% | 80.26% | 80.42% | 80.53% | 80.54% | 80.59% | 80.59% | 80.59%
2017 | US | NPCC | - | New York | % | Prospective Reserve Margin |  | 77.81% | 73.17% | 82.02% | 85.05% | 86.44% | 88.95% | 89.07% | 89.08% | 89.13% | 89.13% | 89.14%
2017 | US | NPCC | - | New York | % | Reference Margin Level |  | 15% | 15% | 15% | 15% | 15% | 15% | 15% | 15% | 15% | 15% | 15%
2017 | CA | NPCC | - | Ontario | MW | Energy Efficiency and Conservation |  | 446.4259 | 544.2995 | 578.619 | 611.327 | 668.5557 | 755.6379 | 813.1362 | 875.5842 | 940.7307 | 1015.5697 | 1061.2495
2017 | CA | NPCC | - | Ontario | MW | Total Installed Photovoltaic |  | 2104.8275 | 2255.8836 | 2514.8409 | 2514.8409 | 2514.8409 | 2514.8409 | 2514.8409 | 2514.8409 | 2514.8409 | 2514.8409 | 2514.8409
2017 | CA | NPCC | - | Ontario | MW | Photovoltaic On-Peak |  | 1.3957 | 1.4959 | 1.6676 | 1.6676 | 1.6676 | 1.6676 | 1.6676 | 1.6676 | 1.6676 | 1.6676 | 1.6676
2017 | CA | NPCC | - | Ontario | MW | Total Internal Demand |  | 21726.72 | 21557.5603 | 21388.4006 | 21276.3912 | 21138.5293 | 21244.7697 | 21195.4291 | 21171.7394 | 21180.7583 | 21200.025 | 21125.6666
2017 | CA | NPCC | - | Ontario | MW | Controllable and Dispatchable Demand Response - Available |  | 758.7327 | 690.2931 | 644.9835 | 717.591 | 717.591 | 717.591 | 717.591 | 717.591 | 717.591 | 717.591 | 717.591
2017 | CA | NPCC | - | Ontario | MW | Net Internal Demand |  | 20967.9873 | 20867.2672 | 20743.4172 | 20558.8002 | 20420.9384 | 20527.1787 | 20477.8382 | 20454.1485 | 20463.1673 | 20482.434 | 20408.0756
2017 | CA | NPCC | - | Ontario | MW | Behind the Meter Generation - Capacity |  | 0 | 0 | 0 | 0 | 0 | 0 | 0 | 0 | 0 | 0 | 0
2017 | CA | NPCC | - | Ontario | MW | Other Capacity Adjustments - Additions |  | 0 | 0 | 0 | 0 | 0 | 0 | 0 | 0 | 0 | 0 | 0
2017 | CA | NPCC | - | Ontario | MW | Other Capacity Adjustments - Reductions |  | 0 | 0 | 0 | 0 | 0 | 0 | 0 | 0 | 0 | 0 | 0
2017 | CA | NPCC | - | Ontario | MW | Confirmed Retirements |  | 0 | 0 | 0 | 0 | 0 | 0 | 0 | 1030 | 1030 | 3094 | 3094
2017 | CA | NPCC | - | Ontario | MW | Unconfirmed Retirements |  | 0 | 0 | 0 | 0 | 0 | 0 | 0 | 0 | 0 | 0 | 0
2017 | CA | NPCC | - | Ontario | MW | Scheduled Outages |  | 1656 | 878 | 1687 | 1687 | 2565 | 4221 | 3343 | 3243 | 2434 | 1598 | 820
2017 | CA | NPCC | - | Ontario | MW | Transmission Limitations |  | 300 | 300 | 300 | 150 | 150 | 150 | 150 | 150 | 150 | 150 | 150
2017 | CA | NPCC | - | Ontario | MW | Existing-Certain |  | 28243.8469 | 28902.6069 | 28093.6069 | 28243.6069 | 27365.6069 | 24635.6669 | 25513.6669 | 23549.6669 | 24358.6669 | 25194.6669 | 25972.6669
2017 | CA | NPCC | - | Ontario | MW | Existing-Other |  | 0 | 0 | 0 | 0 | 0 | 0 | 0 | 0 | 0 | 0 | 0
2017 | CA | NPCC | - | Ontario | MW | Additions - Tier 1 |  | 233.0496 | 1391.9145 | 1391.9145 | 1505.1255 | 1505.1255 | 1505.1255 | 1505.1255 | 1505.1255 | 1505.1255 | 1505.1255 | 1505.1255
2017 | CA | NPCC | - | Ontario | MW | Additions - Tier 2 |  | 0 | 0 | 0 | 0 | 0 | 0 | 0 | 0 | 0 | 0 | 0
2017 | CA | NPCC | - | Ontario | MW | Additions - Tier 3 |  | 0 | 0 | 0 | 0 | 0 | 0 | 0 | 0 | 0 | 0 | 0
2017 | CA | NPCC | - | Ontario | MW | Firm Imports |  | 0 | 0 | 0 | 0 | 0 | 0 | 0 | 0 | 0 | 0 | 0
2017 | CA | NPCC | - | Ontario | MW | Firm Exports |  | 500 | 500 | 500 | 500 | 500 | 500 | 0 | 0 | 0 | 0 | 0
2017 | CA | NPCC | - | Ontario | MW | Net Firm Capacity Transfers |  | -500 | -500 | -500 | -500 | -500 | -500 | 0 | 0 | 0 | 0 | 0
2017 | CA | NPCC | - | Ontario | MW | Expected Imports |  | 0 | 0 | 0 | 0 | 0 | 0 | 0 | 0 | 0 | 0 | 0
2017 | CA | NPCC | - | Ontario | MW | Expected Exports |  | 0 | 0 | 0 | 0 | 0 | 0 | 0 | 0 | 0 | 0 | 0
2017 | CA | NPCC | - | Ontario | MW | Net Expected Transfers |  | 0 | 0 | 0 | 0 | 0 | 0 | 0 | 0 | 0 | 0 | 0
2017 | CA | NPCC | - | Ontario | MW | Existing-Certain & Net Firm Transfers |  | 27743.8469 | 28402.6069 | 27593.6069 | 27743.6069 | 26865.6069 | 24135.6669 | 25513.6669 | 23549.6669 | 24358.6669 | 25194.6669 | 25972.6669
2017 | CA | NPCC | - | Ontario | MW | Anticipated Resources |  | 27976.8965 | 29794.5214 | 28985.5214 | 29248.7324 | 28370.7324 | 25640.7924 | 27018.7924 | 25054.7924 | 25863.7924 | 26699.7924 | 27477.7924
2017 | CA | NPCC | - | Ontario | MW | Prospective Resources |  | 27976.8965 | 29794.5214 | 28985.5214 | 29248.7324 | 28370.7324 | 25640.7924 | 27018.7924 | 25054.7924 | 25863.7924 | 26699.7924 | 27477.7924
2017 | CA | NPCC | - | Ontario | MW | Existing-Certain and Net Firm Transfers Excess/Shortfall |  | 0 | 0 | 0 | 0 | 0 | -1045.0232 | 0 | -1334.8501 | -671.8794 | 0 | 0
2017 | CA | NPCC | - | Ontario | MW | Anticipated Excess/Shortfall |  | 0 | 0 | 0 | 0 | 0 | 0 | 0 | 0 | 0 | 0 | 0
2017 | CA | NPCC | - | Ontario | MW | Prospective Excess/Shortfall |  | 0 | 0 | 0 | 0 | 0 | 0 | 0 | 0 | 0 | 0 | 0
2017 | CA | NPCC | - | Ontario | % | Existing-Certain and Net Firm Transfers Reserve Margin |  | 32.32% | 36.11% | 33.02% | 34.95% | 31.56% | 17.58% | 24.59% | 15.13% | 19.04% | 23.01% | 27.27%
2017 | CA | NPCC | - | Ontario | % | Anticipated Reserve Margin |  | 33.43% | 42.78% | 39.73% | 42.27% | 38.93% | 24.91% | 31.94% | 22.49% | 26.39% | 30.35% | 34.64%
2017 | CA | NPCC | - | Ontario | % | Prospective Reserve Margin |  | 33.43% | 42.78% | 39.73% | 42.27% | 38.93% | 24.91% | 31.94% | 22.49% | 26.39% | 30.35% | 34.64%
2017 | CA | NPCC | - | Ontario | % | Reference Margin Level |  | 19.45% | 18.37% | 18.17% | 23.19% | 23.72% | 22.67% | 20.4% | 21.66% | 22.32% | 22.03% | 22.44%
2017 | CA | NPCC | - | Quebec | MW | Energy Efficiency and Conservation |  | 130 | 260 | 390 | 530 | 660 | 800 | 930 | 1060 | 1200 | 1330 | 1460
2017 | CA | NPCC | - | Quebec | MW | Total Installed Photovoltaic |  | 0 | 0 | 0 | 0 | 0 | 0 | 0 | 0 | 0 | 0 | 0
2017 | CA | NPCC | - | Quebec | MW | Photovoltaic On-Peak |  | 0 | 0 | 0 | 0 | 0 | 0 | 0 | 0 | 0 | 0 | 0
2017 | CA | NPCC | - | Quebec | MW | Total Internal Demand |  | 37921.1297 | 38183.8353 | 38414.3309 | 38744.2776 | 39113.4475 | 39378.8328 | 39640.0397 | 39873.8135 | 40088.0185 | 40287.1184 | 40476.9324
2017 | CA | NPCC | - | Quebec | MW | Controllable and Dispatchable Demand Response - Available |  | 2248 | 2248 | 2273 | 2298 | 2298 | 2298 | 2298 | 2298 | 2298 | 2298 | 2298
2017 | CA | NPCC | - | Quebec | MW | Net Internal Demand |  | 35673.1297 | 35935.8353 | 36141.3309 | 36446.2776 | 36815.4475 | 37080.8328 | 37342.0397 | 37575.8135 | 37790.0185 | 37989.1184 | 38178.9324
2017 | CA | NPCC | - | Quebec | MW | Behind the Meter Generation - Capacity |  | 0 | 0 | 0 | 0 | 0 | 0 | 0 | 0 | 0 | 0 | 0
2017 | CA | NPCC | - | Quebec | MW | Other Capacity Adjustments - Additions |  | 0 | 0 | 0 | 0 | 0 | 0 | 0 | 0 | 0 | 0 | 0
2017 | CA | NPCC | - | Quebec | MW | Other Capacity Adjustments - Reductions |  | 0 | 0 | 0 | 0 | 0 | 0 | 0 | 0 | 0 | 0 | 0
2017 | CA | NPCC | - | Quebec | MW | Confirmed Retirements |  | 0 | 0 | 0 | 0 | 0 | 0 | 0 | 0 | 0 | 0 | 0
2017 | CA | NPCC | - | Quebec | MW | Unconfirmed Retirements |  | 0 | 0 | 0 | 0 | 0 | 0 | 0 | 0 | 0 | 0 | 0
2017 | CA | NPCC | - | Quebec | MW | Scheduled Outages |  | 0 | 0 | 0 | 0 | 0 | 0 | 0 | 0 | 0 | 0 | 0
2017 | CA | NPCC | - | Quebec | MW | Transmission Limitations |  | 0 | 0 | 0 | 0 | 0 | 0 | 0 | 0 | 0 | 0 | 0
2017 | CA | NPCC | - | Quebec | MW | Existing-Certain |  | 41340.208 | 41340.208 | 41312.208 | 41542.108 | 41542.108 | 41542.108 | 41542.108 | 41542.108 | 41525.908 | 41462.008 | 41462.008
2017 | CA | NPCC | - | Quebec | MW | Existing-Other |  | 0 | 0 | 0 | 0 | 0 | 0 | 0 | 0 | 0 | 0 | 0
2017 | CA | NPCC | - | Quebec | MW | Additions - Tier 1 |  | 541.12 | 659.87 | 695.67 | 940.67 | 940.67 | 940.67 | 940.67 | 940.67 | 940.67 | 940.67 | 940.67
2017 | CA | NPCC | - | Quebec | MW | Additions - Tier 2 |  | 0 | 0 | 0 | 0 | 0 | 0 | 0 | 0 | 0 | 0 | 0
2017 | CA | NPCC | - | Quebec | MW | Additions - Tier 3 |  | 0 | 0 | 0 | 0 | 0 | 0 | 0 | 0 | 0 | 0 | 0
2017 | CA | NPCC | - | Quebec | MW | Firm Imports |  | 500 | 500 | 500 | 500 | 500 | 500 | 0 | 0 | 0 | 0 | 0
2017 | CA | NPCC | - | Quebec | MW | Firm Exports |  | 830 | 201 | 298 | 1041 | 145 | 145 | 145 | 145 | 145 | 145 | 145
2017 | CA | NPCC | - | Quebec | MW | Net Firm Capacity Transfers |  | -330 | 299 | 202 | -541 | 355 | 355 | -145 | -145 | -145 | -145 | -145
2017 | CA | NPCC | - | Quebec | MW | Expected Imports |  | 1100 | 1100 | 1100 | 1100 | 1100 | 1100 | 1100 | 1100 | 1100 | 1100 | 1100
2017 | CA | NPCC | - | Quebec | MW | Expected Exports |  | 0 | 0 | 0 | 0 | 0 | 0 | 0 | 0 | 0 | 0 | 0
2017 | CA | NPCC | - | Quebec | MW | Net Expected Transfers |  | 1100 | 1100 | 1100 | 1100 | 1100 | 1100 | 1100 | 1100 | 1100 | 1100 | 1100
2017 | CA | NPCC | - | Quebec | MW | Existing-Certain & Net Firm Transfers |  | 41010.208 | 41639.208 | 41514.208 | 41001.108 | 41897.108 | 41897.108 | 41397.108 | 41397.108 | 41380.908 | 41317.008 | 41317.008
2017 | CA | NPCC | - | Quebec | MW | Anticipated Resources |  | 41551.328 | 42299.078 | 42209.878 | 41941.778 | 42837.778 | 42837.778 | 42337.778 | 42337.778 | 42321.578 | 42257.678 | 42257.678
2017 | CA | NPCC | - | Quebec | MW | Prospective Resources |  | 42651.328 | 43399.078 | 43309.878 | 43041.778 | 43937.778 | 43937.778 | 43437.778 | 43437.778 | 43421.578 | 43357.678 | 43357.678
2017 | CA | NPCC | - | Quebec | MW | Existing-Certain and Net Firm Transfers Excess/Shortfall |  | 0 | 0 | 0 | -146.7394 | 0 | 0 | -762.0548 | -1025.9855 | -1284.0229 | -1572.7067 | -1787.0067
2017 | CA | NPCC | - | Quebec | MW | Anticipated Excess/Shortfall |  | 0 | 0 | 0 | 0 | 0 | 0 | 0 | -85.3155 | -343.3529 | -632.0367 | -846.3367
2017 | CA | NPCC | - | Quebec | MW | Prospective Excess/Shortfall |  | 0 | 0 | 0 | 0 | 0 | 0 | 0 | 0 | 0 | 0 | 0
2017 | CA | NPCC | - | Quebec | % | Existing-Certain and Net Firm Transfers Reserve Margin |  | 14.96% | 15.87% | 14.87% | 12.5% | 13.8% | 12.99% | 10.86% | 10.17% | 9.502% | 8.76% | 8.219%
2017 | CA | NPCC | - | Quebec | % | Anticipated Reserve Margin |  | 16.48% | 17.71% | 16.79% | 15.08% | 16.36% | 15.53% | 13.38% | 12.67% | 11.99% | 11.24% | 10.68%
2017 | CA | NPCC | - | Quebec | % | Prospective Reserve Margin |  | 19.56% | 20.77% | 19.83% | 18.1% | 19.35% | 18.49% | 16.32% | 15.6% | 14.9% | 14.13% | 13.56%
2017 | CA | NPCC | - | Quebec | % | Reference Margin Level |  | 12.5% | 12.9% | 12.9% | 12.9% | 12.9% | 12.9% | 12.9% | 12.9% | 12.9% | 12.9% | 12.9%
2017 | US | RF | - | PJM | MW | Energy Efficiency and Conservation |  | 0 | 0 | 0 | 0 | 0 | 0 | 0 | 0 | 0 | 0 | 0
2017 | US | RF | - | PJM | MW | Total Installed Photovoltaic |  | 3512 | 4264 | 5116 | 6132 | 7304 | 8460 | 9740 | 10364 | 10620 | 11044 | 11736
2017 | US | RF | - | PJM | MW | Photovoltaic On-Peak |  | 0 | 0 | 0 | 0 | 0 | 0 | 0 | 0 | 0 | 0 | 0
2017 | US | RF | - | PJM | MW | Total Internal Demand |  | 132652 | 133394 | 132942 | 132883 | 133050 | 133239 | 133842 | 133797 | 134342 | 134915 | 135667
2017 | US | RF | - | PJM | MW | Controllable and Dispatchable Demand Response - Available |  | 355 | 359 | 360 | 6177 | 6169 | 6174 | 6187 | 6204 | 6224 | 6237 | 6247
2017 | US | RF | - | PJM | MW | Net Internal Demand |  | 132297 | 133035 | 132582 | 126706 | 126881 | 127065 | 127655 | 127593 | 128118 | 128678 | 129420
2017 | US | RF | - | PJM | MW | Behind the Meter Generation - Capacity |  | 0 | 0 | 0 | 0 | 0 | 0 | 0 | 0 | 0 | 0 | 0
2017 | US | RF | - | PJM | MW | Other Capacity Adjustments - Additions |  | 0 | 0 | 0 | 0 | 0 | 0 | 0 | 0 | 0 | 0 | 0
2017 | US | RF | - | PJM | MW | Other Capacity Adjustments - Reductions |  | 0 | 0 | 0 | 0 | 0 | 0 | 0 | 0 | 0 | 0 | 0
2017 | US | RF | - | PJM | MW | Confirmed Retirements |  | 4163.7 | 4879 | 6162.9 | 10410.6 | 13841.9 | 15851.4 | 15851.4 | 15851.4 | 15851.4 | 15851.4 | 15851.4
2017 | US | RF | - | PJM | MW | Unconfirmed Retirements |  | 0 | 0 | 0 | 0 | 0 | 0 | 0 | 0 | 0 | 0 | 0
2017 | US | RF | - | PJM | MW | Scheduled Outages |  | 0 | 0 | 0 | 0 | 0 | 0 | 0 | 0 | 0 | 0 | 0
2017 | US | RF | - | PJM | MW | Transmission Limitations |  | 0 | 0 | 0 | 0 | 0 | 0 | 0 | 0 | 0 | 0 | 0
2017 | US | RF | - | PJM | MW | Existing-Certain |  | 179767.54 | 176467.68 | 174183.68 | 173144.48 | 173162.78 | 173162.78 | 173162.78 | 173162.78 | 173162.78 | 173162.78 | 173162.78
2017 | US | RF | - | PJM | MW | Existing-Other |  | 350.2 | 2145 | 2217.6 | 2217.6 | 2217.6 | 2217.6 | 2217.6 | 2217.6 | 2217.6 | 2217.6 | 2217.6
2017 | US | RF | - | PJM | MW | Additions - Tier 1 |  | 0 | 9640.13 | 13602.79 | 14963.19 | 15981.09 | 15981.09 | 15981.09 | 15981.09 | 15981.09 | 15981.09 | 15981.09
2017 | US | RF | - | PJM | MW | Additions - Tier 2 |  | 0 | 3802.11 | 12467.51 | 26194.81 | 32529.71 | 34851.71 | 35355.71 | 35355.71 | 35355.71 | 35355.71 | 35355.71
2017 | US | RF | - | PJM | MW | Additions - Tier 3 |  | 0 | 0 | 0 | 0 | 0 | 0 | 0 | 0 | 0 | 0 | 0
2017 | US | RF | - | PJM | MW | Firm Imports |  | 5840.1 | 5948.7 | 5517.7 | 0 | 0 | 0 | 0 | 0 | 0 | 0 | 0
2017 | US | RF | - | PJM | MW | Firm Exports |  | 1535.8 | 1529.5 | 1529.5 | 0 | 0 | 0 | 0 | 0 | 0 | 0 | 0
2017 | US | RF | - | PJM | MW | Net Firm Capacity Transfers |  | 4304.3 | 4419.2 | 3988.2 | 0 | 0 | 0 | 0 | 0 | 0 | 0 | 0
2017 | US | RF | - | PJM | MW | Expected Imports |  | 0 | 0 | 0 | 2212.3 | 2092.3 | 2092.3 | 2092.3 | 2092.3 | 2092.3 | 2092.3 | 2092.3
2017 | US | RF | - | PJM | MW | Expected Exports |  | 0 | 0 | 0 | 1441.4 | 306.3 | 306.3 | 306.3 | 306.3 | 306.3 | 306.3 | 306.3
2017 | US | RF | - | PJM | MW | Net Expected Transfers |  | 0 | 0 | 0 | 770.9 | 1786 | 1786 | 1786 | 1786 | 1786 | 1786 | 1786
2017 | US | RF | - | PJM | MW | Existing-Certain & Net Firm Transfers |  | 184071.84 | 180886.88 | 178171.88 | 173144.48 | 173162.78 | 173162.78 | 173162.78 | 173162.78 | 173162.78 | 173162.78 | 173162.78
2017 | US | RF | - | PJM | MW | Anticipated Resources |  | 184071.84 | 190527.01 | 191774.67 | 188107.67 | 189143.87 | 189143.87 | 189143.87 | 189143.87 | 189143.87 | 189143.87 | 189143.87
2017 | US | RF | - | PJM | MW | Prospective Resources |  | 184422.04 | 196474.12 | 206459.78 | 217290.98 | 225677.18 | 227999.18 | 228503.18 | 228503.18 | 228503.18 | 228503.18 | 228503.18
2017 | US | RF | - | PJM | MW | Existing-Certain and Net Firm Transfers Excess/Shortfall |  | 0 | 0 | 0 | 0 | 0 | 0 | 0 | 0 | 0 | 0 | 0
2017 | US | RF | - | PJM | MW | Anticipated Excess/Shortfall |  | 0 | 0 | 0 | 0 | 0 | 0 | 0 | 0 | 0 | 0 | 0
2017 | US | RF | - | PJM | MW | Prospective Excess/Shortfall |  | 0 | 0 | 0 | 0 | 0 | 0 | 0 | 0 | 0 | 0 | 0
2017 | US | RF | - | PJM | % | Existing-Certain and Net Firm Transfers Reserve Margin |  | 39.14% | 35.97% | 34.39% | 36.65% | 36.48% | 36.28% | 35.65% | 35.71% | 35.16% | 34.57% | 33.8%
2017 | US | RF | - | PJM | % | Anticipated Reserve Margin |  | 39.14% | 43.22% | 44.65% | 48.46% | 49.07% | 48.86% | 48.17% | 48.24% | 47.63% | 46.99% | 46.15%
2017 | US | RF | - | PJM | % | Prospective Reserve Margin |  | 39.4% | 47.69% | 55.72% | 71.49% | 77.87% | 79.44% | 79% | 79.09% | 78.35% | 77.58% | 76.56%
2017 | US | RF | - | PJM | % | Reference Margin Level |  | 16.6% | 16.7% | 16.6% | 16.6% | 16.6% | 16.6% | 16.6% | 16.6% | 16.6% | 16.6% | 16.6%
2017 | US | SERC | - | SERC-E | MW | Energy Efficiency and Conservation |  | 314 | 419 | 523 | 617 | 734 | 821 | 905 | 986 | 1064 | 1125 | 1177
2017 | US | SERC | - | SERC-E | MW | Total Installed Photovoltaic |  | 162 | 458 | 527 | 609 | 672 | 717 | 761 | 817 | 846 | 881 | 920
2017 | US | SERC | - | SERC-E | MW | Photovoltaic On-Peak |  | 6 | 9 | 13 | 16 | 20 | 22 | 24 | 27 | 29 | 30 | 32
2017 | US | SERC | - | SERC-E | MW | Total Internal Demand |  | 45189 | 45636 | 46108 | 46705 | 47171 | 47835 | 48462 | 49280 | 49917 | 50538 | 51157
2017 | US | SERC | - | SERC-E | MW | Controllable and Dispatchable Demand Response - Available |  | 1004 | 458 | 527 | 609 | 672 | 717 | 761 | 817 | 846 | 881 | 920
2017 | US | SERC | - | SERC-E | MW | Net Internal Demand |  | 44185 | 45178 | 45581 | 46096 | 46499 | 47118 | 47701 | 48463 | 49071 | 49657 | 50237
2017 | US | SERC | - | SERC-E | MW | Behind the Meter Generation - Capacity |  | 0 | 0 | 0 | 0 | 0 | 0 | 0 | 0 | 0 | 0 | 0
2017 | US | SERC | - | SERC-E | MW | Other Capacity Adjustments - Additions |  | 0 | 0 | 0 | 0 | 0 | 0 | 0 | 0 | 0 | 0 | 0
2017 | US | SERC | - | SERC-E | MW | Other Capacity Adjustments - Reductions |  | 0 | 0 | 0 | 0 | 0 | 0 | 0 | 0 | 0 | 0 | 0
2017 | US | SERC | - | SERC-E | MW | Confirmed Retirements |  | 67 | 67 | 208 | 208 | 592 | 1044 | 1044 | 1044 | 1044 | 1044 | 1044
2017 | US | SERC | - | SERC-E | MW | Unconfirmed Retirements |  | 0 | 0 | 0 | 0 | 0 | 0 | 0 | 0 | 0 | 0 | 0
2017 | US | SERC | - | SERC-E | MW | Scheduled Outages |  | 466 | 376 | 405 | 200 | 540 | 619 | 419 | 419 | 419 | 419 | 419
2017 | US | SERC | - | SERC-E | MW | Transmission Limitations |  | 0 | 0 | 0 | 0 | 0 | 0 | 0 | 0 | 0 | 0 | 0
2017 | US | SERC | - | SERC-E | MW | Existing-Certain |  | 52444.94 | 52542.94 | 52523.94 | 51945.34 | 51655.74 | 51623.14 | 51869.54 | 51875.54 | 51875.54 | 51879.54 | 51647.54
2017 | US | SERC | - | SERC-E | MW | Existing-Other |  | 42 | 42 | 42 | 42 | 42 | 42 | 42 | 42 | 42 | 42 | 42
2017 | US | SERC | - | SERC-E | MW | Additions - Tier 1 |  | 783 | 783 | 1358 | 1358 | 1358 | 2640 | 2640 | 2640 | 3922 | 5204 | 5439
2017 | US | SERC | - | SERC-E | MW | Additions - Tier 2 |  | 0 | 0 | 0 | 0 | 0 | 0 | 0 | 0 | 0 | 0 | 0
2017 | US | SERC | - | SERC-E | MW | Additions - Tier 3 |  | 0 | 0 | 0 | 0 | 0 | 0 | 0 | 0 | 0 | 0 | 0
2017 | US | SERC | - | SERC-E | MW | Firm Imports |  | 497 | 497 | 497 | 497 | 338 | 338 | 338 | 338 | 338 | 338 | 338
2017 | US | SERC | - | SERC-E | MW | Firm Exports |  | 0 | 0 | 0 | 0 | 0 | 0 | 0 | 0 | 0 | 0 | 0
2017 | US | SERC | - | SERC-E | MW | Net Firm Capacity Transfers |  | 497 | 497 | 497 | 497 | 338 | 338 | 338 | 338 | 338 | 338 | 338
2017 | US | SERC | - | SERC-E | MW | Expected Imports |  | 271 | 321 | 321 | 321 | 321 | 321 | 321 | 321 | 321 | 321 | 321
2017 | US | SERC | - | SERC-E | MW | Expected Exports |  | 0 | 0 | 0 | 0 | 0 | 0 | 0 | 0 | 0 | 0 | 0
2017 | US | SERC | - | SERC-E | MW | Net Expected Transfers |  | 271 | 321 | 321 | 321 | 321 | 321 | 321 | 321 | 321 | 321 | 321
2017 | US | SERC | - | SERC-E | MW | Existing-Certain & Net Firm Transfers |  | 52941.94 | 53039.94 | 53020.94 | 52442.34 | 51993.74 | 51961.14 | 52207.54 | 52213.54 | 52213.54 | 52217.54 | 51985.54
2017 | US | SERC | - | SERC-E | MW | Anticipated Resources |  | 53724.94 | 53822.94 | 54378.94 | 53800.34 | 53351.74 | 54601.14 | 54847.54 | 54853.54 | 56135.54 | 57421.54 | 57424.54
2017 | US | SERC | - | SERC-E | MW | Prospective Resources |  | 54037.94 | 54185.94 | 54741.94 | 54163.34 | 53714.74 | 54964.14 | 55210.54 | 55216.54 | 56498.54 | 57784.54 | 57787.54
2017 | US | SERC | - | SERC-E | MW | Existing-Certain and Net Firm Transfers Excess/Shortfall |  | 0 | 0 | 0 | -568.06 | -1480.11 | -2224.56 | -2648.61 | -3518.91 | -4218.11 | -4888.01 | -5787.01
2017 | US | SERC | - | SERC-E | MW | Anticipated Excess/Shortfall |  | 0 | 0 | 0 | 0 | -122.11 | 0 | -8.61 | -878.91 | -296.11 | 0 | -348.01
2017 | US | SERC | - | SERC-E | MW | Prospective Excess/Shortfall |  | 0 | 0 | 0 | 0 | 0 | 0 | 0 | -515.91 | 0 | 0 | 0
2017 | US | SERC | - | SERC-E | % | Existing-Certain and Net Firm Transfers Reserve Margin |  | 19.82% | 17.4% | 16.32% | 13.77% | 11.82% | 10.28% | 9.447% | 7.739% | 6.404% | 5.156% | 3.481%
2017 | US | SERC | - | SERC-E | % | Anticipated Reserve Margin |  | 21.59% | 19.14% | 19.3% | 16.71% | 14.74% | 15.88% | 14.98% | 13.19% | 14.4% | 15.64% | 14.31%
2017 | US | SERC | - | SERC-E | % | Prospective Reserve Margin |  | 22.3% | 19.94% | 20.1% | 17.5% | 15.52% | 16.65% | 15.74% | 13.94% | 15.14% | 16.37% | 15.03%
2017 | US | SERC | - | SERC-E | % | Reference Margin Level |  | 15% | 15% | 15% | 15% | 15% | 15% | 15% | 15% | 15% | 15% | 15%
2017 | US | SERC | - | SERC-N | MW | Energy Efficiency and Conservation |  | 372 | 462 | 538 | 606 | 650 | 747 | 853 | 964 | 1053 | 1128 | 1209
2017 | US | SERC | - | SERC-N | MW | Total Installed Photovoltaic |  | 51 | 83 | 83 | 83 | 83 | 83 | 83 | 83 | 83 | 83 | 83
2017 | US | SERC | - | SERC-N | MW | Photovoltaic On-Peak |  | 51 | 83 | 83 | 83 | 83 | 83 | 83 | 83 | 83 | 83 | 83
2017 | US | SERC | - | SERC-N | MW | Total Internal Demand |  | 41051 | 41516 | 41746 | 41817 | 41996 | 42075 | 42246 | 42343 | 42469 | 42618 | 42887
2017 | US | SERC | - | SERC-N | MW | Controllable and Dispatchable Demand Response - Available |  | 1558 | 83 | 83 | 83 | 83 | 83 | 83 | 83 | 83 | 83 | 83
2017 | US | SERC | - | SERC-N | MW | Net Internal Demand |  | 39493 | 41433 | 41663 | 41734 | 41913 | 41992 | 42163 | 42260 | 42386 | 42535 | 42804
2017 | US | SERC | - | SERC-N | MW | Behind the Meter Generation - Capacity |  | 0 | 0 | 0 | 0 | 0 | 0 | 0 | 0 | 0 | 0 | 0
2017 | US | SERC | - | SERC-N | MW | Other Capacity Adjustments - Additions |  | 0 | 0 | 0 | 0 | 0 | 0 | 0 | 0 | 0 | 0 | 0
2017 | US | SERC | - | SERC-N | MW | Other Capacity Adjustments - Reductions |  | 0 | 0 | 0 | 0 | 0 | 0 | 0 | 0 | 0 | 0 | 0
2017 | US | SERC | - | SERC-N | MW | Confirmed Retirements |  | 2235 | 3358 | 3794 | 4517 | 4517 | 4517 | 4517 | 4517 | 4517 | 4517 | 4517
2017 | US | SERC | - | SERC-N | MW | Unconfirmed Retirements |  | 0 | 0 | 0 | 0 | 0 | 0 | 0 | 0 | 0 | 0 | 0
2017 | US | SERC | - | SERC-N | MW | Scheduled Outages |  | 247 | 6 | 180 | 603 | 134 | 134 | 134 | 0 | 0 | 0 | 0
2017 | US | SERC | - | SERC-N | MW | Transmission Limitations |  | 0 | 0 | 0 | 0 | 0 | 0 | 0 | 0 | 0 | 0 | 0
2017 | US | SERC | - | SERC-N | MW | Existing-Certain |  | 51871.4588 | 51181.4588 | 51317.4588 | 50894.4588 | 51363.4588 | 51363.4588 | 51363.4588 | 51497.4588 | 51497.4588 | 51497.4588 | 51497.4588
2017 | US | SERC | - | SERC-N | MW | Existing-Other |  | 1076.63 | 1076.63 | 1076.63 | 1076.63 | 1076.63 | 1076.63 | 1076.63 | 1076.63 | 1076.63 | 1076.63 | 1076.63
2017 | US | SERC | - | SERC-N | MW | Additions - Tier 1 |  | 1136 | 2254 | 2254 | 2254 | 2254 | 2254 | 2254 | 2254 | 2254 | 2254 | 2254
2017 | US | SERC | - | SERC-N | MW | Additions - Tier 2 |  | 0 | 0 | 0 | 0 | 0 | 0 | 0 | 0 | 0 | 0 | 0
2017 | US | SERC | - | SERC-N | MW | Additions - Tier 3 |  | 0 | 0 | 0 | 0 | 0 | 0 | 0 | 0 | 0 | 0 | 0
2017 | US | SERC | - | SERC-N | MW | Firm Imports |  | 778 | 778 | 778 | 778 | 778 | 778 | 778 | 778 | 778 | 778 | 778
2017 | US | SERC | - | SERC-N | MW | Firm Exports |  | 0 | 0 | 0 | 0 | 0 | 0 | 0 | 0 | 0 | 0 | 0
2017 | US | SERC | - | SERC-N | MW | Net Firm Capacity Transfers |  | 778 | 778 | 778 | 778 | 778 | 778 | 778 | 778 | 778 | 778 | 778
2017 | US | SERC | - | SERC-N | MW | Expected Imports |  | 1898.6 | 1898.6 | 1898.6 | 1898.6 | 1898.6 | 1898.6 | 1898.6 | 1898.6 | 1898.6 | 1898.6 | 1898.6
2017 | US | SERC | - | SERC-N | MW | Expected Exports |  | 0 | 0 | 0 | 0 | 0 | 0 | 0 | 0 | 0 | 0 | 0
2017 | US | SERC | - | SERC-N | MW | Net Expected Transfers |  | 1898.6 | 1898.6 | 1898.6 | 1898.6 | 1898.6 | 1898.6 | 1898.6 | 1898.6 | 1898.6 | 1898.6 | 1898.6
2017 | US | SERC | - | SERC-N | MW | Existing-Certain & Net Firm Transfers |  | 52649.4588 | 51959.4588 | 52095.4588 | 51672.4588 | 52141.4588 | 52141.4588 | 52141.4588 | 52275.4588 | 52275.4588 | 52275.4588 | 52275.4588
2017 | US | SERC | - | SERC-N | MW | Anticipated Resources |  | 53785.4588 | 54213.4588 | 54349.4588 | 53926.4588 | 54395.4588 | 54395.4588 | 54395.4588 | 54529.4588 | 54529.4588 | 54529.4588 | 54529.4588
2017 | US | SERC | - | SERC-N | MW | Prospective Resources |  | 56760.6888 | 57188.6888 | 57324.6888 | 56901.6888 | 57370.6888 | 57370.6888 | 57370.6888 | 57504.6888 | 57504.6888 | 57504.6888 | 57504.6888
2017 | US | SERC | - | SERC-N | MW | Existing-Certain and Net Firm Transfers Excess/Shortfall |  | 0 | 0 | 0 | 0 | 0 | 0 | 0 | 0 | 0 | 0 | 0
2017 | US | SERC | - | SERC-N | MW | Anticipated Excess/Shortfall |  | 0 | 0 | 0 | 0 | 0 | 0 | 0 | 0 | 0 | 0 | 0
2017 | US | SERC | - | SERC-N | MW | Prospective Excess/Shortfall |  | 0 | 0 | 0 | 0 | 0 | 0 | 0 | 0 | 0 | 0 | 0
2017 | US | SERC | - | SERC-N | % | Existing-Certain and Net Firm Transfers Reserve Margin |  | 33.31% | 25.41% | 25.04% | 23.81% | 24.4% | 24.17% | 23.67% | 23.7% | 23.33% | 22.9% | 22.13%
2017 | US | SERC | - | SERC-N | % | Anticipated Reserve Margin |  | 36.19% | 30.85% | 30.45% | 29.21% | 29.78% | 29.54% | 29.01% | 29.03% | 28.65% | 28.2% | 27.39%
2017 | US | SERC | - | SERC-N | % | Prospective Reserve Margin |  | 43.72% | 38.03% | 37.59% | 36.34% | 36.88% | 36.62% | 36.07% | 36.07% | 35.67% | 35.19% | 34.34%
2017 | US | SERC | - | SERC-N | % | Reference Margin Level |  | 15% | 15% | 15% | 15% | 15% | 15% | 15% | 15% | 15% | 15% | 15%
2017 | US | SERC | - | SERC-SE | MW | Energy Efficiency and Conservation |  | 0 | 0 | 0 | 0 | 0 | 0 | 0 | 0 | 0 | 0 | 0
2017 | US | SERC | - | SERC-SE | MW | Total Installed Photovoltaic |  | 0 | 0 | 0 | 0 | 0 | 0 | 0 | 0 | 0 | 0 | 0
2017 | US | SERC | - | SERC-SE | MW | Photovoltaic On-Peak |  | 0 | 0 | 0 | 0 | 0 | 0 | 0 | 0 | 0 | 0 | 0
2017 | US | SERC | - | SERC-SE | MW | Total Internal Demand |  | 44805 | 44315 | 44537 | 44821 | 45143 | 45472 | 45772 | 46137 | 46548 | 46988 | 47435
2017 | US | SERC | - | SERC-SE | MW | Controllable and Dispatchable Demand Response - Available |  | 14 | 0 | 0 | 0 | 0 | 0 | 0 | 0 | 0 | 0 | 0
2017 | US | SERC | - | SERC-SE | MW | Net Internal Demand |  | 44791 | 44315 | 44537 | 44821 | 45143 | 45472 | 45772 | 46137 | 46548 | 46988 | 47435
2017 | US | SERC | - | SERC-SE | MW | Behind the Meter Generation - Capacity |  | 0 | 0 | 0 | 0 | 0 | 0 | 0 | 0 | 0 | 0 | 0
2017 | US | SERC | - | SERC-SE | MW | Other Capacity Adjustments - Additions |  | 0 | 0 | 0 | 0 | 0 | 0 | 0 | 0 | 0 | 0 | 0
2017 | US | SERC | - | SERC-SE | MW | Other Capacity Adjustments - Reductions |  | 0 | 0 | 0 | 0 | 0 | 0 | 0 | 0 | 0 | 0 | 0
2017 | US | SERC | - | SERC-SE | MW | Confirmed Retirements |  | 3900 | 5464 | 5464 | 5479 | 5479 | 5479 | 5479 | 5479 | 5479 | 5479 | 5479
2017 | US | SERC | - | SERC-SE | MW | Unconfirmed Retirements |  | 0 | 0 | 0 | 0 | 0 | 0 | 0 | 0 | 0 | 0 | 0
2017 | US | SERC | - | SERC-SE | MW | Scheduled Outages |  | 5507 | 4323 | 3636 | 3954 | 3770 | 4725 | 3523 | 2508 | 1240 | 408 | 408
2017 | US | SERC | - | SERC-SE | MW | Transmission Limitations |  | 0 | 0 | 0 | 0 | 0 | 0 | 0 | 0 | 0 | 0 | 0
2017 | US | SERC | - | SERC-SE | MW | Existing-Certain |  | 58379.08 | 59563.08 | 60235.08 | 59926.28 | 60119.48 | 59164.48 | 60366.48 | 61381.48 | 62649.48 | 63481.48 | 63481.48
2017 | US | SERC | - | SERC-SE | MW | Existing-Other |  | 706.39 | 706.39 | 706.39 | 706.39 | 706.39 | 706.39 | 706.39 | 706.39 | 706.39 | 706.39 | 706.39
2017 | US | SERC | - | SERC-SE | MW | Additions - Tier 1 |  | 222.95 | 258.15 | 1458.15 | 2558.15 | 2558.15 | 2558.15 | 2558.15 | 2558.15 | 2558.15 | 2558.15 | 2558.15
2017 | US | SERC | - | SERC-SE | MW | Additions - Tier 2 |  | 0 | 0 | 0 | 0 | 0 | 0 | 0 | 0 | 0 | 0 | 0
2017 | US | SERC | - | SERC-SE | MW | Additions - Tier 3 |  | 2231.29 | 4708.01 | 4708.01 | 5227.39 | 5227.39 | 5227.39 | 5227.39 | 5227.39 | 5227.39 | 5227.39 | 5227.39
2017 | US | SERC | - | SERC-SE | MW | Firm Imports |  | 50 | 126 | 145 | 165 | 187 | 209 | 232 | 254 | 278 | 286 | 289
2017 | US | SERC | - | SERC-SE | MW | Firm Exports |  | 0 | 0 | 0 | 0 | 0 | 0 | 0 | 0 | 0 | 0 | 0
2017 | US | SERC | - | SERC-SE | MW | Net Firm Capacity Transfers |  | 50 | 126 | 145 | 165 | 187 | 209 | 232 | 254 | 278 | 286 | 289
2017 | US | SERC | - | SERC-SE | MW | Expected Imports |  | 2053 | 2021 | 2124 | 2227 | 1750 | 1750 | 1750 | 1750 | 1750 | 1750 | 1750
2017 | US | SERC | - | SERC-SE | MW | Expected Exports |  | 0 | 0 | 0 | 0 | 0 | 0 | 0 | 0 | 0 | 0 | 0
2017 | US | SERC | - | SERC-SE | MW | Net Expected Transfers |  | 2053 | 2021 | 2124 | 2227 | 1750 | 1750 | 1750 | 1750 | 1750 | 1750 | 1750
2017 | US | SERC | - | SERC-SE | MW | Existing-Certain & Net Firm Transfers |  | 58429.08 | 59689.08 | 60380.08 | 60091.28 | 60306.48 | 59373.48 | 60598.48 | 61635.48 | 62927.48 | 63767.48 | 63770.48
2017 | US | SERC | - | SERC-SE | MW | Anticipated Resources |  | 58652.03 | 59947.23 | 61838.23 | 62649.43 | 62864.63 | 61931.63 | 63156.63 | 64193.63 | 65485.63 | 66325.63 | 66328.63
2017 | US | SERC | - | SERC-SE | MW | Prospective Resources |  | 61411.42 | 62674.62 | 64668.62 | 65582.82 | 65321.02 | 64388.02 | 65613.02 | 66650.02 | 67942.02 | 68782.02 | 68785.02
2017 | US | SERC | - | SERC-SE | MW | Existing-Certain and Net Firm Transfers Excess/Shortfall |  | 0 | 0 | 0 | 0 | 0 | 0 | 0 | 0 | 0 | 0 | 0
2017 | US | SERC | - | SERC-SE | MW | Anticipated Excess/Shortfall |  | 0 | 0 | 0 | 0 | 0 | 0 | 0 | 0 | 0 | 0 | 0
2017 | US | SERC | - | SERC-SE | MW | Prospective Excess/Shortfall |  | 0 | 0 | 0 | 0 | 0 | 0 | 0 | 0 | 0 | 0 | 0
2017 | US | SERC | - | SERC-SE | % | Existing-Certain and Net Firm Transfers Reserve Margin |  | 30.45% | 34.69% | 35.57% | 34.07% | 33.59% | 30.57% | 32.39% | 33.59% | 35.19% | 35.71% | 34.44%
2017 | US | SERC | - | SERC-SE | % | Anticipated Reserve Margin |  | 30.95% | 35.28% | 38.85% | 39.78% | 39.26% | 36.2% | 37.98% | 39.14% | 40.68% | 41.15% | 39.83%
2017 | US | SERC | - | SERC-SE | % | Prospective Reserve Margin |  | 37.11% | 41.43% | 45.2% | 46.32% | 44.7% | 41.6% | 43.35% | 44.46% | 45.96% | 46.38% | 45.01%
2017 | US | SERC | - | SERC-SE | % | Reference Margin Level |  | 15% | 15% | 15% | 15% | 15% | 15% | 15% | 15% | 15% | 15% | 15%
2017 | US | SPP | - | SPP | MW | Energy Efficiency and Conservation |  | 176.6944 | 240.1579 | 310.9182 | 422.8137 | 523.5125 | 616.41 | 705.1612 | 786.9564 | 842.4494 | 860.1473 | 893.7143
2017 | US | SPP | - | SPP | MW | Total Installed Photovoltaic |  | 0 | 0 | 0 | 0 | 0 | 0 | 0 | 0 | 0 | 0 | 0
2017 | US | SPP | - | SPP | MW | Photovoltaic On-Peak |  | 0 | 0 | 0 | 0 | 0 | 0 | 0 | 0 | 0 | 0 | 0
2017 | US | SPP | - | SPP | MW | Total Internal Demand |  | 41215.1771 | 40923.0971 | 41248.5908 | 41818.3177 | 41971.3468 | 41957.578 | 42588.3115 | 42682.5473 | 43031.6854 | 43208.1251 | 44043.8664
2017 | US | SPP | - | SPP | MW | Controllable and Dispatchable Demand Response - Available |  | 431.8 | 428.2 | 430.2 | 410.4 | 402.2 | 404.2 | 406.2 | 408.2 | 411.2 | 412.2 | 414.2
2017 | US | SPP | - | SPP | MW | Net Internal Demand |  | 40783.3771 | 40494.8971 | 40818.3908 | 41407.9177 | 41569.1468 | 41553.378 | 42182.1115 | 42274.3473 | 42620.4854 | 42795.9251 | 43629.6664
2017 | US | SPP | - | SPP | MW | Behind the Meter Generation - Capacity |  | 868.2 | 868.2 | 868.2 | 868.2 | 868.2 | 868.2 | 868.2 | 868.2 | 868.2 | 868.2 | 868.2
2017 | US | SPP | - | SPP | MW | Other Capacity Adjustments - Additions |  | 0 | 0 | 0 | 0 | 0 | 0 | 0 | 200 | 200 | 200 | 242
2017 | US | SPP | - | SPP | MW | Other Capacity Adjustments - Reductions |  | 365.7 | 65 | 21 | 21 | 19 | 19 | 13 | 13 | 13 | 13 | 13
2017 | US | SPP | - | SPP | MW | Confirmed Retirements |  | 53.5 | 791.9 | 1163.4 | 1945.8 | 2303.6 | 2442.6 | 2517.6 | 2924.4 | 3115.7 | 3320.7 | 3578.4
2017 | US | SPP | - | SPP | MW | Unconfirmed Retirements |  | 122 | 292.3 | 292.3 | 292.3 | 583.4 | 583.4 | 746.4 | 746.4 | 746.4 | 829.4 | 829.4
2017 | US | SPP | - | SPP | MW | Scheduled Outages |  | 871.6 | 935.3 | 108.2 | 189.4 | 77.6 | 77.6 | 77.6 | 86 | 86 | 86 | 46
2017 | US | SPP | - | SPP | MW | Transmission Limitations |  | 0 | 0 | 0 | 0 | 0 | 0 | 0 | 0 | 0 | 0 | 0
2017 | US | SPP | - | SPP | MW | Existing-Certain |  | 67262.8237 | 66890.2237 | 67607.3237 | 67219.0237 | 66812.0237 | 65864.4237 | 65785.1237 | 65868.7237 | 65404.0237 | 64935.0237 | 65001.9237
2017 | US | SPP | - | SPP | MW | Existing-Other |  | 100 | 100 | 100 | 100 | 100 | 100 | 100 | 100 | 100 | 100 | 100
2017 | US | SPP | - | SPP | MW | Additions - Tier 1 |  | 863.49 | 863.49 | 863.49 | 863.49 | 863.49 | 863.49 | 863.49 | 863.49 | 863.49 | 863.49 | 863.49
2017 | US | SPP | - | SPP | MW | Additions - Tier 2 |  | 388.6 | 388.6 | 403.6 | 403.6 | 403.6 | 403.6 | 403.6 | 403.6 | 403.6 | 403.6 | 403.6
2017 | US | SPP | - | SPP | MW | Additions - Tier 3 |  | 0 | 0 | 10 | 10 | 10 | 10 | 10 | 10 | 10 | 10 | 10
2017 | US | SPP | - | SPP | MW | Firm Imports |  | 2992.6 | 2977.9 | 2978.1 | 2978.3 | 2678.6 | 2678.8 | 2561 | 2561.3 | 2561.5 | 2511.8 | 2512
2017 | US | SPP | - | SPP | MW | Firm Exports |  | 3322.6 | 3290.2 | 3639.9 | 3189.7 | 3147.1 | 2747.6 | 2748.1 | 2748.5 | 2749 | 2749.4 | 2749.9
2017 | US | SPP | - | SPP | MW | Net Firm Capacity Transfers |  | -330 | -312.3 | -661.8 | -211.4 | -468.5 | -68.8 | -187.1 | -187.2 | -187.5 | -237.6 | -237.9
2017 | US | SPP | - | SPP | MW | Expected Imports |  | 0 | 0 | 0 | 0 | 0 | 0 | 0 | 0 | 0 | 0 | 0
2017 | US | SPP | - | SPP | MW | Expected Exports |  | 0 | 0 | 0 | 0 | 0 | 0 | 0 | 0 | 0 | 0 | 0
2017 | US | SPP | - | SPP | MW | Net Expected Transfers |  | 0 | 0 | 0 | 0 | 0 | 0 | 0 | 0 | 0 | 0 | 0
2017 | US | SPP | - | SPP | MW | Existing-Certain & Net Firm Transfers |  | 66932.8237 | 66577.9237 | 66945.5237 | 67007.6237 | 66343.5237 | 65795.6237 | 65598.0237 | 65681.5237 | 65216.5237 | 64697.4237 | 64764.0237
2017 | US | SPP | - | SPP | MW | Anticipated Resources |  | 67796.3137 | 67441.4137 | 67809.0137 | 67871.1137 | 67207.0137 | 66659.1137 | 66461.5137 | 66545.0137 | 66080.0137 | 65560.9137 | 65627.5137
2017 | US | SPP | - | SPP | MW | Prospective Resources |  | 68162.9137 | 67637.7137 | 68020.3137 | 68082.4137 | 67127.2137 | 66579.3137 | 66218.7137 | 66302.2137 | 65837.2137 | 65235.1137 | 65301.7137
2017 | US | SPP | - | SPP | MW | Existing-Certain and Net Firm Transfers Excess/Shortfall |  | 0 | 0 | 0 | 0 | 0 | 0 | 0 | 0 | 0 | 0 | 0
2017 | US | SPP | - | SPP | MW | Anticipated Excess/Shortfall |  | 0 | 0 | 0 | 0 | 0 | 0 | 0 | 0 | 0 | 0 | 0
2017 | US | SPP | - | SPP | MW | Prospective Excess/Shortfall |  | 0 | 0 | 0 | 0 | 0 | 0 | 0 | 0 | 0 | 0 | 0
2017 | US | SPP | - | SPP | % | Existing-Certain and Net Firm Transfers Reserve Margin |  | 64.12% | 64.41% | 64.01% | 61.82% | 59.6% | 58.34% | 55.51% | 55.37% | 53.02% | 51.18% | 48.44%
2017 | US | SPP | - | SPP | % | Anticipated Reserve Margin |  | 66.24% | 66.54% | 66.12% | 63.91% | 61.68% | 60.42% | 57.56% | 57.41% | 55.04% | 53.19% | 50.42%
2017 | US | SPP | - | SPP | % | Prospective Reserve Margin |  | 67.13% | 67.03% | 66.64% | 64.42% | 61.48% | 60.23% | 56.98% | 56.84% | 54.47% | 52.43% | 49.67%
2017 | US | SPP | - | SPP | % | Reference Margin Level |  | 12% | 12% | 12% | 12% | 12% | 12% | 12% | 12% | 12% | 12% | 12%
2017 | US | TRE | - | ERCOT | MW | Energy Efficiency and Conservation |  | 822.5572 | 1092.7485 | 1362.9399 | 1633.1312 | 1903.3225 | 2173.5139 | 2443.7052 | 2713.8966 | 2984.0879 | 3254.2792 | 3524.5889
2017 | US | TRE | - | ERCOT | MW | Total Installed Photovoltaic |  | 306.8965 | 345.5655 | 389.1067 | 438.1342 | 493.3391 | 555.4998 | 625.4927 | 704.3048 | 793.0472 | 892.9712 | 1005.4856
2017 | US | TRE | - | ERCOT | MW | Photovoltaic On-Peak |  | 27.6207 | 31.1009 | 35.0196 | 39.4321 | 44.4005 | 49.995 | 56.2943 | 63.3874 | 71.3743 | 80.3674 | 90.4937
2017 | US | TRE | - | ERCOT | MW | Total Internal Demand |  | 55003.0884 | 56043.4754 | 56043.4754 | 56836.1389 | 57382.7001 | 57939.4894 | 58509.4652 | 59083.3191 | 59639.8389 | 60207.077 | 61411.2186
2017 | US | TRE | - | ERCOT | MW | Controllable and Dispatchable Demand Response - Available |  | 2494 | 2494 | 2494 | 2494 | 2494 | 2494 | 2494 | 2494 | 2494 | 2494 | 2494
2017 | US | TRE | - | ERCOT | MW | Net Internal Demand |  | 52509.0884 | 53549.4754 | 53549.4754 | 54342.1389 | 54888.7001 | 55445.4894 | 56015.4652 | 56589.3191 | 57145.8389 | 57713.077 | 58917.2186
2017 | US | TRE | - | ERCOT | MW | Behind the Meter Generation - Capacity |  | 4352.3 | 4348.3 | 4277.3 | 4248.31 | 4308.3 | 4308.3 | 4298.3 | 4298.3 | 4298.3 | 4298.3 | 4298.3
2017 | US | TRE | - | ERCOT | MW | Other Capacity Adjustments - Additions |  | 19.2 | 19.2 | 19.2 | 19.2 | 19.2 | 19.2 | 19.2 | 19.2 | 19.2 | 19.2 | 19.2
2017 | US | TRE | - | ERCOT | MW | Other Capacity Adjustments - Reductions |  | 0 | 0 | 0 | 0 | 0 | 0 | 0 | 0 | 0 | 0 | 0
2017 | US | TRE | - | ERCOT | MW | Confirmed Retirements |  | 0 | 10 | 121 | 121 | 121 | 121 | 121 | 121 | 121 | 121 | 121
2017 | US | TRE | - | ERCOT | MW | Unconfirmed Retirements |  | 0 | 0 | 0 | 0 | 235 | 235 | 602 | 602 | 602 | 602 | 602
2017 | US | TRE | - | ERCOT | MW | Scheduled Outages |  | 900 | 0 | 0 | 0 | 0 | 0 | 0 | 0 | 0 | 0 | 0
2017 | US | TRE | - | ERCOT | MW | Transmission Limitations |  | 0 | 0 | 0 | 0 | 0 | 0 | 0 | 0 | 0 | 0 | 0
2017 | US | TRE | - | ERCOT | MW | Existing-Certain |  | 82139.15 | 82665.15 | 82594.15 | 82565.16 | 82625.15 | 82625.15 | 82615.15 | 82615.15 | 82615.15 | 82615.15 | 82615.15
2017 | US | TRE | - | ERCOT | MW | Existing-Other |  | 0 | 0 | 840 | 840 | 840 | 840 | 840 | 840 | 840 | 840 | 840
2017 | US | TRE | - | ERCOT | MW | Additions - Tier 1 |  | 1213.65 | 3279.1 | 4987.68 | 6251.28 | 6271.28 | 6271.28 | 6271.28 | 6271.28 | 6271.28 | 6271.28 | 6271.08
2017 | US | TRE | - | ERCOT | MW | Additions - Tier 2 |  | 112 | 5023.97 | 13354.718 | 14923.718 | 16684.738 | 16684.738 | 16684.738 | 16684.738 | 16684.738 | 16684.738 | 16684.738
2017 | US | TRE | - | ERCOT | MW | Additions - Tier 3 |  | 0 | 0 | 602.4 | 837.7 | 837.7 | 837.7 | 837.7 | 837.7 | 837.7 | 837.7 | 837.7
2017 | US | TRE | - | ERCOT | MW | Firm Imports |  | 1880 | 1880 | 1880 | 1430 | 1380 | 1380 | 1380 | 1380 | 1380 | 1380 | 1380
2017 | US | TRE | - | ERCOT | MW | Firm Exports |  | 1076 | 1076 | 1076 | 776 | 776 | 776 | 776 | 776 | 776 | 776 | 776
2017 | US | TRE | - | ERCOT | MW | Net Firm Capacity Transfers |  | 804 | 804 | 804 | 654 | 604 | 604 | 604 | 604 | 604 | 604 | 604
2017 | US | TRE | - | ERCOT | MW | Expected Imports |  | 0 | 0 | 0 | 0 | 0 | 0 | 0 | 0 | 0 | 0 | 0
2017 | US | TRE | - | ERCOT | MW | Expected Exports |  | 0 | 0 | 0 | 0 | 0 | 0 | 0 | 0 | 0 | 0 | 0
2017 | US | TRE | - | ERCOT | MW | Net Expected Transfers |  | 0 | 0 | 0 | 0 | 0 | 0 | 0 | 0 | 0 | 0 | 0
2017 | US | TRE | - | ERCOT | MW | Existing-Certain & Net Firm Transfers |  | 82943.15 | 83469.15 | 83398.15 | 83219.16 | 83229.15 | 83229.15 | 83219.15 | 83219.15 | 83219.15 | 83219.15 | 83219.15
2017 | US | TRE | - | ERCOT | MW | Anticipated Resources |  | 84156.8 | 86748.25 | 88385.83 | 89470.44 | 89500.43 | 89500.43 | 89490.43 | 89490.43 | 89490.43 | 89490.43 | 89490.23
2017 | US | TRE | - | ERCOT | MW | Prospective Resources |  | 84268.8 | 91772.22 | 102580.548 | 105234.158 | 106790.168 | 106790.168 | 106413.168 | 106413.168 | 106413.168 | 106413.168 | 106412.968
2017 | US | TRE | - | ERCOT | MW | Existing-Certain and Net Firm Transfers Excess/Shortfall |  | 0 | 0 | 0 | 0 | 0 | 0 | 0 | 0 | 0 | 0 | 0
2017 | US | TRE | - | ERCOT | MW | Anticipated Excess/Shortfall |  | 0 | 0 | 0 | 0 | 0 | 0 | 0 | 0 | 0 | 0 | 0
2017 | US | TRE | - | ERCOT | MW | Prospective Excess/Shortfall |  | 0 | 0 | 0 | 0 | 0 | 0 | 0 | 0 | 0 | 0 | 0
2017 | US | TRE | - | ERCOT | % | Existing-Certain and Net Firm Transfers Reserve Margin |  | 57.96% | 55.87% | 55.74% | 53.14% | 51.63% | 50.11% | 48.56% | 47.06% | 45.63% | 44.19% | 41.25%
2017 | US | TRE | - | ERCOT | % | Anticipated Reserve Margin |  | 60.27% | 62% | 65.05% | 64.64% | 63.06% | 61.42% | 59.76% | 58.14% | 56.6% | 55.06% | 51.89%
2017 | US | TRE | - | ERCOT | % | Prospective Reserve Margin |  | 60.48% | 71.38% | 91.56% | 93.65% | 94.56% | 92.6% | 89.97% | 88.04% | 86.21% | 84.38% | 80.61%
2017 | US | TRE | - | ERCOT | % | Reference Margin Level |  | 13.75% | 13.75% | 13.75% | 13.75% | 13.75% | 13.75% | 13.75% | 13.75% | 13.75% | 13.75% | 13.75%
2017 | CA | WECC | - | AB | MW | Energy Efficiency and Conservation |  | 0 | 0 | 0 | 0 | 0 | 0 | 0 | 0 | 0 | 0 | 0
2017 | CA | WECC | - | AB | MW | Total Installed Photovoltaic |  | 0 | 0 | 0 | 0 | 0 | 0 | 0 | 0 | 0 | 0 | 0
2017 | CA | WECC | - | AB | MW | Photovoltaic On-Peak |  | 0 | 0 | 0 | 0 | 0 | 0 | 0 | 0 | 0 | 0 | 0
2017 | CA | WECC | - | AB | MW | Total Internal Demand |  | 12253 | 12581 | 12599 | 12932 | 13188 | 13457 | 13700 | 13903 | 14102 | 14298 | 14516
2017 | CA | WECC | - | AB | MW | Controllable and Dispatchable Demand Response - Available |  | 0 | 0 | 0 | 0 | 0 | 0 | 0 | 0 | 0 | 0 | 0
2017 | CA | WECC | - | AB | MW | Net Internal Demand |  | 12253 | 12581 | 12599 | 12932 | 13188 | 13457 | 13700 | 13903 | 14102 | 14298 | 14516
2017 | CA | WECC | - | AB | MW | Behind the Meter Generation - Capacity |  | 0 | 0 | 0 | 0 | 0 | 0 | 0 | 0 | 0 | 0 | 0
2017 | CA | WECC | - | AB | MW | Other Capacity Adjustments - Additions |  | 0 | 0 | 0 | 0 | 0 | 0 | 0 | 0 | 0 | 0 | 0
2017 | CA | WECC | - | AB | MW | Other Capacity Adjustments - Reductions |  | 0 | 0 | 0 | 0 | 0 | 0 | 0 | 0 | 0 | 0 | 0
2017 | CA | WECC | - | AB | MW | Confirmed Retirements |  | 0 | 397.7 | 397.7 | 397.7 | 397.7 | 397.7 | 397.7 | 397.7 | 397.7 | 397.7 | 397.7
2017 | CA | WECC | - | AB | MW | Unconfirmed Retirements |  | 0 | 0 | 0 | 0 | 0 | 0 | 0 | 0 | 0 | 0 | 0
2017 | CA | WECC | - | AB | MW | Scheduled Outages |  | 0 | 0 | 0 | 0 | 0 | 0 | 0 | 0 | 0 | 0 | 0
2017 | CA | WECC | - | AB | MW | Transmission Limitations |  | 0 | 0 | 0 | 0 | 0 | 0 | 0 | 0 | 0 | 0 | 0
2017 | CA | WECC | - | AB | MW | Existing-Certain |  | 15017.5122 | 15017.5122 | 15017.5122 | 15017.5122 | 15017.5122 | 15017.5122 | 15017.5122 | 15017.5122 | 15017.5122 | 15017.5122 | 15017.5122
2017 | CA | WECC | - | AB | MW | Existing-Other |  | 0 | 0 | 0 | 0 | 0 | 0 | 0 | 0 | 0 | 0 | 0
2017 | CA | WECC | - | AB | MW | Additions - Tier 1 |  | 211 | 271 | 271 | 271 | 271 | 271 | 271 | 271 | 271 | 271 | 271
2017 | CA | WECC | - | AB | MW | Additions - Tier 2 |  | 0 | 80 | 639.95 | 1559.95 | 2009.95 | 2009.95 | 2009.95 | 2009.95 | 2009.95 | 2009.95 | 2009.95
2017 | CA | WECC | - | AB | MW | Additions - Tier 3 |  | 301 | 541.55 | 2867.25 | 4719.4 | 4719.4 | 5419.4 | 5419.4 | 5419.4 | 5419.4 | 5419.4 | 5419.4
2017 | CA | WECC | - | AB | MW | Firm Imports |  | 0 | 0 | 0 | 0 | 0 | 0 | 0 | 167 | 388 | 606 | 848
2017 | CA | WECC | - | AB | MW | Firm Exports |  | 0 | 0 | 0 | 0 | 0 | 0 | 0 | 0 | 0 | 0 | 0
2017 | CA | WECC | - | AB | MW | Net Firm Capacity Transfers |  | 0 | 0 | 0 | 0 | 0 | 0 | 0 | 167 | 388 | 606 | 848
2017 | CA | WECC | - | AB | MW | Expected Imports |  | 0 | 0 | 0 | 0 | 0 | 0 | 0 | 0 | 0 | 0 | 0
2017 | CA | WECC | - | AB | MW | Expected Exports |  | 0 | 0 | 0 | 0 | 0 | 0 | 0 | 0 | 0 | 0 | 0
2017 | CA | WECC | - | AB | MW | Net Expected Transfers |  | 0 | 0 | 0 | 0 | 0 | 0 | 0 | 0 | 0 | 0 | 0
2017 | CA | WECC | - | AB | MW | Existing-Certain & Net Firm Transfers |  | 15017.5122 | 15017.5122 | 15017.5122 | 15017.5122 | 15017.5122 | 15017.5122 | 15017.5122 | 15184.5122 | 15405.5122 | 15623.5122 | 15865.5122
2017 | CA | WECC | - | AB | MW | Anticipated Resources |  | 15228.5122 | 15288.5122 | 15288.5122 | 15288.5122 | 15288.5122 | 15288.5122 | 15288.5122 | 15455.5122 | 15676.5122 | 15894.5122 | 16136.5122
2017 | CA | WECC | - | AB | MW | Prospective Resources |  | 15228.5122 | 15368.5122 | 15928.4622 | 16848.4622 | 17298.4622 | 17298.4622 | 17298.4622 | 17465.4622 | 17686.4622 | 17904.4622 | 18146.4622
2017 | CA | WECC | - | AB | MW | Existing-Certain and Net Firm Transfers Excess/Shortfall |  | 0 | 0 | 0 | 0 | 0 | 0 | -193.5978 | -251.9887 | -251.9384 | -251.5572 | -251.6026
2017 | CA | WECC | - | AB | MW | Anticipated Excess/Shortfall |  | 0 | 0 | 0 | 0 | 0 | 0 | 0 | 0 | 0 | 0 | 0
2017 | CA | WECC | - | AB | MW | Prospective Excess/Shortfall |  | 0 | 0 | 0 | 0 | 0 | 0 | 0 | 0 | 0 | 0 | 0
2017 | CA | WECC | - | AB | % | Existing-Certain and Net Firm Transfers Reserve Margin |  | 22.56% | 19.37% | 19.2% | 16.13% | 13.87% | 11.6% | 9.617% | 9.218% | 9.243% | 9.271% | 9.297%
2017 | CA | WECC | - | AB | % | Anticipated Reserve Margin |  | 24.28% | 21.52% | 21.35% | 18.22% | 15.93% | 13.61% | 11.59% | 11.17% | 11.17% | 11.17% | 11.16%
2017 | CA | WECC | - | AB | % | Prospective Reserve Margin |  | 24.28% | 22.16% | 26.43% | 30.29% | 31.17% | 28.55% | 26.27% | 25.62% | 25.42% | 25.22% | 25.01%
2017 | CA | WECC | - | AB | % | Reference Margin Level |  | 11.03% | 11.03% | 11.03% | 11.03% | 11.03% | 11.03% | 11.03% | 11.03% | 11.03% | 11.03% | 11.03%
2017 | CA | WECC | - | BC | MW | Energy Efficiency and Conservation |  | 0 | 0 | 0 | 0 | 0 | 0 | 0 | 0 | 0 | 0 | 0
2017 | CA | WECC | - | BC | MW | Total Installed Photovoltaic |  | 0 | 0 | 0 | 0 | 0 | 0 | 0 | 0 | 0 | 0 | 0
2017 | CA | WECC | - | BC | MW | Photovoltaic On-Peak |  | 0 | 0 | 0 | 0 | 0 | 0 | 0 | 0 | 0 | 0 | 0
2017 | CA | WECC | - | BC | MW | Total Internal Demand |  | 11220 | 11315 | 11456 | 11599 | 11748 | 11942 | 12160 | 12323 | 12497 | 12665 | 12880
2017 | CA | WECC | - | BC | MW | Controllable and Dispatchable Demand Response - Available |  | 0 | 0 | 0 | 0 | 0 | 0 | 0 | 0 | 0 | 0 | 0
2017 | CA | WECC | - | BC | MW | Net Internal Demand |  | 11220 | 11315 | 11456 | 11599 | 11748 | 11942 | 12160 | 12323 | 12497 | 12665 | 12880
2017 | CA | WECC | - | BC | MW | Behind the Meter Generation - Capacity |  | 0 | 0 | 0 | 0 | 0 | 0 | 0 | 0 | 0 | 0 | 0
2017 | CA | WECC | - | BC | MW | Other Capacity Adjustments - Additions |  | 0 | 0 | 0 | 0 | 0 | 0 | 0 | 0 | 0 | 0 | 0
2017 | CA | WECC | - | BC | MW | Other Capacity Adjustments - Reductions |  | 0 | 0 | 0 | 0 | 0 | 0 | 0 | 0 | 0 | 0 | 0
2017 | CA | WECC | - | BC | MW | Confirmed Retirements |  | 0 | 456 | 456 | 477 | 519 | 519 | 519 | 519 | 519 | 519 | 519
2017 | CA | WECC | - | BC | MW | Unconfirmed Retirements |  | 0 | 0 | 0 | 0 | 0 | 0 | 0 | 0 | 0 | 0 | 0
2017 | CA | WECC | - | BC | MW | Scheduled Outages |  | 506 | 506 | 506 | 506 | 500 | 500 | 500 | 500 | 500 | 500 | 500
2017 | CA | WECC | - | BC | MW | Transmission Limitations |  | 0 | 0 | 0 | 0 | 0 | 0 | 0 | 0 | 0 | 0 | 0
2017 | CA | WECC | - | BC | MW | Existing-Certain |  | 12943.387 | 12922.387 | 12880.387 | 12880.387 | 12886.387 | 12886.387 | 12886.387 | 12886.387 | 12886.387 | 12886.387 | 12886.387
2017 | CA | WECC | - | BC | MW | Existing-Other |  | 0 | 0 | 0 | 0 | 0 | 0 | 0 | 0 | 0 | 0 | 0
2017 | CA | WECC | - | BC | MW | Additions - Tier 1 |  | 72.1387 | 110.4387 | 208.0387 | 208.0387 | 208.0387 | 208.0387 | 208.0387 | 208.0387 | 208.0387 | 208.0387 | 208.0387
2017 | CA | WECC | - | BC | MW | Additions - Tier 2 |  | 0 | 0 | 0 | 0 | 0 | 0 | 0 | 1099.8 | 1099.8 | 1099.8 | 1099.8
2017 | CA | WECC | - | BC | MW | Additions - Tier 3 |  | 0 | 5.1837 | 11.3528 | 17.522 | 28.4311 | 44.0902 | 56.1994 | 62.3685 | 568.5377 | 574.7068 | 580.8759
2017 | CA | WECC | - | BC | MW | Firm Imports |  | 0 | 0 | 0 | 0 | 76 | 293 | 537 | 720 | 1058 | 1480 | 1943
2017 | CA | WECC | - | BC | MW | Firm Exports |  | 0 | 0 | 0 | 0 | 0 | 0 | 0 | 0 | 143 | 376 | 598
2017 | CA | WECC | - | BC | MW | Net Firm Capacity Transfers |  | 0 | 0 | 0 | 0 | 76 | 293 | 537 | 720 | 915 | 1104 | 1345
2017 | CA | WECC | - | BC | MW | Expected Imports |  | 0 | 0 | 0 | 0 | 0 | 0 | 0 | 0 | 0 | 0 | 0
2017 | CA | WECC | - | BC | MW | Expected Exports |  | 0 | 0 | 0 | 0 | 0 | 0 | 0 | 0 | 0 | 0 | 0
2017 | CA | WECC | - | BC | MW | Net Expected Transfers |  | 0 | 0 | 0 | 0 | 0 | 0 | 0 | 0 | 0 | 0 | 0
2017 | CA | WECC | - | BC | MW | Existing-Certain & Net Firm Transfers |  | 12943.387 | 12922.387 | 12880.387 | 12880.387 | 12962.387 | 13179.387 | 13423.387 | 13606.387 | 13801.387 | 13990.387 | 14231.387
2017 | CA | WECC | - | BC | MW | Anticipated Resources |  | 13015.5257 | 13032.8257 | 13088.4257 | 13088.4257 | 13170.4257 | 13387.4257 | 13631.4257 | 13814.4257 | 14009.4257 | 14198.4257 | 14439.4257
2017 | CA | WECC | - | BC | MW | Prospective Resources |  | 13015.5257 | 13032.8257 | 13088.4257 | 13088.4257 | 13170.4257 | 13387.4257 | 13631.4257 | 14914.2257 | 15109.2257 | 15298.2257 | 15539.2257
2017 | CA | WECC | - | BC | MW | Existing-Certain and Net Firm Transfers Excess/Shortfall |  | 0 | 0 | 0 | -122.092 | -207.121 | -207.595 | -207.973 | -207.696 | -207.75 | -207.078 | -207.093
2017 | CA | WECC | - | BC | MW | Anticipated Excess/Shortfall |  | 0 | 0 | 0 | 0 | 0 | 0 | 0 | 0 | 0 | 0 | 0
2017 | CA | WECC | - | BC | MW | Prospective Excess/Shortfall |  | 0 | 0 | 0 | 0 | 0 | 0 | 0 | 0 | 0 | 0 | 0
2017 | CA | WECC | - | BC | % | Existing-Certain and Net Firm Transfers Reserve Margin |  | 15.36% | 14.21% | 12.43% | 11.05% | 10.34% | 10.36% | 10.39% | 10.41% | 10.44% | 10.46% | 10.49%
2017 | CA | WECC | - | BC | % | Anticipated Reserve Margin |  | 16% | 15.18% | 14.25% | 12.84% | 12.11% | 12.1% | 12.1% | 12.1% | 12.1% | 12.11% | 12.11%
2017 | CA | WECC | - | BC | % | Prospective Reserve Margin |  | 16% | 15.18% | 14.25% | 12.84% | 12.11% | 12.1% | 12.1% | 21.03% | 20.9% | 20.79% | 20.65%
2017 | CA | WECC | - | BC | % | Reference Margin Level |  | 12.1% | 12.1% | 12.1% | 12.1% | 12.1% | 12.1% | 12.1% | 12.1% | 12.1% | 12.1% | 12.1%
2017 | US/MX | WECC | - | CAMX | MW | Energy Efficiency and Conservation |  | 195 | 244 | 276 | 325 | 373 | 420 | 472 | 512 | 550 | 593 | 215
2017 | US/MX | WECC | - | CAMX | MW | Total Installed Photovoltaic |  | 5409 | 5892 | 6380 | 6884 | 7500 | 8216 | 9029 | 9920 | 10895 | 11938 | 12980
2017 | US/MX | WECC | - | CAMX | MW | Photovoltaic On-Peak |  | 0 | 0 | 0 | 0 | 0 | 0 | 0 | 0 | 0 | 0 | 0
2017 | US/MX | WECC | - | CAMX | MW | Total Internal Demand |  | 39786 | 39494 | 39315 | 39278 | 39285 | 39471 | 39540 | 39539 | 39500 | 39458 | 39396
2017 | US/MX | WECC | - | CAMX | MW | Controllable and Dispatchable Demand Response - Available |  | 958 | 917 | 940 | 990 | 1041 | 1091 | 1141 | 1191 | 1241 | 1292 | 1292
2017 | US/MX | WECC | - | CAMX | MW | Net Internal Demand |  | 38828 | 38577 | 38375 | 38288 | 38244 | 38380 | 38399 | 38348 | 38259 | 38166 | 38104
2017 | US/MX | WECC | - | CAMX | MW | Behind the Meter Generation - Capacity |  | 0 | 0 | 0 | 0 | 0 | 0 | 0 | 0 | 0 | 0 | 0
2017 | US/MX | WECC | - | CAMX | MW | Other Capacity Adjustments - Additions |  | 0 | 0 | 0 | 0 | 0 | 0 | 0 | 0 | 0 | 0 | 0
2017 | US/MX | WECC | - | CAMX | MW | Other Capacity Adjustments - Reductions |  | 0 | 0 | 0 | 0 | 0 | 0 | 0 | 0 | 0 | 0 | 0
2017 | US/MX | WECC | - | CAMX | MW | Confirmed Retirements |  | 613.3 | 4686.108 | 4686.108 | 4686.108 | 4686.108 | 4981.908 | 4981.908 | 4981.908 | 5425.908 | 5425.908 | 5425.908
2017 | US/MX | WECC | - | CAMX | MW | Unconfirmed Retirements |  | 0 | 0 | 0 | 0 | 0 | 0 | 0 | 1140 | 2280 | 4080 | 4080
2017 | US/MX | WECC | - | CAMX | MW | Scheduled Outages |  | 10276 | 10276 | 10276 | 10276 | 10276 | 10276 | 10276 | 10276 | 10276 | 10276 | 9806
2017 | US/MX | WECC | - | CAMX | MW | Transmission Limitations |  | 0 | 0 | 0 | 0 | 0 | 0 | 0 | 0 | 0 | 0 | 0
2017 | US/MX | WECC | - | CAMX | MW | Existing-Certain |  | 44386.3899 | 44386.3899 | 44386.3899 | 44386.3899 | 44090.5899 | 44090.5899 | 44090.5899 | 43646.5899 | 43646.5899 | 43646.5899 | 43895.5899
2017 | US/MX | WECC | - | CAMX | MW | Existing-Other |  | 0 | 0 | 0 | 0 | 0 | 0 | 0 | 0 | 0 | 0 | 0
2017 | US/MX | WECC | - | CAMX | MW | Additions - Tier 1 |  | 529.6837 | 2751.8443 | 2961.9943 | 4741.8043 | 5663.3043 | 5663.3043 | 5663.3043 | 6107.3043 | 6107.3043 | 6107.3043 | 6322.3043
2017 | US/MX | WECC | - | CAMX | MW | Additions - Tier 2 |  | 0 | 0 | 0 | 0 | 0 | 0 | 0 | 0 | 0 | 0 | 0
2017 | US/MX | WECC | - | CAMX | MW | Additions - Tier 3 |  | 0 | 5.7 | 5.7 | 5.7 | 5.7 | 5.7 | 5.7 | 5.7 | 5.7 | 5.7 | 5.7
2017 | US/MX | WECC | - | CAMX | MW | Firm Imports |  | 0 | 1805 | 4565 | 2674 | 2012 | 2012 | 2012 | 2012 | 2012 | 2318 | 2448
2017 | US/MX | WECC | - | CAMX | MW | Firm Exports |  | 0 | 1648 | 2431 | 2574 | 3303 | 3744 | 4239 | 4587 | 4692 | 5281 | 2969
2017 | US/MX | WECC | - | CAMX | MW | Net Firm Capacity Transfers |  | 0 | 157 | 2134 | 100 | -1291 | -1732 | -2227 | -2575 | -2680 | -2963 | -521
2017 | US/MX | WECC | - | CAMX | MW | Expected Imports |  | 0 | 0 | 0 | 0 | 0 | 0 | 0 | 0 | 0 | 0 | 0
2017 | US/MX | WECC | - | CAMX | MW | Expected Exports |  | 0 | 0 | 0 | 0 | 0 | 0 | 0 | 0 | 0 | 0 | 0
2017 | US/MX | WECC | - | CAMX | MW | Net Expected Transfers |  | 0 | 0 | 0 | 0 | 0 | 0 | 0 | 0 | 0 | 0 | 0
2017 | US/MX | WECC | - | CAMX | MW | Existing-Certain & Net Firm Transfers |  | 44386.3899 | 44543.3899 | 46520.3899 | 44486.3899 | 42799.5899 | 42358.5899 | 41863.5899 | 41071.5899 | 40966.5899 | 40683.5899 | 43374.5899
2017 | US/MX | WECC | - | CAMX | MW | Anticipated Resources |  | 44916.0736 | 47295.2342 | 49482.3842 | 49228.1942 | 48462.8942 | 48021.8942 | 47526.8942 | 47178.8942 | 47073.8942 | 46790.8942 | 49696.8942
2017 | US/MX | WECC | - | CAMX | MW | Prospective Resources |  | 44916.0736 | 47295.2342 | 49482.3842 | 49228.1942 | 48462.8942 | 48021.8942 | 47526.8942 | 46038.8942 | 44793.8942 | 42710.8942 | 45616.8942
2017 | US/MX | WECC | - | CAMX | MW | Existing-Certain and Net Firm Transfers Excess/Shortfall |  | -172.6229 | 0 | 0 | 0 | -1089.2245 | -1686.2981 | -2203.1025 | -2936.5749 | -2939.4385 | -3115.7117 | -353.5605
2017 | US/MX | WECC | - | CAMX | MW | Anticipated Excess/Shortfall |  | 0 | 0 | 0 | 0 | 0 | 0 | 0 | 0 | 0 | 0 | 0
2017 | US/MX | WECC | - | CAMX | MW | Prospective Excess/Shortfall |  | 0 | 0 | 0 | 0 | 0 | 0 | 0 | 0 | 0 | -1088.4074 | 0
2017 | US/MX | WECC | - | CAMX | % | Existing-Certain and Net Firm Transfers Reserve Margin |  | 14.32% | 15.47% | 21.23% | 16.19% | 11.91% | 10.37% | 9.023% | 7.102% | 7.077% | 6.596% | 13.83%
2017 | US/MX | WECC | - | CAMX | % | Anticipated Reserve Margin |  | 15.68% | 22.6% | 28.94% | 28.57% | 26.72% | 25.12% | 23.77% | 23.03% | 23.04% | 22.6% | 30.42%
2017 | US/MX | WECC | - | CAMX | % | Prospective Reserve Margin |  | 15.68% | 22.6% | 28.94% | 28.57% | 26.72% | 25.12% | 23.77% | 20.06% | 17.08% | 11.91% | 19.72%
2017 | US/MX | WECC | - | CAMX | % | Reference Margin Level |  | 14.76% | 14.76% | 14.76% | 14.76% | 14.76% | 14.76% | 14.76% | 14.76% | 14.76% | 14.76% | 14.76%
2017 | US | WECC | - | NWPP-US | MW | Energy Efficiency and Conservation |  | 93 | 146 | 171 | 199 | 224 | 291 | 324 | 419 | 374 | 328 | 343
2017 | US | WECC | - | NWPP-US | MW | Total Installed Photovoltaic |  | 197 | 245 | 293 | 340 | 363 | 384 | 404 | 423 | 443 | 423 | 484
2017 | US | WECC | - | NWPP-US | MW | Photovoltaic On-Peak |  | 7 | 8 | 9 | 10 | 11 | 12 | 12 | 12 | 12 | 12 | 12
2017 | US | WECC | - | NWPP-US | MW | Total Internal Demand |  | 46760 | 47437 | 47629 | 47794 | 48112 | 48299 | 48533 | 48720 | 48960 | 49242 | 49499
2017 | US | WECC | - | NWPP-US | MW | Controllable and Dispatchable Demand Response - Available |  | 307 | 308 | 309 | 310 | 310 | 310 | 310 | 310 | 310 | 310 | 310
2017 | US | WECC | - | NWPP-US | MW | Net Internal Demand |  | 46453 | 47129 | 47320 | 47484 | 47802 | 47989 | 48223 | 48410 | 48650 | 48932 | 49189
2017 | US | WECC | - | NWPP-US | MW | Behind the Meter Generation - Capacity |  | 0 | 0 | 0 | 0 | 0 | 0 | 0 | 0 | 0 | 0 | 0
2017 | US | WECC | - | NWPP-US | MW | Other Capacity Adjustments - Additions |  | 0 | 0 | 0 | 0 | 0 | 0 | 0 | 0 | 0 | 0 | 0
2017 | US | WECC | - | NWPP-US | MW | Other Capacity Adjustments - Reductions |  | 0 | 0 | 0 | 0 | 0 | 0 | 0 | 0 | 0 | 0 | 0
2017 | US | WECC | - | NWPP-US | MW | Confirmed Retirements |  | 245.1 | 3752.57 | 4074.35 | 4340.15 | 4340.15 | 4925.15 | 5292.15 | 5292.15 | 5292.15 | 5508.15 | 5852.15
2017 | US | WECC | - | NWPP-US | MW | Unconfirmed Retirements |  | 0 | 0 | 0 | 0 | 0 | 0 | 0 | 0 | 0 | 0 | 0
2017 | US | WECC | - | NWPP-US | MW | Scheduled Outages |  | 3977 | 3623 | 3669 | 3520 | 3443 | 3413 | 3413 | 3367 | 3367 | 3367 | 3367
2017 | US | WECC | - | NWPP-US | MW | Transmission Limitations |  | 0 | 0 | 0 | 0 | 0 | 0 | 0 | 0 | 0 | 0 | 0
2017 | US | WECC | - | NWPP-US | MW | Existing-Certain |  | 54687.757 | 55037.4509 | 54725.6509 | 54874.6509 | 54366.6509 | 54029.6509 | 54029.6509 | 54075.6509 | 53859.6509 | 53515.6509 | 53293.6509
2017 | US | WECC | - | NWPP-US | MW | Existing-Other |  | 0 | 0 | 0 | 0 | 0 | 0 | 0 | 0 | 0 | 0 | 0
2017 | US | WECC | - | NWPP-US | MW | Additions - Tier 1 |  | 37.7 | 106.886 | 119.262 | 163.638 | 163.638 | 163.638 | 163.638 | 163.638 | 163.638 | 163.638 | 163.638
2017 | US | WECC | - | NWPP-US | MW | Additions - Tier 2 |  | 0 | 29 | 69 | 68.9616 | 68.9616 | 68.9616 | 68.9616 | 68.9616 | 68.9616 | 68.9616 | 68.9616
2017 | US | WECC | - | NWPP-US | MW | Additions - Tier 3 |  | 124.9 | 126.595 | 253.795 | 253.795 | 256.195 | 256.195 | 256.195 | 863.995 | 863.995 | 863.995 | 863.995
2017 | US | WECC | - | NWPP-US | MW | Firm Imports |  | 0 | 6093 | 5169 | 5331 | 6373 | 6837 | 7356 | 7844 | 8221 | 8593 | 8820
2017 | US | WECC | - | NWPP-US | MW | Firm Exports |  | 0 | 2187 | 2925 | 2447 | 1859 | 2026 | 2168 | 2344 | 2321 | 2200 | 2200
2017 | US | WECC | - | NWPP-US | MW | Net Firm Capacity Transfers |  | 0 | 3906 | 2244 | 2884 | 4514 | 4811 | 5188 | 5500 | 5900 | 6393 | 6620
2017 | US | WECC | - | NWPP-US | MW | Expected Imports |  | 0 | 0 | 0 | 0 | 0 | 0 | 0 | 0 | 0 | 0 | 0
2017 | US | WECC | - | NWPP-US | MW | Expected Exports |  | 0 | 0 | 0 | 0 | 0 | 0 | 0 | 0 | 0 | 0 | 0
2017 | US | WECC | - | NWPP-US | MW | Net Expected Transfers |  | 0 | 0 | 0 | 0 | 0 | 0 | 0 | 0 | 0 | 0 | 0
2017 | US | WECC | - | NWPP-US | MW | Existing-Certain & Net Firm Transfers |  | 54687.757 | 58943.4509 | 56969.6509 | 57758.6509 | 58880.6509 | 58840.6509 | 59217.6509 | 59575.6509 | 59759.6509 | 59908.6509 | 59913.6509
2017 | US | WECC | - | NWPP-US | MW | Anticipated Resources |  | 54725.457 | 59050.3369 | 57088.9129 | 57922.2889 | 59044.2889 | 59004.2889 | 59381.2889 | 59739.2889 | 59923.2889 | 60072.2889 | 60077.2889
2017 | US | WECC | - | NWPP-US | MW | Prospective Resources |  | 54725.457 | 59079.3369 | 57157.9129 | 57991.2505 | 59113.2505 | 59073.2505 | 59450.2505 | 59808.2505 | 59992.2505 | 60141.2505 | 60146.2505
2017 | US | WECC | - | NWPP-US | MW | Existing-Certain and Net Firm Transfers Excess/Shortfall |  | 0 | 0 | 0 | 0 | 0 | 0 | 0 | 0 | 0 | 0 | 0
2017 | US | WECC | - | NWPP-US | MW | Anticipated Excess/Shortfall |  | 0 | 0 | 0 | 0 | 0 | 0 | 0 | 0 | 0 | 0 | 0
2017 | US | WECC | - | NWPP-US | MW | Prospective Excess/Shortfall |  | 0 | 0 | 0 | 0 | 0 | 0 | 0 | 0 | 0 | 0 | 0
2017 | US | WECC | - | NWPP-US | % | Existing-Certain and Net Firm Transfers Reserve Margin |  | 17.73% | 25.07% | 20.39% | 21.64% | 23.18% | 22.61% | 22.8% | 23.06% | 22.84% | 22.43% | 21.8%
2017 | US | WECC | - | NWPP-US | % | Anticipated Reserve Margin |  | 17.81% | 25.3% | 20.64% | 21.98% | 23.52% | 22.95% | 23.14% | 23.4% | 23.17% | 22.77% | 22.14%
2017 | US | WECC | - | NWPP-US | % | Prospective Reserve Margin |  | 17.81% | 25.36% | 20.79% | 22.13% | 23.66% | 23.1% | 23.28% | 23.55% | 23.31% | 22.91% | 22.28%
2017 | US | WECC | - | NWPP-US | % | Reference Margin Level |  | 17.46% | 17.46% | 17.46% | 17.46% | 17.46% | 17.46% | 17.46% | 17.46% | 17.46% | 17.46% | 17.46%
2017 | US | WECC | - | RMRG | MW | Energy Efficiency and Conservation |  | 84 | 164 | 237 | 312 | 384 | 457 | 529 | 603 | 375 | 746 | 814
2017 | US | WECC | - | RMRG | MW | Total Installed Photovoltaic |  | 415 | 485 | 558 | 630 | 703 | 773 | 844 | 915 | 986 | 1055 | 1026
2017 | US | WECC | - | RMRG | MW | Photovoltaic On-Peak |  | 0 | 0 | 0 | 0 | 0 | 0 | 0 | 0 | 0 | 0 | 0
2017 | US | WECC | - | RMRG | MW | Total Internal Demand |  | 10418 | 10579 | 10726 | 10907 | 11057 | 11311 | 11500 | 11651 | 11811 | 11979 | 12154
2017 | US | WECC | - | RMRG | MW | Controllable and Dispatchable Demand Response - Available |  | 277 | 297 | 297 | 290 | 290 | 289 | 289 | 281 | 281 | 280 | 280
2017 | US | WECC | - | RMRG | MW | Net Internal Demand |  | 10141 | 10282 | 10429 | 10617 | 10767 | 11022 | 11211 | 11370 | 11530 | 11699 | 11874
2017 | US | WECC | - | RMRG | MW | Behind the Meter Generation - Capacity |  | 0 | 0 | 0 | 0 | 0 | 0 | 0 | 0 | 0 | 0 | 0
2017 | US | WECC | - | RMRG | MW | Other Capacity Adjustments - Additions |  | 0 | 0 | 0 | 0 | 0 | 0 | 0 | 0 | 0 | 0 | 0
2017 | US | WECC | - | RMRG | MW | Other Capacity Adjustments - Reductions |  | 0 | 0 | 0 | 0 | 0 | 0 | 0 | 0 | 0 | 0 | 0
2017 | US | WECC | - | RMRG | MW | Confirmed Retirements |  | 6 | 322.44 | 858.44 | 858.44 | 858.44 | 958.44 | 958.44 | 958.44 | 958.44 | 958.44 | 958.44
2017 | US | WECC | - | RMRG | MW | Unconfirmed Retirements |  | 0 | 0 | 0 | 0 | 0 | 0 | 0 | 0 | 0 | 0 | 0
2017 | US | WECC | - | RMRG | MW | Scheduled Outages |  | 0 | 162 | 162 | 0 | 0 | 0 | 0 | 0 | 0 | 0 | 0
2017 | US | WECC | - | RMRG | MW | Transmission Limitations |  | 0 | 0 | 0 | 0 | 0 | 0 | 0 | 0 | 0 | 0 | 0
2017 | US | WECC | - | RMRG | MW | Existing-Certain |  | 18499.9465 | 17801.9465 | 17801.9465 | 17963.9465 | 17863.9465 | 17863.9465 | 17863.9465 | 17863.9465 | 17863.9465 | 17863.9465 | 17814.9465
2017 | US | WECC | - | RMRG | MW | Existing-Other |  | 0 | 0 | 0 | 0 | 0 | 0 | 0 | 0 | 0 | 0 | 0
2017 | US | WECC | - | RMRG | MW | Additions - Tier 1 |  | 22.8 | 374.8 | 554.8 | 554.8 | 554.8 | 554.8 | 554.8 | 554.8 | 554.8 | 554.8 | 554.8
2017 | US | WECC | - | RMRG | MW | Additions - Tier 2 |  | 0 | -31.59 | -56.3745 | -49.569 | -49.569 | -49.569 | -49.569 | -49.569 | -49.569 | -49.569 | -49.569
2017 | US | WECC | - | RMRG | MW | Additions - Tier 3 |  | 0 | 0 | 0 | 0 | 22 | 22 | 22 | 22 | 22 | 22 | 22
2017 | US | WECC | - | RMRG | MW | Firm Imports |  | 0 | 417 | 417 | 417 | 417 | 417 | 417 | 417 | 417 | 417 | 417
2017 | US | WECC | - | RMRG | MW | Firm Exports |  | 0 | 2748 | 2748 | 2748 | 2748 | 2748 | 2748 | 2748 | 2748 | 2748 | 2748
2017 | US | WECC | - | RMRG | MW | Net Firm Capacity Transfers |  | 0 | -2331 | -2331 | -2331 | -2331 | -2331 | -2331 | -2331 | -2331 | -2331 | -2331
2017 | US | WECC | - | RMRG | MW | Expected Imports |  | 0 | 0 | 0 | 0 | 0 | 0 | 0 | 0 | 0 | 0 | 0
2017 | US | WECC | - | RMRG | MW | Expected Exports |  | 0 | 0 | 0 | 0 | 0 | 0 | 0 | 0 | 0 | 0 | 0
2017 | US | WECC | - | RMRG | MW | Net Expected Transfers |  | 0 | 0 | 0 | 0 | 0 | 0 | 0 | 0 | 0 | 0 | 0
2017 | US | WECC | - | RMRG | MW | Existing-Certain & Net Firm Transfers |  | 18499.9465 | 15470.9465 | 15470.9465 | 15632.9465 | 15532.9465 | 15532.9465 | 15532.9465 | 15532.9465 | 15532.9465 | 15532.9465 | 15483.9465
2017 | US | WECC | - | RMRG | MW | Anticipated Resources |  | 18522.7465 | 15845.7465 | 16025.7465 | 16187.7465 | 16087.7465 | 16087.7465 | 16087.7465 | 16087.7465 | 16087.7465 | 16087.7465 | 16038.7465
2017 | US | WECC | - | RMRG | MW | Prospective Resources |  | 18522.7465 | 15814.1565 | 15969.372 | 16138.1775 | 16038.1775 | 16038.1775 | 16038.1775 | 16038.1775 | 16038.1775 | 16038.1775 | 15989.1775
2017 | US | WECC | - | RMRG | MW | Existing-Certain and Net Firm Transfers Excess/Shortfall |  | 0 | 0 | 0 | 0 | 0 | 0 | 0 | 0 | 0 | 0 | 0
2017 | US | WECC | - | RMRG | MW | Anticipated Excess/Shortfall |  | 0 | 0 | 0 | 0 | 0 | 0 | 0 | 0 | 0 | 0 | 0
2017 | US | WECC | - | RMRG | MW | Prospective Excess/Shortfall |  | 0 | 0 | 0 | 0 | 0 | 0 | 0 | 0 | 0 | 0 | 0
2017 | US | WECC | - | RMRG | % | Existing-Certain and Net Firm Transfers Reserve Margin |  | 82.43% | 50.47% | 48.35% | 47.24% | 44.26% | 40.93% | 38.55% | 36.61% | 34.72% | 32.77% | 30.4%
2017 | US | WECC | - | RMRG | % | Anticipated Reserve Margin |  | 82.65% | 54.11% | 53.67% | 52.47% | 49.42% | 45.96% | 43.5% | 41.49% | 39.53% | 37.51% | 35.07%
2017 | US | WECC | - | RMRG | % | Prospective Reserve Margin |  | 82.65% | 53.8% | 53.12% | 52% | 48.96% | 45.51% | 43.06% | 41.06% | 39.1% | 37.09% | 34.66%
2017 | US | WECC | - | RMRG | % | Reference Margin Level |  | 11.65% | 11.65% | 11.65% | 11.65% | 11.65% | 11.65% | 11.65% | 11.65% | 11.65% | 11.65% | 11.65%
2017 | US | WECC | - | SRSG | MW | Energy Efficiency and Conservation |  | 167 | 474 | 563 | 642 | 692 | 719 | 750 | 778 | 801 | 824 | 552
2017 | US | WECC | - | SRSG | MW | Total Installed Photovoltaic |  | 320 | 520 | 712 | 886 | 1072 | 1304 | 1559 | 1824 | 2086 | 2348 | 2607
2017 | US | WECC | - | SRSG | MW | Photovoltaic On-Peak |  | 2 | 2 | 2 | 3 | 3 | 3 | 3 | 3 | 3 | 3 | 3
2017 | US | WECC | - | SRSG | MW | Total Internal Demand |  | 15193 | 15594 | 15891 | 1612 | 16472 | 16883 | 17232 | 17522 | 17875 | 18190 | 18489
2017 | US | WECC | - | SRSG | MW | Controllable and Dispatchable Demand Response - Available |  | 261 | 319 | 457 | 463 | 429 | 430 | 397 | 398 | 399 | 400 | 384
2017 | US | WECC | - | SRSG | MW | Net Internal Demand |  | 14932 | 15275 | 15434 | 1149 | 16043 | 16453 | 16835 | 17124 | 17476 | 17790 | 18105
2017 | US | WECC | - | SRSG | MW | Behind the Meter Generation - Capacity |  | 0 | 0 | 0 | 0 | 0 | 0 | 0 | 0 | 0 | 0 | 0
2017 | US | WECC | - | SRSG | MW | Other Capacity Adjustments - Additions |  | 0 | 0 | 0 | 0 | 0 | 0 | 0 | 0 | 0 | 0 | 0
2017 | US | WECC | - | SRSG | MW | Other Capacity Adjustments - Reductions |  | 0 | 0 | 0 | 0 | 0 | 0 | 0 | 0 | 0 | 0 | 0
2017 | US | WECC | - | SRSG | MW | Confirmed Retirements |  | 18 | 783.42 | 1003.42 | 1003.42 | 1003.42 | 1051.42 | 1134.42 | 1282.42 | 1430.42 | 1527.42 | 1591.42
2017 | US | WECC | - | SRSG | MW | Unconfirmed Retirements |  | 0 | 0 | 0 | 2250 | 2250 | 2250 | 2250 | 2250 | 2250 | 2250 | 2250
2017 | US | WECC | - | SRSG | MW | Scheduled Outages |  | 827 | 775 | 775 | 775 | 775 | 775 | 775 | 775 | 775 | 775 | 775
2017 | US | WECC | - | SRSG | MW | Transmission Limitations |  | 0 | 0 | 0 | 0 | 0 | 0 | 0 | 0 | 0 | 0 | 0
2017 | US | WECC | - | SRSG | MW | Existing-Certain |  | 31575.7342 | 31627.7342 | 31627.7342 | 31627.7342 | 31579.7342 | 31496.7342 | 31348.7342 | 31200.7342 | 31103.7342 | 31039.7342 | 31039.7342
2017 | US | WECC | - | SRSG | MW | Existing-Other |  | 0 | 0 | 0 | 0 | 0 | 0 | 0 | 0 | 0 | 0 | 0
2017 | US | WECC | - | SRSG | MW | Additions - Tier 1 |  | 13.87 | 13.87 | 535.87 | 535.87 | 535.87 | 535.87 | 535.87 | 535.87 | 535.87 | 535.87 | 535.87
2017 | US | WECC | - | SRSG | MW | Additions - Tier 2 |  | 0 | -839 | -839 | 161 | 161 | 161 | 161 | 161 | 161 | 161 | 161
2017 | US | WECC | - | SRSG | MW | Additions - Tier 3 |  | 0 | 203 | 778.5 | 815 | 1288.79 | 1638.79 | 2286.79 | 2330.59 | 2641.59 | 2862.59 | 3283.59
2017 | US | WECC | - | SRSG | MW | Firm Imports |  | 0 | 381 | 381 | 381 | 381 | 381 | 381 | 381 | 381 | 381 | 381
2017 | US | WECC | - | SRSG | MW | Firm Exports |  | 0 | 2716 | 2922 | 2922 | 2922 | 2922 | 2922 | 2922 | 2922 | 2922 | 2922
2017 | US | WECC | - | SRSG | MW | Net Firm Capacity Transfers |  | 0 | -2335 | -2541 | -2541 | -2541 | -2541 | -2541 | -2541 | -2541 | -2541 | -2541
2017 | US | WECC | - | SRSG | MW | Expected Imports |  | 0 | 0 | 0 | 0 | 0 | 0 | 0 | 0 | 0 | 0 | 0
2017 | US | WECC | - | SRSG | MW | Expected Exports |  | 0 | 0 | 0 | 0 | 0 | 0 | 0 | 0 | 0 | 0 | 0
2017 | US | WECC | - | SRSG | MW | Net Expected Transfers |  | 0 | 0 | 0 | 0 | 0 | 0 | 0 | 0 | 0 | 0 | 0
2017 | US | WECC | - | SRSG | MW | Existing-Certain & Net Firm Transfers |  | 31575.7342 | 29292.7342 | 29086.7342 | 29086.7342 | 29038.7342 | 28955.7342 | 28807.7342 | 28659.7342 | 28562.7342 | 28498.7342 | 28498.7342
2017 | US | WECC | - | SRSG | MW | Anticipated Resources |  | 31589.6042 | 29306.6042 | 29622.6042 | 29622.6042 | 29574.6042 | 29491.6042 | 29343.6042 | 29195.6042 | 29098.6042 | 29034.6042 | 29034.6042
2017 | US | WECC | - | SRSG | MW | Prospective Resources |  | 31589.6042 | 28467.6042 | 28783.6042 | 27533.6042 | 27485.6042 | 27402.6042 | 27254.6042 | 27106.6042 | 27009.6042 | 26945.6042 | 26945.6042
2017 | US | WECC | - | SRSG | MW | Existing-Certain and Net Firm Transfers Excess/Shortfall |  | 0 | 0 | 0 | 0 | 0 | 0 | 0 | 0 | 0 | 0 | 0
2017 | US | WECC | - | SRSG | MW | Anticipated Excess/Shortfall |  | 0 | 0 | 0 | 0 | 0 | 0 | 0 | 0 | 0 | 0 | 0
2017 | US | WECC | - | SRSG | MW | Prospective Excess/Shortfall |  | 0 | 0 | 0 | 0 | 0 | 0 | 0 | 0 | 0 | 0 | 0
2017 | US | WECC | - | SRSG | % | Existing-Certain and Net Firm Transfers Reserve Margin |  | 111.5% | 91.77% | 88.46% | 2431% | 81.01% | 75.99% | 71.12% | 67.37% | 63.44% | 60.2% | 57.41%
2017 | US | WECC | - | SRSG | % | Anticipated Reserve Margin |  | 111.6% | 91.86% | 91.93% | 2478% | 84.35% | 79.25% | 74.3% | 70.5% | 66.51% | 63.21% | 60.37%
2017 | US | WECC | - | SRSG | % | Prospective Reserve Margin |  | 111.6% | 86.37% | 86.49% | 2296% | 71.32% | 66.55% | 61.89% | 58.3% | 54.55% | 51.46% | 48.83%
2017 | US | WECC | - | SRSG | % | Reference Margin Level |  | 12.02% | 12.02% | 12.02% | 12.02% | 12.02% | 12.02% | 12.02% | 12.02% | 12.02% | 12.02% | 12.02%
2018 | US | FRCC | - | FRCC | MW | Energy Efficiency and Conservation |  | 66 | 119 | 169 | 217 | 264 | 310 | 359 | 406 | 451 | 497 | 497
2018 | US | FRCC | - | FRCC | MW | Total Installed Photovoltaic |  | 359.5509 | 493.2316 | 651.1812 | 858.0111 | 988.6746 | 1068.6204 | 1155.532 | 1252.3153 | 1358.5769 | 1474.1686 | 1474.1686
2018 | US | FRCC | - | FRCC | MW | Photovoltaic On-Peak |  | 0.63345 | 0.74685 | 0.97328 | 1.1211 | 1.251 | 1.32 | 1.3935 | 1.5734 | 1.6617 | 1.7566 | 1.7566
2018 | US | FRCC | - | FRCC | MW | Total Internal Demand |  | 44190 | 44667 | 45292 | 45781 | 46262 | 46814 | 47247 | 47829 | 48375 | 48931 | 48931
2018 | US | FRCC | - | FRCC | MW | Controllable and Dispatchable Demand Response - Available |  | 2975 | 3053 | 3087 | 3113 | 3142 | 3178 | 3210 | 3224 | 3249 | 3276 | 3276
2018 | US | FRCC | - | FRCC | MW | Net Internal Demand |  | 41215 | 41614 | 42205 | 42668 | 43120 | 43636 | 44037 | 44605 | 45126 | 45655 | 45655
2018 | US | FRCC | - | FRCC | MW | Behind the Meter Generation - Capacity |  | 0 | 0 | 0 | 0 | 0 | 0 | 0 | 0 | 0 | 0 | 0
2018 | US | FRCC | - | FRCC | MW | Other Capacity Adjustments - Additions |  | 0 | 0 | 0 | 0 | 0 | 0 | 0 | 0 | 0 | 0 | 0
2018 | US | FRCC | - | FRCC | MW | Other Capacity Adjustments - Reductions |  | 0 | 0 | 0 | 0 | 0 | 0 | 0 | 0 | 0 | 0 | 0
2018 | US | FRCC | - | FRCC | MW | Confirmed Retirements |  | 0 | 0 | 0 | 4762.2 | 4762.2 | 5263.2 | 5658.2 | 5733.2 | 5851.6 | 5966.6 | 6070.6
2018 | US | FRCC | - | FRCC | MW | Unconfirmed Retirements |  | 0 | 0 | 0 | 0 | 0 | 0 | 0 | 0 | 0 | 0 | 0
2018 | US | FRCC | - | FRCC | MW | Scheduled Outages |  | 0 | 0 | 0 | 0 | 0 | 0 | 0 | 0 | 0 | 0 | 0
2018 | US | FRCC | - | FRCC | MW | Transmission Limitations |  | 0 | 0 | 0 | 0 | 0 | 0 | 0 | 0 | 0 | 0 | 0
2018 | US | FRCC | - | FRCC | MW | Existing-Certain |  | 53339.67 | 53645.37 | 53264.77 | 51944.67 | 50878.67 | 50678.18 | 50357.99 | 50240.99 | 50176.99 | 49316.87 | 49316.87
2018 | US | FRCC | - | FRCC | MW | Existing-Other |  | 457 | 475.8 | 516.8 | 900.8 | 1564.8 | 1546 | 2068 | 2068 | 2088 | 2778 | 2778
2018 | US | FRCC | - | FRCC | MW | Additions - Tier 1 |  | 1912 | 3724 | 3724 | 4997 | 7959 | 7959 | 8305 | 8568.4 | 8568.4 | 9288.7 | 9288.7
2018 | US | FRCC | - | FRCC | MW | Additions - Tier 2 |  | 0 | 0 | 0 | 0 | 0 | 0 | 0 | 0 | 0 | 0 | 0
2018 | US | FRCC | - | FRCC | MW | Additions - Tier 3 |  | 0 | 0 | 0 | 0 | 0 | 0 | 0 | 0 | 0 | 0 | 0
2018 | US | FRCC | - | FRCC | MW | Firm Imports |  | 1453 | 1353 | 1353 | 1104 | 1129 | 1129 | 1129 | 1129 | 1054 | 1029 | 1029
2018 | US | FRCC | - | FRCC | MW | Firm Exports |  | 0 | 0 | 0 | 0 | 0 | 0 | 0 | 0 | 0 | 0 | 0
2018 | US | FRCC | - | FRCC | MW | Net Firm Capacity Transfers |  | 1453 | 1353 | 1353 | 1104 | 1129 | 1129 | 1129 | 1129 | 1054 | 1029 | 1029
2018 | US | FRCC | - | FRCC | MW | Expected Imports |  | 0 | 0 | 0 | 0 | 0 | 0 | 0 | 0 | 0 | 0 | 0
2018 | US | FRCC | - | FRCC | MW | Expected Exports |  | 0 | 0 | 0 | 0 | 0 | 0 | 0 | 0 | 0 | 0 | 0
2018 | US | FRCC | - | FRCC | MW | Net Expected Transfers |  | 0 | 0 | 0 | 0 | 0 | 0 | 0 | 0 | 0 | 0 | 0
2018 | US | FRCC | - | FRCC | MW | Existing-Certain & Net Firm Transfers |  | 54792.67 | 54998.37 | 54617.77 | 53048.67 | 52007.67 | 51807.18 | 51486.99 | 51369.99 | 51230.99 | 50345.87 | 50345.87
2018 | US | FRCC | - | FRCC | MW | Anticipated Resources |  | 56704.67 | 58722.37 | 58341.77 | 58045.67 | 59966.67 | 59766.18 | 59791.99 | 59938.39 | 59799.39 | 59634.57 | 59634.57
2018 | US | FRCC | - | FRCC | MW | Prospective Resources |  | 57161.67 | 59198.17 | 58858.57 | 58946.47 | 61531.47 | 61312.18 | 61859.99 | 62006.39 | 61887.39 | 62412.57 | 62412.57
2018 | US | FRCC | - | FRCC | MW | Existing-Certain and Net Firm Transfers Excess/Shortfall |  | 0 | 0 | 0 | 0 | 0 | 0 | 0 | 0 | -663.91 | -2157.38 | -2157.38
2018 | US | FRCC | - | FRCC | MW | Anticipated Excess/Shortfall |  | 0 | 0 | 0 | 0 | 0 | 0 | 0 | 0 | 0 | 0 | 0
2018 | US | FRCC | - | FRCC | MW | Prospective Excess/Shortfall |  | 0 | 0 | 0 | 0 | 0 | 0 | 0 | 0 | 0 | 0 | 0
2018 | US | FRCC | - | FRCC | % | Existing-Certain and Net Firm Transfers Reserve Margin |  | 32.94% | 32.16% | 29.41% | 24.33% | 20.61% | 18.73% | 16.92% | 15.17% | 13.53% | 10.27% | 10.27%
2018 | US | FRCC | - | FRCC | % | Anticipated Reserve Margin |  | 37.58% | 41.11% | 38.23% | 36.04% | 39.07% | 36.97% | 35.78% | 34.38% | 32.52% | 30.62% | 30.62%
2018 | US | FRCC | - | FRCC | % | Prospective Reserve Margin |  | 38.69% | 42.26% | 39.46% | 38.15% | 42.7% | 40.51% | 40.47% | 39.01% | 37.14% | 36.7% | 36.7%
2018 | US | FRCC | - | FRCC | % | Reference Margin Level |  | 15% | 15% | 15% | 15% | 15% | 15% | 15% | 15% | 15% | 15% | 15%
2018 | US | MRO | - | MISO | MW | Energy Efficiency and Conservation |  | 0 | 173 | 173 | 173 | 173 | 173 | 173 | 173 | 173 | 173 | 173
2018 | US | MRO | - | MISO | MW | Total Installed Photovoltaic |  | 411 | 411 | 411 | 411 | 411 | 411 | 411 | 411 | 411 | 411 | 411
2018 | US | MRO | - | MISO | MW | Photovoltaic On-Peak |  | 205.5 | 205.5 | 205.5 | 205.5 | 205.5 | 205.5 | 205.5 | 205.5 | 205.5 | 205.5 | 205.5
2018 | US | MRO | - | MISO | MW | Total Internal Demand |  | 103180.8 | 103706.7 | 104233.4751 | 104624.804 | 105132.0751 | 105719.7391 | 106046.5811 | 106234.6758 | 106648.0433 | 107042.9175 | 107846.9175
2018 | US | MRO | - | MISO | MW | Controllable and Dispatchable Demand Response - Available |  | 3592.5593 | 3592.5593 | 3592.5593 | 3592.5593 | 3592.5593 | 3592.5593 | 3592.5593 | 3592.5593 | 3592.5593 | 3592.5593 | 3592.5593
2018 | US | MRO | - | MISO | MW | Net Internal Demand |  | 99588.2407 | 100114.1407 | 100640.9158 | 101032.2447 | 101539.5158 | 102127.1798 | 102454.0218 | 102642.1165 | 103055.484 | 103450.3582 | 104254.3582
2018 | US | MRO | - | MISO | MW | Behind the Meter Generation - Capacity |  | 4128.7 | 4279.7 | 4390.45 | 4698.45 | 4768.45 | 4782.45 | 4800.45 | 4800.45 | 4800.45 | 4800.45 | 4800.45
2018 | US | MRO | - | MISO | MW | Other Capacity Adjustments - Additions |  | 0 | 0 | 0 | 0 | 0 | 0 | 0 | 0 | 0 | 0 | 0
2018 | US | MRO | - | MISO | MW | Other Capacity Adjustments - Reductions |  | 0 | 0 | 0 | 0 | 0 | 0 | 0 | 0 | 0 | 0 | 0
2018 | US | MRO | - | MISO | MW | Confirmed Retirements |  | 1540.5 | 9756.2 | 11315.7 | 14447.8 | 14447.8 | 14447.8 | 14447.8 | 14447.8 | 14447.8 | 14447.8 | 14447.8
2018 | US | MRO | - | MISO | MW | Unconfirmed Retirements |  | 0 | 0 | 0 | 0 | 0 | 0 | 0 | 0 | 0 | 0 | 0
2018 | US | MRO | - | MISO | MW | Scheduled Outages |  | 0 | 0 | 0 | 0 | 0 | 0 | 0 | 0 | 0 | 0 | 0
2018 | US | MRO | - | MISO | MW | Transmission Limitations |  | 2461.8 | 3115.6679 | 2705.0904 | 3146.5279 | 2994.3682 | 2777.1644 | 2577.1644 | 2377.1644 | 2277.1644 | 2077.1644 | 1777.1644
2018 | US | MRO | - | MISO | MW | Existing-Certain |  | 144115.1 | 142031.0321 | 142003.0596 | 140686.8821 | 139295.5418 | 137270.9456 | 136391.7456 | 136100.8456 | 135803.2456 | 135996.4456 | 136296.4456
2018 | US | MRO | - | MISO | MW | Existing-Other |  | 1585.6 | 1585.6 | 1585.6 | 1585.6 | 1554.4 | 1554.4 | 1554.4 | 1554.4 | 1554.4 | 1554.4 | 1554.4
2018 | US | MRO | - | MISO | MW | Additions - Tier 1 |  | 175.852 | 2705.044 | 2865.644 | 3500.044 | 3550.044 | 3639.844 | 3639.844 | 3639.844 | 3639.844 | 3639.844 | 3639.844
2018 | US | MRO | - | MISO | MW | Additions - Tier 2 |  | 302.7 | 1583.7 | 5174.1265 | 7671.3537 | 28792.2866 | 33990.4795 | 34015.4795 | 34832.2045 | 34832.2045 | 34832.2045 | 34832.2045
2018 | US | MRO | - | MISO | MW | Additions - Tier 3 |  | 107.0016 | 1455.8616 | 3539.2256 | 5366.8412 | 6582.0412 | 7994.2712 | 8043.8388 | 9017.6208 | 10149.7468 | 11208.3336 | 11208.3336
2018 | US | MRO | - | MISO | MW | Firm Imports |  | 4196.6 | 4196.6 | 4196.6 | 4196.6 | 4196.6 | 4196.6 | 4196.6 | 4196.6 | 4196.6 | 4196.6 | 4196.6
2018 | US | MRO | - | MISO | MW | Firm Exports |  | 4815.4 | 4815.4 | 4382.7 | 4889.33 | 4890.33 | 4891.33 | 4892.33 | 4893.33 | 4894.33 | 4895.33 | 4896.33
2018 | US | MRO | - | MISO | MW | Net Firm Capacity Transfers |  | -618.8 | -618.8 | -186.1 | -692.73 | -693.73 | -694.73 | -695.73 | -696.73 | -697.73 | -698.73 | -699.73
2018 | US | MRO | - | MISO | MW | Expected Imports |  | 0 | 296 | 340 | 343.4 | 343.4 | 343.4 | 343.4 | 343.4 | 343.4 | 343.4 | 343.4
2018 | US | MRO | - | MISO | MW | Expected Exports |  | 0 | 0 | 0 | 0 | 0 | 0 | 0 | 0 | 0 | 0 | 0
2018 | US | MRO | - | MISO | MW | Net Expected Transfers |  | 0 | 296 | 340 | 343.4 | 343.4 | 343.4 | 343.4 | 343.4 | 343.4 | 343.4 | 343.4
2018 | US | MRO | - | MISO | MW | Existing-Certain & Net Firm Transfers |  | 143496.3 | 141412.2321 | 141816.9596 | 139994.1521 | 138601.8118 | 136576.2156 | 135696.0156 | 135404.1156 | 135105.5156 | 135297.7156 | 135596.7156
2018 | US | MRO | - | MISO | MW | Anticipated Resources |  | 143672.152 | 144117.2761 | 144682.6036 | 143494.1961 | 142151.8558 | 140216.0596 | 139335.8596 | 139043.9596 | 138745.3596 | 138937.5596 | 139236.5596
2018 | US | MRO | - | MISO | MW | Prospective Resources |  | 145560.452 | 147582.5761 | 151782.3301 | 153094.5498 | 172841.9424 | 176104.3391 | 175249.1391 | 175773.9641 | 175475.3641 | 175667.5641 | 175966.5641
2018 | US | MRO | - | MISO | MW | Existing-Certain and Net Firm Transfers Excess/Shortfall |  | 0 | 0 | 0 | 0 | 0 | 0 | 0 | 0 | 0 | 0 | 0
2018 | US | MRO | - | MISO | MW | Anticipated Excess/Shortfall |  | 0 | 0 | 0 | 0 | 0 | 0 | 0 | 0 | 0 | 0 | 0
2018 | US | MRO | - | MISO | MW | Prospective Excess/Shortfall |  | 0 | 0 | 0 | 0 | 0 | 0 | 0 | 0 | 0 | 0 | 0
2018 | US | MRO | - | MISO | % | Existing-Certain and Net Firm Transfers Reserve Margin |  | 44.09% | 41.25% | 40.91% | 38.56% | 36.5% | 33.73% | 32.45% | 31.92% | 31.1% | 30.79% | 30.06%
2018 | US | MRO | - | MISO | % | Anticipated Reserve Margin |  | 44.27% | 43.95% | 43.76% | 42.03% | 40% | 37.3% | 36% | 35.46% | 34.63% | 34.3% | 33.55%
2018 | US | MRO | - | MISO | % | Prospective Reserve Margin |  | 46.16% | 47.41% | 50.82% | 51.53% | 70.22% | 72.44% | 71.05% | 71.25% | 70.27% | 69.81% | 68.79%
2018 | US | MRO | - | MISO | % | Reference Margin Level |  | 17.1% | 17.1% | 17.1% | 17.1% | 17.1% | 17.1% | 17.1% | 17.1% | 17.1% | 17.1% | 17.1%
2018 | CA | MRO | - | Manitoba Hydro | MW | Energy Efficiency and Conservation |  | 53 | 152 | 237.7 | 320.8 | 366.6 | 403.6 | 438.2 | 473.6 | 510.4 | 546.8 | 582.6
2018 | CA | MRO | - | Manitoba Hydro | MW | Total Installed Photovoltaic |  | 8.6 | 8.6 | 10 | 13 | 19.5 | 31.8 | 52.6 | 85.9 | 133.3 | 194.1 | 268
2018 | CA | MRO | - | Manitoba Hydro | MW | Photovoltaic On-Peak |  | 0 | 0 | 0 | 0 | 0 | 0 | 0 | 0 | 0 | 0 | 0
2018 | CA | MRO | - | Manitoba Hydro | MW | Total Internal Demand |  | 4387.5 | 4523.9 | 4481.8 | 4406.9 | 4370 | 4336.4 | 4316.6 | 4293.4 | 4301.8 | 4318 | 4356.8
2018 | CA | MRO | - | Manitoba Hydro | MW | Controllable and Dispatchable Demand Response - Available |  | 0 | 0 | 0 | 0 | 0 | 0 | 0 | 0 | 0 | 0 | 0
2018 | CA | MRO | - | Manitoba Hydro | MW | Net Internal Demand |  | 4387.5 | 4523.9 | 4481.8 | 4406.9 | 4370 | 4336.4 | 4316.6 | 4293.4 | 4301.8 | 4318 | 4356.8
2018 | CA | MRO | - | Manitoba Hydro | MW | Behind the Meter Generation - Capacity |  | 0 | 0 | 0 | 0 | 0 | 0 | 0 | 0 | 0 | 0 | 0
2018 | CA | MRO | - | Manitoba Hydro | MW | Other Capacity Adjustments - Additions |  | 0 | 0 | 0 | 0 | 0 | 0 | 0 | 0 | 0 | 0 | 0
2018 | CA | MRO | - | Manitoba Hydro | MW | Other Capacity Adjustments - Reductions |  | 0 | 0 | 0 | 0 | 0 | 0 | 0 | 0 | 0 | 0 | 0
2018 | CA | MRO | - | Manitoba Hydro | MW | Confirmed Retirements |  | 0 | 0 | 0 | 0 | 0 | 0 | 0 | 0 | 0 | 0 | 0
2018 | CA | MRO | - | Manitoba Hydro | MW | Unconfirmed Retirements |  | 92.08 | 92.08 | 92.08 | 92.08 | 92.08 | 92.08 | 92.08 | 92.08 | 92.08 | 92.08 | 92.08
2018 | CA | MRO | - | Manitoba Hydro | MW | Scheduled Outages |  | 43.5 | 0 | 0 | 100 | 100 | 100 | 100 | 115 | 115 | 115 | 15
2018 | CA | MRO | - | Manitoba Hydro | MW | Transmission Limitations |  | 0 | 0 | 0 | 0 | 0 | 0 | 0 | 0 | 0 | 0 | 0
2018 | CA | MRO | - | Manitoba Hydro | MW | Existing-Certain |  | 5582.7392 | 5626.2392 | 5620.2392 | 5508.7392 | 5505.2392 | 5505.2392 | 5505.2392 | 5490.2392 | 5490.2392 | 5490.2392 | 5590.2392
2018 | CA | MRO | - | Manitoba Hydro | MW | Existing-Other |  | 5.2 | 27.2 | 37.2 | 39.2 | 39.2 | 39.2 | 39.2 | 39.2 | 39.2 | 39.2 | 39.2
2018 | CA | MRO | - | Manitoba Hydro | MW | Additions - Tier 1 |  | 0 | 0 | 0 | 190 | 640 | 640 | 640 | 640 | 640 | 640 | 640
2018 | CA | MRO | - | Manitoba Hydro | MW | Additions - Tier 2 |  | 0 | 0 | 0 | 0 | 0 | 0 | 0 | 0 | 0 | 0 | 0
2018 | CA | MRO | - | Manitoba Hydro | MW | Additions - Tier 3 |  | 0 | 0 | 0 | 0 | 0 | 0 | 0 | 0 | 0 | 0 | 0
2018 | CA | MRO | - | Manitoba Hydro | MW | Firm Imports |  | 625 | 625 | 550 | 550 | 550 | 550 | 550 | 200 | 200 | 200 | 200
2018 | CA | MRO | - | Manitoba Hydro | MW | Firm Exports |  | 663 | 728 | 608 | 450 | 425 | 425 | 425 | 100 | 100 | 100 | 100
2018 | CA | MRO | - | Manitoba Hydro | MW | Net Firm Capacity Transfers |  | -38 | -103 | -58 | 100 | 125 | 125 | 125 | 100 | 100 | 100 | 100
2018 | CA | MRO | - | Manitoba Hydro | MW | Expected Imports |  | 0 | 0 | 0 | 0 | 0 | 0 | 0 | 0 | 0 | 0 | 0
2018 | CA | MRO | - | Manitoba Hydro | MW | Expected Exports |  | 0 | 0 | 250 | 475 | 475 | 475 | 475 | 350 | 350 | 250 | 250
2018 | CA | MRO | - | Manitoba Hydro | MW | Net Expected Transfers |  | 0 | 0 | -250 | -475 | -475 | -475 | -475 | -350 | -350 | -250 | -250
2018 | CA | MRO | - | Manitoba Hydro | MW | Existing-Certain & Net Firm Transfers |  | 5544.7392 | 5523.2392 | 5562.2392 | 5608.7392 | 5630.2392 | 5630.2392 | 5630.2392 | 5590.2392 | 5590.2392 | 5590.2392 | 5690.2392
2018 | CA | MRO | - | Manitoba Hydro | MW | Anticipated Resources |  | 5544.7392 | 5523.2392 | 5562.2392 | 5798.7392 | 6270.2392 | 6270.2392 | 6270.2392 | 6230.2392 | 6230.2392 | 6230.2392 | 6330.2392
2018 | CA | MRO | - | Manitoba Hydro | MW | Prospective Resources |  | 5457.8592 | 5458.3592 | 5257.3592 | 5270.8592 | 5742.3592 | 5742.3592 | 5742.3592 | 5827.3592 | 5827.3592 | 5927.3592 | 6027.3592
2018 | CA | MRO | - | Manitoba Hydro | MW | Existing-Certain and Net Firm Transfers Excess/Shortfall |  | 0 | 0 | 0 | 0 | 0 | 0 | 0 | 0 | 0 | 0 | 0
2018 | CA | MRO | - | Manitoba Hydro | MW | Anticipated Excess/Shortfall |  | 0 | 0 | 0 | 0 | 0 | 0 | 0 | 0 | 0 | 0 | 0
2018 | CA | MRO | - | Manitoba Hydro | MW | Prospective Excess/Shortfall |  | 0 | 0 | 0 | 0 | 0 | 0 | 0 | 0 | 0 | 0 | 0
2018 | CA | MRO | - | Manitoba Hydro | % | Existing-Certain and Net Firm Transfers Reserve Margin |  | 26.38% | 22.09% | 24.11% | 27.27% | 28.84% | 29.84% | 30.43% | 30.21% | 29.95% | 29.46% | 30.61%
2018 | CA | MRO | - | Manitoba Hydro | % | Anticipated Reserve Margin |  | 26.38% | 22.09% | 24.11% | 31.58% | 43.48% | 44.6% | 45.26% | 45.11% | 44.83% | 44.29% | 45.3%
2018 | CA | MRO | - | Manitoba Hydro | % | Prospective Reserve Margin |  | 24.4% | 20.66% | 17.3% | 19.6% | 31.4% | 32.42% | 33.03% | 35.73% | 35.46% | 37.27% | 38.34%
2018 | CA | MRO | - | Manitoba Hydro | % | Reference Margin Level |  | 12% | 12% | 12% | 12% | 12% | 12% | 12% | 12% | 12% | 12% | 12%
2018 | CA | MRO | - | SaskPower | MW | Energy Efficiency and Conservation |  | 144.2135 | 151.2677 | 157.698 | 184.7728 | 197.4561 | 210.273 | 223.2559 | 236.7418 | 250.4701 | 264.4971 | 277.5804
2018 | CA | MRO | - | SaskPower | MW | Total Installed Photovoltaic |  | 0 | 0 | 0 | 0 | 0 | 0 | 0 | 0 | 0 | 0 | 0
2018 | CA | MRO | - | SaskPower | MW | Photovoltaic On-Peak |  | 0 | 0 | 0 | 0 | 0 | 0 | 0 | 0 | 0 | 0 | 0
2018 | CA | MRO | - | SaskPower | MW | Total Internal Demand |  | 3842.63 | 3923.5 | 3972.5 | 3998.4 | 4032.1 | 4062.4 | 4083.3 | 4134.6 | 4169.2 | 4205.7 | 4230.6
2018 | CA | MRO | - | SaskPower | MW | Controllable and Dispatchable Demand Response - Available |  | 85 | 85 | 85 | 85 | 85 | 85 | 85 | 85 | 85 | 85 | 85
2018 | CA | MRO | - | SaskPower | MW | Net Internal Demand |  | 3757.63 | 3838.5 | 3887.5 | 3913.4 | 3947.1 | 3977.4 | 3998.3 | 4049.6 | 4084.2 | 4120.7 | 4145.6
2018 | CA | MRO | - | SaskPower | MW | Behind the Meter Generation - Capacity |  | 0 | 0 | 0 | 0 | 0 | 0 | 0 | 0 | 0 | 0 | 0
2018 | CA | MRO | - | SaskPower | MW | Other Capacity Adjustments - Additions |  | 0 | 0 | 0 | 0 | 0 | 0 | 0 | 0 | 0 | 0 | 0
2018 | CA | MRO | - | SaskPower | MW | Other Capacity Adjustments - Reductions |  | 0 | 0 | 0 | 0 | 0 | 0 | 0 | 0 | 0 | 0 | 0
2018 | CA | MRO | - | SaskPower | MW | Confirmed Retirements |  | 0 | 0 | 0 | 0 | 0 | 0 | 0 | 0 | 0 | 0 | 0
2018 | CA | MRO | - | SaskPower | MW | Unconfirmed Retirements |  | 0 | 0 | 0 | 0 | 0 | 0 | 0 | 0 | 0 | 0 | 0
2018 | CA | MRO | - | SaskPower | MW | Scheduled Outages |  | 0 | 34 | 34 | 104 | 96 | 96 | 34 | 14.8 | 97.8 | 13.8 | 13.8
2018 | CA | MRO | - | SaskPower | MW | Transmission Limitations |  | 0 | 0 | 0 | 0 | 0 | 0 | 0 | 0 | 0 | 0 | 0
2018 | CA | MRO | - | SaskPower | MW | Existing-Certain |  | 4265.714 | 4231.714 | 4231.714 | 4083.914 | 3952.914 | 3857.914 | 3917.714 | 3797.914 | 3714.914 | 3793.714 | 3429.334
2018 | CA | MRO | - | SaskPower | MW | Existing-Other |  | 0 | 0 | 0 | 0 | 0 | 0 | 0 | 0 | 0 | 0 | 0
2018 | CA | MRO | - | SaskPower | MW | Additions - Tier 1 |  | 0 | 354 | 361 | 396.4 | 436.4 | 826.4 | 866.4 | 906.4 | 946.4 | 1336.4 | 1376.4
2018 | CA | MRO | - | SaskPower | MW | Additions - Tier 2 |  | 0 | 0 | 0 | 0 | 0 | 0 | 0 | 0 | 0 | 0 | 0
2018 | CA | MRO | - | SaskPower | MW | Additions - Tier 3 |  | 0 | 0 | 0 | 0 | 0 | 0 | 0 | 0 | 0 | 0 | 0
2018 | CA | MRO | - | SaskPower | MW | Firm Imports |  | 25 | 25 | 25 | 125 | 100 | 100 | 100 | 100 | 100 | 100 | 100
2018 | CA | MRO | - | SaskPower | MW | Firm Exports |  | 0 | 0 | 0 | 0 | 0 | 0 | 0 | 0 | 0 | 0 | 0
2018 | CA | MRO | - | SaskPower | MW | Net Firm Capacity Transfers |  | 25 | 25 | 25 | 125 | 100 | 100 | 100 | 100 | 100 | 100 | 100
2018 | CA | MRO | - | SaskPower | MW | Expected Imports |  | 0 | 0 | 0 | 0 | 0 | 0 | 0 | 0 | 0 | 0 | 0
2018 | CA | MRO | - | SaskPower | MW | Expected Exports |  | 0 | 0 | 0 | 0 | 0 | 0 | 0 | 0 | 0 | 0 | 0
2018 | CA | MRO | - | SaskPower | MW | Net Expected Transfers |  | 0 | 0 | 0 | 0 | 0 | 0 | 0 | 0 | 0 | 0 | 0
2018 | CA | MRO | - | SaskPower | MW | Existing-Certain & Net Firm Transfers |  | 4290.714 | 4256.714 | 4256.714 | 4208.914 | 4052.914 | 3957.914 | 4017.714 | 3897.914 | 3814.914 | 3893.714 | 3529.334
2018 | CA | MRO | - | SaskPower | MW | Anticipated Resources |  | 4290.714 | 4610.714 | 4617.714 | 4605.314 | 4489.314 | 4784.314 | 4884.114 | 4804.314 | 4761.314 | 5230.114 | 4905.734
2018 | CA | MRO | - | SaskPower | MW | Prospective Resources |  | 4290.714 | 4610.714 | 4617.714 | 4605.314 | 4489.314 | 4784.314 | 4884.114 | 4804.314 | 4761.314 | 5230.114 | 4905.734
2018 | CA | MRO | - | SaskPower | MW | Existing-Certain and Net Firm Transfers Excess/Shortfall |  | 0 | -4.021 | -58.411 | -134.96 | -328.367 | -457 | -420.399 | -597.142 | -718.548 | -680.263 | -1072.282
2018 | CA | MRO | - | SaskPower | MW | Anticipated Excess/Shortfall |  | 0 | 0 | 0 | 0 | 0 | 0 | 0 | 0 | 0 | 0 | 0
2018 | CA | MRO | - | SaskPower | MW | Prospective Excess/Shortfall |  | 0 | 0 | 0 | 0 | 0 | 0 | 0 | 0 | 0 | 0 | 0
2018 | CA | MRO | - | SaskPower | % | Existing-Certain and Net Firm Transfers Reserve Margin |  | 14.19% | 10.9% | 9.497% | 7.551% | 2.681% | -0.4899% | 0.4856% | -3.746% | -6.593% | -5.508% | -14.87%
2018 | CA | MRO | - | SaskPower | % | Anticipated Reserve Margin |  | 14.19% | 20.12% | 18.78% | 17.68% | 13.74% | 20.29% | 22.15% | 18.64% | 16.58% | 26.92% | 18.34%
2018 | CA | MRO | - | SaskPower | % | Prospective Reserve Margin |  | 14.19% | 20.12% | 18.78% | 17.68% | 13.74% | 20.29% | 22.15% | 18.64% | 16.58% | 26.92% | 18.34%
2018 | CA | MRO | - | SaskPower | % | Reference Margin Level |  | 11% | 11% | 11% | 11% | 11% | 11% | 11% | 11% | 11% | 11% | 11%
2018 | CA | NPCC | - | Maritimes | MW | Energy Efficiency and Conservation |  | 60.9 | 106.3 | 156.2 | 224.9 | 298.4 | 380.1 | 445.2 | 508.1 | 551 | 571.4 | 593
2018 | CA | NPCC | - | Maritimes | MW | Total Installed Photovoltaic |  | 0 | 0 | 0 | 0 | 0 | 0 | 0 | 0 | 0 | 0 | 0
2018 | CA | NPCC | - | Maritimes | MW | Photovoltaic On-Peak |  | 0 | 0 | 0 | 0 | 0 | 0 | 0 | 0 | 0 | 0 | 0
2018 | CA | NPCC | - | Maritimes | MW | Total Internal Demand |  | 5574.714 | 5594.8803 | 5603.1 | 5583.38 | 5545.1738 | 5508.2815 | 5480.4034 | 5453.9394 | 5444.5898 | 5433.9547 | 5428.7342
2018 | CA | NPCC | - | Maritimes | MW | Controllable and Dispatchable Demand Response - Available |  | 263 | 264.6 | 264.3 | 264.1 | 263.8 | 263.5 | 263.2 | 262.8 | 262.5 | 262.1 | 261.7
2018 | CA | NPCC | - | Maritimes | MW | Net Internal Demand |  | 5311.714 | 5330.2803 | 5338.8 | 5319.28 | 5281.3738 | 5244.7815 | 5217.2034 | 5191.1394 | 5182.0898 | 5171.8547 | 5167.0342
2018 | CA | NPCC | - | Maritimes | MW | Behind the Meter Generation - Capacity |  | 0 | 0 | 0 | 0 | 0 | 0 | 0 | 0 | 0 | 0 | 0
2018 | CA | NPCC | - | Maritimes | MW | Other Capacity Adjustments - Additions |  | 0 | 0 | 0 | 0 | 0 | 0 | 0 | 0 | 0 | 0 | 0
2018 | CA | NPCC | - | Maritimes | MW | Other Capacity Adjustments - Reductions |  | 0 | 0 | 0 | 0 | 0 | 0 | 0 | 0 | 0 | 0 | 0
2018 | CA | NPCC | - | Maritimes | MW | Confirmed Retirements |  | 0 | 0 | 0 | 0 | 0 | 0 | 0 | 0 | 0 | 0 | 0
2018 | CA | NPCC | - | Maritimes | MW | Unconfirmed Retirements |  | 0 | 7 | 170 | 208 | 209.1 | 211.3 | 309.3 | 325.3 | 629.6 | 629.6 | 629.6
2018 | CA | NPCC | - | Maritimes | MW | Scheduled Outages |  | 100 | 100 | 100 | 100 | 100 | 100 | 100 | 100 | 100 | 100 | 100
2018 | CA | NPCC | - | Maritimes | MW | Transmission Limitations |  | 0 | 0 | 0 | 0 | 0 | 0 | 0 | 0 | 0 | 0 | 0
2018 | CA | NPCC | - | Maritimes | MW | Existing-Certain |  | 6642.429 | 6642.429 | 6642.429 | 6642.429 | 6642.429 | 6642.429 | 6642.429 | 6642.429 | 6642.429 | 6642.429 | 6642.429
2018 | CA | NPCC | - | Maritimes | MW | Existing-Other |  | 27.9 | 97.9 | 97.9 | 97.9 | 97.9 | 97.9 | 97.9 | 97.9 | 97.9 | 97.9 | 97.9
2018 | CA | NPCC | - | Maritimes | MW | Additions - Tier 1 |  | 36.65 | 48.14 | 58.64 | 94.64 | 94.64 | 94.64 | 94.64 | 94.64 | 94.64 | 94.64 | 94.64
2018 | CA | NPCC | - | Maritimes | MW | Additions - Tier 2 |  | 0 | 0 | 0 | 0 | 0 | 0 | 0 | 0 | 0 | 0 | 0
2018 | CA | NPCC | - | Maritimes | MW | Additions - Tier 3 |  | 0 | 0 | 0 | 0 | 0 | 0 | 0 | 0 | 0 | 0 | 0
2018 | CA | NPCC | - | Maritimes | MW | Firm Imports |  | 0 | 0 | 0 | 0 | 0 | 0 | 0 | 0 | 0 | 0 | 0
2018 | CA | NPCC | - | Maritimes | MW | Firm Exports |  | 114 | 110 | 69 | 66 | 0 | 0 | 0 | 0 | 0 | 0 | 0
2018 | CA | NPCC | - | Maritimes | MW | Net Firm Capacity Transfers |  | -114 | -110 | -69 | -66 | 0 | 0 | 0 | 0 | 0 | 0 | 0
2018 | CA | NPCC | - | Maritimes | MW | Expected Imports |  | 0 | 0 | 153 | 153 | 153 | 153 | 153 | 153 | 153 | 153 | 153
2018 | CA | NPCC | - | Maritimes | MW | Expected Exports |  | 0 | 0 | 0 | 0 | 0 | 0 | 0 | 0 | 0 | 0 | 0
2018 | CA | NPCC | - | Maritimes | MW | Net Expected Transfers |  | 0 | 0 | 153 | 153 | 153 | 153 | 153 | 153 | 153 | 153 | 153
2018 | CA | NPCC | - | Maritimes | MW | Existing-Certain & Net Firm Transfers |  | 6528.429 | 6532.429 | 6573.429 | 6576.429 | 6642.429 | 6642.429 | 6642.429 | 6642.429 | 6642.429 | 6642.429 | 6642.429
2018 | CA | NPCC | - | Maritimes | MW | Anticipated Resources |  | 6565.079 | 6580.569 | 6632.069 | 6671.069 | 6737.069 | 6737.069 | 6737.069 | 6737.069 | 6737.069 | 6737.069 | 6737.069
2018 | CA | NPCC | - | Maritimes | MW | Prospective Resources |  | 6592.979 | 6671.469 | 6712.969 | 6713.969 | 6778.869 | 6776.669 | 6678.669 | 6662.669 | 6358.369 | 6358.369 | 6358.369
2018 | CA | NPCC | - | Maritimes | MW | Existing-Certain and Net Firm Transfers Excess/Shortfall |  | 0 | 0 | 0 | 0 | 0 | 0 | 0 | 0 | 0 | 0 | 0
2018 | CA | NPCC | - | Maritimes | MW | Anticipated Excess/Shortfall |  | 0 | 0 | 0 | 0 | 0 | 0 | 0 | 0 | 0 | 0 | 0
2018 | CA | NPCC | - | Maritimes | MW | Prospective Excess/Shortfall |  | 0 | 0 | 0 | 0 | 0 | 0 | 0 | 0 | 0 | 0 | 0
2018 | CA | NPCC | - | Maritimes | % | Existing-Certain and Net Firm Transfers Reserve Margin |  | 22.91% | 22.55% | 23.13% | 23.63% | 25.77% | 26.65% | 27.32% | 27.96% | 28.18% | 28.43% | 28.55%
2018 | CA | NPCC | - | Maritimes | % | Anticipated Reserve Margin |  | 23.6% | 23.46% | 24.22% | 25.41% | 27.56% | 28.45% | 29.13% | 29.78% | 30.01% | 30.26% | 30.39%
2018 | CA | NPCC | - | Maritimes | % | Prospective Reserve Margin |  | 24.12% | 25.16% | 25.74% | 26.22% | 28.35% | 29.21% | 28.01% | 28.35% | 22.7% | 22.94% | 23.06%
2018 | CA | NPCC | - | Maritimes | % | Reference Margin Level |  | 20% | 20% | 20% | 20% | 20% | 20% | 20% | 20% | 20% | 20% | 20%
2018 | US | NPCC | - | New England | MW | Energy Efficiency and Conservation |  | 2668.789 | 2865.3462 | 3194.0343 | 3513.1791 | 3807.6032 | 4076.1168 | 4318.2401 | 4534.3361 | 4724.8469 | 4890.8916 | 5062.7716
2018 | US | NPCC | - | New England | MW | Total Installed Photovoltaic |  | 1727.0572 | 2038.6102 | 2309.9947 | 2570.8673 | 2813.3062 | 3045.3503 | 3262.8501 | 3461.5396 | 3630.956 | 3795.6119 | 3866.6907
2018 | US | NPCC | - | New England | MW | Photovoltaic On-Peak |  | 0 | 0 | 0 | 0 | 0 | 0 | 0 | 0 | 0 | 0 | 0
2018 | US | NPCC | - | New England | MW | Total Internal Demand |  | 20357 | 20272 | 20011.9295 | 19808.3553 | 19642.4456 | 19505.2202 | 19379.5079 | 19271.0817 | 19190.3418 | 19132.8914 | 19075.613
2018 | US | NPCC | - | New England | MW | Controllable and Dispatchable Demand Response - Available |  | 403.28 | 467.161 | 412.709 | 623.151 | 623.151 | 623.151 | 623.151 | 623.151 | 623.151 | 623.151 | 623.151
2018 | US | NPCC | - | New England | MW | Net Internal Demand |  | 19953.72 | 19804.839 | 19599.2205 | 19185.2043 | 19019.2946 | 18882.0692 | 18756.3569 | 18647.9307 | 18567.1908 | 18509.7404 | 18452.462
2018 | US | NPCC | - | New England | MW | Behind the Meter Generation - Capacity |  | 0 | 0 | 0 | 0 | 0 | 0 | 0 | 0 | 0 | 0 | 0
2018 | US | NPCC | - | New England | MW | Other Capacity Adjustments - Additions |  | 0 | 0 | 0 | 0 | 0 | 0 | 0 | 0 | 0 | 0 | 0
2018 | US | NPCC | - | New England | MW | Other Capacity Adjustments - Reductions |  | 0 | 0 | 0 | 0 | 0 | 0 | 0 | 0 | 0 | 0 | 0
2018 | US | NPCC | - | New England | MW | Confirmed Retirements |  | 0 | 692.927 | 714.697 | 1108.599 | 1108.599 | 1108.599 | 1108.599 | 1108.599 | 1108.599 | 1108.599 | 1108.599
2018 | US | NPCC | - | New England | MW | Unconfirmed Retirements |  | 0 | 0 | 0 | 0 | 0 | 0 | 0 | 0 | 0 | 0 | 0
2018 | US | NPCC | - | New England | MW | Scheduled Outages |  | 159 | 292 | 0 | 0 | 0 | 0 | 0 | 0 | 0 | 0 | 0
2018 | US | NPCC | - | New England | MW | Transmission Limitations |  | 0 | 0 | 0 | 0 | 0 | 0 | 0 | 0 | 0 | 0 | 0
2018 | US | NPCC | - | New England | MW | Existing-Certain |  | 32938.7941 | 32114.6671 | 32384.8971 | 31990.9951 | 31990.9951 | 31990.9951 | 31990.9951 | 31990.9951 | 31990.9951 | 31990.9951 | 31990.9951
2018 | US | NPCC | - | New England | MW | Existing-Other |  | 204.293 | 202.493 | 202.493 | 202.493 | 202.493 | 202.493 | 202.493 | 202.493 | 202.493 | 202.493 | 202.493
2018 | US | NPCC | - | New England | MW | Additions - Tier 1 |  | 301.54 | 1169.79 | 1235.79 | 1720.79 | 1784.19 | 1784.19 | 1784.19 | 1784.19 | 1784.19 | 1784.19 | 1784.19
2018 | US | NPCC | - | New England | MW | Additions - Tier 2 |  | 6.2233 | 83.9496 | 145.8006 | 558.6552 | 558.6552 | 854.4123 | 1115.2 | 1115.2 | 1115.2 | 1115.2 | 1115.2
2018 | US | NPCC | - | New England | MW | Additions - Tier 3 |  | 208.808 | 611.4481 | 800.7429 | 1601.3497 | 2587.5025 | 2866.3911 | 2866.3911 | 2866.3911 | 2866.3911 | 2866.3911 | 2866.3911
2018 | US | NPCC | - | New England | MW | Firm Imports |  | 986 | 1070 | 1265.4 | 1174 | 82.8 | 82.8 | 82.8 | 82.8 | 82.8 | 82.8 | 82.8
2018 | US | NPCC | - | New England | MW | Firm Exports |  | 0 | 0 | 0 | 0 | 0 | 0 | 0 | 0 | 0 | 0 | 0
2018 | US | NPCC | - | New England | MW | Net Firm Capacity Transfers |  | 986 | 1070 | 1265.4 | 1174 | 82.8 | 82.8 | 82.8 | 82.8 | 82.8 | 82.8 | 82.8
2018 | US | NPCC | - | New England | MW | Expected Imports |  | 0 | 0 | 0 | 0 | 0 | 0 | 0 | 0 | 0 | 0 | 0
2018 | US | NPCC | - | New England | MW | Expected Exports |  | 0 | 0 | 0 | 0 | 0 | 0 | 0 | 0 | 0 | 0 | 0
2018 | US | NPCC | - | New England | MW | Net Expected Transfers |  | 0 | 0 | 0 | 0 | 0 | 0 | 0 | 0 | 0 | 0 | 0
2018 | US | NPCC | - | New England | MW | Existing-Certain & Net Firm Transfers |  | 33924.7941 | 33184.6671 | 33650.2971 | 33164.9951 | 32073.7951 | 32073.7951 | 32073.7951 | 32073.7951 | 32073.7951 | 32073.7951 | 32073.7951
2018 | US | NPCC | - | New England | MW | Anticipated Resources |  | 34226.3341 | 34354.4571 | 34886.0871 | 34885.7851 | 33857.9851 | 33857.9851 | 33857.9851 | 33857.9851 | 33857.9851 | 33857.9851 | 33857.9851
2018 | US | NPCC | - | New England | MW | Prospective Resources |  | 34436.8504 | 34640.8997 | 35234.3807 | 35646.9333 | 34619.1333 | 34914.8904 | 35175.6781 | 35175.6781 | 35175.6781 | 35175.6781 | 35175.6781
2018 | US | NPCC | - | New England | MW | Existing-Certain and Net Firm Transfers Excess/Shortfall |  | 0 | 0 | 0 | 0 | 0 | 0 | 0 | 0 | 0 | 0 | 0
2018 | US | NPCC | - | New England | MW | Anticipated Excess/Shortfall |  | 0 | 0 | 0 | 0 | 0 | 0 | 0 | 0 | 0 | 0 | 0
2018 | US | NPCC | - | New England | MW | Prospective Excess/Shortfall |  | 0 | 0 | 0 | 0 | 0 | 0 | 0 | 0 | 0 | 0 | 0
2018 | US | NPCC | - | New England | % | Existing-Certain and Net Firm Transfers Reserve Margin |  | 70.02% | 67.56% | 71.69% | 72.87% | 68.64% | 69.86% | 71% | 72% | 72.74% | 73.28% | 73.82%
2018 | US | NPCC | - | New England | % | Anticipated Reserve Margin |  | 71.53% | 73.46% | 78% | 81.84% | 78.02% | 79.31% | 80.51% | 81.56% | 82.35% | 82.92% | 83.49%
2018 | US | NPCC | - | New England | % | Prospective Reserve Margin |  | 72.58% | 74.91% | 79.77% | 85.8% | 82.02% | 84.91% | 87.54% | 88.63% | 89.45% | 90.04% | 90.63%
2018 | US | NPCC | - | New England | % | Reference Margin Level |  | 17.2% | 16.91% | 17.2% | 16.36% | 16.36% | 16.36% | 16.36% | 16.36% | 16.36% | 16.36% | 16.36%
2018 | US | NPCC | - | New York | MW | Energy Efficiency and Conservation |  | 197 | 385 | 629 | 842 | 1006 | 1178 | 1292 | 1485 | 1668 | 1776 | 1839
2018 | US | NPCC | - | New York | MW | Total Installed Photovoltaic |  | 1726 | 2155 | 2513 | 2782 | 2979 | 3128 | 3256 | 3359 | 3453 | 3539 | 3616
2018 | US | NPCC | - | New York | MW | Photovoltaic On-Peak |  | 0 | 0 | 0 | 0 | 0 | 0 | 0 | 0 | 0 | 0 | 0
2018 | US | NPCC | - | New York | MW | Total Internal Demand |  | 24269 | 24135 | 23948 | 23817 | 23751 | 23730 | 23728 | 23742 | 23762 | 23786 | 23812
2018 | US | NPCC | - | New York | MW | Controllable and Dispatchable Demand Response - Available |  | 636.9 | 636.9 | 636.9 | 636.9 | 636.9 | 636.9 | 636.9 | 636.9 | 636.9 | 636.9 | 636.9
2018 | US | NPCC | - | New York | MW | Net Internal Demand |  | 23632.1 | 23498.1 | 23311.1 | 23180.1 | 23114.1 | 23093.1 | 23091.1 | 23105.1 | 23125.1 | 23149.1 | 23175.1
2018 | US | NPCC | - | New York | MW | Behind the Meter Generation - Capacity |  | 0 | 0 | 0 | 0 | 0 | 0 | 0 | 0 | 0 | 0 | 0
2018 | US | NPCC | - | New York | MW | Other Capacity Adjustments - Additions |  | 0 | 0 | 0 | 0 | 0 | 0 | 0 | 0 | 0 | 0 | 0
2018 | US | NPCC | - | New York | MW | Other Capacity Adjustments - Reductions |  | -1714.7 | -2054.4 | -2812 | -3180.4 | -3268.5 | -3268.5 | -3268.5 | -3268.5 | -3268.5 | -3268.5 | -3268.5
2018 | US | NPCC | - | New York | MW | Confirmed Retirements |  | 734.9 | 734.9 | 1761.4 | 2798.8 | 2798.8 | 2798.8 | 2798.8 | 2798.8 | 2798.8 | 2798.8 | 2798.8
2018 | US | NPCC | - | New York | MW | Unconfirmed Retirements |  | 93.1 | 93.1 | 93.1 | 93.1 | 93.1 | 93.1 | 93.1 | 93.1 | 93.1 | 93.1 | 93.1
2018 | US | NPCC | - | New York | MW | Scheduled Outages |  | 0 | 0 | 0 | 0 | 0 | 0 | 0 | 0 | 0 | 0 | 0
2018 | US | NPCC | - | New York | MW | Transmission Limitations |  | 0 | 0 | 0 | 0 | 0 | 0 | 0 | 0 | 0 | 0 | 0
2018 | US | NPCC | - | New York | MW | Existing-Certain |  | 42493.2 | 42832.9 | 42564 | 41895 | 41983.1 | 41983.1 | 41983.1 | 41983.1 | 41983.1 | 41983.1 | 41983.1
2018 | US | NPCC | - | New York | MW | Existing-Other |  | 0 | 0 | 0 | 0 | 0 | 0 | 0 | 0 | 0 | 0 | 0
2018 | US | NPCC | - | New York | MW | Additions - Tier 1 |  | 1104.5 | 1104.5 | 2362.5 | 2385 | 2385 | 2385 | 2385 | 2385 | 2385 | 2385 | 2385
2018 | US | NPCC | - | New York | MW | Additions - Tier 2 |  | 38.8 | 240 | 1913.6 | 2463.6 | 3047.6 | 3047.6 | 3047.6 | 3047.6 | 3047.6 | 3047.6 | 3047.6
2018 | US | NPCC | - | New York | MW | Additions - Tier 3 |  | 20 | 960 | 1575 | 2571.3 | 3517.3 | 3517.3 | 3517.3 | 3517.3 | 3517.3 | 3517.3 | 3517.3
2018 | US | NPCC | - | New York | MW | Firm Imports* |  | 1482.4 | 699.9 | 1205.9 | 1219.2 | 1361.9 | 1361.9 | 1361.9 | 1361.9 | 1361.9 | 1361.9 | 1361.9
2018 | US | NPCC | - | New York | MW | Firm Exports |  | 0 | 0 | 0 | 0 | 0 | 0 | 0 | 0 | 0 | 0 | 0
2018 | US | NPCC | - | New York | MW | Net Firm Capacity Transfers |  | 1482.4 | 699.9 | 1205.9 | 1219.2 | 1361.9 | 1361.9 | 1361.9 | 1361.9 | 1361.9 | 1361.9 | 1361.9
2018 | US | NPCC | - | New York | MW | Expected Imports |  | 0 | 0 | 0 | 0 | 0 | 0 | 0 | 0 | 0 | 0 | 0
2018 | US | NPCC | - | New York | MW | Expected Exports |  | 0 | 0 | 0 | 0 | 0 | 0 | 0 | 0 | 0 | 0 | 0
2018 | US | NPCC | - | New York | MW | Net Expected Transfers |  | 0 | 0 | 0 | 0 | 0 | 0 | 0 | 0 | 0 | 0 | 0
2018 | US | NPCC | - | New York | MW | Existing-Certain & Net Firm Transfers |  | 43975.6 | 43532.8 | 43769.9 | 43114.2 | 43345 | 43345 | 43345 | 43345 | 43345 | 43345 | 43345
2018 | US | NPCC | - | New York | MW | Anticipated Resources |  | 45080.1 | 44637.3 | 46132.4 | 45499.2 | 45730 | 45730 | 45730 | 45730 | 45730 | 45730 | 45730
2018 | US | NPCC | - | New York | MW | Prospective Resources |  | 45025.8 | 44784.2 | 47952.9 | 47869.7 | 48684.5 | 48684.5 | 48684.5 | 48684.5 | 48684.5 | 48684.5 | 48684.5
2018 | US | NPCC | - | New York | MW | Existing-Certain and Net Firm Transfers Excess/Shortfall |  | 0 | 0 | 0 | 0 | 0 | 0 | 0 | 0 | 0 | 0 | 0
2018 | US | NPCC | - | New York | MW | Anticipated Excess/Shortfall |  | 0 | 0 | 0 | 0 | 0 | 0 | 0 | 0 | 0 | 0 | 0
2018 | US | NPCC | - | New York | MW | Prospective Excess/Shortfall |  | 0 | 0 | 0 | 0 | 0 | 0 | 0 | 0 | 0 | 0 | 0
2018 | US | NPCC | - | New York | % | Existing-Certain and Net Firm Transfers Reserve Margin |  | 86.08% | 85.26% | 87.76% | 86% | 87.53% | 87.7% | 87.71% | 87.6% | 87.44% | 87.24% | 87.03%
2018 | US | NPCC | - | New York | % | Anticipated Reserve Margin |  | 90.76% | 89.96% | 97.9% | 96.29% | 97.84% | 98.02% | 98.04% | 97.92% | 97.75% | 97.55% | 97.32%
2018 | US | NPCC | - | New York | % | Prospective Reserve Margin |  | 90.53% | 90.59% | 105.7% | 106.5% | 110.6% | 110.8% | 110.8% | 110.7% | 110.5% | 110.3% | 110.1%
2018 | US | NPCC | - | New York | % | Reference Margin Level |  | 15% | 15% | 15% | 15% | 15% | 15% | 15% | 15% | 15% | 15% | 15%
2018 | CA | NPCC | - | Ontario | MW | Energy Efficiency and Conservation |  | 480.0618 | 673.8097 | 849.7419 | 889.4295 | 904.4083 | 979.5494 | 998.3223 | 1098.5508 | 1280.7008 | 1449.1415 | 1587.3076
2018 | CA | NPCC | - | Ontario | MW | Total Installed Photovoltaic |  | 2099.4658 | 2241.6657 | 2254.6282 | 2254.6282 | 2254.6282 | 2254.6282 | 2254.6282 | 2254.6282 | 2254.6282 | 2254.6282 | 2254.6282
2018 | CA | NPCC | - | Ontario | MW | Photovoltaic On-Peak |  | 0 | 0 | 0 | 0 | 0 | 0 | 0 | 0 | 0 | 0 | 0
2018 | CA | NPCC | - | Ontario | MW | Total Internal Demand |  | 21328.0001 | 21317 | 21305.1781 | 21165.0214 | 21273.3651 | 21224.1538 | 21202.522 | 21209.2999 | 21229.6302 | 21160.4958 | 21403
2018 | CA | NPCC | - | Ontario | MW | Controllable and Dispatchable Demand Response - Available |  | 793 | 544.95 | 544.95 | 544.95 | 544.95 | 544.95 | 544.95 | 544.95 | 544.95 | 544.95 | 544.95
2018 | CA | NPCC | - | Ontario | MW | Net Internal Demand |  | 20535.0001 | 20772.05 | 20760.2281 | 20620.0714 | 20728.4151 | 20679.2038 | 20657.572 | 20664.3499 | 20684.6802 | 20615.5458 | 20858.05
2018 | CA | NPCC | - | Ontario | MW | Behind the Meter Generation - Capacity |  | 0 | 0 | 0 | 0 | 0 | 0 | 0 | 0 | 0 | 0 | 0
2018 | CA | NPCC | - | Ontario | MW | Other Capacity Adjustments - Additions |  | 0 | 0 | 0 | 0 | 0 | 0 | 0 | 0 | 0 | 0 | 0
2018 | CA | NPCC | - | Ontario | MW | Other Capacity Adjustments - Reductions |  | 0 | 0 | 0 | 0 | 0 | 0 | 0 | 0 | 0 | 0 | 0
2018 | CA | NPCC | - | Ontario | MW | Confirmed Retirements |  | 0 | 0 | 0 | 0 | 0 | 0 | 0 | 1030 | 1030 | 3094 | 3094
2018 | CA | NPCC | - | Ontario | MW | Unconfirmed Retirements |  | 97.4 | 97.4 | 97.4 | 97.4 | 141.2 | 173 | 379.7 | 379.7 | 379.7 | 379.7 | 379.7
2018 | CA | NPCC | - | Ontario | MW | Scheduled Outages |  | 31 | 0 | 0 | 0 | 0 | 0 | 0 | 0 | 0 | 0 | 0
2018 | CA | NPCC | - | Ontario | MW | Transmission Limitations |  | 1361 | 300 | 150 | 150 | 150 | 150 | 150 | 150 | 150 | 150 | 150
2018 | CA | NPCC | - | Ontario | MW | Existing-Certain |  | 25811.1932 | 28407.1932 | 28557.1932 | 26649.1932 | 26649.1932 | 24585.1932 | 26286.1932 | 26286.1932 | 26343.1932 | 26343.1932 | 25529.1932
2018 | CA | NPCC | - | Ontario | MW | Existing-Other |  | 0 | 0 | 0 | 0 | 0 | 0 | 0 | 0 | 0 | 0 | 0
2018 | CA | NPCC | - | Ontario | MW | Additions - Tier 1 |  | 1015.4179 | 1129.1179 | 1211.8379 | 1211.8379 | 1211.8379 | 1211.8379 | 1211.8379 | 1211.8379 | 1211.8379 | 1211.8379 | 1211.8379
2018 | CA | NPCC | - | Ontario | MW | Additions - Tier 2 |  | 0 | 0 | 0 | 0 | 0 | 0 | 0 | 0 | 0 | 0 | 0
2018 | CA | NPCC | - | Ontario | MW | Additions - Tier 3 |  | 0 | 0 | 0 | 0 | 0 | 0 | 0 | 0 | 0 | 0 | 0
2018 | CA | NPCC | - | Ontario | MW | Firm Imports |  | 0 | 0 | 0 | 0 | 0 | 0 | 0 | 0 | 0 | 0 | 0
2018 | CA | NPCC | - | Ontario | MW | Firm Exports |  | 500 | 500 | 500 | 500 | 500 | 0 | 0 | 0 | 0 | 0 | 0
2018 | CA | NPCC | - | Ontario | MW | Net Firm Capacity Transfers |  | -500 | -500 | -500 | -500 | -500 | 0 | 0 | 0 | 0 | 0 | 0
2018 | CA | NPCC | - | Ontario | MW | Expected Imports |  | 0 | 0 | 0 | 0 | 0 | 0 | 0 | 0 | 0 | 0 | 0
2018 | CA | NPCC | - | Ontario | MW | Expected Exports |  | 0 | 0 | 0 | 0 | 0 | 0 | 0 | 0 | 0 | 0 | 0
2018 | CA | NPCC | - | Ontario | MW | Net Expected Transfers |  | 0 | 0 | 0 | 0 | 0 | 0 | 0 | 0 | 0 | 0 | 0
2018 | CA | NPCC | - | Ontario | MW | Existing-Certain & Net Firm Transfers |  | 25311.1932 | 27907.1932 | 28057.1932 | 26149.1932 | 26149.1932 | 24585.1932 | 26286.1932 | 26286.1932 | 26343.1932 | 26343.1932 | 25529.1932
2018 | CA | NPCC | - | Ontario | MW | Anticipated Resources |  | 26326.6111 | 29036.3111 | 29269.0311 | 27361.0311 | 27361.0311 | 25797.0311 | 27498.0311 | 27498.0311 | 27555.0311 | 27555.0311 | 26741.0311
2018 | CA | NPCC | - | Ontario | MW | Prospective Resources |  | 26229.2111 | 28938.9111 | 29171.6311 | 27263.6311 | 27219.8311 | 25624.0311 | 27118.3311 | 27118.3311 | 27175.3311 | 27175.3311 | 26361.3311
2018 | CA | NPCC | - | Ontario | MW | Existing-Certain and Net Firm Transfers Excess/Shortfall |  | 0 | 0 | 0 | 0 | 0 | -558.7584 | 0 | 0 | 0 | 0 | -131.8556
2018 | CA | NPCC | - | Ontario | MW | Anticipated Excess/Shortfall |  | 0 | 0 | 0 | 0 | 0 | 0 | 0 | 0 | 0 | 0 | 0
2018 | CA | NPCC | - | Ontario | MW | Prospective Excess/Shortfall |  | 0 | 0 | 0 | 0 | 0 | 0 | 0 | 0 | 0 | 0 | 0
2018 | CA | NPCC | - | Ontario | % | Existing-Certain and Net Firm Transfers Reserve Margin |  | 23.26% | 34.35% | 35.15% | 26.81% | 26.15% | 18.89% | 27.25% | 27.21% | 27.36% | 27.78% | 22.39%
2018 | CA | NPCC | - | Ontario | % | Anticipated Reserve Margin |  | 28.2% | 39.79% | 40.99% | 32.69% | 32% | 24.75% | 33.11% | 33.07% | 33.21% | 33.66% | 28.2%
2018 | CA | NPCC | - | Ontario | % | Prospective Reserve Margin |  | 27.73% | 39.32% | 40.52% | 32.22% | 31.32% | 23.91% | 31.28% | 31.23% | 31.38% | 31.82% | 26.38%
2018 | CA | NPCC | - | Ontario | % | Reference Margin Level |  | 18.37% | 18.05% | 18.02% | 18.51% | 19.43% | 21.59% | 22.69% | 25.43% | 22.92% | 21.6% | 23.03%
2018 | CA | NPCC | - | Quebec | MW | Energy Efficiency and Conservation |  | 0 | 0 | 0 | 0 | 0 | 0 | 0 | 0 | 0 | 0 | 0
2018 | CA | NPCC | - | Quebec | MW | Total Installed Photovoltaic |  | 0 | 0 | 0 | 0 | 0 | 0 | 0 | 0 | 0 | 0 | 0
2018 | CA | NPCC | - | Quebec | MW | Photovoltaic On-Peak |  | 0 | 0 | 0 | 0 | 0 | 0 | 0 | 0 | 0 | 0 | 0
2018 | CA | NPCC | - | Quebec | MW | Total Internal Demand |  | 38460.7037 | 38782.4347 | 39057.2441 | 39427.2716 | 39736.6799 | 40016.4134 | 40287.5389 | 40560.5092 | 40816.7464 | 41059.1635 | 41310.5508
2018 | CA | NPCC | - | Quebec | MW | Controllable and Dispatchable Demand Response - Available |  | 2353.5 | 2423.5 | 2453.5 | 2503.5 | 2533.5 | 2543.5 | 2563.5 | 2573.5 | 2573.5 | 2573.5 | 2573.5
2018 | CA | NPCC | - | Quebec | MW | Net Internal Demand |  | 36107.2037 | 36358.9347 | 36603.7441 | 36923.7716 | 37203.1799 | 37472.9134 | 37724.0389 | 37987.0092 | 38243.2464 | 38485.6635 | 38737.0508
2018 | CA | NPCC | - | Quebec | MW | Behind the Meter Generation - Capacity |  | 0 | 0 | 0 | 0 | 0 | 0 | 0 | 0 | 0 | 0 | 0
2018 | CA | NPCC | - | Quebec | MW | Other Capacity Adjustments - Additions |  | 0 | 0 | 0 | 0 | 0 | 0 | 0 | 0 | 0 | 0 | 0
2018 | CA | NPCC | - | Quebec | MW | Other Capacity Adjustments - Reductions |  | 0 | 0 | 0 | 0 | 0 | 0 | 0 | 0 | 0 | 0 | 0
2018 | CA | NPCC | - | Quebec | MW | Confirmed Retirements |  | 0 | 0 | 0 | 0 | 0 | 0 | 0 | 0 | 0 | 0 | 0
2018 | CA | NPCC | - | Quebec | MW | Unconfirmed Retirements |  | 0 | 0 | 0 | 0 | 0 | 0 | 0 | 0 | 0 | 0 | 0
2018 | CA | NPCC | - | Quebec | MW | Scheduled Outages |  | 0 | 0 | 0 | 0 | 0 | 0 | 0 | 0 | 0 | 0 | 0
2018 | CA | NPCC | - | Quebec | MW | Transmission Limitations |  | 0 | 0 | 0 | 0 | 0 | 0 | 0 | 0 | 0 | 0 | 0
2018 | CA | NPCC | - | Quebec | MW | Existing-Certain |  | 42046.082 | 42046.082 | 42046.082 | 42046.082 | 42046.082 | 42038.002 | 42038.002 | 42046.802 | 41950.052 | 41867.902 | 41804.102
2018 | CA | NPCC | - | Quebec | MW | Existing-Other |  | 0 | 0 | 0 | 0 | 0 | 0 | 0 | 0 | 0 | 0 | 0
2018 | CA | NPCC | - | Quebec | MW | Additions - Tier 1 |  | 0 | 54.95 | 397.09 | 397.09 | 397.09 | 397.09 | 397.09 | 397.09 | 397.09 | 397.09 | 397.09
2018 | CA | NPCC | - | Quebec | MW | Additions - Tier 2 |  | 0 | 0 | 0 | 0 | 0 | 0 | 0 | 0 | 0 | 0 | 0
2018 | CA | NPCC | - | Quebec | MW | Additions - Tier 3 |  | 0 | 0 | 0 | 0 | 0 | 0 | 0 | 0 | 0 | 0 | 0
2018 | CA | NPCC | - | Quebec | MW | Firm Imports |  | 500 | 500 | 500 | 500 | 500 | 0 | 0 | 0 | 0 | 0 | 0
2018 | CA | NPCC | - | Quebec | MW | Firm Exports |  | 201 | 298 | 1041 | 999 | 145 | 145 | 145 | 145 | 145 | 145 | 145
2018 | CA | NPCC | - | Quebec | MW | Net Firm Capacity Transfers |  | 299 | 202 | -541 | -499 | 355 | -145 | -145 | -145 | -145 | -145 | -145
2018 | CA | NPCC | - | Quebec | MW | Expected Imports |  | 1100 | 1100 | 1100 | 1100 | 1100 | 1100 | 1100 | 1100 | 1100 | 1100 | 1100
2018 | CA | NPCC | - | Quebec | MW | Expected Exports |  | 0 | 0 | 0 | 0 | 0 | 0 | 0 | 0 | 0 | 0 | 0
2018 | CA | NPCC | - | Quebec | MW | Net Expected Transfers |  | 1100 | 1100 | 1100 | 1100 | 1100 | 1100 | 1100 | 1100 | 1100 | 1100 | 1100
2018 | CA | NPCC | - | Quebec | MW | Existing-Certain & Net Firm Transfers |  | 42345.082 | 42248.082 | 41505.082 | 41547.082 | 42401.082 | 41893.002 | 41893.002 | 41901.802 | 41805.052 | 41722.902 | 41659.102
2018 | CA | NPCC | - | Quebec | MW | Anticipated Resources |  | 42345.082 | 42303.032 | 41902.172 | 41944.172 | 42798.172 | 42290.092 | 42290.092 | 42298.892 | 42202.142 | 42119.992 | 42056.192
2018 | CA | NPCC | - | Quebec | MW | Prospective Resources |  | 43445.082 | 43403.032 | 43002.172 | 43044.172 | 43898.172 | 43390.092 | 43390.092 | 43398.892 | 43302.142 | 43219.992 | 43156.192
2018 | CA | NPCC | - | Quebec | MW | Existing-Certain and Net Firm Transfers Excess/Shortfall |  | 0 | 0 | 0 | -33.0849 | 0 | -305.5579 | -588.3526 | -875.6856 | -1260.9864 | -1616.1243 | -1963.0137
2018 | CA | NPCC | - | Quebec | MW | Anticipated Excess/Shortfall |  | 0 | 0 | 0 | 0 | 0 | 0 | -191.2626 | -478.5956 | -863.8964 | -1219.0343 | -1565.9237
2018 | CA | NPCC | - | Quebec | MW | Prospective Excess/Shortfall |  | 0 | 0 | 0 | 0 | 0 | 0 | 0 | 0 | 0 | -119.0343 | -465.9237
2018 | CA | NPCC | - | Quebec | % | Existing-Certain and Net Firm Transfers Reserve Margin |  | 17.28% | 16.2% | 13.39% | 12.52% | 13.97% | 11.8% | 11.05% | 10.31% | 9.314% | 8.412% | 7.543%
2018 | CA | NPCC | - | Quebec | % | Anticipated Reserve Margin |  | 17.28% | 16.35% | 14.48% | 13.6% | 15.04% | 12.86% | 12.1% | 11.35% | 10.35% | 9.443% | 8.568%
2018 | CA | NPCC | - | Quebec | % | Prospective Reserve Margin |  | 20.32% | 19.37% | 17.48% | 16.58% | 18% | 15.79% | 15.02% | 14.25% | 13.23% | 12.3% | 11.41%
2018 | CA | NPCC | - | Quebec | % | Reference Margin Level |  | 12.61% | 12.61% | 12.61% | 12.61% | 12.61% | 12.61% | 12.61% | 12.61% | 12.61% | 12.61% | 12.61%
2018 | US | RF | - | PJM | MW | Energy Efficiency and Conservation |  | 0 | 0 | 0 | 0 | 0 | 0 | 0 | 0 | 0 | 0 | 0
2018 | US | RF | - | PJM | MW | Total Installed Photovoltaic |  | 3205.2632 | 3923.6842 | 4802.6316 | 5739.4737 | 6447.3684 | 7018.4211 | 7328.9474 | 7371.0526 | 7431.5789 | 7521.0526 | 7631.5789
2018 | US | RF | - | PJM | MW | Photovoltaic On-Peak |  | 0 | 0 | 0 | 0 | 0 | 0 | 0 | 0 | 0 | 0 | 0
2018 | US | RF | - | PJM | MW | Total Internal Demand |  | 132357 | 132039 | 132401 | 133117 | 133802 | 134435 | 134694 | 135341 | 135926 | 136702 | 137199
2018 | US | RF | - | PJM | MW | Controllable and Dispatchable Demand Response - Available |  | 1331 | 791 | 6855 | 6877 | 6908 | 6934 | 6969 | 7001 | 7038 | 7073 | 7118
2018 | US | RF | - | PJM | MW | Net Internal Demand |  | 131026 | 131248 | 125546 | 126240 | 126894 | 127501 | 127725 | 128340 | 128888 | 129629 | 130081
2018 | US | RF | - | PJM | MW | Behind the Meter Generation - Capacity |  | 0 | 0 | 0 | 0 | 0 | 0 | 0 | 0 | 0 | 0 | 0
2018 | US | RF | - | PJM | MW | Other Capacity Adjustments - Additions |  | 0 | 0 | 0 | 0 | 0 | 0 | 0 | 0 | 0 | 0 | 0
2018 | US | RF | - | PJM | MW | Other Capacity Adjustments - Reductions |  | 0 | 0 | 0 | 0 | 0 | 0 | 0 | 0 | 0 | 0 | 0
2018 | US | RF | - | PJM | MW | Confirmed Retirements |  | 8666.8 | 15610.9 | 18517.5 | 19957.7 | 19957.7 | 19957.7 | 19957.7 | 19957.7 | 19957.7 | 19957.7 | 19957.7
2018 | US | RF | - | PJM | MW | Unconfirmed Retirements |  | 0 | 0 | 896 | 3954 | 3954 | 3954 | 3954 | 3954 | 3954 | 3954 | 3954
2018 | US | RF | - | PJM | MW | Scheduled Outages |  | 0 | 0 | 0 | 0 | 0 | 0 | 0 | 0 | 0 | 0 | 0
2018 | US | RF | - | PJM | MW | Transmission Limitations |  | 0 | 0 | 0 | 0 | 0 | 0 | 0 | 0 | 0 | 0 | 0
2018 | US | RF | - | PJM | MW | Existing-Certain |  | 181863.94 | 180266.74 | 179000.54 | 179085.5 | 179088.3 | 179088.3 | 179088.3 | 179088.3 | 179088.3 | 179088.3 | 179088.3
2018 | US | RF | - | PJM | MW | Existing-Other |  | 0 | 0 | 0 | 0 | 0 | 0 | 0 | 0 | 0 | 0 | 0
2018 | US | RF | - | PJM | MW | Additions - Tier 1 |  | 0 | 7583.335 | 13956.495 | 17257.195 | 17257.195 | 17257.195 | 17257.195 | 17257.195 | 17257.195 | 17257.195 | 17257.195
2018 | US | RF | - | PJM | MW | Additions - Tier 2 |  | 0 | 7786.39 | 19557.222 | 24396.432 | 29138.832 | 29838.832 | 29838.832 | 29838.832 | 29838.832 | 29838.832 | 29838.832
2018 | US | RF | - | PJM | MW | Additions - Tier 3 |  | 0 | 0 | 0 | 0 | 0 | 0 | 0 | 0 | 0 | 0 | 0
2018 | US | RF | - | PJM | MW | Firm Imports |  | 3364.4 | 3167 | 3411.4 | 0 | 0 | 0 | 0 | 0 | 0 | 0 | 0
2018 | US | RF | - | PJM | MW | Firm Exports |  | 1829.1 | 1681.5 | 1683.1 | 0 | 0 | 0 | 0 | 0 | 0 | 0 | 0
2018 | US | RF | - | PJM | MW | Net Firm Capacity Transfers |  | 1535.3 | 1485.5 | 1728.3 | 0 | 0 | 0 | 0 | 0 | 0 | 0 | 0
2018 | US | RF | - | PJM | MW | Expected Imports |  | 0 | 0 | 0 | 3411.4 | 3411.4 | 3411.4 | 3411.4 | 3411.4 | 3411.4 | 3411.4 | 3411.4
2018 | US | RF | - | PJM | MW | Expected Exports |  | 0 | 0 | 0 | 1683.1 | 1683.1 | 1683.1 | 1683.1 | 1683.1 | 1683.1 | 1683.1 | 1683.1
2018 | US | RF | - | PJM | MW | Net Expected Transfers |  | 0 | 0 | 0 | 1728.3 | 1728.3 | 1728.3 | 1728.3 | 1728.3 | 1728.3 | 1728.3 | 1728.3
2018 | US | RF | - | PJM | MW | Existing-Certain & Net Firm Transfers |  | 183399.24 | 181752.24 | 180728.84 | 179085.5 | 179088.3 | 179088.3 | 179088.3 | 179088.3 | 179088.3 | 179088.3 | 179088.3
2018 | US | RF | - | PJM | MW | Anticipated Resources |  | 183399.24 | 189335.575 | 194685.335 | 196342.695 | 196345.495 | 196345.495 | 196345.495 | 196345.495 | 196345.495 | 196345.495 | 196345.495
2018 | US | RF | - | PJM | MW | Prospective Resources |  | 183399.24 | 197121.965 | 213346.557 | 218513.427 | 223258.627 | 223958.627 | 223958.627 | 223958.627 | 223958.627 | 223958.627 | 223958.627
2018 | US | RF | - | PJM | MW | Existing-Certain and Net Firm Transfers Excess/Shortfall |  | 0 | 0 | 0 | 0 | 0 | 0 | 0 | 0 | 0 | 0 | 0
2018 | US | RF | - | PJM | MW | Anticipated Excess/Shortfall |  | 0 | 0 | 0 | 0 | 0 | 0 | 0 | 0 | 0 | 0 | 0
2018 | US | RF | - | PJM | MW | Prospective Excess/Shortfall |  | 0 | 0 | 0 | 0 | 0 | 0 | 0 | 0 | 0 | 0 | 0
2018 | US | RF | - | PJM | % | Existing-Certain and Net Firm Transfers Reserve Margin |  | 39.97% | 38.48% | 43.95% | 41.86% | 41.13% | 40.46% | 40.21% | 39.54% | 38.95% | 38.15% | 37.67%
2018 | US | RF | - | PJM | % | Anticipated Reserve Margin |  | 39.97% | 44.26% | 55.07% | 55.53% | 54.73% | 54% | 53.73% | 52.99% | 52.34% | 51.47% | 50.94%
2018 | US | RF | - | PJM | % | Prospective Reserve Margin |  | 39.97% | 50.19% | 69.93% | 73.09% | 75.94% | 75.65% | 75.34% | 74.5% | 73.76% | 72.77% | 72.17%
2018 | US | RF | - | PJM | % | Reference Margin Level |  | 16.1% | 15.9% | 15.9% | 15.8% | 15.8% | 15.8% | 15.8% | 15.8% | 15.8% | 15.8% | 15.8%
2018 | US | SERC | - | SERC-E | MW | Energy Efficiency and Conservation |  | 340 | 378 | 456 | 528 | 625 | 698 | 762 | 825 | 884 | 963 | 1052
2018 | US | SERC | - | SERC-E | MW | Total Installed Photovoltaic |  | 297 | 362 | 423 | 488 | 546 | 594 | 644 | 695 | 750 | 807 | 866
2018 | US | SERC | - | SERC-E | MW | Photovoltaic On-Peak |  | 11 | 14 | 16 | 20 | 23 | 26 | 28 | 31 | 34 | 36 | 39
2018 | US | SERC | - | SERC-E | MW | Total Internal Demand |  | 43284 | 43583 | 43857 | 44209 | 44548 | 45051 | 45442 | 45883 | 46386 | 46883 | 47391
2018 | US | SERC | - | SERC-E | MW | Controllable and Dispatchable Demand Response - Available |  | 942 | 948 | 950 | 952 | 950 | 951 | 952 | 953 | 954 | 955 | 956
2018 | US | SERC | - | SERC-E | MW | Net Internal Demand |  | 42342 | 42635 | 42907 | 43257 | 43598 | 44100 | 44490 | 44930 | 45432 | 45928 | 46435
2018 | US | SERC | - | SERC-E | MW | Behind the Meter Generation - Capacity |  | 0 | 0 | 0 | 0 | 0 | 0 | 0 | 0 | 0 | 0 | 0
2018 | US | SERC | - | SERC-E | MW | Other Capacity Adjustments - Additions |  | 0 | 0 | 0 | 0 | 0 | 0 | 0 | 0 | 0 | 0 | 0
2018 | US | SERC | - | SERC-E | MW | Other Capacity Adjustments - Reductions |  | 0 | 0 | 0 | 0 | 0 | 0 | 0 | 0 | 0 | 0 | 0
2018 | US | SERC | - | SERC-E | MW | Confirmed Retirements |  | 0 | 0 | 141 | 207 | 676 | 1062 | 1062 | 1062 | 1062 | 1062 | 1062
2018 | US | SERC | - | SERC-E | MW | Unconfirmed Retirements |  | 0 | 0 | 0 | 0 | 0 | 0 | 0 | 0 | 0 | 0 | 0
2018 | US | SERC | - | SERC-E | MW | Scheduled Outages |  | 0 | 0 | 0 | 0 | 0 | 0 | 0 | 0 | 0 | 0 | 0
2018 | US | SERC | - | SERC-E | MW | Transmission Limitations |  | 0 | 0 | 0 | 0 | 0 | 0 | 0 | 0 | 0 | 0 | 0
2018 | US | SERC | - | SERC-E | MW | Existing-Certain |  | 53992.04 | 53917.04 | 53199.44 | 53249.84 | 53296.24 | 53342.64 | 53348.64 | 53348.64 | 53352.64 | 53120.64 | 51990.64
2018 | US | SERC | - | SERC-E | MW | Existing-Other |  | 42 | 42 | 42 | 42 | 42 | 42 | 42 | 42 | 42 | 42 | 42
2018 | US | SERC | - | SERC-E | MW | Additions - Tier 1 |  | 0 | 586.4 | 601.4 | 601.4 | 1883.4 | 1883.4 | 1883.4 | 3165.4 | 4447.4 | 4682.4 | 4682.4
2018 | US | SERC | - | SERC-E | MW | Additions - Tier 2 |  | 0 | 0 | 0 | 0 | 0 | 0 | 0 | 0 | 0 | 0 | 0
2018 | US | SERC | - | SERC-E | MW | Additions - Tier 3 |  | 0 | 0 | 0 | 0 | 0 | 0 | 0 | 0 | 0 | 0 | 0
2018 | US | SERC | - | SERC-E | MW | Firm Imports |  | 507 | 507 | 507 | 507 | 348 | 348 | 348 | 348 | 348 | 348 | 348
2018 | US | SERC | - | SERC-E | MW | Firm Exports |  | 323 | 323 | 662 | 323 | 323 | 323 | 323 | 323 | 323 | 323 | 323
2018 | US | SERC | - | SERC-E | MW | Net Firm Capacity Transfers |  | 184 | 184 | -155 | 184 | 25 | 25 | 25 | 25 | 25 | 25 | 25
2018 | US | SERC | - | SERC-E | MW | Expected Imports |  | 0 | 0 | 0 | 0 | 0 | 0 | 0 | 0 | 0 | 0 | 0
2018 | US | SERC | - | SERC-E | MW | Expected Exports |  | 0 | 0 | 0 | 0 | 0 | 0 | 0 | 0 | 0 | 0 | 0
2018 | US | SERC | - | SERC-E | MW | Net Expected Transfers |  | 0 | 0 | 0 | 0 | 0 | 0 | 0 | 0 | 0 | 0 | 0
2018 | US | SERC | - | SERC-E | MW | Existing-Certain & Net Firm Transfers |  | 54176.04 | 54101.04 | 53044.44 | 53433.84 | 53321.24 | 53367.64 | 53373.64 | 53373.64 | 53377.64 | 53145.64 | 52015.64
2018 | US | SERC | - | SERC-E | MW | Anticipated Resources |  | 54176.04 | 54687.44 | 53645.84 | 54035.24 | 55204.64 | 55251.04 | 55257.04 | 56539.04 | 57825.04 | 57828.04 | 56698.04
2018 | US | SERC | - | SERC-E | MW | Prospective Resources |  | 54218.04 | 54729.44 | 53687.84 | 54077.24 | 55246.64 | 55293.04 | 55299.04 | 56581.04 | 57867.04 | 57870.04 | 56740.04
2018 | US | SERC | - | SERC-E | MW | Existing-Certain and Net Firm Transfers Excess/Shortfall |  | 0 | 0 | 0 | 0 | 0 | 0 | 0 | 0 | 0 | 0 | -1384.61
2018 | US | SERC | - | SERC-E | MW | Anticipated Excess/Shortfall |  | 0 | 0 | 0 | 0 | 0 | 0 | 0 | 0 | 0 | 0 | 0
2018 | US | SERC | - | SERC-E | MW | Prospective Excess/Shortfall |  | 0 | 0 | 0 | 0 | 0 | 0 | 0 | 0 | 0 | 0 | 0
2018 | US | SERC | - | SERC-E | % | Existing-Certain and Net Firm Transfers Reserve Margin |  | 27.95% | 26.89% | 23.63% | 23.53% | 22.3% | 21.02% | 19.97% | 18.79% | 17.49% | 15.72% | 12.02%
2018 | US | SERC | - | SERC-E | % | Anticipated Reserve Margin |  | 27.95% | 28.27% | 25.03% | 24.92% | 26.62% | 25.29% | 24.2% | 25.84% | 27.28% | 25.91% | 22.1%
2018 | US | SERC | - | SERC-E | % | Prospective Reserve Margin |  | 28.05% | 28.37% | 25.13% | 25.01% | 26.72% | 25.38% | 24.3% | 25.93% | 27.37% | 26% | 22.19%
2018 | US | SERC | - | SERC-E | % | Reference Margin Level |  | 15% | 15% | 15% | 15% | 15% | 15% | 15% | 15% | 15% | 15% | 15%
2018 | US | SERC | - | SERC-N | MW | Energy Efficiency and Conservation |  | 400 | 402 | 416 | 421 | 387 | 397 | 426 | 453 | 440 | 406 | 368
2018 | US | SERC | - | SERC-N | MW | Total Installed Photovoltaic |  | 77 | 77 | 77 | 76 | 76 | 76 | 76 | 76 | 76 | 76 | 76
2018 | US | SERC | - | SERC-N | MW | Photovoltaic On-Peak |  | 77 | 77 | 77 | 76 | 76 | 76 | 76 | 76 | 76 | 76 | 76
2018 | US | SERC | - | SERC-N | MW | Total Internal Demand |  | 41274 | 41335 | 41421 | 41482 | 41468 | 41579 | 41617 | 41653 | 41785 | 42001 | 42151
2018 | US | SERC | - | SERC-N | MW | Controllable and Dispatchable Demand Response - Available |  | 1663 | 1663 | 1632 | 1589 | 1535 | 1501 | 1496 | 1496 | 1496 | 1496 | 1496
2018 | US | SERC | - | SERC-N | MW | Net Internal Demand |  | 39611 | 39672 | 39789 | 39893 | 39933 | 40078 | 40121 | 40157 | 40289 | 40505 | 40655
2018 | US | SERC | - | SERC-N | MW | Behind the Meter Generation - Capacity |  | 0 | 0 | 0 | 0 | 0 | 0 | 0 | 0 | 0 | 0 | 0
2018 | US | SERC | - | SERC-N | MW | Other Capacity Adjustments - Additions |  | 0 | 0 | 0 | 0 | 0 | 0 | 0 | 0 | 0 | 0 | 0
2018 | US | SERC | - | SERC-N | MW | Other Capacity Adjustments - Reductions |  | 0 | 0 | 0 | 0 | 0 | 0 | 0 | 0 | 0 | 0 | 0
2018 | US | SERC | - | SERC-N | MW | Confirmed Retirements |  | 0 | 1123 | 1559 | 2282 | 2282 | 2282 | 2282 | 2282 | 2282 | 2282 | 2282
2018 | US | SERC | - | SERC-N | MW | Unconfirmed Retirements |  | 0 | 0 | 0 | 0 | 0 | 0 | 0 | 0 | 0 | 0 | 0
2018 | US | SERC | - | SERC-N | MW | Scheduled Outages |  | 0 | 0 | 0 | 0 | 0 | 0 | 0 | 0 | 0 | 0 | 0
2018 | US | SERC | - | SERC-N | MW | Transmission Limitations |  | 0 | 0 | 0 | 0 | 0 | 0 | 0 | 0 | 0 | 0 | 0
2018 | US | SERC | - | SERC-N | MW | Existing-Certain |  | 54054.63 | 54434.63 | 54523.63 | 54523.63 | 54523.63 | 54523.63 | 54523.63 | 54523.63 | 54523.63 | 54523.63 | 54523.63
2018 | US | SERC | - | SERC-N | MW | Existing-Other |  | 1242.26 | 1242.26 | 1242.26 | 1242.26 | 1242.26 | 1242.26 | 1242.26 | 1242.26 | 1242.26 | 1242.26 | 1242.26
2018 | US | SERC | - | SERC-N | MW | Additions - Tier 1 |  | 0 | 0 | 0 | 0 | 0 | 0 | 0 | 0 | 0 | 0 | 0
2018 | US | SERC | - | SERC-N | MW | Additions - Tier 2 |  | 0 | 0 | 0 | 0 | 0 | 0 | 0 | 0 | 0 | 0 | 0
2018 | US | SERC | - | SERC-N | MW | Additions - Tier 3 |  | 0 | 0 | 0 | 0 | 0 | 0 | 0 | 0 | 0 | 0 | 0
2018 | US | SERC | - | SERC-N | MW | Firm Imports |  | 1116 | 1221 | 1221 | 1221 | 1221 | 1221 | 1221 | 1221 | 1221 | 1221 | 1221
2018 | US | SERC | - | SERC-N | MW | Firm Exports |  | 2215.4 | 2407.4 | 2316.4 | 2316.4 | 2316.4 | 2316.4 | 2316.4 | 2316.4 | 2316.4 | 2316.4 | 2316.4
2018 | US | SERC | - | SERC-N | MW | Net Firm Capacity Transfers |  | -1099.4 | -1186.4 | -1095.4 | -1095.4 | -1095.4 | -1095.4 | -1095.4 | -1095.4 | -1095.4 | -1095.4 | -1095.4
2018 | US | SERC | - | SERC-N | MW | Expected Imports |  | 0 | 0 | 0 | 0 | 0 | 0 | 0 | 0 | 0 | 0 | 0
2018 | US | SERC | - | SERC-N | MW | Expected Exports |  | 0 | 0 | 0 | 0 | 0 | 0 | 0 | 0 | 0 | 0 | 0
2018 | US | SERC | - | SERC-N | MW | Net Expected Transfers |  | 0 | 0 | 0 | 0 | 0 | 0 | 0 | 0 | 0 | 0 | 0
2018 | US | SERC | - | SERC-N | MW | Existing-Certain & Net Firm Transfers |  | 52955.23 | 53248.23 | 53428.23 | 53428.23 | 53428.23 | 53428.23 | 53428.23 | 53428.23 | 53428.23 | 53428.23 | 53428.23
2018 | US | SERC | - | SERC-N | MW | Anticipated Resources |  | 52955.23 | 53248.23 | 53428.23 | 53428.23 | 53428.23 | 53428.23 | 53428.23 | 53428.23 | 53428.23 | 53428.23 | 53428.23
2018 | US | SERC | - | SERC-N | MW | Prospective Resources |  | 54197.49 | 54490.49 | 54670.49 | 54670.49 | 54670.49 | 54670.49 | 54670.49 | 54670.49 | 54670.49 | 54670.49 | 54670.49
2018 | US | SERC | - | SERC-N | MW | Existing-Certain and Net Firm Transfers Excess/Shortfall |  | 0 | 0 | 0 | 0 | 0 | 0 | 0 | 0 | 0 | 0 | 0
2018 | US | SERC | - | SERC-N | MW | Anticipated Excess/Shortfall |  | 0 | 0 | 0 | 0 | 0 | 0 | 0 | 0 | 0 | 0 | 0
2018 | US | SERC | - | SERC-N | MW | Prospective Excess/Shortfall |  | 0 | 0 | 0 | 0 | 0 | 0 | 0 | 0 | 0 | 0 | 0
2018 | US | SERC | - | SERC-N | % | Existing-Certain and Net Firm Transfers Reserve Margin |  | 33.69% | 34.22% | 34.28% | 33.93% | 33.79% | 33.31% | 33.17% | 33.05% | 32.61% | 31.91% | 31.42%
2018 | US | SERC | - | SERC-N | % | Anticipated Reserve Margin |  | 33.69% | 34.22% | 34.28% | 33.93% | 33.79% | 33.31% | 33.17% | 33.05% | 32.61% | 31.91% | 31.42%
2018 | US | SERC | - | SERC-N | % | Prospective Reserve Margin |  | 36.82% | 37.35% | 37.4% | 37.04% | 36.91% | 36.41% | 36.26% | 36.14% | 35.7% | 34.97% | 34.47%
2018 | US | SERC | - | SERC-N | % | Reference Margin Level |  | 15% | 15% | 15% | 15% | 15% | 15% | 15% | 15% | 15% | 15% | 15%
2018 | US | SERC | - | SERC-SE | MW | Energy Efficiency and Conservation |  | 0 | 0 | 0 | 0 | 0 | 0 | 0 | 0 | 0 | 0 | 0
2018 | US | SERC | - | SERC-SE | MW | Total Installed Photovoltaic |  | 0 | 0 | 0 | 0 | 0 | 0 | 0 | 0 | 0 | 0 | 0
2018 | US | SERC | - | SERC-SE | MW | Photovoltaic On-Peak |  | 0 | 0 | 0 | 0 | 0 | 0 | 0 | 0 | 0 | 0 | 0
2018 | US | SERC | - | SERC-SE | MW | Total Internal Demand |  | 45042 | 45497 | 45700 | 45960 | 46142 | 46335 | 46602 | 46874 | 46464 | 46484 | 47003
2018 | US | SERC | - | SERC-SE | MW | Controllable and Dispatchable Demand Response - Available |  | 2111 | 2112 | 2115 | 2115 | 2117 | 2118 | 2119 | 2121 | 2121 | 2122 | 2123
2018 | US | SERC | - | SERC-SE | MW | Net Internal Demand |  | 42931 | 43385 | 43585 | 43845 | 44025 | 44217 | 44483 | 44753 | 44343 | 44362 | 44880
2018 | US | SERC | - | SERC-SE | MW | Behind the Meter Generation - Capacity |  | 0 | 0 | 0 | 0 | 0 | 0 | 0 | 0 | 0 | 0 | 0
2018 | US | SERC | - | SERC-SE | MW | Other Capacity Adjustments - Additions |  | 0 | 0 | 0 | 0 | 0 | 0 | 0 | 0 | 0 | 0 | 0
2018 | US | SERC | - | SERC-SE | MW | Other Capacity Adjustments - Reductions |  | 0 | 0 | 0 | 0 | 0 | 0 | 0 | 0 | 0 | 0 | 0
2018 | US | SERC | - | SERC-SE | MW | Confirmed Retirements |  | 0 | 1564 | 1564 | 1692 | 1692 | 1692 | 1692 | 1692 | 1692 | 1692 | 1692
2018 | US | SERC | - | SERC-SE | MW | Unconfirmed Retirements |  | 0 | 0 | 0 | 0 | 0 | 0 | 0 | 0 | 0 | 0 | 0
2018 | US | SERC | - | SERC-SE | MW | Scheduled Outages |  | 0 | 0 | 0 | 0 | 0 | 0 | 0 | 0 | 0 | 0 | 0
2018 | US | SERC | - | SERC-SE | MW | Transmission Limitations |  | 0 | 0 | 0 | 0 | 0 | 0 | 0 | 0 | 0 | 0 | 0
2018 | US | SERC | - | SERC-SE | MW | Existing-Certain |  | 64162.63 | 64197.63 | 64206.83 | 64216.03 | 64216.03 | 64216.03 | 64216.03 | 64216.03 | 64216.03 | 64216.03 | 64216.03
2018 | US | SERC | - | SERC-SE | MW | Existing-Other |  | 924.21 | 924.21 | 924.21 | 924.21 | 924.21 | 924.21 | 924.21 | 924.21 | 924.21 | 924.21 | 924.21
2018 | US | SERC | - | SERC-SE | MW | Additions - Tier 1 |  | 40 | 163.5 | 163.5 | 1263.5 | 2363.5 | 2363.5 | 2363.5 | 2363.5 | 2363.5 | 2363.5 | 2363.5
2018 | US | SERC | - | SERC-SE | MW | Additions - Tier 2 |  | 100 | 100 | 198.1 | 198.1 | 198.1 | 198.1 | 198.1 | 198.1 | 198.1 | 198.1 | 198.1
2018 | US | SERC | - | SERC-SE | MW | Additions - Tier 3 |  | 1348.5 | 2674.93 | 3475.06 | 3635.06 | 3635.06 | 3635.06 | 3635.06 | 3635.06 | 3635.06 | 3635.06 | 3635.06
2018 | US | SERC | - | SERC-SE | MW | Firm Imports |  | 126 | 145 | 165 | 187 | 208 | 230 | 252 | 275 | 279 | 281 | 283
2018 | US | SERC | - | SERC-SE | MW | Firm Exports |  | 1571 | 1571 | 1571 | 1824 | 1871 | 1974 | 1974 | 1924 | 1924 | 1924 | 1924
2018 | US | SERC | - | SERC-SE | MW | Net Firm Capacity Transfers |  | -1445 | -1426 | -1406 | -1637 | -1663 | -1744 | -1722 | -1649 | -1645 | -1643 | -1641
2018 | US | SERC | - | SERC-SE | MW | Expected Imports |  | 0 | 0 | 0 | 0 | 0 | 0 | 0 | 0 | 0 | 0 | 0
2018 | US | SERC | - | SERC-SE | MW | Expected Exports |  | 0 | 0 | 0 | 0 | 0 | 0 | 0 | 0 | 0 | 0 | 0
2018 | US | SERC | - | SERC-SE | MW | Net Expected Transfers |  | 0 | 0 | 0 | 0 | 0 | 0 | 0 | 0 | 0 | 0 | 0
2018 | US | SERC | - | SERC-SE | MW | Existing-Certain & Net Firm Transfers |  | 62717.63 | 62771.63 | 62800.83 | 62579.03 | 62553.03 | 62472.03 | 62494.03 | 62567.03 | 62571.03 | 62573.03 | 62575.03
2018 | US | SERC | - | SERC-SE | MW | Anticipated Resources |  | 62757.63 | 62935.13 | 62964.33 | 63842.53 | 64916.53 | 64835.53 | 64857.53 | 64930.53 | 64934.53 | 64936.53 | 64938.53
2018 | US | SERC | - | SERC-SE | MW | Prospective Resources |  | 63781.84 | 63959.34 | 64086.64 | 64964.84 | 66038.84 | 65957.84 | 65979.84 | 66052.84 | 66056.84 | 66058.84 | 66060.84
2018 | US | SERC | - | SERC-SE | MW | Existing-Certain and Net Firm Transfers Excess/Shortfall |  | 0 | 0 | 0 | 0 | 0 | 0 | 0 | 0 | 0 | 0 | 0
2018 | US | SERC | - | SERC-SE | MW | Anticipated Excess/Shortfall |  | 0 | 0 | 0 | 0 | 0 | 0 | 0 | 0 | 0 | 0 | 0
2018 | US | SERC | - | SERC-SE | MW | Prospective Excess/Shortfall |  | 0 | 0 | 0 | 0 | 0 | 0 | 0 | 0 | 0 | 0 | 0
2018 | US | SERC | - | SERC-SE | % | Existing-Certain and Net Firm Transfers Reserve Margin |  | 46.09% | 44.69% | 44.09% | 42.73% | 42.09% | 41.29% | 40.49% | 39.81% | 41.11% | 41.05% | 39.43%
2018 | US | SERC | - | SERC-SE | % | Anticipated Reserve Margin |  | 46.18% | 45.06% | 44.46% | 45.61% | 47.45% | 46.63% | 45.8% | 45.09% | 46.44% | 46.38% | 44.69%
2018 | US | SERC | - | SERC-SE | % | Prospective Reserve Margin |  | 48.57% | 47.42% | 47.04% | 48.17% | 50% | 49.17% | 48.33% | 47.59% | 48.97% | 48.91% | 47.19%
2018 | US | SERC | - | SERC-SE | % | Reference Margin Level |  | 15% | 15% | 15% | 15% | 15% | 15% | 15% | 15% | 15% | 15% | 15%
2018 | US | SPP | - | SPP | MW | Energy Efficiency and Conservation |  | 176.6944 | 240.1579 | 310.9182 | 422.8137 | 523.5125 | 616.41 | 705.1612 | 786.9564 | 842.4494 | 860.1473 | 893.7143
2018 | US | SPP | - | SPP | MW | Total Installed Photovoltaic |  | 0 | 0 | 0 | 0 | 0 | 0 | 0 | 0 | 0 | 0 | 0
2018 | US | SPP | - | SPP | MW | Photovoltaic On-Peak |  | 0 | 0 | 0 | 0 | 0 | 0 | 0 | 0 | 0 | 0 | 0
2018 | US | SPP | - | SPP | MW | Total Internal Demand |  | 40509.7793 | 40653.8835 | 41248.5908 | 41193 | 41607.3996 | 41841.9193 | 42550.585 | 42675.9058 | 42881.8524 | 43228.8602 | 43484.2285
2018 | US | SPP | - | SPP | MW | Controllable and Dispatchable Demand Response - Available |  | 431.8 | 428.2 | 430.2 | 410.4 | 402.2 | 404.2 | 406.2 | 408.2 | 411.2 | 412.2 | 414.2
2018 | US | SPP | - | SPP | MW | Net Internal Demand |  | 40077.9793 | 40225.6835 | 40818.3908 | 40782.6 | 41205.1996 | 41437.7193 | 42144.385 | 42267.7058 | 42470.6524 | 42816.6602 | 43070.0285
2018 | US | SPP | - | SPP | MW | Behind the Meter Generation - Capacity |  | 868.2 | 868.2 | 868.2 | 868.2 | 868.2 | 868.2 | 868.2 | 868.2 | 868.2 | 868.2 | 868.2
2018 | US | SPP | - | SPP | MW | Other Capacity Adjustments - Additions |  | 0 | 0 | 0 | 0 | 0 | 0 | 0 | 200 | 200 | 200 | 242
2018 | US | SPP | - | SPP | MW | Other Capacity Adjustments - Reductions |  | 365.7 | 65 | 21 | 21 | 19 | 19 | 13 | 13 | 13 | 13 | 13
2018 | US | SPP | - | SPP | MW | Confirmed Retirements |  | 53.5 | 791.9 | 1163.4 | 1945.8 | 2303.6 | 2442.6 | 2517.6 | 2924.4 | 3115.7 | 3320.7 | 3578.4
2018 | US | SPP | - | SPP | MW | Unconfirmed Retirements |  | 122 | 292.3 | 292.3 | 292.3 | 583.4 | 583.4 | 746.4 | 746.4 | 746.4 | 829.4 | 829.4
2018 | US | SPP | - | SPP | MW | Scheduled Outages |  | 871.6 | 935.3 | 108.2 | 189.4 | 77.6 | 77.6 | 77.6 | 86 | 86 | 86 | 46
2018 | US | SPP | - | SPP | MW | Transmission Limitations |  | 0 | 0 | 0 | 0 | 0 | 0 | 0 | 0 | 0 | 0 | 0
2018 | US | SPP | - | SPP | MW | Existing-Certain |  | 67767.2907 | 67807.2907 | 68513.3907 | 68100.0907 | 67699.8907 | 66752.2907 | 66672.9907 | 66756.5907 | 66291.8907 | 65822.8907 | 65889.7907
2018 | US | SPP | - | SPP | MW | Existing-Other |  | 100 | 100 | 100 | 100 | 100 | 100 | 100 | 100 | 100 | 100 | 100
2018 | US | SPP | - | SPP | MW | Additions - Tier 1 |  | 5 | 213 | 247 | 247 | 247 | 247 | 247 | 247 | 247 | 247 | 247
2018 | US | SPP | - | SPP | MW | Additions - Tier 2 |  | 0.6 | 0.6 | 0.6 | 0.6 | 0.6 | 0.6 | 0.6 | 0.6 | 0.6 | 0.6 | 0.6
2018 | US | SPP | - | SPP | MW | Additions - Tier 3 |  | 0 | 0 | 0 | 0 | 0 | 0 | 0 | 0 | 0 | 0 | 0
2018 | US | SPP | - | SPP | MW | Firm Imports |  | 2992.6 | 2977.9 | 2978.1 | 2978.3 | 2678.6 | 2678.8 | 2561 | 2561.3 | 2561.5 | 2511.8 | 2512
2018 | US | SPP | - | SPP | MW | Firm Exports |  | 3322.6 | 3290.2 | 3639.9 | 3189.7 | 3147.1 | 2747.6 | 2748.1 | 2748.5 | 2749 | 2749.4 | 2749.9
2018 | US | SPP | - | SPP | MW | Net Firm Capacity Transfers |  | -330 | -312.3 | -661.8 | -211.4 | -468.5 | -68.8 | -187.1 | -187.2 | -187.5 | -237.6 | -237.9
2018 | US | SPP | - | SPP | MW | Expected Imports |  | 0 | 0 | 0 | 0 | 0 | 0 | 0 | 0 | 0 | 0 | 0
2018 | US | SPP | - | SPP | MW | Expected Exports |  | 0 | 0 | 0 | 0 | 0 | 0 | 0 | 0 | 0 | 0 | 0
2018 | US | SPP | - | SPP | MW | Net Expected Transfers |  | 0 | 0 | 0 | 0 | 0 | 0 | 0 | 0 | 0 | 0 | 0
2018 | US | SPP | - | SPP | MW | Existing-Certain & Net Firm Transfers |  | 67437.2907 | 67494.9907 | 67851.5907 | 67888.6907 | 67231.3907 | 66683.4907 | 66485.8907 | 66569.3907 | 66104.3907 | 65585.2907 | 65651.8907
2018 | US | SPP | - | SPP | MW | Anticipated Resources |  | 67442.2907 | 67707.9907 | 68098.5907 | 68135.6907 | 67478.3907 | 66930.4907 | 66732.8907 | 66816.3907 | 66351.3907 | 65832.2907 | 65898.8907
2018 | US | SPP | - | SPP | MW | Prospective Resources |  | 67420.8907 | 67516.2907 | 67906.8907 | 67943.9907 | 66995.5907 | 66447.6907 | 66087.0907 | 66170.5907 | 65705.5907 | 65103.4907 | 65170.0907
2018 | US | SPP | - | SPP | MW | Existing-Certain and Net Firm Transfers Excess/Shortfall |  | 0 | 0 | 0 | 0 | 0 | 0 | 0 | 0 | 0 | 0 | 0
2018 | US | SPP | - | SPP | MW | Anticipated Excess/Shortfall |  | 0 | 0 | 0 | 0 | 0 | 0 | 0 | 0 | 0 | 0 | 0
2018 | US | SPP | - | SPP | MW | Prospective Excess/Shortfall |  | 0 | 0 | 0 | 0 | 0 | 0 | 0 | 0 | 0 | 0 | 0
2018 | US | SPP | - | SPP | % | Existing-Certain and Net Firm Transfers Reserve Margin |  | 68.27% | 67.79% | 66.23% | 66.46% | 63.16% | 60.92% | 57.76% | 57.49% | 55.65% | 53.18% | 52.43%
2018 | US | SPP | - | SPP | % | Anticipated Reserve Margin |  | 68.28% | 68.32% | 66.83% | 67.07% | 63.76% | 61.52% | 58.34% | 58.08% | 56.23% | 53.75% | 53%
2018 | US | SPP | - | SPP | % | Prospective Reserve Margin |  | 68.22% | 67.84% | 66.36% | 66.6% | 62.59% | 60.36% | 56.81% | 56.55% | 54.71% | 52.05% | 51.31%
2018 | US | SPP | - | SPP | % | Reference Margin Level |  | 12% | 12% | 12% | 12% | 12% | 12% | 12% | 12% | 12% | 12% | 12%
2018 | US | TRE | - | ERCOT | MW | Energy Efficiency and Conservation |  | 1270.2481 | 1543.7865 | 1822.0386 | 2103.9244 | 2389.4438 | 2678.597 | 2973.5438 | 3272.1243 | 3577.3074 | 3889.7949 | 4177.1981
2018 | US | TRE | - | ERCOT | MW | Total Installed Photovoltaic |  | 481.25 | 601.5625 | 751.9531 | 939.9414 | 1174.9268 | 1468.6584 | 1835.8231 | 2294.7788 | 2868.4735 | 3585.5919 | 4481.9899
2018 | US | TRE | - | ERCOT | MW | Photovoltaic On-Peak |  | 38.5 | 48.125 | 60.1562 | 75.1953 | 93.9941 | 117.4927 | 146.8658 | 183.5823 | 229.4779 | 286.8474 | 358.5592
2018 | US | TRE | - | ERCOT | MW | Total Internal Demand |  | 58229.1783 | 59004.3521 | 59991.0894 | 61097.4507 | 62006.9683 | 62856.9839 | 63615.8866 | 64410.9523 | 65268.2054 | 66119.5135 | 66971.3072
2018 | US | TRE | - | ERCOT | MW | Controllable and Dispatchable Demand Response - Available |  | 1912 | 1891 | 1891 | 1891 | 1891 | 1891 | 1891 | 1891 | 1891 | 1891 | 1891
2018 | US | TRE | - | ERCOT | MW | Net Internal Demand |  | 56317.1783 | 57113.3521 | 58100.0894 | 59206.4507 | 60115.9683 | 60965.9839 | 61724.8866 | 62519.9523 | 63377.2054 | 64228.5135 | 65080.3072
2018 | US | TRE | - | ERCOT | MW | Behind the Meter Generation - Capacity |  | 3298 | 3264.4 | 3228.4 | 3199.4 | 3259.4 | 3259.4 | 3249.4 | 3249.4 | 3249.4 | 3249.4 | 3249.4
2018 | US | TRE | - | ERCOT | MW | Other Capacity Adjustments - Additions |  | 79.1 | 79.1 | 79.1 | 79.1 | 79.1 | 79.1 | 79.1 | 79.1 | 79.1 | 79.1 | 79.1
2018 | US | TRE | - | ERCOT | MW | Other Capacity Adjustments - Reductions |  | 0 | 0 | 0 | 0 | 0 | 0 | 0 | 0 | 0 | 0 | 0
2018 | US | TRE | - | ERCOT | MW | Confirmed Retirements |  | 872 | 5475 | 5475 | 5475 | 5475 | 5475 | 5475 | 5475 | 5475 | 5475 | 5475
2018 | US | TRE | - | ERCOT | MW | Unconfirmed Retirements |  | 0 | 0 | 0 | 315 | 235 | 602 | 602 | 602 | 602 | 602 | 602
2018 | US | TRE | - | ERCOT | MW | Scheduled Outages |  | 1695 | 0 | 0 | 0 | 0 | 0 | 0 | 0 | 0 | 0 | 0
2018 | US | TRE | - | ERCOT | MW | Transmission Limitations |  | 0 | 0 | 0 | 0 | 0 | 0 | 0 | 0 | 0 | 0 | 0
2018 | US | TRE | - | ERCOT | MW | Existing-Certain |  | 77627.798 | 79760.444 | 79719.044 | 79771.544 | 79831.544 | 79831.544 | 79821.544 | 79821.544 | 79821.544 | 79821.544 | 79821.544
2018 | US | TRE | - | ERCOT | MW | Existing-Other |  | 840 | 840 | 840 | 840 | 840 | 840 | 840 | 840 | 840 | 840 | 840
2018 | US | TRE | - | ERCOT | MW | Additions - Tier 1 |  | 761.868 | 3470.665 | 6379.972 | 7089.972 | 7089.972 | 7089.972 | 7089.972 | 7089.972 | 7089.972 | 7089.972 | 7089.972
2018 | US | TRE | - | ERCOT | MW | Additions - Tier 2 |  | 0 | 5147.961 | 10087.003 | 14247.079 | 14335.619 | 14335.619 | 14405.619 | 14405.619 | 14405.619 | 14405.619 | 14405.619
2018 | US | TRE | - | ERCOT | MW | Additions - Tier 3 |  | 4.8 | 120.76 | 1476.884 | 3246.152 | 3282.152 | 3282.152 | 3282.152 | 3282.152 | 3282.152 | 3282.152 | 3282.152
2018 | US | TRE | - | ERCOT | MW | Firm Imports |  | 1880 | 1880 | 1430 | 1380 | 1380 | 1380 | 1380 | 1380 | 1380 | 1380 | 1380
2018 | US | TRE | - | ERCOT | MW | Firm Exports |  | 1534.2 | 1534.2 | 1588.8 | 1288.8 | 1288.8 | 1288.8 | 1288.8 | 1288.8 | 1288.8 | 1288.8 | 1288.8
2018 | US | TRE | - | ERCOT | MW | Net Firm Capacity Transfers |  | 345.8 | 345.8 | -158.8 | 91.2 | 91.2 | 91.2 | 91.2 | 91.2 | 91.2 | 91.2 | 91.2
2018 | US | TRE | - | ERCOT | MW | Expected Imports |  | 1880 | 1880 | 1430 | 1380 | 1380 | 1380 | 1380 | 1380 | 1380 | 1380 | 1380
2018 | US | TRE | - | ERCOT | MW | Expected Exports |  | 1534.2 | 1534.2 | 1588.8 | 1288.8 | 1288.8 | 1288.8 | 1288.8 | 1288.8 | 1288.8 | 1288.8 | 1288.8
2018 | US | TRE | - | ERCOT | MW | Net Expected Transfers |  | 345.8 | 345.8 | -158.8 | 91.2 | 91.2 | 91.2 | 91.2 | 91.2 | 91.2 | 91.2 | 91.2
2018 | US | TRE | - | ERCOT | MW | Existing-Certain & Net Firm Transfers |  | 77973.598 | 80106.244 | 79560.244 | 79862.744 | 79922.744 | 79922.744 | 79912.744 | 79912.744 | 79912.744 | 79912.744 | 79912.744
2018 | US | TRE | - | ERCOT | MW | Anticipated Resources |  | 78735.466 | 83576.909 | 85940.216 | 86952.716 | 87012.716 | 87012.716 | 87002.716 | 87002.716 | 87002.716 | 87002.716 | 87002.716
2018 | US | TRE | - | ERCOT | MW | Prospective Resources |  | 79921.266 | 89910.67 | 96708.419 | 101815.995 | 102044.535 | 101677.535 | 101737.535 | 101737.535 | 101737.535 | 101737.535 | 101737.535
2018 | US | TRE | - | ERCOT | MW | Existing-Certain and Net Firm Transfers Excess/Shortfall |  | 0 | 0 | 0 | 0 | 0 | 0 | 0 | 0 | 0 | 0 | 0
2018 | US | TRE | - | ERCOT | MW | Anticipated Excess/Shortfall |  | 0 | 0 | 0 | 0 | 0 | 0 | 0 | 0 | 0 | 0 | 0
2018 | US | TRE | - | ERCOT | MW | Prospective Excess/Shortfall |  | 0 | 0 | 0 | 0 | 0 | 0 | 0 | 0 | 0 | 0 | 0
2018 | US | TRE | - | ERCOT | % | Existing-Certain and Net Firm Transfers Reserve Margin |  | 38.45% | 40.26% | 36.94% | 34.89% | 32.95% | 31.09% | 29.47% | 27.82% | 26.09% | 24.42% | 22.79%
2018 | US | TRE | - | ERCOT | % | Anticipated Reserve Margin |  | 39.81% | 46.34% | 47.92% | 46.86% | 44.74% | 42.72% | 40.95% | 39.16% | 37.28% | 35.46% | 33.69%
2018 | US | TRE | - | ERCOT | % | Prospective Reserve Margin |  | 41.91% | 57.42% | 66.45% | 71.97% | 69.75% | 66.78% | 64.82% | 62.73% | 60.53% | 58.4% | 56.33%
2018 | US | TRE | - | ERCOT | dec. | Reference Margin Level |  | 13.75% | 13.75% | 13.75% | 13.75% | 13.75% | 13.75% | 13.75% | 13.75% | 13.75% | 13.75% | 13.75%
2018 | CA | WECC | - | BC | MW | Energy Efficiency and Conservation |  | 0 | 0 | 0 | 0 | 0 | 0 | 0 | 0 | 0 | 0 | 0
2018 | CA | WECC | - | BC | MW | Total Installed Photovoltaic |  | 0 | 0 | 0 | 0 | 0 | 0 | 0 | 0 | 0 | 0 | 0
2018 | CA | WECC | - | BC | MW | Photovoltaic On-Peak |  | 0 | 0 | 0 | 0 | 0 | 0 | 0 | 0 | 0 | 0 | 0
2018 | CA | WECC | - | BC | MW | Total Internal Demand |  | 11374.463 | 11468.1067 | 11616 | 11797 | 11972 | 12186 | 12346 | 12516 | 12682 | 12894 | 13088
2018 | CA | WECC | - | BC | MW | Controllable and Dispatchable Demand Response - Available |  | 0 | 0 | 0 | 0 | 0 | 0 | 0 | 0 | 0 | 0 | 0
2018 | CA | WECC | - | BC | MW | Net Internal Demand |  | 11374.463 | 11468.1067 | 11616 | 11797 | 11972 | 12186 | 12346 | 12516 | 12682 | 12894 | 13088
2018 | CA | WECC | - | BC | MW | Behind the Meter Generation - Capacity |  | 0 | 0 | 0 | 0 | 0 | 0 | 0 | 0 | 0 | 0 | 0
2018 | CA | WECC | - | BC | MW | Other Capacity Adjustments - Additions |  | 0 | 0 | 0 | 0 | 0 | 0 | 0 | 0 | 0 | 0 | 0
2018 | CA | WECC | - | BC | MW | Other Capacity Adjustments - Reductions |  | 0 | 0 | 0 | 0 | 0 | 0 | 0 | 0 | 0 | 0 | 0
2018 | CA | WECC | - | BC | MW | Confirmed Retirements |  | 0 | 0 | 42 | 42 | 42 | 42 | 42 | 42 | 42 | 42 | 42.05
2018 | CA | WECC | - | BC | MW | Unconfirmed Retirements |  | 0 | 0 | 0 | 0 | 0 | 0 | 0 | 0 | 0 | 0 | 0
2018 | CA | WECC | - | BC | MW | Scheduled Outages |  | 0 | 0 | 0 | 0 | 0 | 0 | 0 | 0 | 0 | 0 | 0
2018 | CA | WECC | - | BC | MW | Transmission Limitations |  | 0 | 0 | 0 | 0 | 0 | 0 | 0 | 0 | 0 | 0 | 0
2018 | CA | WECC | - | BC | MW | Existing-Certain |  | 13174.7105 | 13174.7105 | 13174.7105 | 13174.7105 | 13174.7105 | 13174.7105 | 13174.7105 | 13174.7105 | 13174.448 | 13174.448 | 13174.448
2018 | CA | WECC | - | BC | MW | Existing-Other |  | 0 | 0 | 0 | 0 | 0 | 0 | 0 | 0 | 0 | 0 | 0
2018 | CA | WECC | - | BC | MW | Additions - Tier 1 |  | 412.145 | 497.927 | 621.752 | 704.102 | 704.102 | 745.277 | 745.277 | 786.452 | 786.452 | 786.452 | 786.452
2018 | CA | WECC | - | BC | MW | Additions - Tier 2 |  | 0 | 0 | 0 | 0 | 0 | 0 | 824.85 | 824.85 | 824.85 | 824.85 | 824.85
2018 | CA | WECC | - | BC | MW | Additions - Tier 3 |  | 49.8938 | 70.6175 | 132.5163 | 153.24 | 173.9638 | 214.9376 | 495.9113 | 629.8851 | 1138.8588 | 1159.5826 | 1159.5826
2018 | CA | WECC | - | BC | MW | Firm Imports |  | 0 | 0 | 0 | 0 | 0 | 0 | 0 | 0 | 0 | 0 | 0
2018 | CA | WECC | - | BC | MW | Firm Exports |  | 0 | 0 | 0 | 0 | 0 | 0 | 0 | 0 | 0 | 0 | 0
2018 | CA | WECC | - | BC | MW | Net Firm Capacity Transfers |  | 0 | 0 | 0 | 0 | 0 | 0 | 0 | 0 | 0 | 0 | 0
2018 | CA | WECC | - | BC | MW | Expected Imports |  | 0 | 0 | 0 | 0 | 0 | 0 | 0 | 0 | 0 | 0 | 0
2018 | CA | WECC | - | BC | MW | Expected Exports |  | 0 | 0 | 0 | 0 | 0 | 0 | 0 | 0 | 0 | 0 | 0
2018 | CA | WECC | - | BC | MW | Net Expected Transfers |  | 0 | 0 | 0 | 0 | 0 | 0 | 0 | 0 | 0 | 0 | 0
2018 | CA | WECC | - | BC | MW | Existing-Certain & Net Firm Transfers |  | 13174.7105 | 13174.7105 | 13174.7105 | 13174.7105 | 13174.7105 | 13174.7105 | 13174.7105 | 13174.7105 | 13174.448 | 13174.448 | 13174.448
2018 | CA | WECC | - | BC | MW | Anticipated Resources |  | 13586.8555 | 13672.6375 | 13796.4625 | 13878.8125 | 13878.8125 | 13919.9875 | 13919.9875 | 13961.1625 | 13960.9 | 13960.9 | 13960.9
2018 | CA | WECC | - | BC | MW | Prospective Resources |  | 13586.8555 | 13672.6375 | 13796.4625 | 13878.8125 | 13878.8125 | 13919.9875 | 14744.8375 | 14786.0125 | 14785.75 | 14785.75 | 14785.75
2018 | CA | WECC | - | BC | MW | Existing-Certain and Net Firm Transfers Excess/Shortfall |  | 0 | 0 | 0 | 0 | -19.784 | -246.7511 | -411.7864 | -586.3094 | -761.0481 | -982.686 | -1187.1651
2018 | CA | WECC | - | BC | MW | Anticipated Excess/Shortfall |  | 0 | 0 | 0 | 0 | 0 | 0 | 0 | 0 | 0 | -196.234 | -400.7131
2018 | CA | WECC | - | BC | MW | Prospective Excess/Shortfall |  | 0 | 0 | 0 | 0 | 0 | 0 | 0 | 0 | 0 | 0 | 0
2018 | CA | WECC | - | BC | % | Existing-Certain and Net Firm Transfers Reserve Margin |  | 15.83% | 14.88% | 13.42% | 11.68% | 10.05% | 8.113% | 6.712% | 5.263% | 3.883% | 2.175% | 0.6605%
2018 | CA | WECC | - | BC | % | Anticipated Reserve Margin |  | 19.45% | 19.22% | 18.77% | 17.65% | 15.93% | 14.23% | 12.75% | 11.55% | 10.08% | 8.274% | 6.669%
2018 | CA | WECC | - | BC | % | Prospective Reserve Margin |  | 19.45% | 19.22% | 18.77% | 17.65% | 15.93% | 14.23% | 19.43% | 18.14% | 16.59% | 14.67% | 12.97%
2018 | CA | WECC | - | BC | % | Reference Margin Level |  | 10.42% | 10.42% | 10.36% | 10.28% | 10.21% | 10.14% | 10.05% | 9.947% | 9.884% | 9.796% | 9.731%
2018 | US/MX | WECC | - | CAMX | MW | Energy Efficiency and Conservation |  | 301.84 | 350 | 400.5 | 482.64 | 519.1 | 620.17 | 628.88 | 659.01 | 682.59 | 711.17 | 742.2
2018 | US/MX | WECC | - | CAMX | MW | Total Installed Photovoltaic |  | 7145 | 8065 | 8999 | 9955 | 10877 | 11784 | 12664 | 13507 | 14312 | 15084 | 15834
2018 | US/MX | WECC | - | CAMX | MW | Photovoltaic On-Peak |  | 0 | 0 | 0 | 0 | 0 | 0 | 0 | 0 | 0 | 0 | 0
2018 | US/MX | WECC | - | CAMX | MW | Total Internal Demand |  | 39541.8412 | 39614.804 | 39413 | 39736 | 40256 | 40087 | 41477 | 41719 | 41660 | 41754 | 41794
2018 | US/MX | WECC | - | CAMX | MW | Controllable and Dispatchable Demand Response - Available |  | 815.14 | 806.17 | 796.21 | 785.25 | 771.28 | 771.28 | 771.28 | 771.28 | 771.28 | 771.28 | 771.28
2018 | US/MX | WECC | - | CAMX | MW | Net Internal Demand |  | 38726.7012 | 38808.634 | 38616.79 | 38950.75 | 39484.72 | 39315.72 | 40705.72 | 40947.72 | 40888.72 | 40982.72 | 41022.72
2018 | US/MX | WECC | - | CAMX | MW | Behind the Meter Generation - Capacity |  | 0 | 0 | 0 | 0 | 0 | 0 | 0 | 0 | 0 | 0 | 0
2018 | US/MX | WECC | - | CAMX | MW | Other Capacity Adjustments - Additions |  | 0 | 0 | 0 | 0 | 0 | 0 | 0 | 0 | 0 | 0 | 0
2018 | US/MX | WECC | - | CAMX | MW | Other Capacity Adjustments - Reductions |  | 0 | 0 | 0 | 0 | 0 | 0 | 0 | 0 | 0 | 0 | 0
2018 | US/MX | WECC | - | CAMX | MW | Confirmed Retirements |  | 0 | 208.4177 | 208.4177 | 1558.9277 | 4594.5077 | 4594.5077 | 4594.5077 | 5038.5077 | 5038.5077 | 5038.5077 | 5103.5077
2018 | US/MX | WECC | - | CAMX | MW | Unconfirmed Retirements |  | 0 | 0 | 0 | 0 | 0 | 0 | 0 | 0 | 0 | 0 | 0
2018 | US/MX | WECC | - | CAMX | MW | Scheduled Outages |  | 0 | 0 | 0 | 0 | 0 | 0 | 0 | 0 | 0 | 0 | 0
2018 | US/MX | WECC | - | CAMX | MW | Transmission Limitations |  | 0 | 0 | 0 | 0 | 0 | 0 | 0 | 0 | 0 | 0 | 0
2018 | US/MX | WECC | - | CAMX | MW | Existing-Certain |  | 52121.0989 | 51615.1489 | 51276.5389 | 48240.9589 | 48240.9589 | 48240.9589 | 47796.9589 | 47796.9589 | 47796.9589 | 47796.9589 | 47796.9589
2018 | US/MX | WECC | - | CAMX | MW | Existing-Other |  | 0 | 0 | 0 | 0 | 0 | 0 | 0 | 0 | 0 | 0 | 0
2018 | US/MX | WECC | - | CAMX | MW | Additions - Tier 1 |  | 1569.3889 | 1569.9484 | 1569.9484 | 1569.9484 | 1569.9484 | 1569.9484 | 1569.9484 | 1569.9484 | 1569.9484 | 1570.0524 | 1570.0524
2018 | US/MX | WECC | - | CAMX | MW | Additions - Tier 2 |  | 3751.3861 | 3766.2021 | 3768.6021 | 3771.8021 | 3771.8021 | 3771.8021 | 3771.8021 | 3771.8021 | 3771.8021 | 3771.8021 | 3771.8021
2018 | US/MX | WECC | - | CAMX | MW | Additions - Tier 3 |  | 0.48 | 0.48 | 0.48 | 0.48 | 0.48 | 0.48 | 0.48 | 0.48 | 0.48 | 0.48 | 0.48
2018 | US/MX | WECC | - | CAMX | MW | Firm Imports |  | 0 | 0 | 0 | 0 | 0 | 0 | 0 | 0 | 0 | 0 | 0
2018 | US/MX | WECC | - | CAMX | MW | Firm Exports |  | 0 | 0 | 0 | 0 | 0 | 0 | 0 | 0 | 0 | 0 | 0
2018 | US/MX | WECC | - | CAMX | MW | Net Firm Capacity Transfers |  | 0 | 0 | 0 | 0 | 0 | 0 | 0 | 0 | 0 | 0 | 0
2018 | US/MX | WECC | - | CAMX | MW | Expected Imports |  | 0 | 0 | 0 | 0 | 0 | 0 | 0 | 0 | 0 | 0 | 0
2018 | US/MX | WECC | - | CAMX | MW | Expected Exports |  | 0 | 0 | 0 | 0 | 0 | 0 | 0 | 0 | 0 | 0 | 0
2018 | US/MX | WECC | - | CAMX | MW | Net Expected Transfers |  | 0 | 0 | 0 | 0 | 0 | 0 | 0 | 0 | 0 | 0 | 0
2018 | US/MX | WECC | - | CAMX | MW | Existing-Certain & Net Firm Transfers |  | 52121.0989 | 51615.1489 | 51276.5389 | 48240.9589 | 48240.9589 | 48240.9589 | 47796.9589 | 47796.9589 | 47796.9589 | 47796.9589 | 47796.9589
2018 | US/MX | WECC | - | CAMX | MW | Anticipated Resources |  | 53690.4878 | 53185.0973 | 52846.4873 | 49810.9073 | 49810.9073 | 49810.9073 | 49366.9073 | 49366.9073 | 49366.9073 | 49367.0113 | 49367.0113
2018 | US/MX | WECC | - | CAMX | MW | Prospective Resources |  | 57441.8739 | 56951.2994 | 56615.0894 | 53582.7094 | 53582.7094 | 53582.7094 | 53138.7094 | 53138.7094 | 53138.7094 | 53138.8134 | 53138.8134
2018 | US/MX | WECC | - | CAMX | MW | Existing-Certain and Net Firm Transfers Excess/Shortfall |  | 0 | 0 | 0 | 0 | 0 | 0 | 0 | 0 | 0 | 0 | 0
2018 | US/MX | WECC | - | CAMX | MW | Anticipated Excess/Shortfall |  | 0 | 0 | 0 | 0 | 0 | 0 | 0 | 0 | 0 | 0 | 0
2018 | US/MX | WECC | - | CAMX | MW | Prospective Excess/Shortfall |  | 0 | 0 | 0 | 0 | 0 | 0 | 0 | 0 | 0 | 0 | 0
2018 | US/MX | WECC | - | CAMX | % | Existing-Certain and Net Firm Transfers Reserve Margin |  | 34.59% | 33% | 32.78% | 23.85% | 22.18% | 22.7% | 17.42% | 16.73% | 16.9% | 16.63% | 16.51%
2018 | US/MX | WECC | - | CAMX | % | Anticipated Reserve Margin |  | 38.64% | 37.04% | 36.85% | 27.88% | 26.15% | 26.69% | 21.28% | 20.56% | 20.73% | 20.46% | 20.34%
2018 | US/MX | WECC | - | CAMX | % | Prospective Reserve Margin |  | 48.33% | 46.75% | 46.61% | 37.57% | 35.7% | 36.29% | 30.54% | 29.77% | 29.96% | 29.66% | 29.54%
2018 | US/MX | WECC | - | CAMX | % | Reference Margin Level |  | 12.35% | 12.35% | 12.29% | 12.1% | 12.05% | 12.02% | 12.05% | 11.99% | 11.99% | 12.02% | 12.04%
2018 | US | WECC | - | NWPP-US | MW | Energy Efficiency and Conservation |  | 396.6 | 604.2 | 817.8 | 1046 | 1242 | 1428 | 1665 | 1832 | 1920 | 2036 | 2146
2018 | US | WECC | - | NWPP-US | MW | Total Installed Photovoltaic |  | 583.45 | 707.2 | 823.9 | 889.34 | 952.44 | 1013.06 | 1047.63 | 1081.52 | 1122.45 | 1170.54 | 1217.22
2018 | US | WECC | - | NWPP-US | MW | Photovoltaic On-Peak |  | 8.48 | 10.44 | 10.44 | 11.44 | 10.44 | 11.44 | 10.44 | 10.44 | 11.44 | 11.44 | 10.44
2018 | US | WECC | - | NWPP-US | MW | Total Internal Demand |  | 47642.816 | 47737.3874 | 46810 | 47105 | 47380 | 47551 | 47798 | 47999 | 48187 | 48417 | 48652
2018 | US | WECC | - | NWPP-US | MW | Controllable and Dispatchable Demand Response - Available |  | 306.5 | 306.5 | 306.5 | 306.5 | 306.5 | 306.5 | 306.5 | 306.5 | 306.5 | 306.5 | 306.5
2018 | US | WECC | - | NWPP-US | MW | Net Internal Demand |  | 47336.316 | 47430.8874 | 46503.5 | 46798.5 | 47073.5 | 47244.5 | 47491.5 | 47692.5 | 47880.5 | 48110.5 | 48345.5
2018 | US | WECC | - | NWPP-US | MW | Behind the Meter Generation - Capacity |  | 0 | 0 | 0 | 0 | 0 | 0 | 0 | 0 | 0 | 0 | 0
2018 | US | WECC | - | NWPP-US | MW | Other Capacity Adjustments - Additions |  | 0 | 0 | 0 | 0 | 0 | 0 | 0 | 0 | 0 | 0 | 0
2018 | US | WECC | - | NWPP-US | MW | Other Capacity Adjustments - Reductions |  | 0 | 0 | 0 | 0 | 0 | 0 | 0 | 0 | 0 | 0 | 0
2018 | US | WECC | - | NWPP-US | MW | Confirmed Retirements |  | 0 | 0 | 393 | 393 | 1037 | 1404 | 1404 | 1404 | 1620 | 1964 | 2186
2018 | US | WECC | - | NWPP-US | MW | Unconfirmed Retirements |  | 0 | 0 | 0 | 0 | 0 | 0 | 0 | 0 | 0 | 0 | 0
2018 | US | WECC | - | NWPP-US | MW | Scheduled Outages |  | 0 | 0 | 0 | 0 | 0 | 0 | 0 | 0 | 0 | 0 | 0
2018 | US | WECC | - | NWPP-US | MW | Transmission Limitations |  | 0 | 0 | 0 | 0 | 0 | 0 | 0 | 0 | 0 | 0 | 0
2018 | US | WECC | - | NWPP-US | MW | Existing-Certain |  | 58632.3663 | 58239.3663 | 58239.3663 | 57527.3663 | 57228.3663 | 57228.3663 | 57228.3663 | 57012.3663 | 56668.3663 | 56446.3663 | 55684.3663
2018 | US | WECC | - | NWPP-US | MW | Existing-Other |  | 0 | 0 | 0 | 0 | 0 | 0 | 0 | 0 | 0 | 0 | 0
2018 | US | WECC | - | NWPP-US | MW | Additions - Tier 1 |  | 5 | 35.2248 | 46.0467 | 46.0467 | 123.8907 | 123.8907 | 123.8907 | 123.8907 | 123.8907 | 123.8907 | 123.8907
2018 | US | WECC | - | NWPP-US | MW | Additions - Tier 2 |  | 0 | 78 | 78 | 78 | 78 | 78 | 78 | 78 | 78 | 78 | 78
2018 | US | WECC | - | NWPP-US | MW | Additions - Tier 3 |  | 250.0679 | 498.1079 | 498.1079 | 712.6079 | 712.6079 | 712.6079 | 727.8179 | 727.8179 | 727.8179 | 727.8179 | 727.8179
2018 | US | WECC | - | NWPP-US | MW | Firm Imports |  | 700 | 1800 | 300 | 1400 | 1400 | 2000 | 2300 | 2700 | 3300 | 3800 | 4500
2018 | US | WECC | - | NWPP-US | MW | Firm Exports |  | 0 | 0 | 0 | 0 | 0 | 0 | 0 | 0 | 0 | 0 | 0
2018 | US | WECC | - | NWPP-US | MW | Net Firm Capacity Transfers |  | 700 | 1800 | 300 | 1400 | 1400 | 2000 | 2300 | 2700 | 3300 | 3800 | 4500
2018 | US | WECC | - | NWPP-US | MW | Expected Imports |  | 0 | 0 | 0 | 0 | 0 | 0 | 0 | 0 | 0 | 0 | 0
2018 | US | WECC | - | NWPP-US | MW | Expected Exports |  | 0 | 0 | 0 | 0 | 0 | 0 | 0 | 0 | 0 | 0 | 0
2018 | US | WECC | - | NWPP-US | MW | Net Expected Transfers |  | 0 | 0 | 0 | 0 | 0 | 0 | 0 | 0 | 0 | 0 | 0
2018 | US | WECC | - | NWPP-US | MW | Existing-Certain & Net Firm Transfers |  | 59332.3663 | 60039.3663 | 58539.3663 | 58927.3663 | 58628.3663 | 59228.3663 | 59528.3663 | 59712.3663 | 59968.3663 | 60246.3663 | 60184.3663
2018 | US | WECC | - | NWPP-US | MW | Anticipated Resources |  | 59337.3663 | 60074.5911 | 58585.413 | 58973.413 | 58752.257 | 59352.257 | 59652.257 | 59836.257 | 60092.257 | 60370.257 | 60308.257
2018 | US | WECC | - | NWPP-US | MW | Prospective Resources |  | 59337.3663 | 60152.5911 | 58663.413 | 59051.413 | 58830.257 | 59430.257 | 59730.257 | 59914.257 | 60170.257 | 60448.257 | 60386.257
2018 | US | WECC | - | NWPP-US | MW | Existing-Certain and Net Firm Transfers Excess/Shortfall |  | 0 | 0 | 0 | 0 | 0 | 0 | 0 | 0 | 0 | 0 | 0
2018 | US | WECC | - | NWPP-US | MW | Anticipated Excess/Shortfall |  | 0 | 0 | 0 | 0 | 0 | 0 | 0 | 0 | 0 | 0 | 0
2018 | US | WECC | - | NWPP-US | MW | Prospective Excess/Shortfall |  | 0 | 0 | 0 | 0 | 0 | 0 | 0 | 0 | 0 | 0 | 0
2018 | US | WECC | - | NWPP-US | % | Existing-Certain and Net Firm Transfers Reserve Margin |  | 25.34% | 26.58% | 25.88% | 25.92% | 24.55% | 25.37% | 25.35% | 25.2% | 25.25% | 25.22% | 24.49%
2018 | US | WECC | - | NWPP-US | % | Anticipated Reserve Margin |  | 25.35% | 26.66% | 25.98% | 26.02% | 24.81% | 25.63% | 25.61% | 25.46% | 25.5% | 25.48% | 24.74%
2018 | US | WECC | - | NWPP-US | % | Prospective Reserve Margin |  | 25.35% | 26.82% | 26.15% | 26.18% | 24.98% | 25.79% | 25.77% | 25.63% | 25.67% | 25.64% | 24.91%
2018 | US | WECC | - | NWPP-US | % | Reference Margin Level |  | 19.72% | 19.72% | 19.68% | 19.53% | 19.6% | 19.56% | 19.49% | 19.39% | 19.35% | 19.27% | 19.11%
2018 | US | WECC | - | RMRG | MW | Energy Efficiency and Conservation |  | 94.1 | 168.56 | 241.06 | 312.71 | 384.22 | 455.26 | 526.13 | 596.49 | 666.85 | 736.97 | 807.42
2018 | US | WECC | - | RMRG | MW | Total Installed Photovoltaic |  | 547.2 | 644.1022 | 747.0295 | 852.3555 | 957.724 | 1064.794 | 1173.7389 | 1284.7477 | 1398.0268 | 1513.8021 | 1631.6554
2018 | US | WECC | - | RMRG | MW | Photovoltaic On-Peak |  | 0.4 | 0.59409 | 0.6929 | 0.81148 | 0.95378 | 1.1245 | 1.3294 | 1.6753 | 1.9704 | 2.3245 | 2.7494
2018 | US | WECC | - | RMRG | MW | Total Internal Demand |  | 10206.7216 | 10355.3213 | 10809 | 10964 | 11101 | 11383 | 11529 | 11672 | 11819 | 11967 | 12136
2018 | US | WECC | - | RMRG | MW | Controllable and Dispatchable Demand Response - Available |  | 294.8 | 294.8 | 288.34 | 288.34 | 287.27 | 287.27 | 286.2 | 286.2 | 285.13 | 285.13 | 284.06
2018 | US | WECC | - | RMRG | MW | Net Internal Demand |  | 9911.9216 | 10060.5213 | 10520.66 | 10675.66 | 10813.73 | 11095.73 | 11242.8 | 11385.8 | 11533.87 | 11681.87 | 11851.94
2018 | US | WECC | - | RMRG | MW | Behind the Meter Generation - Capacity |  | 0 | 0 | 0 | 0 | 0 | 0 | 0 | 0 | 0 | 0 | 0
2018 | US | WECC | - | RMRG | MW | Other Capacity Adjustments - Additions |  | 0 | 0 | 0 | 0 | 0 | 0 | 0 | 0 | 0 | 0 | 0
2018 | US | WECC | - | RMRG | MW | Other Capacity Adjustments - Reductions |  | 0 | 0 | 0 | 0 | 0 | 0 | 0 | 0 | 0 | 0 | 0
2018 | US | WECC | - | RMRG | MW | Confirmed Retirements |  | 0 | 0 | 162 | 324 | 324 | 324 | 324 | 324 | 324 | 324 | 324
2018 | US | WECC | - | RMRG | MW | Unconfirmed Retirements |  | 0 | 0 | 0 | 0 | 0 | 0 | 0 | 0 | 0 | 0 | 0
2018 | US | WECC | - | RMRG | MW | Scheduled Outages |  | 0 | 0 | 0 | 0 | 0 | 0 | 0 | 0 | 0 | 0 | 0
2018 | US | WECC | - | RMRG | MW | Transmission Limitations |  | 0 | 0 | 0 | 0 | 0 | 0 | 0 | 0 | 0 | 0 | 0
2018 | US | WECC | - | RMRG | MW | Existing-Certain |  | 15342.2128 | 15320.7628 | 15320.7628 | 15320.7628 | 15320.7628 | 15320.7628 | 15320.7628 | 15320.7628 | 15320.7628 | 15320.7628 | 15320.7628
2018 | US | WECC | - | RMRG | MW | Existing-Other |  | 0 | 0 | 0 | 0 | 0 | 0 | 0 | 0 | 0 | 0 | 0
2018 | US | WECC | - | RMRG | MW | Additions - Tier 1 |  | 231.6 | 231.6 | 231.6 | 231.6 | 231.6 | 231.6 | 231.6 | 231.6 | 231.6 | 231.6 | 231.6
2018 | US | WECC | - | RMRG | MW | Additions - Tier 2 |  | 0 | 0 | 0 | 0 | 0 | 21.5585 | 21.5585 | 21.5585 | 21.5585 | 21.5585 | 21.5585
2018 | US | WECC | - | RMRG | MW | Additions - Tier 3 |  | 0 | 0 | 0 | 38.6 | 38.6 | 38.6 | 38.6 | 38.6 | 38.6 | 38.6 | 38.6
2018 | US | WECC | - | RMRG | MW | Firm Imports |  | 0 | 0 | 0 | 0 | 0 | 0 | 0 | 0 | 0 | 0 | 0
2018 | US | WECC | - | RMRG | MW | Firm Exports |  | 0 | 0 | 0 | 0 | 0 | 0 | 0 | 0 | 0 | 0 | 0
2018 | US | WECC | - | RMRG | MW | Net Firm Capacity Transfers |  | 0 | 0 | 0 | 0 | 0 | 0 | 0 | 0 | 0 | 0 | 0
2018 | US | WECC | - | RMRG | MW | Expected Imports |  | 0 | 0 | 0 | 0 | 0 | 0 | 0 | 0 | 0 | 0 | 0
2018 | US | WECC | - | RMRG | MW | Expected Exports |  | 0 | 0 | 0 | 0 | 0 | 0 | 0 | 0 | 0 | 0 | 0
2018 | US | WECC | - | RMRG | MW | Net Expected Transfers |  | 0 | 0 | 0 | 0 | 0 | 0 | 0 | 0 | 0 | 0 | 0
2018 | US | WECC | - | RMRG | MW | Existing-Certain & Net Firm Transfers |  | 15342.2128 | 15320.7628 | 15320.7628 | 15320.7628 | 15320.7628 | 15320.7628 | 15320.7628 | 15320.7628 | 15320.7628 | 15320.7628 | 15320.7628
2018 | US | WECC | - | RMRG | MW | Anticipated Resources |  | 15573.8128 | 15552.3628 | 15552.3628 | 15552.3628 | 15552.3628 | 15552.3628 | 15552.3628 | 15552.3628 | 15552.3628 | 15552.3628 | 15552.3628
2018 | US | WECC | - | RMRG | MW | Prospective Resources |  | 15573.8128 | 15552.3628 | 15552.3628 | 15552.3628 | 15552.3628 | 15573.9213 | 15573.9213 | 15573.9213 | 15573.9213 | 15573.9213 | 15573.9213
2018 | US | WECC | - | RMRG | MW | Existing-Certain and Net Firm Transfers Excess/Shortfall |  | 0 | 0 | 0 | 0 | 0 | 0 | 0 | 0 | 0 | 0 | 0
2018 | US | WECC | - | RMRG | MW | Anticipated Excess/Shortfall |  | 0 | 0 | 0 | 0 | 0 | 0 | 0 | 0 | 0 | 0 | 0
2018 | US | WECC | - | RMRG | MW | Prospective Excess/Shortfall |  | 0 | 0 | 0 | 0 | 0 | 0 | 0 | 0 | 0 | 0 | 0
2018 | US | WECC | - | RMRG | % | Existing-Certain and Net Firm Transfers Reserve Margin |  | 54.79% | 52.29% | 45.63% | 43.51% | 41.68% | 38.08% | 36.27% | 34.56% | 32.83% | 31.15% | 29.27%
2018 | US | WECC | - | RMRG | % | Anticipated Reserve Margin |  | 57.12% | 54.59% | 47.83% | 45.68% | 43.82% | 40.17% | 38.33% | 36.59% | 34.84% | 33.13% | 31.22%
2018 | US | WECC | - | RMRG | % | Prospective Reserve Margin |  | 57.12% | 54.59% | 47.83% | 45.68% | 43.82% | 40.36% | 38.52% | 36.78% | 35.03% | 33.32% | 31.4%
2018 | US | WECC | - | RMRG | % | Reference Margin Level |  | 16.83% | 16.83% | 16.76% | 16.48% | 16.37% | 16.07% | 15.94% | 15.73% | 15.58% | 15.4% | 15.25%
2018 | US | WECC | - | SRSG | MW | Energy Efficiency and Conservation |  | 438.87 | 545.34 | 585.59 | 624.32 | 658.69 | 682.43 | 701.26 | 715.57 | 736.17 | 754.02 | 771.89
2018 | US | WECC | - | SRSG | MW | Total Installed Photovoltaic |  | 1183.591 | 1458.5638 | 1666.5242 | 1876.9221 | 2090.0077 | 2306.0509 | 2525.2816 | 2747.65 | 2973.4259 | 3202.8395 | 3438.2206
2018 | US | WECC | - | SRSG | MW | Photovoltaic On-Peak |  | 877.625 | 1036.065 | 1192.321 | 1348.531 | 1504.703 | 1660.846 | 1816.967 | 1973.067 | 2129.148 | 2285.224 | 2441.237
2018 | US | WECC | - | SRSG | MW | Total Internal Demand |  | 15647.4702 | 15917.3 | 15943 | 16264 | 16577 | 16854 | 17115 | 17433 | 17767 | 18023 | 18259
2018 | US | WECC | - | SRSG | MW | Controllable and Dispatchable Demand Response - Available |  | 143.54 | 143.95 | 143.95 | 143.95 | 143.95 | 143.95 | 143.95 | 143.95 | 143.95 | 143.95 | 143.95
2018 | US | WECC | - | SRSG | MW | Net Internal Demand |  | 15503.9302 | 15773.35 | 15799.05 | 16120.05 | 16433.05 | 16710.05 | 16971.05 | 17289.05 | 17623.05 | 17879.05 | 18115.05
2018 | US | WECC | - | SRSG | MW | Behind the Meter Generation - Capacity |  | 0 | 0 | 0 | 0 | 0 | 0 | 0 | 0 | 0 | 0 | 0
2018 | US | WECC | - | SRSG | MW | Other Capacity Adjustments - Additions |  | 0 | 0 | 0 | 0 | 0 | 0 | 0 | 0 | 0 | 0 | 0
2018 | US | WECC | - | SRSG | MW | Other Capacity Adjustments - Reductions |  | 0 | 0 | 0 | 0 | 0 | 0 | 0 | 0 | 0 | 0 | 0
2018 | US | WECC | - | SRSG | MW | Confirmed Retirements |  | 0 | 630.5823 | 630.5823 | 711.5823 | 711.5823 | 792.5823 | 992.5823 | 1072.5823 | 1072.5823 | 1072.5823 | 1399.5823
2018 | US | WECC | - | SRSG | MW | Unconfirmed Retirements |  | 0 | 0 | 0 | 0 | 0 | 0 | 0 | 0 | 0 | 0 | 0
2018 | US | WECC | - | SRSG | MW | Scheduled Outages |  | 799 | 799 | 799 | 799 | 799 | 799 | 799 | 799 | 799 | 799 | 799
2018 | US | WECC | - | SRSG | MW | Transmission Limitations |  | 0 | 0 | 0 | 0 | 0 | 0 | 0 | 0 | 0 | 0 | 0
2018 | US | WECC | - | SRSG | MW | Existing-Certain |  | 29019.8824 | 29019.8824 | 28938.8824 | 28938.8824 | 28938.8824 | 28577.8824 | 28577.8824 | 28577.8824 | 28577.8824 | 28250.8824 | 28250.8824
2018 | US | WECC | - | SRSG | MW | Existing-Other |  | 0 | 0 | 0 | 0 | 0 | 0 | 0 | 0 | 0 | 0 | 0
2018 | US | WECC | - | SRSG | MW | Additions - Tier 1 |  | 1072 | 1072 | 1072 | 1072 | 1072 | 1072 | 1072 | 1072 | 1072 | 1072 | 1072
2018 | US | WECC | - | SRSG | MW | Additions - Tier 2 |  | 622 | 635.5 | 706.78 | 747.28 | 747.28 | 747.28 | 747.28 | 747.28 | 747.28 | 747.28 | 747.28
2018 | US | WECC | - | SRSG | MW | Additions - Tier 3 |  | 6024 | 6024 | 6024 | 6024 | 6024 | 6024 | 6024 | 6024 | 6024 | 6024 | 6024
2018 | US | WECC | - | SRSG | MW | Firm Imports |  | 0 | 0 | 0 | 0 | 0 | 0 | 0 | 0 | 0 | 0 | 0
2018 | US | WECC | - | SRSG | MW | Firm Exports |  | 0 | 0 | 0 | 0 | 0 | 0 | 0 | 0 | 0 | 0 | 0
2018 | US | WECC | - | SRSG | MW | Net Firm Capacity Transfers |  | 0 | 0 | 0 | 0 | 0 | 0 | 0 | 0 | 0 | 0 | 0
2018 | US | WECC | - | SRSG | MW | Expected Imports |  | 0 | 0 | 0 | 0 | 0 | 0 | 0 | 0 | 0 | 0 | 0
2018 | US | WECC | - | SRSG | MW | Expected Exports |  | 0 | 0 | 0 | 0 | 0 | 0 | 0 | 0 | 0 | 0 | 0
2018 | US | WECC | - | SRSG | MW | Net Expected Transfers |  | 0 | 0 | 0 | 0 | 0 | 0 | 0 | 0 | 0 | 0 | 0
2018 | US | WECC | - | SRSG | MW | Existing-Certain & Net Firm Transfers |  | 29019.8824 | 29019.8824 | 28938.8824 | 28938.8824 | 28938.8824 | 28577.8824 | 28577.8824 | 28577.8824 | 28577.8824 | 28250.8824 | 28250.8824
2018 | US | WECC | - | SRSG | MW | Anticipated Resources |  | 30091.8824 | 30091.8824 | 30010.8824 | 30010.8824 | 30010.8824 | 29649.8824 | 29649.8824 | 29649.8824 | 29649.8824 | 29322.8824 | 29322.8824
2018 | US | WECC | - | SRSG | MW | Prospective Resources |  | 30713.8824 | 30727.3824 | 30717.6624 | 30758.1624 | 30758.1624 | 30397.1624 | 30397.1624 | 30397.1624 | 30397.1624 | 30070.1624 | 30070.1624
2018 | US | WECC | - | SRSG | MW | Existing-Certain and Net Firm Transfers Excess/Shortfall |  | 0 | 0 | 0 | 0 | 0 | 0 | 0 | 0 | 0 | 0 | 0
2018 | US | WECC | - | SRSG | MW | Anticipated Excess/Shortfall |  | 0 | 0 | 0 | 0 | 0 | 0 | 0 | 0 | 0 | 0 | 0
2018 | US | WECC | - | SRSG | MW | Prospective Excess/Shortfall |  | 0 | 0 | 0 | 0 | 0 | 0 | 0 | 0 | 0 | 0 | 0
2018 | US | WECC | - | SRSG | % | Existing-Certain and Net Firm Transfers Reserve Margin |  | 87.18% | 83.98% | 83.17% | 79.52% | 76.1% | 71.02% | 68.39% | 65.29% | 62.16% | 58.01% | 55.95%
2018 | US | WECC | - | SRSG | % | Anticipated Reserve Margin |  | 94.09% | 90.78% | 89.95% | 86.17% | 82.63% | 77.44% | 74.71% | 71.5% | 68.24% | 64.01% | 61.87%
2018 | US | WECC | - | SRSG | % | Prospective Reserve Margin |  | 98.1% | 94.81% | 94.43% | 90.81% | 87.17% | 81.91% | 79.11% | 75.82% | 72.49% | 68.19% | 66%
2018 | US | WECC | - | SRSG | % | Reference Margin Level |  | 15.1% | 15.1% | 15.11% | 14.86% | 14.63% | 14.47% | 14.33% | 14.17% | 14.03% | 13.92% | 13.82%
2018 | CA | WECC | - | AB | MW | Energy Efficiency and Conservation |  | 0 | 0 | 0 | 0 | 0 | 0 | 0 | 0 | 0 | 0 | 0
2018 | CA | WECC | - | AB | MW | Total Installed Photovoltaic |  | 15 | 115 | 115 | 115 | 215 | 215 | 215 | 315 | 315 | 415 | 415
2018 | CA | WECC | - | AB | MW | Photovoltaic On-Peak |  | 0 | 0 | 0 | 0 | 0 | 0 | 0 | 0 | 0 | 0 | 0
2018 | CA | WECC | - | AB | MW | Total Internal Demand |  | 11737.4 | 11938.67 | 12018 | 12144 | 12260 | 12321 | 12428 | 12557 | 12678 | 12814 | 12945
2018 | CA | WECC | - | AB | MW | Controllable and Dispatchable Demand Response - Available |  | 0 | 0 | 0 | 0 | 0 | 0 | 0 | 0 | 0 | 0 | 0
2018 | CA | WECC | - | AB | MW | Net Internal Demand |  | 11737.4 | 11938.67 | 12018 | 12144 | 12260 | 12321 | 12428 | 12557 | 12678 | 12814 | 12945
2018 | CA | WECC | - | AB | MW | Behind the Meter Generation - Capacity |  | 0 | 0 | 0 | 0 | 0 | 0 | 0 | 0 | 0 | 0 | 0
2018 | CA | WECC | - | AB | MW | Other Capacity Adjustments - Additions |  | 0 | 0 | 0 | 0 | 0 | 0 | 0 | 0 | 0 | 0 | 0
2018 | CA | WECC | - | AB | MW | Other Capacity Adjustments - Reductions |  | 0 | 0 | 0 | 0 | 0 | 0 | 0 | 0 | 0 | 0 | 0
2018 | CA | WECC | - | AB | MW | Confirmed Retirements |  | 0 | 0 | 0 | 0 | 0 | 0 | 0 | 0 | 0 | 0 | 0
2018 | CA | WECC | - | AB | MW | Unconfirmed Retirements |  | 0 | 0 | 0 | 0 | 0 | 0 | 0 | 0 | 0 | 0 | 0
2018 | CA | WECC | - | AB | MW | Scheduled Outages |  | 0 | 0 | 0 | 0 | 0 | 0 | 0 | 0 | 0 | 0 | 0
2018 | CA | WECC | - | AB | MW | Transmission Limitations |  | 0 | 0 | 0 | 0 | 0 | 0 | 0 | 0 | 0 | 0 | 0
2018 | CA | WECC | - | AB | MW | Existing-Certain |  | 12719.853 | 12719.853 | 12719.853 | 12719.853 | 12719.853 | 12719.853 | 12719.853 | 12719.853 | 12719.853 | 12719.853 | 12719.853
2018 | CA | WECC | - | AB | MW | Existing-Other |  | 0 | 0 | 0 | 0 | 0 | 0 | 0 | 0 | 0 | 0 | 0
2018 | CA | WECC | - | AB | MW | Additions - Tier 1 |  | 43 | 43 | 43 | 43 | 43 | 43 | 43 | 43 | 43 | 43 | 43
2018 | CA | WECC | - | AB | MW | Additions - Tier 2 |  | 15 | 338.4108 | 338.4108 | 338.4108 | 338.4108 | 338.4108 | 338.4108 | 338.4108 | 338.4108 | 338.4108 | 338.4108
2018 | CA | WECC | - | AB | MW | Additions - Tier 3 |  | 9915.65 | 9915.65 | 9915.65 | 12286.65 | 12286.65 | 12286.65 | 12286.65 | 12286.65 | 12286.65 | 12286.65 | 12286.65
2018 | CA | WECC | - | AB | MW | Firm Imports |  | 0 | 0 | 0 | 0 | 0 | 0 | 0 | 0 | 0 | 0 | 0
2018 | CA | WECC | - | AB | MW | Firm Exports |  | 0 | 0 | 0 | 0 | 0 | 0 | 0 | 0 | 0 | 0 | 0
2018 | CA | WECC | - | AB | MW | Net Firm Capacity Transfers |  | 0 | 0 | 0 | 0 | 0 | 0 | 0 | 0 | 0 | 0 | 0
2018 | CA | WECC | - | AB | MW | Expected Imports |  | 0 | 0 | 0 | 0 | 0 | 0 | 0 | 0 | 0 | 0 | 0
2018 | CA | WECC | - | AB | MW | Expected Exports |  | 0 | 0 | 0 | 0 | 0 | 0 | 0 | 0 | 0 | 0 | 0
2018 | CA | WECC | - | AB | MW | Net Expected Transfers |  | 0 | 0 | 0 | 0 | 0 | 0 | 0 | 0 | 0 | 0 | 0
2018 | CA | WECC | - | AB | MW | Existing-Certain & Net Firm Transfers |  | 12719.853 | 12719.853 | 12719.853 | 12719.853 | 12719.853 | 12719.853 | 12719.853 | 12719.853 | 12719.853 | 12719.853 | 12719.853
2018 | CA | WECC | - | AB | MW | Anticipated Resources |  | 12762.853 | 12762.853 | 12762.853 | 12762.853 | 12762.853 | 12762.853 | 12762.853 | 12762.853 | 12762.853 | 12762.853 | 12762.853
2018 | CA | WECC | - | AB | MW | Prospective Resources |  | 12777.853 | 13101.2638 | 13101.2638 | 13101.2638 | 13101.2638 | 13101.2638 | 13101.2638 | 13101.2638 | 13101.2638 | 13101.2638 | 13101.2638
2018 | CA | WECC | - | AB | MW | Existing-Certain and Net Firm Transfers Excess/Shortfall |  | -240.2683 | -462.5052 | -543.701 | -672.2467 | -792.05 | -850.2954 | -956.8831 | -1086.2454 | -1211.2478 | -1349.444 | -1484.8446
2018 | CA | WECC | - | AB | MW | Anticipated Excess/Shortfall |  | -197.2683 | -419.5052 | -500.701 | -629.2467 | -749.05 | -807.2954 | -913.8831 | -1043.2454 | -1168.2478 | -1306.444 | -1441.8446
2018 | CA | WECC | - | AB | MW | Prospective Excess/Shortfall |  | -182.2683 | -81.0944 | -162.2902 | -290.8359 | -410.6392 | -468.8846 | -575.4723 | -704.8346 | -829.837 | -968.0332 | -1103.4338
2019 | US | SPP-RE | - | SPP | MW | Energy Efficiency and Conservation |  | 175.185 | 180.303 | 204.022 | 244.744 | 281.068 | 328.594 | 370.623 | 408.755 | 442.79 | 475.028 | 491.105
2019 | US | SPP-RE | - | SPP | MW | Total Installed Photovoltaic |  | 43 | 43 | 43 | 43 | 43 | 43 | 43 | 43 | 43 | 43 | 43
2019 | US | SPP-RE | - | SPP | MW | Photovoltaic On-Peak |  | 37 | 37 | 37 | 37 | 37 | 37 | 37 | 37 | 37 | 37 | 37
2019 | US | SPP-RE | - | SPP | MW | Total Internal Demand |  | 42399.03 | 43495.955 | 43472.312 | 43882.962 | 44253.766 | 44527.516 | 44756.455 | 45055.831 | 45291.242 | 45259.397 | 45812.721
2019 | US | SPP-RE | - | SPP | MW | Controllable and Dispatchable Demand Response - Available |  | 223.4 | 223.4 | 211.4 | 211.4 | 211.4 | 206.4 | 206.4 | 206.4 | 206.4 | 205.4 | 195.4
2019 | US | SPP-RE | - | SPP | MW | Net Internal Demand |  | 42175.63 | 43272.555 | 43260.912 | 43671.562 | 44042.366 | 44321.116 | 44550.055 | 44849.431 | 45084.842 | 45053.997 | 45617.321
2019 | US | SPP-RE | - | SPP | MW | Behind the Meter Generation - Capacity |  | 990.67 | 1001.815 | 1005.215 | 995.215 | 993.115 | 991.115 | 997.215 | 1002.215 | 994.215 | 975.115 | 959.815
2019 | US | SPP-RE | - | SPP | MW | Other Capacity Adjustments - Additions |  | 207.69 | 207.69 | 237.69 | 237.69 | 237.69 | 237.69 | 237.69 | 237.69 | 237.69 | 237.69 | 237.69
2019 | US | SPP-RE | - | SPP | MW | Other Capacity Adjustments - Reductions |  | 232.941 | 232.941 | 232.941 | 232.941 | 232.941 | 232.941 | 232.941 | 232.941 | 232.941 | 232.941 | 232.941
2019 | US | SPP-RE | - | SPP | MW | Confirmed Retirements |  | 2093.4 | 2339.4 | 2538.4 | 2538.4 | 2649.4 | 2761.4 | 2854.4 | 3107.4 | 3107.4 | 3349.7 | 3461.7
2019 | US | SPP-RE | - | SPP | MW | Unconfirmed Retirements |  | 0 | 0 | 0 | 0 | 0 | 0 | 0 | 0 | 0 | 0 | 0
2019 | US | SPP-RE | - | SPP | MW | Scheduled Outages |  | 618.5 | 43 | 509.5 | 541.5 | 21 | 545 | 21 | 43 | 21 | 43 | 21
2019 | US | SPP-RE | - | SPP | MW | Transmission Limitations |  | 0 | 0 | 0 | 0 | 0 | 0 | 0 | 0 | 0 | 0 | 0
2019 | US | SPP-RE | - | SPP | MW | Existing-Certain |  | 67395.388 | 67252.923 | 66975.223 | 66914.223 | 67066.623 | 66260.123 | 66623.723 | 65708.123 | 65440.123 | 65200.123 | 65061.823
2019 | US | SPP-RE | - | SPP | MW | Existing-Other |  | 0 | 0 | 0 | 0 | 0 | 0 | 0 | 0 | 0 | 0 | 0
2019 | US | SPP-RE | - | SPP | MW | Additions - Tier 1 |  | 0 | 300 | 300 | 300 | 300 | 300 | 300 | 300 | 300 | 300 | 300
2019 | US | SPP-RE | - | SPP | MW | Additions - Tier 2 |  | 0 | 2500 | 2499.6 | 3149.6 | 3149.6 | 3149.6 | 3149.6 | 3149.6 | 3149.6 | 3149.6 | 3149.6
2019 | US | SPP-RE | - | SPP | MW | Additions - Tier 3 |  | 35.15 | 31820.29 | 48747.022 | 52810.922 | 63340.397 | 64012.997 | 64012.997 | 64012.997 | 64012.997 | 64012.997 | 64012.997
2019 | US | SPP-RE | - | SPP | MW | Firm Imports |  | 1378.2378 | 1378.5378 | 1361.7378 | 1372.0378 | 1372.2378 | 1392.4378 | 1412.6378 | 1412.9378 | 1362.1378 | 1362.3378 | 1362.5378
2019 | US | SPP-RE | - | SPP | MW | Firm Exports |  | 1756.072 | 1710.072 | 1564.072 | 1544.072 | 1544.072 | 1519.072 | 1519.072 | 1519.072 | 1519.072 | 1519.072 | 1519.072
2019 | US | SPP-RE | - | SPP | MW | Net Firm Capacity Transfers |  | -377.8342 | -331.5342 | -202.3342 | -172.0342 | -171.8342 | -126.6342 | -106.4342 | -106.1342 | -156.9342 | -156.7342 | -156.5342
2019 | US | SPP-RE | - | SPP | MW | Expected Imports |  | 0 | 0 | 0 | 0 | 0 | 0 | 0 | 0 | 0 | 0 | 0
2019 | US | SPP-RE | - | SPP | MW | Expected Exports |  | 46 | 46 | 46 | 46 | 46 | 46 | 46 | 46 | 46 | 46 | 46
2019 | US | SPP-RE | - | SPP | MW | Net Expected Transfers |  | -46 | -46 | -46 | -46 | -46 | -46 | -46 | -46 | -46 | -46 | -46
2019 | US | SPP-RE | - | SPP | MW | Existing-Certain & Net Firm Transfers |  | 67017.5538 | 66921.3888 | 66772.8888 | 66742.1888 | 66894.7888 | 66133.4888 | 66517.2888 | 65601.9888 | 65283.1888 | 65043.3888 | 64905.2888
2019 | US | SPP-RE | - | SPP | MW | Anticipated Resources |  | 67017.5538 | 67221.3888 | 67072.8888 | 67042.1888 | 67194.7888 | 66433.4888 | 66817.2888 | 65901.9888 | 65583.1888 | 65343.3888 | 65205.2888
2019 | US | SPP-RE | - | SPP | MW | Prospective Resources |  | 66971.5538 | 69675.3888 | 69526.4888 | 70145.7888 | 70298.3888 | 69537.0888 | 69920.8888 | 69005.5888 | 68686.7888 | 68446.9888 | 68308.8888
2019 | US | SPP-RE | - | SPP | MW | Existing-Certain and Net Firm Transfers Excess/Shortfall |  | 19780.8482 | 18456.1272 | 18320.6673 | 17830.0393 | 17567.3388 | 16493.8388 | 16621.2272 | 15370.626 | 14788.1657 | 14582.9121 | 13813.8892
2019 | US | SPP-RE | - | SPP | MW | Anticipated Excess/Shortfall |  | 19780.8482 | 18756.1272 | 18620.6673 | 18130.0393 | 17867.3388 | 16793.8388 | 16921.2272 | 15670.626 | 15088.1657 | 14882.9121 | 14113.8892
2019 | US | SPP-RE | - | SPP | MW | Prospective Excess/Shortfall |  | 19734.8482 | 21210.1272 | 21074.2673 | 21233.6393 | 20970.9388 | 19897.4388 | 20024.8272 | 18774.226 | 18191.7657 | 17986.5121 | 17217.4892
2019 | US | SPP-RE | - | SPP | % | Existing-Certain and Net Firm Transfers Reserve Margin |  | 58.9% | 54.65% | 54.35% | 52.83% | 51.89% | 49.21% | 49.31% | 46.27% | 44.8% | 44.37% | 42.28%
2019 | US | SPP-RE | - | SPP | % | Anticipated Reserve Margin |  | 58.9% | 55.34% | 55.04% | 53.51% | 52.57% | 49.89% | 49.98% | 46.94% | 45.47% | 45.03% | 42.94%
2019 | US | SPP-RE | - | SPP | % | Prospective Reserve Margin |  | 58.79% | 61.02% | 60.71% | 60.62% | 59.62% | 56.89% | 56.95% | 53.86% | 52.35% | 51.92% | 49.74%
2019 | US | SPP-RE | - | SPP | % | Reference Margin Level |  | 12% | 12% | 12% | 12% | 12% | 12% | 12% | 12% | 12% | 12% | 12%
2019 | US | TRE-ERCOT | - | TRE-ERCOT | MW | Energy Efficiency and Conservation |  | 1343.2165 | 1763.6799 | 2064.6831 | 2284.9232 | 2592.0334 | 2821.1604 | 3137.8329 | 3376.1728 | 3703.9162 | 3921.8884 | 4230.1695
2019 | US | TRE-ERCOT | - | TRE-ERCOT | MW | Total Installed Photovoltaic |  | 594.4878 | 862.1977 | 1220.1709 | 1645.5537 | 2102.4173 | 2543.0888 | 2926.0908 | 3229.6433 | 3452.8312 | 3607.8761 | 3711.3152
2019 | US | TRE-ERCOT | - | TRE-ERCOT | MW | Photovoltaic On-Peak |  | 49.3425 | 71.5624 | 101.2742 | 136.581 | 174.5006 | 211.0764 | 242.8655 | 268.0604 | 286.585 | 299.4537 | 308.0392
2019 | US | TRE-ERCOT | - | TRE-ERCOT | MW | Total Internal Demand |  | 61149.762 | 62782.2869 | 64448.5253 | 66101.9584 | 67895.605 | 69406.808 | 70949.1549 | 72476.6045 | 73951.4911 | 75394.4419 | 76865.5477
2019 | US | TRE-ERCOT | - | TRE-ERCOT | MW | Controllable and Dispatchable Demand Response - Available |  | 2685.4358 | 2733.4494 | 2783.8584 | 2783.8584 | 2783.8584 | 2783.8584 | 2783.8584 | 2783.8584 | 2783.8584 | 2783.8584 | 2783.8584
2019 | US | TRE-ERCOT | - | TRE-ERCOT | MW | Net Internal Demand |  | 58464.3262 | 60048.8375 | 61664.6669 | 63318.1 | 65111.7466 | 66622.9496 | 68165.2965 | 69692.7461 | 71167.6327 | 72610.5835 | 74081.6893
2019 | US | TRE-ERCOT | - | TRE-ERCOT | MW | Behind the Meter Generation - Capacity |  | 3964.6289 | 3884.6289 | 3864.6289 | 3864.6289 | 3609.6289 | 3609.6289 | 3609.6289 | 3609.6289 | 3609.6289 | 3609.6289 | 3609.6289
2019 | US | TRE-ERCOT | - | TRE-ERCOT | MW | Other Capacity Adjustments - Additions |  | 0 | 0 | 0 | 0 | 0 | 0 | 0 | 0 | 0 | 0 | 0
2019 | US | TRE-ERCOT | - | TRE-ERCOT | MW | Other Capacity Adjustments - Reductions |  | 0 | 0 | 0 | 0 | 0 | 0 | 0 | 0 | 0 | 0 | 0
2019 | US | TRE-ERCOT | - | TRE-ERCOT | MW | Confirmed Retirements |  | 844.8 | 1314.8 | 1314.8 | 1314.8 | 1314.8 | 1314.8 | 1314.8 | 1314.8 | 1314.8 | 1314.8 | 1314.8
2019 | US | TRE-ERCOT | - | TRE-ERCOT | MW | Unconfirmed Retirements |  | 0 | 650 | 970 | 1398 | 1765 | 1765 | 1765 | 1765 | 1765 | 1765 | 1765
2019 | US | TRE-ERCOT | - | TRE-ERCOT | MW | Scheduled Outages |  | 552 | 2829 | 395 | 395 | 0 | 0 | 0 | 0 | 0 | 0 | 0
2019 | US | TRE-ERCOT | - | TRE-ERCOT | MW | Transmission Limitations |  | 0 | 0 | 0 | 0 | 0 | 0 | 0 | 0 | 0 | 0 | 0
2019 | US | TRE-ERCOT | - | TRE-ERCOT | MW | Existing-Certain |  | 80131.8349 | 77866.4749 | 80680.9749 | 80680.9749 | 80820.9749 | 80820.9749 | 80820.9749 | 80820.9749 | 80820.9749 | 80820.9749 | 80820.9749
2019 | US | TRE-ERCOT | - | TRE-ERCOT | MW | Existing-Other |  | 509 | 509 | 509 | 509 | 509 | 509 | 509 | 509 | 509 | 509 | 509
2019 | US | TRE-ERCOT | - | TRE-ERCOT | MW | Additions - Tier 1 |  | 1190.819 | 3927.5232 | 6254.4492 | 6314.9492 | 6314.9492 | 6314.9492 | 6314.9492 | 6314.9492 | 6314.9492 | 6314.9492 | 6314.9492
2019 | US | TRE-ERCOT | - | TRE-ERCOT | MW | Additions - Tier 2 |  | 0 | 4796.1018 | 10142.598 | 11273.2236 | 11393.2236 | 11393.2236 | 11393.2236 | 11393.2236 | 11393.2236 | 11393.2236 | 11393.2236
2019 | US | TRE-ERCOT | - | TRE-ERCOT | MW | Additions - Tier 3 |  | 0 | 1170.357 | 4841.5452 | 6990.4616 | 7088.8616 | 7088.8616 | 7088.8616 | 7088.8616 | 7088.8616 | 7088.8616 | 7088.8616
2019 | US | TRE-ERCOT | - | TRE-ERCOT | MW | Firm Imports |  | 50 | 50 | 50 | 50 | 50 | 50 | 50 | 50 | 50 | 50 | 50
2019 | US | TRE-ERCOT | - | TRE-ERCOT | MW | Firm Exports |  | 0 | 0 | 0 | 0 | 0 | 0 | 0 | 0 | 0 | 0 | 0
2019 | US | TRE-ERCOT | - | TRE-ERCOT | MW | Net Firm Capacity Transfers |  | 50 | 50 | 50 | 50 | 50 | 50 | 50 | 50 | 50 | 50 | 50
2019 | US | TRE-ERCOT | - | TRE-ERCOT | MW | Expected Imports |  | 793 | 793 | 793 | 793 | 793 | 793 | 793 | 793 | 793 | 793 | 793
2019 | US | TRE-ERCOT | - | TRE-ERCOT | MW | Expected Exports |  | 0 | 0 | 0 | 0 | 0 | 0 | 0 | 0 | 0 | 0 | 0
2019 | US | TRE-ERCOT | - | TRE-ERCOT | MW | Net Expected Transfers |  | 793 | 793 | 793 | 793 | 793 | 793 | 793 | 793 | 793 | 793 | 793
2019 | US | TRE-ERCOT | - | TRE-ERCOT | MW | Existing-Certain & Net Firm Transfers |  | 80181.8349 | 77916.4749 | 80730.9749 | 80730.9749 | 80870.9749 | 80870.9749 | 80870.9749 | 80870.9749 | 80870.9749 | 80870.9749 | 80870.9749
2019 | US | TRE-ERCOT | - | TRE-ERCOT | MW | Anticipated Resources |  | 81372.6539 | 81843.9981 | 86985.4241 | 87045.9241 | 87185.9241 | 87185.9241 | 87185.9241 | 87185.9241 | 87185.9241 | 87185.9241 | 87185.9241
2019 | US | TRE-ERCOT | - | TRE-ERCOT | MW | Prospective Resources |  | 82674.6539 | 87292.0999 | 97460.0221 | 98223.1477 | 98116.1477 | 98116.1477 | 98116.1477 | 98116.1477 | 98116.1477 | 98116.1477 | 98116.1477
2019 | US | TRE-ERCOT | - | TRE-ERCOT | MW | Existing-Certain and Net Firm Transfers Excess/Shortfall |  | 13678.6639 | 9610.9223 | 10587.4163 | 8706.6362 | 6806.3631 | 5087.3697 | 3332.9501 | 1595.4762 | -82.2073 | -1723.5638 | -3396.9467
2019 | US | TRE-ERCOT | - | TRE-ERCOT | MW | Anticipated Excess/Shortfall |  | 14869.4829 | 13538.4455 | 16841.8655 | 15021.5854 | 13121.3123 | 11402.3189 | 9647.8993 | 7910.4254 | 6232.7419 | 4591.3854 | 2918.0025
2019 | US | TRE-ERCOT | - | TRE-ERCOT | MW | Prospective Excess/Shortfall |  | 16171.4829 | 18986.5473 | 27316.4635 | 26198.809 | 24051.5359 | 22332.5425 | 20578.1229 | 18840.649 | 17162.9655 | 15521.609 | 13848.2261
2019 | US | TRE-ERCOT | - | TRE-ERCOT | % | Existing-Certain and Net Firm Transfers Reserve Margin |  | 37.15% | 29.76% | 30.92% | 27.5% | 24.2% | 21.39% | 18.64% | 16.04% | 13.63% | 11.38% | 9.165%
2019 | US | TRE-ERCOT | - | TRE-ERCOT | % | Anticipated Reserve Margin |  | 39.18% | 36.3% | 41.06% | 37.47% | 33.9% | 30.86% | 27.9% | 25.1% | 22.51% | 20.07% | 17.69%
2019 | US | TRE-ERCOT | - | TRE-ERCOT | % | Prospective Reserve Margin |  | 41.41% | 45.37% | 58.05% | 55.13% | 50.69% | 47.27% | 43.94% | 40.78% | 37.87% | 35.13% | 32.44%
2019 | US | TRE-ERCOT | - | TRE-ERCOT | % | Reference Margin Level |  | 13.75% | 13.75% | 13.75% | 13.75% | 13.75% | 13.75% | 13.75% | 13.75% | 13.75% | 13.75% | 13.75%
2019 | CA | MRO | - | MRO-Manitoba Hydro | MW | Energy Efficiency and Conservation |  | 257.2918 | 327.4556 | 395.5995 | 440.8282 | 476.9225 | 352.3176 | 385.9816 | 420.7353 | 454.5395 | 487.4081 | 521.2155
2019 | CA | MRO | - | MRO-Manitoba Hydro | MW | Total Installed Photovoltaic |  | 11.54 | 12.76 | 15.432 | 21.036 | 31.648 | 49.616 | 78.236 | 118.852 | 170.912 | 234.1 | 305.708
2019 | CA | MRO | - | MRO-Manitoba Hydro | MW | Photovoltaic On-Peak |  | 0 | 0 | 0 | 0 | 0 | 0 | 0 | 0 | 0 | 0 | 0
2019 | CA | MRO | - | MRO-Manitoba Hydro | MW | Total Internal Demand |  | 4505.4163 | 4517.7823 | 4503.0282 | 4534.758 | 4568.8604 | 4757.4705 | 4776.2662 | 4803.9814 | 4816.7652 | 4837.6309 | 4868.2247
2019 | CA | MRO | - | MRO-Manitoba Hydro | MW | Controllable and Dispatchable Demand Response - Available |  | 0 | 0 | 0 | 0 | 0 | 0 | 0 | 0 | 0 | 0 | 0
2019 | CA | MRO | - | MRO-Manitoba Hydro | MW | Net Internal Demand |  | 4505.4163 | 4517.7823 | 4503.0282 | 4534.758 | 4568.8604 | 4757.4705 | 4776.2662 | 4803.9814 | 4816.7652 | 4837.6309 | 4868.2247
2019 | CA | MRO | - | MRO-Manitoba Hydro | MW | Behind the Meter Generation - Capacity |  | 0 | 0 | 0 | 0 | 0 | 0 | 0 | 0 | 0 | 0 | 0
2019 | CA | MRO | - | MRO-Manitoba Hydro | MW | Other Capacity Adjustments - Additions |  | 0 | 0 | 0 | 0 | 0 | 0 | 0 | 0 | 0 | 0 | 0
2019 | CA | MRO | - | MRO-Manitoba Hydro | MW | Other Capacity Adjustments - Reductions |  | 0 | 0 | 0 | 0 | 0 | 0 | 0 | 0 | 0 | 0 | 0
2019 | CA | MRO | - | MRO-Manitoba Hydro | MW | Confirmed Retirements |  | 0 | 0 | 0 | 0 | 0 | 0 | 0 | 0 | 0 | 0 | 0
2019 | CA | MRO | - | MRO-Manitoba Hydro | MW | Unconfirmed Retirements |  | 0 | 0 | 0 | 0 | 0 | 0 | 0 | 0 | 0 | 0 | 0
2019 | CA | MRO | - | MRO-Manitoba Hydro | MW | Scheduled Outages |  | 135 | 135 | 135 | 135 | 135 | 135 | 135 | 135 | 135 | 135 | 135
2019 | CA | MRO | - | MRO-Manitoba Hydro | MW | Transmission Limitations |  | 0 | 0 | 0 | 0 | 0 | 0 | 0 | 0 | 0 | 0 | 0
2019 | CA | MRO | - | MRO-Manitoba Hydro | MW | Existing-Certain |  | 5468.9 | 5468.9 | 5468.9 | 5440 | 5440 | 5440 | 5440 | 5419.2 | 5419.2 | 5419.2 | 5408.2
2019 | CA | MRO | - | MRO-Manitoba Hydro | MW | Existing-Other |  | 53.3 | 58.3 | 58.3 | 62.1 | 62.1 | 62.1 | 62.1 | 62.1 | 62.1 | 62.1 | 56.1
2019 | CA | MRO | - | MRO-Manitoba Hydro | MW | Additions - Tier 1 |  | 0 | 0 | 193 | 645 | 645 | 645 | 645 | 645 | 645 | 645 | 645
2019 | CA | MRO | - | MRO-Manitoba Hydro | MW | Additions - Tier 2 |  | 0 | 0 | 0 | 0 | 0 | 0 | 0 | 0 | 0 | 0 | 0
2019 | CA | MRO | - | MRO-Manitoba Hydro | MW | Additions - Tier 3 |  | 0 | 0 | 0 | 0 | 0 | 0 | 0 | 0 | 0 | 0 | 0
2019 | CA | MRO | - | MRO-Manitoba Hydro | MW | Firm Imports |  | 625 | 550 | 550 | 550 | 550 | 550 | 200 | 200 | 200 | 200 | 200
2019 | CA | MRO | - | MRO-Manitoba Hydro | MW | Firm Exports |  | 733.0558 | 925.6428 | 996.6087 | 976.7236 | 1032.9875 | 1038.1024 | 623.9067 | 623.9067 | 529.0216 | 452.2981 | 457.413
2019 | CA | MRO | - | MRO-Manitoba Hydro | MW | Net Firm Capacity Transfers |  | -108.0558 | -375.6428 | -446.6087 | -426.7236 | -482.9875 | -488.1024 | -423.9067 | -423.9067 | -329.0216 | -252.2981 | -257.413
2019 | CA | MRO | - | MRO-Manitoba Hydro | MW | Expected Imports |  | 0 | 0 | 0 | 0 | 0 | 0 | 0 | 0 | 0 | 0 | 0
2019 | CA | MRO | - | MRO-Manitoba Hydro | MW | Expected Exports |  | 0 | 0 | 0 | 190 | 190 | 190 | 190 | 190 | 190 | 190 | 190
2019 | CA | MRO | - | MRO-Manitoba Hydro | MW | Net Expected Transfers |  | 0 | 0 | 0 | -190 | -190 | -190 | -190 | -190 | -190 | -190 | -190
2019 | CA | MRO | - | MRO-Manitoba Hydro | MW | Existing-Certain & Net Firm Transfers |  | 5360.8442 | 5093.2572 | 5022.2913 | 5013.2764 | 4957.0125 | 4951.8976 | 5016.0933 | 4995.2933 | 5090.1784 | 5166.9019 | 5150.787
2019 | CA | MRO | - | MRO-Manitoba Hydro | MW | Anticipated Resources |  | 5360.8442 | 5093.2572 | 5215.2913 | 5658.2764 | 5602.0125 | 5596.8976 | 5661.0933 | 5640.2933 | 5735.1784 | 5811.9019 | 5795.787
2019 | CA | MRO | - | MRO-Manitoba Hydro | MW | Prospective Resources |  | 5414.1442 | 5151.5572 | 5273.5913 | 5530.3764 | 5474.1125 | 5468.9976 | 5533.1933 | 5512.3933 | 5607.2784 | 5684.0019 | 5661.887
2019 | CA | MRO | - | MRO-Manitoba Hydro | MW | Existing-Certain and Net Firm Transfers Excess/Shortfall |  | 314.7779 | 33.3411 | -21.1002 | -65.6525 | -160.1111 | -376.4693 | -333.3248 | -385.1659 | -304.5987 | -251.2447 | -301.6247
2019 | CA | MRO | - | MRO-Manitoba Hydro | MW | Anticipated Excess/Shortfall |  | 314.7779 | 33.3411 | 171.8998 | 579.3475 | 484.8889 | 268.5307 | 311.6752 | 259.8341 | 340.4013 | 393.7553 | 343.3753
2019 | CA | MRO | - | MRO-Manitoba Hydro | MW | Prospective Excess/Shortfall |  | 368.0779 | 91.6411 | 230.1998 | 451.4475 | 356.9889 | 140.6307 | 183.7752 | 131.9341 | 212.5013 | 265.8553 | 209.4753
2019 | CA | MRO | - | MRO-Manitoba Hydro | % | Existing-Certain and Net Firm Transfers Reserve Margin |  | 18.99% | 12.74% | 11.53% | 10.55% | 8.496% | 4.087% | 5.021% | 3.982% | 5.676% | 6.806% | 5.804%
2019 | CA | MRO | - | MRO-Manitoba Hydro | % | Anticipated Reserve Margin |  | 18.99% | 12.74% | 15.82% | 24.78% | 22.61% | 17.64% | 18.53% | 17.41% | 19.07% | 20.14% | 19.05%
2019 | CA | MRO | - | MRO-Manitoba Hydro | % | Prospective Reserve Margin |  | 20.17% | 14.03% | 17.11% | 21.96% | 19.81% | 14.96% | 15.85% | 14.75% | 16.41% | 17.5% | 16.3%
2019 | CA | MRO | - | MRO-Manitoba Hydro | % | Reference Margin Level |  | 12% | 12% | 12% | 12% | 12% | 12% | 12% | 12% | 12% | 12% | 12%
2019 | CA | NPCC | - | NPCC-Maritimes | MW | Energy Efficiency and Conservation |  | 72.1 | 126.7 | 170 | 235.2 | 316.6 | 390.4 | 358.9 | 510.6 | 548.7 | 588.2 | 631.8
2019 | CA | NPCC | - | NPCC-Maritimes | MW | Total Installed Photovoltaic |  | 17.3 | 25.3 | 30.3 | 35.3 | 46.3 | 62.3 | 85.3 | 107.3 | 136.3 | 173.3 | 215.3
2019 | CA | NPCC | - | NPCC-Maritimes | MW | Photovoltaic On-Peak |  | 0 | 0 | 0 | 0 | 0 | 0 | 0 | 0 | 0 | 0 | 0
2019 | CA | NPCC | - | NPCC-Maritimes | MW | Total Internal Demand |  | 5684.2 | 5644.3 | 5673.3143 | 5664.419 | 5611.3267 | 5576.4375 | 5541.1348 | 5517.4322 | 5516.5457 | 5501.043 | 5481.3404
2019 | CA | NPCC | - | NPCC-Maritimes | MW | Controllable and Dispatchable Demand Response - Available |  | 270.3 | 277.3 | 277.1 | 276.9 | 276.6 | 276.3 | 276 | 275.7 | 275.3 | 274.9 | 274.4
2019 | CA | NPCC | - | NPCC-Maritimes | MW | Net Internal Demand |  | 5413.9 | 5367 | 5396.2143 | 5387.519 | 5334.7267 | 5300.1375 | 5265.1348 | 5241.7322 | 5241.2457 | 5226.143 | 5206.9404
2019 | CA | NPCC | - | NPCC-Maritimes | MW | Behind the Meter Generation - Capacity |  | 0 | 0 | 0 | 0 | 0 | 0 | 0 | 0 | 0 | 0 | 0
2019 | CA | NPCC | - | NPCC-Maritimes | MW | Other Capacity Adjustments - Additions |  | 0 | 0 | 0 | 0 | 0 | 0 | 0 | 0 | 0 | 0 | 0
2019 | CA | NPCC | - | NPCC-Maritimes | MW | Other Capacity Adjustments - Reductions |  | 0 | 0 | 0 | 0 | 0 | 0 | 0 | 0 | 0 | 0 | 0
2019 | CA | NPCC | - | NPCC-Maritimes | MW | Confirmed Retirements |  | 0 | 33 | 33 | 33 | 33 | 33 | 33 | 33 | 33 | 33 | 33
2019 | CA | NPCC | - | NPCC-Maritimes | MW | Unconfirmed Retirements |  | 0 | 0 | 148 | 148 | 148 | 246 | 274 | 564 | 564 | 564 | 564
2019 | CA | NPCC | - | NPCC-Maritimes | MW | Scheduled Outages |  | 100 | 100 | 100 | 100 | 100 | 100 | 100 | 100 | 100 | 100 | 100
2019 | CA | NPCC | - | NPCC-Maritimes | MW | Transmission Limitations |  | 36.5 | 36.5 | 36.5 | 36.5 | 36.5 | 36.5 | 36.5 | 36.5 | 36.5 | 36.5 | 36.5
2019 | CA | NPCC | - | NPCC-Maritimes | MW | Existing-Certain |  | 6633.511 | 6633.511 | 6633.511 | 6633.511 | 6632.375 | 6630.175 | 6630.175 | 6630.175 | 6520.175 | 6517.925 | 6517.925
2019 | CA | NPCC | - | NPCC-Maritimes | MW | Existing-Other |  | 0 | 0 | 0 | 0 | 0 | 0 | 0 | 0 | 0 | 0 | 0
2019 | CA | NPCC | - | NPCC-Maritimes | MW | Additions - Tier 1 |  | 1 | 5.4 | 27.4 | 49.8 | 49.8 | 49.8 | 49.8 | 49.8 | 49.8 | 49.8 | 49.8
2019 | CA | NPCC | - | NPCC-Maritimes | MW | Additions - Tier 2 |  | 0 | 0 | 0 | 0 | 0 | 0 | 0 | 0 | 0 | 0 | 0
2019 | CA | NPCC | - | NPCC-Maritimes | MW | Additions - Tier 3 |  | 0 | 9 | 9 | 9 | 9 | 9 | 9 | 9 | 9 | 9 | 9
2019 | CA | NPCC | - | NPCC-Maritimes | MW | Firm Imports |  | 0 | 0 | 0 | 0 | 0 | 0 | 0 | 0 | 0 | 0 | 0
2019 | CA | NPCC | - | NPCC-Maritimes | MW | Firm Exports |  | 110 | 69 | 66 | 149 | 0 | 0 | 0 | 0 | 0 | 0 | 0
2019 | CA | NPCC | - | NPCC-Maritimes | MW | Net Firm Capacity Transfers |  | -110 | -69 | -66 | -149 | 0 | 0 | 0 | 0 | 0 | 0 | 0
2019 | CA | NPCC | - | NPCC-Maritimes | MW | Expected Imports |  | 0 | 153 | 153 | 153 | 153 | 153 | 153 | 153 | 153 | 153 | 153
2019 | CA | NPCC | - | NPCC-Maritimes | MW | Expected Exports |  | 0 | 0 | 0 | 0 | 0 | 0 | 0 | 0 | 0 | 0 | 0
2019 | CA | NPCC | - | NPCC-Maritimes | MW | Net Expected Transfers |  | 0 | 153 | 153 | 153 | 153 | 153 | 153 | 153 | 153 | 153 | 153
2019 | CA | NPCC | - | NPCC-Maritimes | MW | Existing-Certain & Net Firm Transfers |  | 6523.511 | 6564.511 | 6567.511 | 6484.511 | 6632.375 | 6630.175 | 6630.175 | 6630.175 | 6520.175 | 6517.925 | 6517.925
2019 | CA | NPCC | - | NPCC-Maritimes | MW | Anticipated Resources |  | 6524.511 | 6569.911 | 6594.911 | 6534.311 | 6682.175 | 6679.975 | 6679.975 | 6679.975 | 6569.975 | 6567.725 | 6567.725
2019 | CA | NPCC | - | NPCC-Maritimes | MW | Prospective Resources |  | 6524.511 | 6722.911 | 6599.911 | 6539.311 | 6687.175 | 6586.975 | 6558.975 | 6268.975 | 6158.975 | 6156.725 | 6156.725
2019 | CA | NPCC | - | NPCC-Maritimes | MW | Existing-Certain and Net Firm Transfers Excess/Shortfall |  | 26.831 | 124.111 | 92.0538 | 19.4882 | 230.7029 | 270.01 | 312.0132 | 340.0964 | 230.6801 | 246.5533 | 269.5965
2019 | CA | NPCC | - | NPCC-Maritimes | MW | Anticipated Excess/Shortfall |  | 27.831 | 129.511 | 119.4538 | 69.2882 | 280.5029 | 319.81 | 361.8132 | 389.8964 | 280.4801 | 296.3533 | 319.3965
2019 | CA | NPCC | - | NPCC-Maritimes | MW | Prospective Excess/Shortfall |  | 27.831 | 282.511 | 124.4538 | 74.2882 | 285.5029 | 226.81 | 240.8132 | -21.1036 | -130.5199 | -114.6467 | -91.6035
2019 | CA | NPCC | - | NPCC-Maritimes | % | Existing-Certain and Net Firm Transfers Reserve Margin |  | 20.5% | 22.31% | 21.71% | 20.36% | 24.32% | 25.09% | 25.93% | 26.49% | 24.4% | 24.72% | 25.18%
2019 | CA | NPCC | - | NPCC-Maritimes | % | Anticipated Reserve Margin |  | 20.51% | 22.41% | 22.21% | 21.29% | 25.26% | 26.03% | 26.87% | 27.44% | 25.35% | 25.67% | 26.13%
2019 | CA | NPCC | - | NPCC-Maritimes | % | Prospective Reserve Margin |  | 20.51% | 25.26% | 22.31% | 21.38% | 25.35% | 24.28% | 24.57% | 19.6% | 17.51% | 17.81% | 18.24%
2019 | CA | NPCC | - | NPCC-Maritimes | % | Reference Margin Level |  | 20% | 20% | 20% | 20% | 20% | 20% | 20% | 20% | 20% | 20% | 20%
2019 | US | MRO | - | MRO-MISO | MW | Energy Efficiency and Conservation |  | 312.3 | 312.3 | 312.3 | 312.3 | 312.3 | 312.3 | 312.3 | 312.3 | 312.3 | 312.3 | 312.3
2019 | US | MRO | - | MRO-MISO | MW | Total Installed Photovoltaic |  | 411 | 411 | 411 | 411 | 411 | 411 | 411 | 411 | 411 | 411 | 411
2019 | US | MRO | - | MRO-MISO | MW | Photovoltaic On-Peak |  | 205.5 | 205.5 | 205.5 | 205.5 | 205.5 | 205.5 | 205.5 | 205.5 | 205.5 | 205.5 | 205.5
2019 | US | MRO | - | MRO-MISO | MW | Total Internal Demand |  | 103754.5233 | 104257.252 | 104862.4275 | 105100.83 | 105414.7954 | 105692.1795 | 105776.2877 | 106040.0378 | 106524.1398 | 106833.7846 | 107181.517
2019 | US | MRO | - | MRO-MISO | MW | Controllable and Dispatchable Demand Response - Available |  | 5505.5 | 5212.4 | 5204.7 | 5216.3 | 5220.8 | 5227.2 | 5232.4 | 5237.3 | 5242.3 | 5247.3 | 5247.3
2019 | US | MRO | - | MRO-MISO | MW | Net Internal Demand |  | 98249.0233 | 99044.852 | 99657.7275 | 99884.53 | 100193.9954 | 100464.9795 | 100543.8877 | 100802.7378 | 101281.8398 | 101586.4846 | 101934.217
2019 | US | MRO | - | MRO-MISO | MW | Behind the Meter Generation - Capacity |  | 4579.7 | 4141.5148 | 4135.3148 | 4245.3148 | 4135.3148 | 4121.4148 | 4121.4148 | 4119.7148 | 4087.4148 | 4072.7148 | 4046.2815
2019 | US | MRO | - | MRO-MISO | MW | Other Capacity Adjustments - Additions |  | 0 | 0 | 0 | 0 | 0 | 0 | 0 | 0 | 0 | 0 | 0
2019 | US | MRO | - | MRO-MISO | MW | Other Capacity Adjustments - Reductions |  | 0 | 0 | 0 | 0 | 0 | 0 | 0 | 0 | 0 | 0 | 0
2019 | US | MRO | - | MRO-MISO | MW | Confirmed Retirements |  | 14771.5 | 14771.5 | 14771.5 | 14771.5 | 14771.5 | 14771.5 | 14771.5 | 14771.5 | 14771.5 | 14771.5 | 14771.5
2019 | US | MRO | - | MRO-MISO | MW | Unconfirmed Retirements |  | 0 | 4180.05 | 4111.65 | 2662.6 | 5054.3 | 5707.4 | 6399 | 6751 | 7292.4 | 8393.5 | 8393.5
2019 | US | MRO | - | MRO-MISO | MW | Scheduled Outages |  | 0 | 0 | 0 | 0 | 0 | 0 | 0 | 0 | 0 | 0 | 0
2019 | US | MRO | - | MRO-MISO | MW | Transmission Limitations |  | 2461.7963 | 2572.5057 | 4859.672 | 4517.0855 | 3832.9415 | 3677.8444 | 3389.0615 | 2355.7444 | 2186.6924 | 2192.9627 | 2082.3515
2019 | US | MRO | - | MRO-MISO | MW | Existing-Certain |  | 144423.4067 | 142418.2122 | 138148.8459 | 137552.3923 | 136038.0363 | 134316.2334 | 134155.7163 | 133169.8431 | 132312.7251 | 131980.0548 | 132064.2327
2019 | US | MRO | - | MRO-MISO | MW | Existing-Other |  | 1623.1 | 1623.1 | 1623.1 | 1623.1 | 1591.9 | 1591.9 | 1591.9 | 1591.9 | 1591.9 | 1591.9 | 1591.9
2019 | US | MRO | - | MRO-MISO | MW | Additions - Tier 1 |  | 777.908 | 2406.2944 | 5482.7944 | 6610.0944 | 6710.0944 | 6830.2944 | 6830.2944 | 6830.2944 | 6830.2944 | 6830.2944 | 6830.2944
2019 | US | MRO | - | MRO-MISO | MW | Additions - Tier 2 |  | 287.3 | 614.1482 | 1745.7271 | 2723.7587 | 19515.7004 | 25706.3933 | 26231.3933 | 26231.3933 | 26231.3933 | 26231.3933 | 26231.3933
2019 | US | MRO | - | MRO-MISO | MW | Additions - Tier 3 |  | 107.0016 | 1455.8616 | 3539.2256 | 5116.6512 | 6330.2256 | 8434.4556 | 8516.0232 | 9796.2352 | 10268.3612 | 11040.848 | 11040.848
2019 | US | MRO | - | MRO-MISO | MW | Firm Imports |  | 3913.8 | 3792.7567 | 3792.7567 | 3959.7567 | 3959.7567 | 3959.7567 | 3959.7567 | 3509.7567 | 3509.7567 | 3509.7567 | 3509.7567
2019 | US | MRO | - | MRO-MISO | MW | Firm Exports |  | 4296.4 | 3866.9 | 4764.3 | 4765.3 | 4766.3 | 4768.3 | 4430.3 | 4421.3 | 4422.3 | 4424.3 | 4426.3
2019 | US | MRO | - | MRO-MISO | MW | Net Firm Capacity Transfers |  | -382.6 | -74.1433 | -971.5433 | -805.5433 | -806.5433 | -808.5433 | -470.5433 | -911.5433 | -912.5433 | -914.5433 | -916.5433
2019 | US | MRO | - | MRO-MISO | MW | Expected Imports |  | 0 | 0 | 0 | 0 | 0 | 0 | 0 | 0 | 0 | 0 | 0
2019 | US | MRO | - | MRO-MISO | MW | Expected Exports |  | 0 | 0 | 0 | 0 | 0 | 0 | 0 | 0 | 0 | 0 | 0
2019 | US | MRO | - | MRO-MISO | MW | Net Expected Transfers |  | 0 | 0 | 0 | 0 | 0 | 0 | 0 | 0 | 0 | 0 | 0
2019 | US | MRO | - | MRO-MISO | MW | Existing-Certain & Net Firm Transfers |  | 144040.8067 | 142344.0689 | 137177.3026 | 136746.849 | 135231.493 | 133507.6901 | 133685.173 | 132258.2998 | 131400.1818 | 131065.5115 | 131147.6894
2019 | US | MRO | - | MRO-MISO | MW | Anticipated Resources |  | 144818.7147 | 144750.3633 | 142660.097 | 143356.9434 | 141941.5874 | 140337.9845 | 140515.4674 | 139088.5942 | 138230.4762 | 137895.8059 | 137977.9838
2019 | US | MRO | - | MRO-MISO | MW | Prospective Resources |  | 146729.1147 | 142807.5615 | 141917.274 | 145041.2021 | 157994.8878 | 161928.8778 | 161939.7607 | 160160.8875 | 158761.3695 | 157325.5992 | 157407.7771
2019 | US | MRO | - | MRO-MISO | MW | Existing-Certain and Net Firm Transfers Excess/Shortfall |  | 29285.9474 | 26659.6817 | 20777.0768 | 20081.718 | 18204.9064 | 16164.594 | 16249.9122 | 14520.702 | 13102.9929 | 12412.4975 | 12088.5239
2019 | US | MRO | - | MRO-MISO | MW | Anticipated Excess/Shortfall |  | 30063.8554 | 29065.9761 | 26259.8712 | 26691.8124 | 24915.0008 | 22994.8884 | 23080.2066 | 21350.9964 | 19933.2873 | 19242.7919 | 18918.8183
2019 | US | MRO | - | MRO-MISO | MW | Prospective Excess/Shortfall |  | 31974.2554 | 27123.1743 | 25517.0483 | 28376.0711 | 40968.3012 | 44585.7817 | 44504.4998 | 42423.2897 | 40464.1806 | 38672.5851 | 38348.6116
2019 | US | MRO | - | MRO-MISO | % | Existing-Certain and Net Firm Transfers Reserve Margin |  | 46.61% | 43.72% | 37.65% | 36.9% | 34.97% | 32.89% | 32.96% | 31.21% | 29.74% | 29.02% | 28.66%
2019 | US | MRO | - | MRO-MISO | % | Anticipated Reserve Margin |  | 47.4% | 46.15% | 43.15% | 43.52% | 41.67% | 39.69% | 39.76% | 37.98% | 36.48% | 35.74% | 35.36%
2019 | US | MRO | - | MRO-MISO | % | Prospective Reserve Margin |  | 49.34% | 44.18% | 42.4% | 45.21% | 57.69% | 61.18% | 61.06% | 58.89% | 56.75% | 54.87% | 54.42%
2019 | US | MRO | - | MRO-MISO | % | Reference Margin Level |  | 16.8% | 16.8% | 16.8% | 16.8% | 16.8% | 16.8% | 16.8% | 16.8% | 16.8% | 16.8% | 16.8%
2019 | CA | MRO | - | MRO-SaskPower | MW | Energy Efficiency and Conservation |  | 156.2142 | 158.2288 | 160.173 | 169.8515 | 172.7726 | 175.6173 | 178.5529 | 181.4841 | 184.4065 | 187.3251 | 190.1523
2019 | CA | MRO | - | MRO-SaskPower | MW | Total Installed Photovoltaic |  | 21 | 29 | 37 | 37 | 37 | 37 | 37 | 37 | 37 | 37 | 37
2019 | CA | MRO | - | MRO-SaskPower | MW | Photovoltaic On-Peak |  | 0 | 0 | 0 | 0 | 0 | 0 | 0 | 0 | 0 | 0 | 0
2019 | CA | MRO | - | MRO-SaskPower | MW | Total Internal Demand |  | 3803 | 3846 | 3881 | 3923 | 3946 | 3968 | 3930 | 3955 | 3973 | 3995 | 4031
2019 | CA | MRO | - | MRO-SaskPower | MW | Controllable and Dispatchable Demand Response - Available |  | 85 | 85 | 85 | 85 | 85 | 85 | 85 | 85 | 85 | 85 | 85
2019 | CA | MRO | - | MRO-SaskPower | MW | Net Internal Demand |  | 3718 | 3761 | 3796 | 3838 | 3861 | 3883 | 3845 | 3870 | 3888 | 3910 | 3946
2019 | CA | MRO | - | MRO-SaskPower | MW | Behind the Meter Generation - Capacity |  | 0 | 0 | 0 | 0 | 0 | 0 | 0 | 0 | 0 | 0 | 0
2019 | CA | MRO | - | MRO-SaskPower | MW | Other Capacity Adjustments - Additions |  | 0 | 0 | 0 | 0 | 0 | 0 | 0 | 0 | 0 | 0 | 0
2019 | CA | MRO | - | MRO-SaskPower | MW | Other Capacity Adjustments - Reductions |  | 0 | 0 | 0 | 0 | 0 | 0 | 0 | 0 | 0 | 0 | 0
2019 | CA | MRO | - | MRO-SaskPower | MW | Confirmed Retirements |  | 0 | 0 | 0 | 139 | 139 | 236.24 | 375.24 | 375.24 | 380.44 | 382.56 | 398.16
2019 | CA | MRO | - | MRO-SaskPower | MW | Unconfirmed Retirements |  | 0 | 0 | 0 | 139 | 216.2 | 216.2 | 355.2 | 355.2 | 395.5 | 679.8 | 679.8
2019 | CA | MRO | - | MRO-SaskPower | MW | Scheduled Outages |  | 48 | 112 | 111 | 68 | 102 | 40 | 47 | 15 | 15 | 91 | 0
2019 | CA | MRO | - | MRO-SaskPower | MW | Transmission Limitations |  | 0 | 0 | 0 | 0 | 0 | 0 | 0 | 0 | 0 | 0 | 0
2019 | CA | MRO | - | MRO-SaskPower | MW | Existing-Certain |  | 4222.38 | 4158.38 | 4159.38 | 4063.38 | 3934.38 | 3994.14 | 3848.14 | 3880.14 | 3874.94 | 3723.82 | 3814.82
2019 | CA | MRO | - | MRO-SaskPower | MW | Existing-Other |  | 0 | 0 | 0 | 0 | 0 | 0 | 0 | 0 | 0 | 0 | 0
2019 | CA | MRO | - | MRO-SaskPower | MW | Additions - Tier 1 |  | 352.5 | 354.5 | 389.9 | 434.9 | 434.9 | 434.9 | 787.4 | 787.4 | 787.4 | 787.4 | 787.4
2019 | CA | MRO | - | MRO-SaskPower | MW | Additions - Tier 2 |  | 0 | 0 | 0 | 0 | 0 | 0 | 0 | 698 | 698 | 1396 | 1396
2019 | CA | MRO | - | MRO-SaskPower | MW | Additions - Tier 3 |  | 0 | 0 | 7 | 7 | 47 | 47 | 47 | 47 | 47 | 87 | 87
2019 | CA | MRO | - | MRO-SaskPower | MW | Firm Imports |  | 25 | 125 | 125 | 100 | 100 | 100 | 100 | 100 | 100 | 100 | 100
2019 | CA | MRO | - | MRO-SaskPower | MW | Firm Exports |  | 0 | 0 | 0 | 0 | 0 | 0 | 0 | 0 | 0 | 0 | 0
2019 | CA | MRO | - | MRO-SaskPower | MW | Net Firm Capacity Transfers |  | 25 | 125 | 125 | 100 | 100 | 100 | 100 | 100 | 100 | 100 | 100
2019 | CA | MRO | - | MRO-SaskPower | MW | Expected Imports |  | 0 | 0 | 0 | 190 | 190 | 190 | 190 | 190 | 190 | 190 | 190
2019 | CA | MRO | - | MRO-SaskPower | MW | Expected Exports |  | 0 | 0 | 0 | 0 | 0 | 0 | 0 | 0 | 0 | 0 | 0
2019 | CA | MRO | - | MRO-SaskPower | MW | Net Expected Transfers |  | 0 | 0 | 0 | 190 | 190 | 190 | 190 | 190 | 190 | 190 | 190
2019 | CA | MRO | - | MRO-SaskPower | MW | Existing-Certain & Net Firm Transfers |  | 4247.38 | 4283.38 | 4284.38 | 4163.38 | 4034.38 | 4094.14 | 3948.14 | 3980.14 | 3974.94 | 3823.82 | 3914.82
2019 | CA | MRO | - | MRO-SaskPower | MW | Anticipated Resources |  | 4599.88 | 4637.88 | 4674.28 | 4598.28 | 4469.28 | 4529.04 | 4735.54 | 4767.54 | 4762.34 | 4611.22 | 4702.22
2019 | CA | MRO | - | MRO-SaskPower | MW | Prospective Resources |  | 4599.88 | 4637.88 | 4674.28 | 4649.28 | 4443.08 | 4502.84 | 4570.34 | 5300.34 | 5254.84 | 5517.42 | 5608.42
2019 | CA | MRO | - | MRO-SaskPower | MW | Existing-Certain and Net Firm Transfers Excess/Shortfall |  | 120.4 | 108.67 | 70.82 | -96.8 | -251.33 | -215.99 | -319.81 | -315.56 | -340.74 | -516.28 | -465.24
2019 | CA | MRO | - | MRO-SaskPower | MW | Anticipated Excess/Shortfall |  | 472.9 | 463.17 | 460.72 | 338.1 | 183.57 | 218.91 | 467.59 | 471.84 | 446.66 | 271.12 | 322.16
2019 | CA | MRO | - | MRO-SaskPower | MW | Prospective Excess/Shortfall |  | 472.9 | 463.17 | 460.72 | 389.1 | 157.37 | 192.71 | 302.39 | 1004.64 | 939.16 | 1177.32 | 1228.36
2019 | CA | MRO | - | MRO-SaskPower | % | Existing-Certain and Net Firm Transfers Reserve Margin |  | 14.24% | 13.89% | 12.87% | 8.478% | 4.491% | 5.438% | 2.682% | 2.846% | 2.236% | -2.204% | -0.7902%
2019 | CA | MRO | - | MRO-SaskPower | % | Anticipated Reserve Margin |  | 23.72% | 23.32% | 23.14% | 19.81% | 15.75% | 16.64% | 23.16% | 23.19% | 22.49% | 17.93% | 19.16%
2019 | CA | MRO | - | MRO-SaskPower | % | Prospective Reserve Margin |  | 23.72% | 23.32% | 23.14% | 21.14% | 15.08% | 15.96% | 18.86% | 36.96% | 35.16% | 41.11% | 42.13%
2019 | CA | MRO | - | MRO-SaskPower | % | Reference Margin Level |  | 11% | 11% | 11% | 11% | 11% | 11% | 11% | 11% | 11% | 11% | 11%
2019 | US | NPCC | - | NPCC-New England | MW | Energy Efficiency and Conservation |  | 2668 | 3062.9 | 3422.6 | 3749.9 | 4043.8 | 4302.8 | 4527.2 | 4717.9 | 4877.1 | 5008 | 5142.4
2019 | US | NPCC | - | NPCC-New England | MW | Total Installed Photovoltaic |  | 2010.6196 | 2295.9823 | 2588.9349 | 2857.5643 | 3125.1391 | 3378.0874 | 3601.8845 | 3814.4007 | 4010.7759 | 4184.7627 | 4251.9304
2019 | US | NPCC | - | NPCC-New England | MW | Photovoltaic On-Peak |  | 0 | 0 | 0 | 0 | 0 | 0 | 0 | 0 | 0 | 0 | 0
2019 | US | NPCC | - | NPCC-New England | MW | Total Internal Demand |  | 20476 | 20215 | 19997 | 19808 | 19654 | 19528 | 19436 | 19380 | 19360 | 19368 | 19376
2019 | US | NPCC | - | NPCC-New England | MW | Controllable and Dispatchable Demand Response - Available |  | 496.577 | 434.291 | 611.228 | 685.554 | 685.554 | 685.554 | 685.554 | 685.554 | 685.554 | 685.554 | 685.554
2019 | US | NPCC | - | NPCC-New England | MW | Net Internal Demand |  | 19979.423 | 19780.709 | 19385.772 | 19122.446 | 18968.446 | 18842.446 | 18750.446 | 18694.446 | 18674.446 | 18682.446 | 18690.446
2019 | US | NPCC | - | NPCC-New England | MW | Behind the Meter Generation - Capacity |  | 0 | 0 | 0 | 0 | 0 | 0 | 0 | 0 | 0 | 0 | 0
2019 | US | NPCC | - | NPCC-New England | MW | Other Capacity Adjustments - Additions |  | 0 | 0 | 0 | 0 | 0 | 0 | 0 | 0 | 0 | 0 | 0
2019 | US | NPCC | - | NPCC-New England | MW | Other Capacity Adjustments - Reductions |  | 0 | 0 | 0 | 0 | 0 | 0 | 0 | 0 | 0 | 0 | 0
2019 | US | NPCC | - | NPCC-New England | MW | Confirmed Retirements |  | 0 | 21.77 | 407.774 | 1046.037 | 1046.037 | 1046.037 | 1046.037 | 1046.037 | 1046.037 | 1046.037 | 1046.037
2019 | US | NPCC | - | NPCC-New England | MW | Unconfirmed Retirements |  | 0 | 0 | 0 | 0 | 0 | 0 | 0 | 0 | 0 | 0 | 0
2019 | US | NPCC | - | NPCC-New England | MW | Scheduled Outages |  | 453 | 0 | 0 | 0 | 0 | 0 | 0 | 0 | 0 | 0 | 0
2019 | US | NPCC | - | NPCC-New England | MW | Transmission Limitations |  | 0 | 0 | 0 | 0 | 0 | 0 | 0 | 0 | 0 | 0 | 0
2019 | US | NPCC | - | NPCC-New England | MW | Existing-Certain |  | 33120.336 | 33551.566 | 33165.562 | 32528.267 | 32528.267 | 32528.267 | 32528.267 | 32528.267 | 32528.267 | 32528.267 | 32528.267
2019 | US | NPCC | - | NPCC-New England | MW | Existing-Other |  | 188.895 | 188.895 | 188.895 | 187.927 | 187.927 | 187.927 | 187.927 | 187.927 | 187.927 | 187.927 | 187.927
2019 | US | NPCC | - | NPCC-New England | MW | Additions - Tier 1 |  | 12.06 | 136.54 | 136.54 | 204.04 | 204.04 | 204.04 | 204.04 | 204.04 | 204.04 | 204.04 | 204.04
2019 | US | NPCC | - | NPCC-New England | MW | Additions - Tier 2 |  | 0 | 0 | 492.383 | 1164.399 | 2606.399 | 3046.399 | 3046.399 | 3046.399 | 3046.399 | 3046.399 | 3046.399
2019 | US | NPCC | - | NPCC-New England | MW | Additions - Tier 3 |  | 228.145 | 400.032 | 750.032 | 1610.282 | 3716.682 | 3892.682 | 4834.682 | 4834.682 | 4834.682 | 4834.682 | 4834.682
2019 | US | NPCC | - | NPCC-New England | MW | Firm Imports |  | 1017 | 1622.037 | 1174 | 1142.69 | 82.8 | 82.8 | 82.8 | 82.8 | 82.8 | 82.8 | 82.8
2019 | US | NPCC | - | NPCC-New England | MW | Firm Exports |  | 0 | 0 | 0 | 0 | 0 | 0 | 0 | 0 | 0 | 0 | 0
2019 | US | NPCC | - | NPCC-New England | MW | Net Firm Capacity Transfers |  | 1017 | 1622.037 | 1174 | 1142.69 | 82.8 | 82.8 | 82.8 | 82.8 | 82.8 | 82.8 | 82.8
2019 | US | NPCC | - | NPCC-New England | MW | Expected Imports |  | 0 | 0 | 0 | 0 | 0 | 0 | 0 | 0 | 0 | 0 | 0
2019 | US | NPCC | - | NPCC-New England | MW | Expected Exports |  | 0 | 0 | 0 | 0 | 0 | 0 | 0 | 0 | 0 | 0 | 0
2019 | US | NPCC | - | NPCC-New England | MW | Net Expected Transfers |  | 0 | 0 | 0 | 0 | 0 | 0 | 0 | 0 | 0 | 0 | 0
2019 | US | NPCC | - | NPCC-New England | MW | Existing-Certain & Net Firm Transfers |  | 34137.336 | 35173.603 | 34339.562 | 33670.957 | 32611.067 | 32611.067 | 32611.067 | 32611.067 | 32611.067 | 32611.067 | 32611.067
2019 | US | NPCC | - | NPCC-New England | MW | Anticipated Resources |  | 34149.396 | 35310.143 | 34476.102 | 33874.997 | 32815.107 | 32815.107 | 32815.107 | 32815.107 | 32815.107 | 32815.107 | 32815.107
2019 | US | NPCC | - | NPCC-New England | MW | Prospective Resources |  | 34338.291 | 35499.038 | 35157.38 | 35227.323 | 35609.433 | 36049.433 | 36049.433 | 36049.433 | 36049.433 | 36049.433 | 36049.433
2019 | US | NPCC | - | NPCC-New England | MW | Existing-Certain and Net Firm Transfers Excess/Shortfall |  | 10481.6992 | 11733.4628 | 11464.351 | 11144.7156 | 10266.2376 | 10414.6656 | 10523.0416 | 10589.0096 | 10612.5696 | 10603.1456 | 10593.7216
2019 | US | NPCC | - | NPCC-New England | MW | Anticipated Excess/Shortfall |  | 10493.7592 | 11870.0028 | 11600.891 | 11348.7556 | 10470.2776 | 10618.7056 | 10727.0816 | 10793.0496 | 10816.6096 | 10807.1856 | 10797.7616
2019 | US | NPCC | - | NPCC-New England | MW | Prospective Excess/Shortfall |  | 10682.6542 | 12058.8978 | 12282.169 | 12701.0816 | 13264.6036 | 13853.0316 | 13961.4076 | 14027.3756 | 14050.9356 | 14041.5116 | 14032.0876
2019 | US | NPCC | - | NPCC-New England | % | Existing-Certain and Net Firm Transfers Reserve Margin |  | 70.86% | 77.82% | 77.14% | 76.08% | 71.92% | 73.07% | 73.92% | 74.44% | 74.63% | 74.55% | 74.48%
2019 | US | NPCC | - | NPCC-New England | % | Anticipated Reserve Margin |  | 70.92% | 78.51% | 77.84% | 77.15% | 73% | 74.16% | 75.01% | 75.53% | 75.72% | 75.65% | 75.57%
2019 | US | NPCC | - | NPCC-New England | % | Prospective Reserve Margin |  | 71.87% | 79.46% | 81.36% | 84.22% | 87.73% | 91.32% | 92.26% | 92.83% | 93.04% | 92.96% | 92.88%
2019 | US | NPCC | - | NPCC-New England | % | Reference Margin Level |  | 18.4% | 18.5% | 18% | 17.8% | 17.8% | 17.8% | 17.8% | 17.8% | 17.8% | 17.8% | 17.8%
2019 | US | NPCC | - | NPCC-New York | MW | Energy Efficiency and Conservation |  | 186 | 386 | 576 | 770 | 975 | 1173 | 1416 | 1653 | 1846 | 2002 | 2163
2019 | US | NPCC | - | NPCC-New York | MW | Total Installed Photovoltaic |  | 2043 | 2397 | 2730 | 3032 | 3294 | 3513 | 3692 | 3838 | 3958 | 4055 | 4134
2019 | US | NPCC | - | NPCC-New York | MW | Photovoltaic On-Peak |  | 0 | 0 | 0 | 0 | 0 | 0 | 0 | 0 | 0 | 0 | 0
2019 | US | NPCC | - | NPCC-New York | MW | Total Internal Demand |  | 24123 | 23745 | 23457 | 23415 | 23381 | 23340 | 23297 | 23281 | 23307 | 23436 | 23550
2019 | US | NPCC | - | NPCC-New York | MW | Controllable and Dispatchable Demand Response - Available |  | 595.6 | 595.6 | 595.6 | 595.6 | 595.6 | 595.6 | 595.6 | 595.6 | 595.6 | 595.6 | 595.6
2019 | US | NPCC | - | NPCC-New York | MW | Net Internal Demand |  | 23527.4 | 23149.4 | 22861.4 | 22819.4 | 22785.4 | 22744.4 | 22701.4 | 22685.4 | 22711.4 | 22840.4 | 22954.4
2019 | US | NPCC | - | NPCC-New York | MW | Behind the Meter Generation - Capacity |  | 0 | 0 | 0 | 0 | 0 | 0 | 0 | 0 | 0 | 0 | 0
2019 | US | NPCC | - | NPCC-New York | MW | Other Capacity Adjustments - Additions |  | 0 | 0 | 0 | 0 | 0 | 0 | 0 | 0 | 0 | 0 | 0
2019 | US | NPCC | - | NPCC-New York | MW | Other Capacity Adjustments - Reductions |  | 0 | 0 | 0 | 0 | 0 | 0 | 0 | 0 | 0 | 0 | 0
2019 | US | NPCC | - | NPCC-New York | MW | Confirmed Retirements |  | 12.9 | 1038.8 | 2078.7 | 2078.7 | 2078.7 | 2078.7 | 2078.7 | 2078.7 | 2078.7 | 2078.7 | 2078.7
2019 | US | NPCC | - | NPCC-New York | MW | Unconfirmed Retirements |  | 0 | 0 | 0 | 0 | 0 | 0 | 0 | 0 | 0 | 0 | 0
2019 | US | NPCC | - | NPCC-New York | MW | Scheduled Outages |  | 0 | 0 | 0 | 0 | 0 | 0 | 0 | 0 | 0 | 0 | 0
2019 | US | NPCC | - | NPCC-New York | MW | Transmission Limitations |  | 0 | 0 | 0 | 0 | 0 | 0 | 0 | 0 | 0 | 0 | 0
2019 | US | NPCC | - | NPCC-New York | MW | Existing-Certain |  | 40214.6 | 39188.7 | 38148.8 | 38148.8 | 38148.8 | 38148.8 | 38148.8 | 38148.8 | 38148.8 | 38148.8 | 38148.8
2019 | US | NPCC | - | NPCC-New York | MW | Existing-Other |  | 0 | 0 | 0 | 0 | 0 | 0 | 0 | 0 | 0 | 0 | 0
2019 | US | NPCC | - | NPCC-New York | MW | Additions - Tier 1 |  | 99.3 | 1265.5 | 1331.1 | 1331.1 | 1331.1 | 1331.1 | 1331.1 | 1331.1 | 1331.1 | 1331.1 | 1331.1
2019 | US | NPCC | - | NPCC-New York | MW | Additions - Tier 2 |  | 22.7 | 826.2 | 1154.4 | 1154.4 | 1738.4 | 1738.4 | 1738.4 | 1738.4 | 1738.4 | 1738.4 | 1738.4
2019 | US | NPCC | - | NPCC-New York | MW | Additions - Tier 3 |  | 109 | 1330.2 | 2823.7 | 4022 | 4840.3 | 6043.1 | 6043.1 | 6043.1 | 6043.1 | 6043.1 | 6043.1
2019 | US | NPCC | - | NPCC-New York | MW | Firm Imports |  | 678 | 1219.2 | 1233 | 1236.9 | 1375 | 1375 | 1375 | 1375 | 1375 | 1375 | 1375
2019 | US | NPCC | - | NPCC-New York | MW | Firm Exports |  | 0 | 0 | 0 | 0 | 0 | 0 | 0 | 0 | 0 | 0 | 0
2019 | US | NPCC | - | NPCC-New York | MW | Net Firm Capacity Transfers |  | 678 | 1219.2 | 1233 | 1236.9 | 1375 | 1375 | 1375 | 1375 | 1375 | 1375 | 1375
2019 | US | NPCC | - | NPCC-New York | MW | Expected Imports |  | 0 | 0 | 0 | 0 | 0 | 0 | 0 | 0 | 0 | 0 | 0
2019 | US | NPCC | - | NPCC-New York | MW | Expected Exports |  | 0 | 0 | 0 | 0 | 0 | 0 | 0 | 0 | 0 | 0 | 0
2019 | US | NPCC | - | NPCC-New York | MW | Net Expected Transfers |  | 0 | 0 | 0 | 0 | 0 | 0 | 0 | 0 | 0 | 0 | 0
2019 | US | NPCC | - | NPCC-New York | MW | Existing-Certain & Net Firm Transfers |  | 40892.6 | 40407.9 | 39381.8 | 39385.7 | 39523.8 | 39523.8 | 39523.8 | 39523.8 | 39523.8 | 39523.8 | 39523.8
2019 | US | NPCC | - | NPCC-New York | MW | Anticipated Resources |  | 40991.9 | 41673.4 | 40712.9 | 40716.8 | 40854.9 | 40854.9 | 40854.9 | 40854.9 | 40854.9 | 40854.9 | 40854.9
2019 | US | NPCC | - | NPCC-New York | MW | Prospective Resources |  | 41014.6 | 42499.6 | 41867.3 | 41871.2 | 42593.3 | 42593.3 | 42593.3 | 42593.3 | 42593.3 | 42593.3 | 42593.3
2019 | US | NPCC | - | NPCC-New York | MW | Existing-Certain and Net Firm Transfers Excess/Shortfall |  | 13836.09 | 13786.09 | 13091.19 | 13143.39 | 13320.59 | 13367.74 | 13417.19 | 13435.59 | 13405.69 | 13257.34 | 13126.24
2019 | US | NPCC | - | NPCC-New York | MW | Anticipated Excess/Shortfall |  | 13935.39 | 15051.59 | 14422.29 | 14474.49 | 14651.69 | 14698.84 | 14748.29 | 14766.69 | 14736.79 | 14588.44 | 14457.34
2019 | US | NPCC | - | NPCC-New York | MW | Prospective Excess/Shortfall |  | 13958.09 | 15877.79 | 15576.69 | 15628.89 | 16390.09 | 16437.24 | 16486.69 | 16505.09 | 16475.19 | 16326.84 | 16195.74
2019 | US | NPCC | - | NPCC-New York | % | Existing-Certain and Net Firm Transfers Reserve Margin |  | 73.81% | 74.55% | 72.26% | 72.6% | 73.46% | 73.77% | 74.1% | 74.23% | 74.03% | 73.04% | 72.18%
2019 | US | NPCC | - | NPCC-New York | % | Anticipated Reserve Margin |  | 74.23% | 80.02% | 78.09% | 78.43% | 79.3% | 79.63% | 79.97% | 80.09% | 79.89% | 78.87% | 77.98%
2019 | US | NPCC | - | NPCC-New York | % | Prospective Reserve Margin |  | 74.33% | 83.59% | 83.14% | 83.49% | 86.93% | 87.27% | 87.62% | 87.76% | 87.54% | 86.48% | 85.56%
2019 | US | NPCC | - | NPCC-New York | % | Reference Margin Level |  | 15% | 15% | 15% | 15% | 15% | 15% | 15% | 15% | 15% | 15% | 15%
2019 | CA | NPCC | - | NPCC-Ontario | MW | Energy Efficiency and Conservation |  | 262.1496 | 472.7009 | 500.5874 | 556.504 | 631.6241 | 675.3923 | 733.3892 | 765.2273 | 829.6741 | 868.7876 | 917.8297
2019 | CA | NPCC | - | NPCC-Ontario | MW | Total Installed Photovoltaic |  | 3618.2014 | 3703.0394 | 3703.0394 | 3709.4394 | 3709.7644 | 3722.1144 | 3728.7644 | 3728.7644 | 3728.7644 | 3728.7644 | 3728.7644
2019 | CA | NPCC | - | NPCC-Ontario | MW | Photovoltaic On-Peak |  | 1331.7258 | 1403.0638 | 1403.0638 | 1409.4638 | 1409.7888 | 1422.1388 | 1428.7888 | 1428.7888 | 1428.7888 | 1428.7888 | 1428.7888
2019 | CA | NPCC | - | NPCC-Ontario | MW | Total Internal Demand |  | 21106 | 21185.1038 | 21264.2077 | 21280.7643 | 21314.1912 | 21643.8977 | 21654.8216 | 21812.8574 | 22042.7229 | 22157.1314 | 22432.4044
2019 | CA | NPCC | - | NPCC-Ontario | MW | Controllable and Dispatchable Demand Response - Available |  | 924.1906 | 924.1906 | 924.1906 | 924.1906 | 924.1906 | 924.1906 | 924.1906 | 924.1906 | 924.1906 | 924.1906 | 924.1906
2019 | CA | NPCC | - | NPCC-Ontario | MW | Net Internal Demand |  | 20181.8093 | 20260.9132 | 20340.0171 | 20356.5736 | 20390.0006 | 20719.707 | 20730.631 | 20888.6668 | 21118.5323 | 21232.9408 | 21508.2138
2019 | CA | NPCC | - | NPCC-Ontario | MW | Behind the Meter Generation - Capacity |  | 0 | 0 | 0 | 0 | 0 | 0 | 0 | 0 | 0 | 0 | 0
2019 | CA | NPCC | - | NPCC-Ontario | MW | Other Capacity Adjustments - Additions |  | 0 | 0 | 0 | 0 | 0 | 0 | 0 | 0 | 0 | 0 | 0
2019 | CA | NPCC | - | NPCC-Ontario | MW | Other Capacity Adjustments - Reductions |  | 0 | 0 | 0 | 0 | 0 | 0 | 0 | 0 | 0 | 0 | 0
2019 | CA | NPCC | - | NPCC-Ontario | MW | Confirmed Retirements |  | 0 | 0 | 0 | 0 | 0 | 0 | 0 | 0 | 0 | 0 | 0
2019 | CA | NPCC | - | NPCC-Ontario | MW | Unconfirmed Retirements |  | 0 | 0 | 0 | 0 | 0 | 0 | 0 | 0 | 0 | 0 | 0
2019 | CA | NPCC | - | NPCC-Ontario | MW | Scheduled Outages |  | 2384 | 0 | 0 | 0 | 0 | 0 | 0 | 0 | 0 | 0 | 0
2019 | CA | NPCC | - | NPCC-Ontario | MW | Transmission Limitations |  | 0 | 0 | 0 | 0 | 0 | 0 | 0 | 0 | 0 | 0 | 0
2019 | CA | NPCC | - | NPCC-Ontario | MW | Existing-Certain |  | 26826.5162 | 29210.5162 | 28332.5162 | 26538.6293 | 27344.6293 | 25384.7905 | 25384.7905 | 26207.4174 | 26981.2562 | 26165.9962 | 26985.2562
2019 | CA | NPCC | - | NPCC-Ontario | MW | Existing-Other |  | 0 | 0 | 0 | 0 | 0 | 0 | 0 | 0 | 0 | 0 | 0
2019 | CA | NPCC | - | NPCC-Ontario | MW | Additions - Tier 1 |  | 0 | 1186.7684 | 1186.7684 | 1186.7684 | 1186.7684 | 1186.7684 | 1186.7684 | 1186.7684 | 1186.7684 | 1186.7684 | 1186.7684
2019 | CA | NPCC | - | NPCC-Ontario | MW | Additions - Tier 2 |  | 0 | 0 | 0 | 0 | 0 | 0 | 0 | 0 | 0 | 0 | 0
2019 | CA | NPCC | - | NPCC-Ontario | MW | Additions - Tier 3 |  | 0 | 0 | 0 | 0 | 0 | 0 | 0 | 0 | 0 | 0 | 0
2019 | CA | NPCC | - | NPCC-Ontario | MW | Firm Imports |  | 0 | 0 | 0 | 0 | 0 | 0 | 0 | 0 | 0 | 0 | 0
2019 | CA | NPCC | - | NPCC-Ontario | MW | Firm Exports |  | 500 | 500 | 500 | 500 | 0 | 0 | 0 | 0 | 0 | 0 | 0
2019 | CA | NPCC | - | NPCC-Ontario | MW | Net Firm Capacity Transfers |  | -500 | -500 | -500 | -500 | 0 | 0 | 0 | 0 | 0 | 0 | 0
2019 | CA | NPCC | - | NPCC-Ontario | MW | Expected Imports |  | 0 | 0 | 0 | 0 | 0 | 0 | 0 | 0 | 0 | 0 | 0
2019 | CA | NPCC | - | NPCC-Ontario | MW | Expected Exports |  | 0 | 0 | 0 | 0 | 0 | 0 | 0 | 0 | 0 | 0 | 0
2019 | CA | NPCC | - | NPCC-Ontario | MW | Net Expected Transfers |  | 0 | 0 | 0 | 0 | 0 | 0 | 0 | 0 | 0 | 0 | 0
2019 | CA | NPCC | - | NPCC-Ontario | MW | Existing-Certain & Net Firm Transfers |  | 26326.5162 | 28710.5162 | 27832.5162 | 26038.6293 | 27344.6293 | 25384.7905 | 25384.7905 | 26207.4174 | 26981.2562 | 26165.9962 | 26985.2562
2019 | CA | NPCC | - | NPCC-Ontario | MW | Anticipated Resources |  | 26326.5162 | 29897.2846 | 29019.2846 | 27225.3977 | 28531.3977 | 26571.5588 | 26571.5588 | 27394.1857 | 28168.0246 | 27352.7646 | 28172.0246
2019 | CA | NPCC | - | NPCC-Ontario | MW | Prospective Resources |  | 26326.5162 | 29897.2846 | 29019.2846 | 27225.3977 | 28531.3977 | 26571.5588 | 26571.5588 | 27394.1857 | 28168.0246 | 27352.7646 | 28172.0246
2019 | CA | NPCC | - | NPCC-Ontario | MW | Existing-Certain and Net Firm Transfers Excess/Shortfall |  | 818.1183 | -14.7684 | -152.7684 | -1038.7684 | -1444.7684 | -1404.7684 | -1714.7684 | -1840.7684 | -1228.7684 | -1014.7684 | -603.7684
2019 | CA | NPCC | - | NPCC-Ontario | MW | Anticipated Excess/Shortfall |  | 818.1183 | 1172 | 1034 | 148 | -258 | -218 | -528 | -654 | -42 | 172 | 583
2019 | CA | NPCC | - | NPCC-Ontario | MW | Prospective Excess/Shortfall |  | 818.1183 | 1172 | 1034 | 148 | -258 | -218 | -528 | -654 | -42 | 172 | 583
2019 | CA | NPCC | - | NPCC-Ontario | % | Existing-Certain and Net Firm Transfers Reserve Margin |  | 30.45% | 41.7% | 36.84% | 27.91% | 34.11% | 22.52% | 22.45% | 25.46% | 27.76% | 23.23% | 25.46%
2019 | CA | NPCC | - | NPCC-Ontario | % | Anticipated Reserve Margin |  | 30.45% | 47.56% | 42.67% | 33.74% | 39.93% | 28.24% | 28.18% | 31.14% | 33.38% | 28.82% | 30.98%
2019 | CA | NPCC | - | NPCC-Ontario | % | Prospective Reserve Margin |  | 30.45% | 47.56% | 42.67% | 33.74% | 39.93% | 28.24% | 28.18% | 31.14% | 33.38% | 28.82% | 30.98%
2019 | CA | NPCC | - | NPCC-Ontario | % | Reference Margin Level |  | 26.39% | 41.78% | 37.59% | 33.02% | 41.19% | 29.3% | 30.72% | 34.27% | 33.58% | 28.01% | 28.27%
2019 | CA | NPCC | - | NPCC-Quebec | MW | Energy Efficiency and Conservation |  | 0 | 0 | 0 | 0 | 0 | 0 | 0 | 0 | 0 | 0 | 0
2019 | CA | NPCC | - | NPCC-Quebec | MW | Total Installed Photovoltaic |  | 67 | 127 | 189 | 262 | 344 | 438 | 545 | 668 | 810 | 987 | 1204
2019 | CA | NPCC | - | NPCC-Quebec | MW | Photovoltaic On-Peak |  | 1 | 3 | 4 | 5 | 7 | 9 | 11 | 13 | 16 | 20 | 24
2019 | CA | NPCC | - | NPCC-Quebec | MW | Total Internal Demand |  | 38665.4577 | 39657.0285 | 40359.3815 | 40704.1096 | 40888.7694 | 41129.5242 | 41283.6267 | 41208.5102 | 41432.0578 | 41667.2838 | 41866.9472
2019 | CA | NPCC | - | NPCC-Quebec | MW | Controllable and Dispatchable Demand Response - Available |  | 2283.884 | 2748.3108 | 3185.8925 | 3459.8662 | 3806.6506 | 4072.1122 | 3972.594 | 3719.8975 | 3750.2308 | 3783.698 | 3792.298
2019 | CA | NPCC | - | NPCC-Quebec | MW | Net Internal Demand |  | 36381.5737 | 36908.7177 | 37173.489 | 37244.2434 | 37082.1187 | 37057.412 | 37311.0327 | 37488.6127 | 37681.827 | 37883.5858 | 38074.6493
2019 | CA | NPCC | - | NPCC-Quebec | MW | Behind the Meter Generation - Capacity |  | 0 | 0 | 0 | 0 | 0 | 0 | 0 | 0 | 0 | 0 | 0
2019 | CA | NPCC | - | NPCC-Quebec | MW | Other Capacity Adjustments - Additions |  | 0 | 0 | 0 | 0 | 0 | 0 | 0 | 0 | 0 | 0 | 0
2019 | CA | NPCC | - | NPCC-Quebec | MW | Other Capacity Adjustments - Reductions |  | 0 | 0 | 0 | 0 | 0 | 0 | 0 | 0 | 0 | 0 | 0
2019 | CA | NPCC | - | NPCC-Quebec | MW | Confirmed Retirements |  | 0 | 0 | 0 | 0 | 0 | 0 | 0 | 0 | 0 | 0 | 0
2019 | CA | NPCC | - | NPCC-Quebec | MW | Unconfirmed Retirements |  | 0 | 0 | 0 | 0 | 0 | 0 | 0 | 0 | 0 | 0 | 0
2019 | CA | NPCC | - | NPCC-Quebec | MW | Scheduled Outages |  | 0 | 0 | 0 | 0 | 0 | 0 | 0 | 0 | 0 | 0 | 0
2019 | CA | NPCC | - | NPCC-Quebec | MW | Transmission Limitations |  | 0 | 0 | 0 | 0 | 0 | 0 | 0 | 0 | 0 | 0 | 0
2019 | CA | NPCC | - | NPCC-Quebec | MW | Existing-Certain |  | 41916.9142 | 41916.9142 | 41916.9142 | 41916.9142 | 41916.9142 | 41916.9142 | 41916.9142 | 41877.4942 | 41825.3142 | 41777.8142 | 41729.8262
2019 | CA | NPCC | - | NPCC-Quebec | MW | Existing-Other |  | 0 | 0 | 0 | 0 | 0 | 0 | 0 | 0 | 0 | 0 | 0
2019 | CA | NPCC | - | NPCC-Quebec | MW | Additions - Tier 1 |  | 8.46 | 105.65 | 350.65 | 369.35 | 369.35 | 391.35 | 393.654 | 393.654 | 393.654 | 393.654 | 393.654
2019 | CA | NPCC | - | NPCC-Quebec | MW | Additions - Tier 2 |  | 0 | 0 | 0 | 0 | 0 | 0 | 0 | 0 | 0 | 0 | 0
2019 | CA | NPCC | - | NPCC-Quebec | MW | Additions - Tier 3 |  | 0 | 0 | 0 | 0 | 0 | 0 | 0 | 0 | 0 | 0 | 0
2019 | CA | NPCC | - | NPCC-Quebec | MW | Firm Imports |  | 500 | 500 | 500 | 500 | 0 | 0 | 0 | 0 | 0 | 0 | 0
2019 | CA | NPCC | - | NPCC-Quebec | MW | Firm Exports |  | 298 | 1041 | 999 | 917 | 145 | 145 | 145 | 145 | 145 | 145 | 145
2019 | CA | NPCC | - | NPCC-Quebec | MW | Net Firm Capacity Transfers |  | 202 | -541 | -499 | -417 | -145 | -145 | -145 | -145 | -145 | -145 | -145
2019 | CA | NPCC | - | NPCC-Quebec | MW | Expected Imports |  | 1100 | 1100 | 1100 | 1100 | 1100 | 1100 | 1100 | 1100 | 1100 | 1100 | 1100
2019 | CA | NPCC | - | NPCC-Quebec | MW | Expected Exports |  | 0 | 0 | 0 | 0 | 0 | 0 | 0 | 0 | 0 | 0 | 0
2019 | CA | NPCC | - | NPCC-Quebec | MW | Net Expected Transfers |  | 1100 | 1100 | 1100 | 1100 | 1100 | 1100 | 1100 | 1100 | 1100 | 1100 | 1100
2019 | CA | NPCC | - | NPCC-Quebec | MW | Existing-Certain & Net Firm Transfers |  | 42118.9142 | 41375.9142 | 41417.9142 | 41499.9142 | 41771.9142 | 41771.9142 | 41771.9142 | 41732.4942 | 41680.3142 | 41632.8142 | 41584.8262
2019 | CA | NPCC | - | NPCC-Quebec | MW | Anticipated Resources |  | 42127.3742 | 41481.5642 | 41768.5642 | 41869.2642 | 42141.2642 | 42163.2642 | 42165.5682 | 42126.1482 | 42073.9682 | 42026.4682 | 41978.4802
2019 | CA | NPCC | - | NPCC-Quebec | MW | Prospective Resources |  | 43227.3742 | 42581.5642 | 42868.5642 | 42969.2642 | 43241.2642 | 43263.2642 | 43265.5682 | 43226.1482 | 43173.9682 | 43126.4682 | 43078.4802
2019 | CA | NPCC | - | NPCC-Quebec | MW | Existing-Certain and Net Firm Transfers Excess/Shortfall |  | 1069.4488 | -268.3299 | -525.0723 | -522.9048 | -67.9789 | -40.1021 | -326.2633 | -566.0475 | -836.2319 | -1111.3771 | -1374.9428
2019 | CA | NPCC | - | NPCC-Quebec | MW | Anticipated Excess/Shortfall |  | 1077.9088 | -162.6799 | -174.4223 | -153.5548 | 301.3711 | 351.2479 | 67.3907 | -172.3935 | -442.5779 | -717.7231 | -981.2888
2019 | CA | NPCC | - | NPCC-Quebec | MW | Prospective Excess/Shortfall |  | 2177.9088 | 937.3201 | 925.5777 | 946.4452 | 1401.3711 | 1451.2479 | 1167.3907 | 927.6065 | 657.4221 | 382.2769 | 118.7112
2019 | CA | NPCC | - | NPCC-Quebec | % | Existing-Certain and Net Firm Transfers Reserve Margin |  | 15.77% | 12.1% | 11.42% | 11.43% | 12.65% | 12.72% | 11.96% | 11.32% | 10.61% | 9.897% | 9.219%
2019 | CA | NPCC | - | NPCC-Quebec | % | Anticipated Reserve Margin |  | 15.79% | 12.39% | 12.36% | 12.42% | 13.64% | 13.78% | 13.01% | 12.37% | 11.66% | 10.94% | 10.25%
2019 | CA | NPCC | - | NPCC-Quebec | % | Prospective Reserve Margin |  | 18.82% | 15.37% | 15.32% | 15.37% | 16.61% | 16.75% | 15.96% | 15.3% | 14.58% | 13.84% | 13.14%
2019 | CA | NPCC | - | NPCC-Quebec | % | Reference Margin Level |  | 12.83% | 12.83% | 12.83% | 12.83% | 12.83% | 12.83% | 12.83% | 12.83% | 12.83% | 12.83% | 12.83%
2019 | US | RF | - | PJM | MW | Energy Efficiency and Conservation |  | 0 | 0 | 0 | 0 | 0 | 0 | 0 | 0 | 0 | 0 | 0
2019 | US | RF | - | PJM | MW | Total Installed Photovoltaic |  | 4218.4211 | 4963.1579 | 5786.8421 | 6526.3158 | 7244.7368 | 7686.8421 | 7810.5263 | 7939.4737 | 8107.8947 | 8307.8947 | 8552.6316
2019 | US | RF | - | PJM | MW | Photovoltaic On-Peak |  | 0 | 0 | 0 | 0 | 0 | 0 | 0 | 0 | 0 | 0 | 0
2019 | US | RF | - | PJM | MW | Total Internal Demand |  | 131148 | 131660 | 132669 | 133258 | 133882 | 134091 | 134597 | 135136 | 135826 | 136178 | 136878
2019 | US | RF | - | PJM | MW | Controllable and Dispatchable Demand Response - Available |  | 965 | 8233 | 8273 | 8319 | 8341 | 8386 | 8419 | 8453 | 8482 | 8523 | 8564
2019 | US | RF | - | PJM | MW | Net Internal Demand |  | 130183 | 123427 | 124396 | 124939 | 125541 | 125705 | 126178 | 126683 | 127344 | 127655 | 128314
2019 | US | RF | - | PJM | MW | Behind the Meter Generation - Capacity |  | 0 | 0 | 0 | 0 | 0 | 0 | 0 | 0 | 0 | 0 | 0
2019 | US | RF | - | PJM | MW | Other Capacity Adjustments - Additions |  | 0 | 0 | 0 | 0 | 0 | 0 | 0 | 0 | 0 | 0 | 0
2019 | US | RF | - | PJM | MW | Other Capacity Adjustments - Reductions |  | 0 | 0 | 0 | 0 | 0 | 0 | 0 | 0 | 0 | 0 | 0
2019 | US | RF | - | PJM | MW | Confirmed Retirements |  | 16924.4 | 19000.3 | 23606.9 | 28390.1 | 32138.1 | 32138.1 | 32138.1 | 32138.1 | 32138.1 | 32138.1 | 32138.1
2019 | US | RF | - | PJM | MW | Unconfirmed Retirements |  | 0 | 0 | 0 | 0 | 0 | 0 | 0 | 0 | 0 | 0 | 0
2019 | US | RF | - | PJM | MW | Scheduled Outages |  | 0 | 0 | 0 | 0 | 0 | 0 | 0 | 0 | 0 | 0 | 0
2019 | US | RF | - | PJM | MW | Transmission Limitations |  | 0 | 0 | 0 | 0 | 0 | 0 | 0 | 0 | 0 | 0 | 0
2019 | US | RF | - | PJM | MW | Existing-Certain |  | 186069.6 | 182136.1 | 178307.9 | 173605.9 | 173605.9 | 173605.9 | 173605.9 | 173605.9 | 173605.9 | 173605.9 | 173605.9
2019 | US | RF | - | PJM | MW | Existing-Other |  | 0 | 0 | 0 | 0 | 0 | 0 | 0 | 0 | 0 | 0 | 0
2019 | US | RF | - | PJM | MW | Additions - Tier 1 |  | 0 | 11967.72 | 16065.12 | 16961.62 | 16961.62 | 16961.62 | 16961.62 | 16961.62 | 16961.62 | 16961.62 | 16961.62
2019 | US | RF | - | PJM | MW | Additions - Tier 2 |  | 0 | 12663.382 | 14539.142 | 20792.742 | 25542.242 | 26351.332 | 26771.902 | 26850.302 | 27013.562 | 27013.562 | 27162.062
2019 | US | RF | - | PJM | MW | Additions - Tier 3 |  | 0 | 0 | 0 | 0 | 0 | 0 | 0 | 0 | 0 | 0 | 0
2019 | US | RF | - | PJM | MW | Firm Imports |  | 2674.8 | 3109.6 | 3040.2 | 0 | 0 | 0 | 0 | 0 | 0 | 0 | 0
2019 | US | RF | - | PJM | MW | Firm Exports |  | 1845.3 | 1697.7 | 1680.6 | 0 | 0 | 0 | 0 | 0 | 0 | 0 | 0
2019 | US | RF | - | PJM | MW | Net Firm Capacity Transfers |  | 829.5 | 1411.9 | 1359.6 | 0 | 0 | 0 | 0 | 0 | 0 | 0 | 0
2019 | US | RF | - | PJM | MW | Expected Imports |  | 0 | 0 | 0 | 3040.2 | 3040.2 | 3040.2 | 3040.2 | 3040.2 | 3040.2 | 3040.2 | 3040.2
2019 | US | RF | - | PJM | MW | Expected Exports |  | 0 | 0 | 0 | 1680.6 | 1680.6 | 1680.6 | 1680.6 | 1680.6 | 1680.6 | 1680.6 | 1680.6
2019 | US | RF | - | PJM | MW | Net Expected Transfers |  | 0 | 0 | 0 | 1359.6 | 1359.6 | 1359.6 | 1359.6 | 1359.6 | 1359.6 | 1359.6 | 1359.6
2019 | US | RF | - | PJM | MW | Existing-Certain & Net Firm Transfers |  | 186899.1 | 183548 | 179667.5 | 173605.9 | 173605.9 | 173605.9 | 173605.9 | 173605.9 | 173605.9 | 173605.9 | 173605.9
2019 | US | RF | - | PJM | MW | Anticipated Resources |  | 186899.1 | 195515.72 | 195732.62 | 190567.52 | 190567.52 | 190567.52 | 190567.52 | 190567.52 | 190567.52 | 190567.52 | 190567.52
2019 | US | RF | - | PJM | MW | Prospective Resources |  | 186899.1 | 208179.102 | 210271.762 | 212719.862 | 217469.362 | 218278.452 | 218699.022 | 218777.422 | 218940.682 | 218940.682 | 219089.182
2019 | US | RF | - | PJM | MW | Existing-Certain and Net Firm Transfers Excess/Shortfall |  | 35886.82 | 40496.107 | 35616.932 | 29051.477 | 28354.963 | 28165.215 | 27617.954 | 27033.669 | 26268.892 | 25909.065 | 25146.602
2019 | US | RF | - | PJM | MW | Anticipated Excess/Shortfall |  | 35886.82 | 52463.827 | 51682.052 | 46013.097 | 45316.583 | 45126.835 | 44579.574 | 43995.289 | 43230.512 | 42870.685 | 42108.222
2019 | US | RF | - | PJM | MW | Prospective Excess/Shortfall |  | 35886.82 | 65127.209 | 66221.194 | 68165.439 | 72218.425 | 72837.767 | 72711.076 | 72205.191 | 71603.674 | 71243.847 | 70629.884
2019 | US | RF | - | PJM | % | Existing-Certain and Net Firm Transfers Reserve Margin |  | 43.57% | 48.71% | 44.43% | 38.95% | 38.29% | 38.11% | 37.59% | 37.04% | 36.33% | 36% | 35.3%
2019 | US | RF | - | PJM | % | Anticipated Reserve Margin |  | 43.57% | 58.41% | 57.35% | 52.53% | 51.8% | 51.6% | 51.03% | 50.43% | 49.65% | 49.28% | 48.52%
2019 | US | RF | - | PJM | % | Prospective Reserve Margin |  | 43.57% | 68.67% | 69.03% | 70.26% | 73.23% | 73.64% | 73.33% | 72.7% | 71.93% | 71.51% | 70.74%
2019 | US | RF | - | PJM | % | Reference Margin Level |  | 16% | 15.9% | 15.8% | 15.7% | 15.7% | 15.7% | 15.7% | 15.7% | 15.7% | 15.7% | 15.7%
2019 | US | SERC | - | SERC-C | MW | Energy Efficiency and Conservation |  | 365 | 380 | 395 | 410 | 425 | 438 | 450 | 461 | 461 | 471 | 477
2019 | US | SERC | - | SERC-C | MW | Total Installed Photovoltaic |  | 82 | 82 | 82 | 81 | 79 | 79 | 79 | 79 | 79 | 79 | 79
2019 | US | SERC | - | SERC-C | MW | Photovoltaic On-Peak |  | 82 | 82 | 82 | 81 | 79 | 79 | 79 | 79 | 79 | 79 | 79
2019 | US | SERC | - | SERC-C | MW | Total Internal Demand |  | 40907 | 41076 | 41327 | 41593 | 41724 | 41868 | 41861 | 42008 | 42221 | 42410 | 42576
2019 | US | SERC | - | SERC-C | MW | Controllable and Dispatchable Demand Response - Available |  | 1983 | 1967 | 1896 | 1847 | 1817 | 1815 | 1815 | 1815 | 1815 | 1815 | 1815
2019 | US | SERC | - | SERC-C | MW | Net Internal Demand |  | 38924 | 39109 | 39431 | 39746 | 39907 | 40053 | 40046 | 40193 | 40406 | 40595 | 40761
2019 | US | SERC | - | SERC-C | MW | Behind the Meter Generation - Capacity |  | 0 | 0 | 0 | 0 | 0 | 0 | 0 | 0 | 0 | 0 | 0
2019 | US | SERC | - | SERC-C | MW | Other Capacity Adjustments - Additions |  | 0 | 0 | 0 | 0 | 0 | 0 | 0 | 0 | 0 | 0 | 0
2019 | US | SERC | - | SERC-C | MW | Other Capacity Adjustments - Reductions |  | 0 | 0 | 0 | 0 | 0 | 0 | 0 | 0 | 0 | 0 | 0
2019 | US | SERC | - | SERC-C | MW | Confirmed Retirements |  | 1437.72 | 1437.72 | 2454.72 | 2454.72 | 2454.72 | 3326.72 | 3326.72 | 3326.72 | 3326.72 | 3326.72 | 3326.72
2019 | US | SERC | - | SERC-C | MW | Unconfirmed Retirements |  | 0 | 0 | 0 | 0 | 0 | 0 | 0 | 0 | 0 | 0 | 0
2019 | US | SERC | - | SERC-C | MW | Scheduled Outages |  | 0 | 0 | 0 | 0 | 0 | 0 | 0 | 0 | 0 | 0 | 0
2019 | US | SERC | - | SERC-C | MW | Transmission Limitations |  | 0 | 0 | 0 | 0 | 0 | 0 | 0 | 0 | 0 | 0 | 0
2019 | US | SERC | - | SERC-C | MW | Existing-Certain |  | 54223.11 | 54234.11 | 53260.11 | 53334.49 | 53395.93 | 52527.93 | 52578.67 | 52578.67 | 52578.67 | 52578.67 | 52578.67
2019 | US | SERC | - | SERC-C | MW | Existing-Other |  | 2585.48 | 2553.48 | 2553.48 | 2553.48 | 2549.48 | 2549.48 | 2549.48 | 2549.48 | 2549.48 | 2549.48 | 2549.48
2019 | US | SERC | - | SERC-C | MW | Additions - Tier 1 |  | 0 | 0 | 0 | 0 | 0 | 0 | 0 | 0 | 0 | 0 | 0
2019 | US | SERC | - | SERC-C | MW | Additions - Tier 2 |  | 0 | 0 | 0 | 0 | 0 | 0 | 0 | 0 | 0 | 0 | 0
2019 | US | SERC | - | SERC-C | MW | Additions - Tier 3 |  | 0 | 0 | 0 | 0 | 0 | 1012 | 1012 | 1013.1 | 1014.3 | 2027.5 | 2028.7
2019 | US | SERC | - | SERC-C | MW | Firm Imports |  | 2497 | 2557 | 2557 | 2486 | 2486 | 2486 | 2486 | 2486 | 2311 | 2311 | 2311
2019 | US | SERC | - | SERC-C | MW | Firm Exports |  | 2141.9 | 2124.9 | 2124.9 | 2124.9 | 2124.9 | 2124.9 | 2124.9 | 2124.9 | 2124.9 | 2124.9 | 2124.9
2019 | US | SERC | - | SERC-C | MW | Net Firm Capacity Transfers |  | 355.1 | 432.1 | 432.1 | 361.1 | 361.1 | 361.1 | 361.1 | 361.1 | 186.1 | 186.1 | 186.1
2019 | US | SERC | - | SERC-C | MW | Expected Imports |  | 0 | 0 | 0 | 0 | 0 | 0 | 0 | 0 | 0 | 0 | 0
2019 | US | SERC | - | SERC-C | MW | Expected Exports |  | 0 | 0 | 0 | 0 | 0 | 0 | 0 | 0 | 0 | 0 | 0
2019 | US | SERC | - | SERC-C | MW | Net Expected Transfers |  | 0 | 0 | 0 | 0 | 0 | 0 | 0 | 0 | 0 | 0 | 0
2019 | US | SERC | - | SERC-C | MW | Existing-Certain & Net Firm Transfers |  | 54578.21 | 54666.21 | 53692.21 | 53695.59 | 53757.03 | 52889.03 | 52939.77 | 52939.77 | 52764.77 | 52764.77 | 52764.77
2019 | US | SERC | - | SERC-C | MW | Anticipated Resources |  | 54578.21 | 54666.21 | 53692.21 | 53695.59 | 53757.03 | 52889.03 | 52939.77 | 52939.77 | 52764.77 | 52764.77 | 52764.77
2019 | US | SERC | - | SERC-C | MW | Prospective Resources |  | 57163.69 | 57219.69 | 56245.69 | 56249.07 | 56306.51 | 55438.51 | 55489.25 | 55489.25 | 55314.25 | 55314.25 | 55314.25
2019 | US | SERC | - | SERC-C | MW | Existing-Certain and Net Firm Transfers Excess/Shortfall |  | 9815.61 | 9690.86 | 8346.56 | 7987.69 | 7863.98 | 6828.08 | 6886.87 | 6717.82 | 6297.87 | 6080.52 | 5889.62
2019 | US | SERC | - | SERC-C | MW | Anticipated Excess/Shortfall |  | 9815.61 | 9690.86 | 8346.56 | 7987.69 | 7863.98 | 6828.08 | 6886.87 | 6717.82 | 6297.87 | 6080.52 | 5889.62
2019 | US | SERC | - | SERC-C | MW | Prospective Excess/Shortfall |  | 12401.09 | 12244.34 | 10900.04 | 10541.17 | 10413.46 | 9377.56 | 9436.35 | 9267.3 | 8847.35 | 8630 | 8439.1
2019 | US | SERC | - | SERC-C | % | Existing-Certain and Net Firm Transfers Reserve Margin |  | 40.22% | 39.78% | 36.17% | 35.1% | 34.71% | 32.05% | 32.2% | 31.71% | 30.59% | 29.98% | 29.45%
2019 | US | SERC | - | SERC-C | % | Anticipated Reserve Margin |  | 40.22% | 39.78% | 36.17% | 35.1% | 34.71% | 32.05% | 32.2% | 31.71% | 30.59% | 29.98% | 29.45%
2019 | US | SERC | - | SERC-C | % | Prospective Reserve Margin |  | 46.86% | 46.31% | 42.64% | 41.52% | 41.09% | 38.41% | 38.56% | 38.06% | 36.9% | 36.26% | 35.7%
2019 | US | SERC | - | SERC-C | % | Reference Margin Level |  | 15% | 15% | 15% | 15% | 15% | 15% | 15% | 15% | 15% | 15% | 15%
2019 | US | SERC | - | SERC-E | MW | Energy Efficiency and Conservation |  | 159 | 222 | 280 | 332 | 408 | 458 | 512 | 563 | 613 | 647 | 673
2019 | US | SERC | - | SERC-E | MW | Total Installed Photovoltaic |  | 382 | 453 | 544 | 635 | 710 | 786 | 865 | 945 | 1026 | 1106 | 1188
2019 | US | SERC | - | SERC-E | MW | Photovoltaic On-Peak |  | 3 | 3 | 5 | 5 | 5 | 6 | 6 | 7 | 8 | 8 | 9
2019 | US | SERC | - | SERC-E | MW | Total Internal Demand |  | 45334 | 45119 | 45327 | 45461 | 45811 | 46056 | 46402 | 46791 | 47210 | 47674 | 48052
2019 | US | SERC | - | SERC-E | MW | Controllable and Dispatchable Demand Response - Available |  | 966 | 966 | 970 | 973 | 976 | 973 | 974 | 975 | 976 | 977 | 978
2019 | US | SERC | - | SERC-E | MW | Net Internal Demand |  | 44368 | 44153 | 44357 | 44488 | 44835 | 45083 | 45428 | 45816 | 46234 | 46697 | 47074
2019 | US | SERC | - | SERC-E | MW | Behind the Meter Generation - Capacity |  | 0 | 0 | 0 | 0 | 0 | 0 | 0 | 0 | 0 | 0 | 0
2019 | US | SERC | - | SERC-E | MW | Other Capacity Adjustments - Additions |  | 0 | 0 | 0 | 0 | 0 | 0 | 0 | 0 | 0 | 0 | 0
2019 | US | SERC | - | SERC-E | MW | Other Capacity Adjustments - Reductions |  | 0 | 0 | 0 | 0 | 0 | 0 | 0 | 0 | 0 | 0 | 0
2019 | US | SERC | - | SERC-E | MW | Confirmed Retirements |  | 207 | 591 | 966 | 966 | 966 | 966 | 966 | 966 | 966 | 1198 | 2328
2019 | US | SERC | - | SERC-E | MW | Unconfirmed Retirements |  | 0 | 0 | 0 | 0 | 0 | 0 | 0 | 0 | 0 | 0 | 0
2019 | US | SERC | - | SERC-E | MW | Scheduled Outages |  | 0 | 0 | 0 | 0 | 0 | 0 | 0 | 0 | 0 | 0 | 0
2019 | US | SERC | - | SERC-E | MW | Transmission Limitations |  | 0 | 0 | 0 | 0 | 0 | 0 | 0 | 0 | 0 | 0 | 0
2019 | US | SERC | - | SERC-E | MW | Existing-Certain |  | 54649.94 | 53961.94 | 54030.94 | 54101.94 | 54166.94 | 54172.94 | 54172.94 | 54172.94 | 53940.94 | 52814.94 | 52814.94
2019 | US | SERC | - | SERC-E | MW | Existing-Other |  | 42 | 42 | 42 | 42 | 42 | 42 | 42 | 42 | 42 | 42 | 42
2019 | US | SERC | - | SERC-E | MW | Additions - Tier 1 |  | 574 | 624 | 702 | 1249 | 1285 | 3061 | 3097 | 4435 | 5773 | 7613 | 7613
2019 | US | SERC | - | SERC-E | MW | Additions - Tier 2 |  | 0 | 0 | 0 | 0 | 0 | 0 | 0 | 0 | 0 | 0 | 0
2019 | US | SERC | - | SERC-E | MW | Additions - Tier 3 |  | 0 | 0 | 0 | 0 | 0 | 0 | 0 | 0 | 0 | 0 | 0
2019 | US | SERC | - | SERC-E | MW | Firm Imports |  | 851 | 851 | 851 | 851 | 851 | 851 | 851 | 851 | 851 | 851 | 851
2019 | US | SERC | - | SERC-E | MW | Firm Exports |  | 321 | 660 | 321 | 321 | 321 | 321 | 321 | 321 | 321 | 321 | 321
2019 | US | SERC | - | SERC-E | MW | Net Firm Capacity Transfers |  | 530 | 191 | 530 | 530 | 530 | 530 | 530 | 530 | 530 | 530 | 530
2019 | US | SERC | - | SERC-E | MW | Expected Imports |  | 0 | 0 | 0 | 0 | 0 | 0 | 0 | 0 | 0 | 0 | 0
2019 | US | SERC | - | SERC-E | MW | Expected Exports |  | 0 | 0 | 0 | 0 | 0 | 0 | 0 | 0 | 0 | 0 | 0
2019 | US | SERC | - | SERC-E | MW | Net Expected Transfers |  | 0 | 0 | 0 | 0 | 0 | 0 | 0 | 0 | 0 | 0 | 0
2019 | US | SERC | - | SERC-E | MW | Existing-Certain & Net Firm Transfers |  | 55179.94 | 54152.94 | 54560.94 | 54631.94 | 54696.94 | 54702.94 | 54702.94 | 54702.94 | 54470.94 | 53344.94 | 53344.94
2019 | US | SERC | - | SERC-E | MW | Anticipated Resources |  | 55753.94 | 54776.94 | 55262.94 | 55880.94 | 55981.94 | 57763.94 | 57799.94 | 59137.94 | 60243.94 | 60957.94 | 60957.94
2019 | US | SERC | - | SERC-E | MW | Prospective Resources |  | 55795.94 | 54818.94 | 55304.94 | 55922.94 | 56023.94 | 57805.94 | 57841.94 | 59179.94 | 60285.94 | 60999.94 | 60999.94
2019 | US | SERC | - | SERC-E | MW | Existing-Certain and Net Firm Transfers Excess/Shortfall |  | 4156.74 | 3376.99 | 3550.39 | 3470.74 | 3136.69 | 2857.49 | 2460.74 | 2014.54 | 1301.84 | -356.61 | -790.16
2019 | US | SERC | - | SERC-E | MW | Anticipated Excess/Shortfall |  | 4730.74 | 4000.99 | 4252.39 | 4719.74 | 4421.69 | 5918.49 | 5557.74 | 6449.54 | 7074.84 | 7256.39 | 6822.84
2019 | US | SERC | - | SERC-E | MW | Prospective Excess/Shortfall |  | 4772.74 | 4042.99 | 4294.39 | 4761.74 | 4463.69 | 5960.49 | 5599.74 | 6491.54 | 7116.84 | 7298.39 | 6864.84
2019 | US | SERC | - | SERC-E | % | Existing-Certain and Net Firm Transfers Reserve Margin |  | 24.37% | 22.65% | 23% | 22.8% | 22% | 21.34% | 20.42% | 19.4% | 17.82% | 14.24% | 13.32%
2019 | US | SERC | - | SERC-E | % | Anticipated Reserve Margin |  | 25.66% | 24.06% | 24.59% | 25.61% | 24.86% | 28.13% | 27.23% | 29.08% | 30.3% | 30.54% | 29.49%
2019 | US | SERC | - | SERC-E | % | Prospective Reserve Margin |  | 25.76% | 24.16% | 24.68% | 25.7% | 24.96% | 28.22% | 27.33% | 29.17% | 30.39% | 30.63% | 29.58%
2019 | US | SERC | - | SERC-E | % | Reference Margin Level |  | 15% | 15% | 15% | 15% | 15% | 15% | 15% | 15% | 15% | 15% | 15%
2019 | US | SERC | - | SERC-SE | MW | Energy Efficiency and Conservation |  | 0 | 0 | 0 | 0 | 0 | 0 | 0 | 0 | 0 | 0 | 0
2019 | US | SERC | - | SERC-SE | MW | Total Installed Photovoltaic |  | 0 | 0 | 0 | 0 | 0 | 0 | 0 | 0 | 0 | 0 | 0
2019 | US | SERC | - | SERC-SE | MW | Photovoltaic On-Peak |  | 0 | 0 | 0 | 0 | 0 | 0 | 0 | 0 | 0 | 0 | 0
2019 | US | SERC | - | SERC-SE | MW | Total Internal Demand |  | 45863 | 46320 | 46488 | 46583 | 46802 | 47085 | 46642 | 46371 | 46471 | 46964 | 47462
2019 | US | SERC | - | SERC-SE | MW | Controllable and Dispatchable Demand Response - Available |  | 2305 | 2478 | 2651 | 2652 | 2653 | 2621 | 2615 | 2608 | 2609 | 2610 | 2611
2019 | US | SERC | - | SERC-SE | MW | Net Internal Demand |  | 43558 | 43842 | 43837 | 43931 | 44149 | 44464 | 44027 | 43763 | 43862 | 44354 | 44851
2019 | US | SERC | - | SERC-SE | MW | Behind the Meter Generation - Capacity |  | 0 | 0 | 0 | 0 | 0 | 0 | 0 | 0 | 0 | 0 | 0
2019 | US | SERC | - | SERC-SE | MW | Other Capacity Adjustments - Additions |  | 0 | 0 | 0 | 0 | 0 | 0 | 0 | 0 | 0 | 0 | 0
2019 | US | SERC | - | SERC-SE | MW | Other Capacity Adjustments - Reductions |  | 0 | 0 | 0 | 0 | 0 | 0 | 0 | 0 | 0 | 0 | 0
2019 | US | SERC | - | SERC-SE | MW | Confirmed Retirements |  | 207 | 1250 | 1250 | 1250 | 1250 | 1250 | 1250 | 1265 | 1265 | 1265 | 1265
2019 | US | SERC | - | SERC-SE | MW | Unconfirmed Retirements |  | 0 | 0 | 0 | 0 | 0 | 0 | 0 | 0 | 0 | 0 | 0
2019 | US | SERC | - | SERC-SE | MW | Scheduled Outages |  | 0 | 0 | 0 | 0 | 0 | 0 | 0 | 0 | 0 | 0 | 0
2019 | US | SERC | - | SERC-SE | MW | Transmission Limitations |  | 0 | 0 | 0 | 0 | 0 | 0 | 0 | 0 | 0 | 0 | 0
2019 | US | SERC | - | SERC-SE | MW | Existing-Certain |  | 63069.18 | 63078.38 | 63087.58 | 63087.58 | 63087.58 | 63087.58 | 63072.58 | 63072.58 | 63072.58 | 63072.58 | 63072.58
2019 | US | SERC | - | SERC-SE | MW | Existing-Other |  | 1445.06 | 1445.06 | 1445.06 | 1445.06 | 1445.06 | 1445.06 | 1445.06 | 1445.06 | 1445.06 | 1445.06 | 1445.06
2019 | US | SERC | - | SERC-SE | MW | Additions - Tier 1 |  | 116.5 | 116.5 | 1216.5 | 2316.5 | 2316.5 | 2316.5 | 2316.5 | 2316.5 | 2316.5 | 2316.5 | 2316.5
2019 | US | SERC | - | SERC-SE | MW | Additions - Tier 2 |  | 0 | 0 | 0 | 0 | 0 | 0 | 0 | 0 | 0 | 0 | 0
2019 | US | SERC | - | SERC-SE | MW | Additions - Tier 3 |  | 80 | 80 | 80 | 80 | 80 | 80 | 80 | 80 | 80 | 80 | 80
2019 | US | SERC | - | SERC-SE | MW | Firm Imports |  | 0 | 0 | 49.9 | 66.5 | 85.8 | 105.2 | 126.2 | 131 | 133.4 | 135 | 138.3
2019 | US | SERC | - | SERC-SE | MW | Firm Exports |  | 1905.2 | 1887.5 | 2083 | 2289 | 2392 | 2342 | 2342 | 2342 | 2342 | 2342 | 2342
2019 | US | SERC | - | SERC-SE | MW | Net Firm Capacity Transfers |  | -1905.2 | -1887.5 | -2033.1 | -2222.5 | -2306.2 | -2236.8 | -2215.8 | -2211 | -2208.6 | -2207 | -2203.7
2019 | US | SERC | - | SERC-SE | MW | Expected Imports |  | 0 | 0 | 0 | 0 | 0 | 0 | 0 | 0 | 0 | 0 | 0
2019 | US | SERC | - | SERC-SE | MW | Expected Exports |  | 0 | 0 | 0 | 0 | 0 | 0 | 0 | 0 | 0 | 0 | 0
2019 | US | SERC | - | SERC-SE | MW | Net Expected Transfers |  | 0 | 0 | 0 | 0 | 0 | 0 | 0 | 0 | 0 | 0 | 0
2019 | US | SERC | - | SERC-SE | MW | Existing-Certain & Net Firm Transfers |  | 61163.98 | 61190.88 | 61054.48 | 60865.08 | 60781.38 | 60850.78 | 60856.78 | 60861.58 | 60863.98 | 60865.58 | 60868.88
2019 | US | SERC | - | SERC-SE | MW | Anticipated Resources |  | 61280.48 | 61307.38 | 62270.98 | 63181.58 | 63097.88 | 63167.28 | 63173.28 | 63178.08 | 63180.48 | 63182.08 | 63185.38
2019 | US | SERC | - | SERC-SE | MW | Prospective Resources |  | 62725.54 | 62752.44 | 63716.04 | 64626.64 | 64542.94 | 64612.34 | 64618.34 | 64623.14 | 64625.54 | 64627.14 | 64630.44
2019 | US | SERC | - | SERC-SE | MW | Existing-Certain and Net Firm Transfers Excess/Shortfall |  | 11072.28 | 10772.58 | 10641.93 | 10344.43 | 10010.03 | 9717.18 | 10225.73 | 10534.13 | 10422.68 | 9858.48 | 9290.23
2019 | US | SERC | - | SERC-SE | MW | Anticipated Excess/Shortfall |  | 11188.78 | 10889.08 | 11858.43 | 12660.93 | 12326.53 | 12033.68 | 12542.23 | 12850.63 | 12739.18 | 12174.98 | 11606.73
2019 | US | SERC | - | SERC-SE | MW | Prospective Excess/Shortfall |  | 12633.84 | 12334.14 | 13303.49 | 14105.99 | 13771.59 | 13478.74 | 13987.29 | 14295.69 | 14184.24 | 13620.04 | 13051.79
2019 | US | SERC | - | SERC-SE | % | Existing-Certain and Net Firm Transfers Reserve Margin |  | 40.42% | 39.57% | 39.28% | 38.55% | 37.67% | 36.85% | 38.23% | 39.07% | 38.76% | 37.23% | 35.71%
2019 | US | SERC | - | SERC-SE | % | Anticipated Reserve Margin |  | 40.69% | 39.84% | 42.05% | 43.82% | 42.92% | 42.06% | 43.49% | 44.36% | 44.04% | 42.45% | 40.88%
2019 | US | SERC | - | SERC-SE | % | Prospective Reserve Margin |  | 44% | 43.13% | 45.35% | 47.11% | 46.19% | 45.31% | 46.77% | 47.67% | 47.34% | 45.71% | 44.1%
2019 | US | SERC | - | SERC-SE | % | Reference Margin Level |  | 15% | 15% | 15% | 15% | 15% | 15% | 15% | 15% | 15% | 15% | 15%
2019 | CA | WECC | - | WECC-AB | MW | Energy Efficiency and Conservation |  | 0 | 0 | 0 | 0 | 0 | 0 | 0 | 0 | 0 | 0 | 0
2019 | CA | WECC | - | WECC-AB | MW | Total Installed Photovoltaic |  | 0 | 0 | 0 | 0 | 0 | 0 | 0 | 0 | 0 | 0 | 0
2019 | CA | WECC | - | WECC-AB | MW | Photovoltaic On-Peak |  | 0 | 0 | 0 | 0 | 0 | 0 | 0 | 0 | 0 | 0 | 0
2019 | CA | WECC | - | WECC-AB | MW | Total Internal Demand |  | 11938.67 | 12018.0541 | 11707 | 12144 | 12260 | 12321 | 12113 | 12231 | 12345 | 12814 | 12945
2019 | CA | WECC | - | WECC-AB | MW | Controllable and Dispatchable Demand Response - Available |  | 0 | 0 | 0 | 0 | 0 | 0 | 0 | 0 | 0 | 0 | 0
2019 | CA | WECC | - | WECC-AB | MW | Net Internal Demand |  | 11938.67 | 12018.0541 | 11707 | 12144 | 12260 | 12321 | 12113 | 12231 | 12345 | 12814 | 12945
2019 | CA | WECC | - | WECC-AB | MW | Behind the Meter Generation - Capacity |  | 0 | 0 | 0 | 0 | 0 | 0 | 0 | 0 | 0 | 0 | 0
2019 | CA | WECC | - | WECC-AB | MW | Other Capacity Adjustments - Additions |  | 0 | 0 | 0 | 0 | 0 | 0 | 0 | 0 | 0 | 0 | 0
2019 | CA | WECC | - | WECC-AB | MW | Other Capacity Adjustments - Reductions |  | 0 | 0 | 0 | 0 | 0 | 0 | 0 | 0 | 0 | 0 | 0
2019 | CA | WECC | - | WECC-AB | MW | Confirmed Retirements |  | 0 | 0 | 0 | 0 | 0 | 0 | 0 | 0 | 0 | 0 | 0
2019 | CA | WECC | - | WECC-AB | MW | Unconfirmed Retirements |  | 0 | 0 | 0 | 0 | 0 | 0 | 0 | 0 | 0 | 0 | 0
2019 | CA | WECC | - | WECC-AB | MW | Scheduled Outages |  | 0 | 0 | 0 | 0 | 0 | 0 | 0 | 0 | 0 | 0 | 0
2019 | CA | WECC | - | WECC-AB | MW | Transmission Limitations |  | 0 | 0 | 0 | 0 | 0 | 0 | 0 | 0 | 0 | 0 | 0
2019 | CA | WECC | - | WECC-AB | MW | Existing-Certain |  | 14895.853 | 14895.853 | 14895.853 | 14895.853 | 14895.853 | 14895.853 | 14895.853 | 14895.853 | 14895.853 | 14895.853 | 14895.853
2019 | CA | WECC | - | WECC-AB | MW | Existing-Other |  | 0 | 0 | 0 | 0 | 0 | 0 | 0 | 0 | 0 | 0 | 0
2019 | CA | WECC | - | WECC-AB | MW | Additions - Tier 1 |  | 0 | 0 | 0 | 0 | 0 | 0 | 0 | 0 | 0 | 0 | 0
2019 | CA | WECC | - | WECC-AB | MW | Additions - Tier 2 |  | 134.8812 | 323.4108 | 323.4108 | 323.4108 | 323.4108 | 323.4108 | 323.4108 | 323.4108 | 323.4108 | 323.4108 | 323.4108
2019 | CA | WECC | - | WECC-AB | MW | Additions - Tier 3 |  | 0 | 108.6 | 1144.8 | 2356.5 | 3818.7 | 4035.9 | 4753.1 | 5015.3 | 5422.5 | 6604 | 7925.5
2019 | CA | WECC | - | WECC-AB | MW | Firm Imports |  | 0 | 0 | 0 | 0 | 0 | 0 | 0 | 0 | 0 | 0 | 0
2019 | CA | WECC | - | WECC-AB | MW | Firm Exports |  | 0 | 0 | 0 | 0 | 0 | 0 | 0 | 0 | 0 | 0 | 0
2019 | CA | WECC | - | WECC-AB | MW | Net Firm Capacity Transfers |  | 0 | 0 | 0 | 0 | 0 | 0 | 0 | 0 | 0 | 0 | 0
2019 | CA | WECC | - | WECC-AB | MW | Expected Imports |  | 0 | 0 | 0 | 0 | 0 | 0 | 0 | 0 | 0 | 0 | 0
2019 | CA | WECC | - | WECC-AB | MW | Expected Exports |  | 0 | 0 | 0 | 0 | 0 | 0 | 0 | 0 | 0 | 0 | 0
2019 | CA | WECC | - | WECC-AB | MW | Net Expected Transfers |  | 0 | 0 | 0 | 0 | 0 | 0 | 0 | 0 | 0 | 0 | 0
2019 | CA | WECC | - | WECC-AB | MW | Existing-Certain & Net Firm Transfers |  | 14895.853 | 14895.853 | 14895.853 | 14895.853 | 14895.853 | 14895.853 | 14895.853 | 14895.853 | 14895.853 | 14895.853 | 14895.853
2019 | CA | WECC | - | WECC-AB | MW | Anticipated Resources |  | 14895.853 | 14895.853 | 14895.853 | 14895.853 | 14895.853 | 14895.853 | 14895.853 | 14895.853 | 14895.853 | 14895.853 | 14895.853
2019 | CA | WECC | - | WECC-AB | MW | Prospective Resources |  | 15030.7342 | 15219.2638 | 15219.2638 | 15219.2638 | 15219.2638 | 15219.2638 | 15219.2638 | 15219.2638 | 15219.2638 | 15219.2638 | 15219.2638
2019 | CA | WECC | - | WECC-AB | MW | Existing-Certain and Net Firm Transfers Excess/Shortfall |  | 1713.4948 | 1625.841 | 1975.5313 | 1503.7533 | 1383.95 | 1325.7046 | 1565.7674 | 1448.1832 | 1330.6661 | 826.556 | 691.1554
2019 | CA | WECC | - | WECC-AB | MW | Anticipated Excess/Shortfall |  | 1713.4948 | 1625.841 | 1975.5313 | 1503.7533 | 1383.95 | 1325.7046 | 1565.7674 | 1448.1832 | 1330.6661 | 826.556 | 691.1554
2019 | CA | WECC | - | WECC-AB | MW | Prospective Excess/Shortfall |  | 1848.376 | 1949.2518 | 2298.9421 | 1827.1641 | 1707.3608 | 1649.1154 | 1889.1782 | 1771.594 | 1654.0769 | 1149.9668 | 1014.5662
2019 | CA | WECC | - | WECC-AB | % | Existing-Certain and Net Firm Transfers Reserve Margin |  | 24.77% | 23.95% | 27.24% | 22.66% | 21.5% | 20.9% | 22.97% | 21.79% | 20.66% | 16.25% | 15.07%
2019 | CA | WECC | - | WECC-AB | % | Anticipated Reserve Margin |  | 24.77% | 23.95% | 27.24% | 22.66% | 21.5% | 20.9% | 22.97% | 21.79% | 20.66% | 16.25% | 15.07%
2019 | CA | WECC | - | WECC-AB | % | Prospective Reserve Margin |  | 25.9% | 26.64% | 30% | 25.32% | 24.14% | 23.52% | 25.64% | 24.43% | 23.28% | 18.77% | 17.57%
2019 | CA | WECC | - | WECC-AB | % | Reference Margin Level |  | 10.42% | 10.42% | 10.36% | 10.28% | 10.21% | 10.14% | 10.05% | 9.947% | 9.884% | 9.796% | 9.731%
2019 | CA | WECC | - | WECC-BC | MW | Energy Efficiency and Conservation |  | 0 | 0 | 0 | 0 | 0 | 0 | 0 | 0 | 0 | 0 | 0
2019 | CA | WECC | - | WECC-BC | MW | Total Installed Photovoltaic |  | 0 | 0 | 0 | 0 | 0 | 0 | 0 | 0 | 0 | 0 | 0
2019 | CA | WECC | - | WECC-BC | MW | Photovoltaic On-Peak |  | 0 | 0 | 0 | 0 | 0 | 0 | 0 | 0 | 0 | 0 | 0
2019 | CA | WECC | - | WECC-BC | MW | Total Internal Demand |  | 11468.1067 | 11648.66 | 11828 | 12027 | 12251 | 12430 | 12594 | 12758 | 12965 | 13161 | 13374
2019 | CA | WECC | - | WECC-BC | MW | Controllable and Dispatchable Demand Response - Available |  | 0 | 0 | 0 | 0 | 0 | 0 | 0 | 0 | 0 | 0 | 0
2019 | CA | WECC | - | WECC-BC | MW | Net Internal Demand |  | 11468.1067 | 11648.66 | 11828 | 12027 | 12251 | 12430 | 12594 | 12758 | 12965 | 13161 | 13374
2019 | CA | WECC | - | WECC-BC | MW | Behind the Meter Generation - Capacity |  | 0 | 0 | 0 | 0 | 0 | 0 | 0 | 0 | 0 | 0 | 0
2019 | CA | WECC | - | WECC-BC | MW | Other Capacity Adjustments - Additions |  | 0 | 0 | 0 | 0 | 0 | 0 | 0 | 0 | 0 | 0 | 0
2019 | CA | WECC | - | WECC-BC | MW | Other Capacity Adjustments - Reductions |  | 0 | 0 | 0 | 0 | 0 | 0 | 0 | 0 | 0 | 0 | 0
2019 | CA | WECC | - | WECC-BC | MW | Confirmed Retirements |  | 0 | 0 | 0 | 0 | 0 | 0 | 0 | 0 | 0.05 | 0.05 | 0.05
2019 | CA | WECC | - | WECC-BC | MW | Unconfirmed Retirements |  | 0 | 0 | 0 | 0 | 0 | 0 | 0 | 0 | 0 | 0 | 0
2019 | CA | WECC | - | WECC-BC | MW | Scheduled Outages |  | 0 | 0 | 0 | 0 | 0 | 0 | 0 | 0 | 0 | 0 | 0
2019 | CA | WECC | - | WECC-BC | MW | Transmission Limitations |  | 0 | 0 | 0 | 0 | 0 | 0 | 0 | 0 | 0 | 0 | 0
2019 | CA | WECC | - | WECC-BC | MW | Existing-Certain |  | 13284.3005 | 13284.3005 | 13284.3005 | 13284.3005 | 13284.3005 | 13284.3005 | 13284.3005 | 13284.038 | 13284.038 | 13284.038 | 13284.038
2019 | CA | WECC | - | WECC-BC | MW | Existing-Other |  | 0 | 0 | 0 | 0 | 0 | 0 | 0 | 0 | 0 | 0 | 0
2019 | CA | WECC | - | WECC-BC | MW | Additions - Tier 1 |  | 9.21 | 250.107 | 429.657 | 512.007 | 531.782 | 572.957 | 572.957 | 614.132 | 614.132 | 614.132 | 614.132
2019 | CA | WECC | - | WECC-BC | MW | Additions - Tier 2 |  | 0 | 0 | 0 | 0 | 0 | 0 | 824.85 | 824.85 | 824.85 | 824.85 | 824.85
2019 | CA | WECC | - | WECC-BC | MW | Additions - Tier 3 |  | 0 | 25.5988 | 95.5975 | 128.4213 | 155.985 | 231.6088 | 253.2326 | 274.8563 | 671.4801 | 1443.1038 | 1464.7276
2019 | CA | WECC | - | WECC-BC | MW | Firm Imports |  | 0 | 0 | 0 | 0 | 218 | 410 | 580 | 745 | 1000 | 1170 | 1400
2019 | CA | WECC | - | WECC-BC | MW | Firm Exports |  | 0 | 0 | 0 | 0 | 0 | 0 | 0 | 0 | 0 | 0 | 0
2019 | CA | WECC | - | WECC-BC | MW | Net Firm Capacity Transfers |  | 0 | 0 | 0 | 0 | 218 | 410 | 580 | 745 | 1000 | 1170 | 1400
2019 | CA | WECC | - | WECC-BC | MW | Expected Imports |  | 0 | 0 | 0 | 0 | 0 | 0 | 0 | 0 | 0 | 0 | 0
2019 | CA | WECC | - | WECC-BC | MW | Expected Exports |  | 0 | 0 | 0 | 0 | 0 | 0 | 0 | 0 | 0 | 0 | 0
2019 | CA | WECC | - | WECC-BC | MW | Net Expected Transfers |  | 0 | 0 | 0 | 0 | 0 | 0 | 0 | 0 | 0 | 0 | 0
2019 | CA | WECC | - | WECC-BC | MW | Existing-Certain & Net Firm Transfers |  | 13284.3005 | 13284.3005 | 13284.3005 | 13284.3005 | 13502.3005 | 13694.3005 | 13864.3005 | 14029.038 | 14284.038 | 14454.038 | 14684.038
2019 | CA | WECC | - | WECC-BC | MW | Anticipated Resources |  | 13293.5105 | 13534.4075 | 13713.9575 | 13796.3075 | 14034.0825 | 14267.2575 | 14437.2575 | 14643.17 | 14898.17 | 15068.17 | 15298.17
2019 | CA | WECC | - | WECC-BC | MW | Prospective Resources |  | 13293.5105 | 13534.4075 | 13713.9575 | 13796.3075 | 14034.0825 | 14267.2575 | 15262.1075 | 15468.02 | 15723.02 | 15893.02 | 16123.02
2019 | CA | WECC | - | WECC-BC | MW | Existing-Certain and Net Firm Transfers Excess/Shortfall |  | 621.5256 | 422.1635 | 230.4382 | 21.2255 | 0.3165 | 4.1013 | 4.8851 | 1.9453 | 37.57 | 3.7479 | 8.5938
2019 | CA | WECC | - | WECC-BC | MW | Anticipated Excess/Shortfall |  | 630.7356 | 672.2705 | 660.0952 | 533.2325 | 532.0985 | 577.0583 | 577.8421 | 616.0773 | 651.702 | 617.8799 | 622.7258
2019 | CA | WECC | - | WECC-BC | MW | Prospective Excess/Shortfall |  | 630.7356 | 672.2705 | 660.0952 | 533.2325 | 532.0985 | 577.0583 | 1402.6921 | 1440.9273 | 1476.552 | 1442.7299 | 1447.5758
2019 | CA | WECC | - | WECC-BC | % | Existing-Certain and Net Firm Transfers Reserve Margin |  | 15.84% | 14.04% | 12.31% | 10.45% | 10.21% | 10.17% | 10.09% | 9.963% | 10.17% | 9.825% | 9.795%
2019 | CA | WECC | - | WECC-BC | % | Anticipated Reserve Margin |  | 15.92% | 16.19% | 15.94% | 14.71% | 14.55% | 14.78% | 14.64% | 14.78% | 14.91% | 14.49% | 14.39%
2019 | CA | WECC | - | WECC-BC | % | Prospective Reserve Margin |  | 15.92% | 16.19% | 15.94% | 14.71% | 14.55% | 14.78% | 21.19% | 21.24% | 21.27% | 20.76% | 20.55%
2019 | CA | WECC | - | WECC-BC | % | Reference Margin Level |  | 10.42% | 10.42% | 10.36% | 10.28% | 10.21% | 10.14% | 10.05% | 9.947% | 9.884% | 9.796% | 9.731%
2019 | US/MX | WECC | - | WECC-CAMX | MW | Energy Efficiency and Conservation |  | 286.2167 | 338.0643 | 404.9914 | 570.6014 | 831.5403 | 1035.8949 | 1250.5792 | 1525.0868 | 1783.1018 | 2026.5307 | 2231.0303
2019 | US/MX | WECC | - | WECC-CAMX | MW | Total Installed Photovoltaic |  | 8594.5352 | 9833.9196 | 11023.379 | 12030.8218 | 12911.5149 | 13757.1174 | 14560.7641 | 15353.0927 | 16154.4656 | 16977.341 | 17832.7146
2019 | US/MX | WECC | - | WECC-CAMX | MW | Photovoltaic On-Peak |  | 159.5399 | 182.9465 | 206.131 | 226.7606 | 243.8589 | 259.2539 | 273.7842 | 287.5601 | 301.2338 | 314.9098 | 328.9906
2019 | US/MX | WECC | - | WECC-CAMX | MW | Total Internal Demand |  | 39614.804 | 39539.1121 | 40170 | 40595 | 40876 | 41329 | 41519 | 41709 | 41870 | 42016 | 42234
2019 | US/MX | WECC | - | WECC-CAMX | MW | Controllable and Dispatchable Demand Response - Available |  | 844.9474 | 808.9846 | 799.0218 | 815.059 | 805.059 | 805.059 | 805.059 | 805.059 | 805.059 | 805.059 | 805.059
2019 | US/MX | WECC | - | WECC-CAMX | MW | Net Internal Demand |  | 38769.8566 | 38730.1275 | 39370.9782 | 39779.941 | 40070.941 | 40523.941 | 40713.941 | 40903.941 | 41064.941 | 41210.941 | 41428.941
2019 | US/MX | WECC | - | WECC-CAMX | MW | Behind the Meter Generation - Capacity |  | 0 | 0 | 0 | 0 | 0 | 0 | 0 | 0 | 0 | 0 | 0
2019 | US/MX | WECC | - | WECC-CAMX | MW | Other Capacity Adjustments - Additions |  | 0 | 0 | 0 | 0 | 0 | 0 | 0 | 0 | 0 | 0 | 0
2019 | US/MX | WECC | - | WECC-CAMX | MW | Other Capacity Adjustments - Reductions |  | 0 | 0 | 0 | 0 | 0 | 0 | 0 | 0 | 0 | 0 | 0
2019 | US/MX | WECC | - | WECC-CAMX | MW | Confirmed Retirements |  | 0 | 916.285 | 916.285 | 916.285 | 967.585 | 967.585 | 967.585 | 967.585 | 967.585 | 967.585 | 967.585
2019 | US/MX | WECC | - | WECC-CAMX | MW | Unconfirmed Retirements |  | 0 | 0 | 0 | 0 | 0 | 0 | 0 | 0 | 0 | 0 | 0
2019 | US/MX | WECC | - | WECC-CAMX | MW | Scheduled Outages |  | 0 | 0 | 0 | 0 | 0 | 0 | 0 | 0 | 0 | 0 | 0
2019 | US/MX | WECC | - | WECC-CAMX | MW | Transmission Limitations |  | 0 | 0 | 0 | 0 | 0 | 0 | 0 | 0 | 0 | 0 | 0
2019 | US/MX | WECC | - | WECC-CAMX | MW | Existing-Certain |  | 46612.9801 | 45881.0451 | 45881.0451 | 45829.7451 | 45089.9451 | 45089.9451 | 45089.9451 | 45024.9451 | 45024.9451 | 45024.9451 | 44293.9451
2019 | US/MX | WECC | - | WECC-CAMX | MW | Existing-Other |  | 0 | 0 | 0 | 0 | 0 | 0 | 0 | 0 | 0 | 0 | 0
2019 | US/MX | WECC | - | WECC-CAMX | MW | Additions - Tier 1 |  | 0 | 0.48 | 322.0136 | 322.0136 | 322.0136 | 766.0136 | 766.0136 | 766.0136 | 981.0136 | 981.0136 | 981.0136
2019 | US/MX | WECC | - | WECC-CAMX | MW | Additions - Tier 2 |  | 171.7262 | 1538.7982 | 1551.7184 | 1551.7184 | 1551.7184 | 1551.7184 | 1551.7184 | 1551.7184 | 1551.7184 | 1551.7184 | 1551.7184
2019 | US/MX | WECC | - | WECC-CAMX | MW | Additions - Tier 3 |  | 0 | 0 | 0 | 0 | 0 | 0 | 0 | 0 | 0 | 0 | 0
2019 | US/MX | WECC | - | WECC-CAMX | MW | Firm Imports |  | 0 | 0 | 0 | 0 | 0 | 0 | 0 | 0 | 0 | 0 | 500
2019 | US/MX | WECC | - | WECC-CAMX | MW | Firm Exports |  | 0 | 0 | 0 | 0 | 0 | 0 | 0 | 0 | 0 | 0 | 0
2019 | US/MX | WECC | - | WECC-CAMX | MW | Net Firm Capacity Transfers |  | 0 | 0 | 0 | 0 | 0 | 0 | 0 | 0 | 0 | 0 | 500
2019 | US/MX | WECC | - | WECC-CAMX | MW | Expected Imports |  | 0 | 0 | 0 | 0 | 0 | 0 | 0 | 0 | 0 | 0 | 0
2019 | US/MX | WECC | - | WECC-CAMX | MW | Expected Exports |  | 0 | 0 | 0 | 0 | 0 | 0 | 0 | 0 | 0 | 0 | 0
2019 | US/MX | WECC | - | WECC-CAMX | MW | Net Expected Transfers |  | 0 | 0 | 0 | 0 | 0 | 0 | 0 | 0 | 0 | 0 | 0
2019 | US/MX | WECC | - | WECC-CAMX | MW | Existing-Certain & Net Firm Transfers |  | 46612.9801 | 45881.0451 | 45881.0451 | 45829.7451 | 45089.9451 | 45089.9451 | 45089.9451 | 45024.9451 | 45024.9451 | 45024.9451 | 44793.9451
2019 | US/MX | WECC | - | WECC-CAMX | MW | Anticipated Resources |  | 46612.9801 | 45881.5251 | 46203.0587 | 46151.7587 | 45411.9587 | 45855.9587 | 45855.9587 | 45790.9587 | 46005.9587 | 46005.9587 | 45774.9587
2019 | US/MX | WECC | - | WECC-CAMX | MW | Prospective Resources |  | 46784.7063 | 47420.3234 | 47754.7771 | 47703.4771 | 46963.6771 | 47407.6771 | 47407.6771 | 47342.6771 | 47557.6771 | 47557.6771 | 47326.6771
2019 | US/MX | WECC | - | WECC-CAMX | MW | Existing-Certain and Net Firm Transfers Excess/Shortfall |  | 4741.535 | 4052.5074 | 3360.3886 | 2867.4088 | 1813.3288 | 1324.0888 | 1118.8888 | 848.6888 | 674.8088 | 517.1288 | 50.6888
2019 | US/MX | WECC | - | WECC-CAMX | MW | Anticipated Excess/Shortfall |  | 4741.535 | 4052.9874 | 3682.4022 | 3189.4224 | 2135.3424 | 2090.1024 | 1884.9024 | 1614.7024 | 1655.8224 | 1498.1424 | 1031.7024
2019 | US/MX | WECC | - | WECC-CAMX | MW | Prospective Excess/Shortfall |  | 4913.2612 | 5591.7856 | 5234.1206 | 4741.1408 | 3687.0608 | 3641.8208 | 3436.6208 | 3166.4208 | 3207.5408 | 3049.8608 | 2583.4208
2019 | US/MX | WECC | - | WECC-CAMX | % | Existing-Certain and Net Firm Transfers Reserve Margin |  | 20.23% | 18.46% | 16.54% | 15.21% | 12.53% | 11.27% | 10.75% | 10.07% | 9.643% | 9.255% | 8.122%
2019 | US/MX | WECC | - | WECC-CAMX | % | Anticipated Reserve Margin |  | 20.23% | 18.46% | 17.35% | 16.02% | 13.33% | 13.16% | 12.63% | 11.95% | 12.03% | 11.64% | 10.49%
2019 | US/MX | WECC | - | WECC-CAMX | % | Prospective Reserve Margin |  | 20.67% | 22.44% | 21.29% | 19.92% | 17.2% | 16.99% | 16.44% | 15.74% | 15.81% | 15.4% | 14.24%
2019 | US/MX | WECC | - | WECC-CAMX | % | Reference Margin Level | bar: 386 to 430
2019 | US | WECC | - | WECC-NWPP-US | MW | Energy Efficiency and Conservation |  | 404.5879 | 628.8965 | 837.6488 | 1010.3476 | 1176.883 | 1395.6055 | 1551.6114 | 1699.4465 | 1803.9539 | 1942.2724 | 2058.8374
2019 | US | WECC | - | WECC-NWPP-US | MW | Total Installed Photovoltaic |  | 766.3487 | 924.2853 | 1050.1327 | 1115.6509 | 1171.4727 | 1222.2612 | 1266.9764 | 1312.5537 | 1358.2766 | 1405.511 | 1453.6826
2019 | US | WECC | - | WECC-NWPP-US | MW | Photovoltaic On-Peak |  | 13.809 | 15.8688 | 16.6791 | 17.4981 | 18.3151 | 19.1305 | 20.9441 | 21.5055 | 22.0645 | 22.6211 | 22.175
2019 | US | WECC | - | WECC-NWPP-US | MW | Total Internal Demand |  | 47642.816 | 48195.7131 | 47983 | 48408 | 48663 | 48798 | 48964 | 49066 | 49368 | 49611 | 49796
2019 | US | WECC | - | WECC-NWPP-US | MW | Controllable and Dispatchable Demand Response - Available |  | 306.5 | 306.5 | 306.5 | 306.5 | 306.5 | 306.5 | 306.5 | 306.5 | 306.5 | 306.5 | 306.5
2019 | US | WECC | - | WECC-NWPP-US | MW | Net Internal Demand |  | 47336.316 | 47889.2131 | 47676.5 | 48101.5 | 48356.5 | 48491.5 | 48657.5 | 48759.5 | 49061.5 | 49304.5 | 49489.5
2019 | US | WECC | - | WECC-NWPP-US | MW | Behind the Meter Generation - Capacity |  | 0 | 0 | 0 | 0 | 0 | 0 | 0 | 0 | 0 | 0 | 0
2019 | US | WECC | - | WECC-NWPP-US | MW | Other Capacity Adjustments - Additions |  | 0 | 0 | 0 | 0 | 0 | 0 | 0 | 0 | 0 | 0 | 0
2019 | US | WECC | - | WECC-NWPP-US | MW | Other Capacity Adjustments - Reductions |  | 0 | 0 | 0 | 0 | 0 | 0 | 0 | 0 | 0 | 0 | 0
2019 | US | WECC | - | WECC-NWPP-US | MW | Confirmed Retirements |  | 1270.11 | 1525.11 | 3042.31 | 3409.31 | 3592.41 | 3592.41 | 3808.41 | 4840.41 | 5062.41 | 5817.41 | 5837.41
2019 | US | WECC | - | WECC-NWPP-US | MW | Unconfirmed Retirements |  | 0 | 0 | 0 | 0 | 0 | 0 | 0 | 0 | 0 | 0 | 0
2019 | US | WECC | - | WECC-NWPP-US | MW | Scheduled Outages |  | 0 | 0 | 0 | 0 | 0 | 0 | 0 | 0 | 0 | 0 | 0
2019 | US | WECC | - | WECC-NWPP-US | MW | Transmission Limitations |  | 0 | 0 | 0 | 0 | 0 | 0 | 0 | 0 | 0 | 0 | 0
2019 | US | WECC | - | WECC-NWPP-US | MW | Existing-Certain |  | 58780.8044 | 57403.8611 | 57036.8611 | 56853.7611 | 56853.7611 | 56637.7611 | 55605.7611 | 55383.7611 | 54628.7611 | 54628.7611 | 54228.7611
2019 | US | WECC | - | WECC-NWPP-US | MW | Existing-Other |  | 0 | 0 | 0 | 0 | 0 | 0 | 0 | 0 | 0 | 0 | 0
2019 | US | WECC | - | WECC-NWPP-US | MW | Additions - Tier 1 |  | 40.196 | 150.0265 | 337.2958 | 435.1398 | 435.1398 | 435.1398 | 435.1398 | 435.1398 | 435.1398 | 435.1398 | 435.1398
2019 | US | WECC | - | WECC-NWPP-US | MW | Additions - Tier 2 |  | 98.28 | 98.28 | 98.28 | 98.28 | 136.78 | 136.78 | 136.78 | 136.78 | 136.78 | 136.78 | 136.78
2019 | US | WECC | - | WECC-NWPP-US | MW | Additions - Tier 3 |  | 25.9979 | 203.6429 | 253.5384 | 253.5384 | 253.5384 | 268.7484 | 268.7484 | 277.0164 | 877.0164 | 875.0664 | 875.0664
2019 | US | WECC | - | WECC-NWPP-US | MW | Firm Imports |  | 700 | 4216 | 5090 | 5207 | 5150 | 5290 | 5229 | 5161 | 5574 | 5160 | 5186
2019 | US | WECC | - | WECC-NWPP-US | MW | Firm Exports |  | 0 | 0 | 0 | 0 | 0 | 0 | 0 | 0 | 0 | 0 | 0
2019 | US | WECC | - | WECC-NWPP-US | MW | Net Firm Capacity Transfers |  | 700 | 4216 | 5090 | 5207 | 5150 | 5290 | 5229 | 5161 | 5574 | 5160 | 5186
2019 | US | WECC | - | WECC-NWPP-US | MW | Expected Imports |  | 0 | 0 | 0 | 0 | 0 | 0 | 0 | 0 | 0 | 0 | 0
2019 | US | WECC | - | WECC-NWPP-US | MW | Expected Exports |  | 0 | 0 | 0 | 0 | 0 | 0 | 0 | 0 | 0 | 0 | 0
2019 | US | WECC | - | WECC-NWPP-US | MW | Net Expected Transfers |  | 0 | 0 | 0 | 0 | 0 | 0 | 0 | 0 | 0 | 0 | 0
2019 | US | WECC | - | WECC-NWPP-US | MW | Existing-Certain & Net Firm Transfers |  | 59480.8044 | 61619.8611 | 62126.8611 | 62060.7611 | 62003.7611 | 61927.7611 | 60834.7611 | 60544.7611 | 60202.7611 | 59788.7611 | 59414.7611
2019 | US | WECC | - | WECC-NWPP-US | MW | Anticipated Resources |  | 59521.0004 | 61769.8876 | 62464.1569 | 62495.9009 | 62438.9009 | 62362.9009 | 61269.9009 | 60979.9009 | 60637.9009 | 60223.9009 | 59849.9009
2019 | US | WECC | - | WECC-NWPP-US | MW | Prospective Resources |  | 59619.2804 | 61868.1676 | 62562.4369 | 62594.1809 | 62575.6809 | 62499.6809 | 61406.6809 | 61116.6809 | 60774.6809 | 60360.6809 | 59986.6809
2019 | US | WECC | - | WECC-NWPP-US | MW | Existing-Certain and Net Firm Transfers Excess/Shortfall |  | 4570.6778 | 6068.3739 | 5582.5321 | 6354.4139 | 6152.0036 | 5920.0786 | 4684.0061 | 4276.2981 | 2163.0066 | 2940.6726 | 2254.3886
2019 | US | WECC | - | WECC-NWPP-US | MW | Anticipated Excess/Shortfall |  | 4610.8738 | 6218.4004 | 5919.8279 | 6789.5538 | 6587.1434 | 6355.2184 | 5119.1459 | 4711.4379 | 2598.1464 | 3375.8124 | 2689.5284
2019 | US | WECC | - | WECC-NWPP-US | MW | Prospective Excess/Shortfall |  | 4709.1538 | 6316.6804 | 6018.1079 | 6887.8338 | 6723.9234 | 6491.9984 | 5255.9259 | 4848.2179 | 2734.9264 | 3512.5924 | 2826.3084
2019 | US | WECC | - | WECC-NWPP-US | % | Existing-Certain and Net Firm Transfers Reserve Margin |  | 25.66% | 28.67% | 30.31% | 29.02% | 28.22% | 27.71% | 25.03% | 24.17% | 22.71% | 21.26% | 20.06%
2019 | US | WECC | - | WECC-NWPP-US | % | Anticipated Reserve Margin |  | 25.74% | 28.98% | 31.02% | 29.93% | 29.12% | 28.61% | 25.92% | 25.06% | 23.6% | 22.15% | 20.93%
2019 | US | WECC | - | WECC-NWPP-US | % | Prospective Reserve Margin |  | 25.95% | 29.19% | 31.22% | 30.13% | 29.4% | 28.89% | 26.2% | 25.34% | 23.87% | 22.42% | 21.21%
2019 | US | WECC | - | WECC-NWPP-US | % | Reference Margin Level |  | 16% | 16% | 18.6% | 15.81% | 15.5% | 15.5% | 15.4% | 15.4% | 18.3% | 15.3% | 15.5%
2019 | US | WECC | - | WECC-RMRG | MW | Energy Efficiency and Conservation |  | 108.8611 | 200.4421 | 296.6323 | 382.3435 | 468.4095 | 554.9035 | 640.6778 | 704.1826 | 765.8024 | 835.6072 | 900.6021
2019 | US | WECC | - | WECC-RMRG | MW | Total Installed Photovoltaic |  | 541.2325 | 616.5019 | 692.6316 | 768.6724 | 845.7732 | 924.0656 | 1002.7253 | 1081.6119 | 1160.4284 | 1239.0783 | 1317.6457
2019 | US | WECC | - | WECC-RMRG | MW | Photovoltaic On-Peak |  | 0.59194 | 0.7113 | 0.85461 | 1.0266 | 1.2328 | 1.48 | 1.7763 | 2.1314 | 2.5573 | 3.0679 | 3.6802
2019 | US | WECC | - | WECC-RMRG | MW | Total Internal Demand |  | 10422.5346 | 10686.039 | 10822 | 10976 | 11118 | 11251 | 11404 | 11556 | 11712 | 11852 | 12006
2019 | US | WECC | - | WECC-RMRG | MW | Controllable and Dispatchable Demand Response - Available |  | 224.7886 | 239.7166 | 243.9683 | 253.61 | 257.8963 | 262.1825 | 261.1134 | 261.1134 | 260.0443 | 260.0443 | 258.9752
2019 | US | WECC | - | WECC-RMRG | MW | Net Internal Demand |  | 10197.746 | 10446.3224 | 10578.0317 | 10722.39 | 10860.1037 | 10988.8175 | 11142.8866 | 11294.8866 | 11451.9557 | 11591.9557 | 11747.0248
2019 | US | WECC | - | WECC-RMRG | MW | Behind the Meter Generation - Capacity |  | 0 | 0 | 0 | 0 | 0 | 0 | 0 | 0 | 0 | 0 | 0
2019 | US | WECC | - | WECC-RMRG | MW | Other Capacity Adjustments - Additions |  | 0 | 0 | 0 | 0 | 0 | 0 | 0 | 0 | 0 | 0 | 0
2019 | US | WECC | - | WECC-RMRG | MW | Other Capacity Adjustments - Reductions |  | 0 | 0 | 0 | 0 | 0 | 0 | 0 | 0 | 0 | 0 | 0
2019 | US | WECC | - | WECC-RMRG | MW | Confirmed Retirements |  | 0 | 51 | 151 | 151 | 503 | 503 | 503 | 838 | 891.2 | 1201.2 | 1201.2
2019 | US | WECC | - | WECC-RMRG | MW | Unconfirmed Retirements |  | 0 | 0 | 0 | 0 | 0 | 0 | 0 | 0 | 0 | 0 | 0
2019 | US | WECC | - | WECC-RMRG | MW | Scheduled Outages |  | 0 | 0 | 0 | 0 | 0 | 0 | 0 | 0 | 0 | 0 | 0
2019 | US | WECC | - | WECC-RMRG | MW | Transmission Limitations |  | 0 | 0 | 0 | 0 | 0 | 0 | 0 | 0 | 0 | 0 | 0
2019 | US | WECC | - | WECC-RMRG | MW | Existing-Certain |  | 15740.3687 | 15640.3687 | 15640.3687 | 15288.3687 | 15288.3687 | 15288.3687 | 14953.3687 | 14900.1688 | 14590.1688 | 14590.1688 | 14589.9714
2019 | US | WECC | - | WECC-RMRG | MW | Existing-Other |  | 0 | 0 | 0 | 0 | 0 | 0 | 0 | 0 | 0 | 0 | 0
2019 | US | WECC | - | WECC-RMRG | MW | Additions - Tier 1 |  | 0 | 22.9284 | 22.9284 | 22.9284 | 22.9284 | 22.9284 | 22.9284 | 22.9284 | 22.9284 | 22.9284 | 22.9284
2019 | US | WECC | - | WECC-RMRG | MW | Additions - Tier 2 |  | 0 | 0 | 374.1112 | 374.1112 | 374.1112 | 374.1112 | 374.1112 | 374.1112 | 374.1112 | 374.1112 | 374.1112
2019 | US | WECC | - | WECC-RMRG | MW | Additions - Tier 3 |  | 0 | 0 | 155.244 | 155.244 | 155.244 | 155.244 | 155.244 | 155.244 | 155.244 | 155.244 | 155.244
2019 | US | WECC | - | WECC-RMRG | MW | Firm Imports |  | 0 | 0 | 0 | 0 | 0 | 0 | 0 | 0 | 0 | 0 | 0
2019 | US | WECC | - | WECC-RMRG | MW | Firm Exports |  | 0 | 0 | 0 | 0 | 0 | 0 | 0 | 0 | 0 | 0 | 0
2019 | US | WECC | - | WECC-RMRG | MW | Net Firm Capacity Transfers |  | 0 | 0 | 0 | 0 | 0 | 0 | 0 | 0 | 0 | 0 | 0
2019 | US | WECC | - | WECC-RMRG | MW | Expected Imports |  | 0 | 0 | 0 | 0 | 0 | 0 | 0 | 0 | 0 | 0 | 0
2019 | US | WECC | - | WECC-RMRG | MW | Expected Exports |  | 0 | 0 | 0 | 0 | 0 | 0 | 0 | 0 | 0 | 0 | 0
2019 | US | WECC | - | WECC-RMRG | MW | Net Expected Transfers |  | 0 | 0 | 0 | 0 | 0 | 0 | 0 | 0 | 0 | 0 | 0
2019 | US | WECC | - | WECC-RMRG | MW | Existing-Certain & Net Firm Transfers |  | 15740.3687 | 15640.3687 | 15640.3687 | 15288.3687 | 15288.3687 | 15288.3687 | 14953.3687 | 14900.1688 | 14590.1688 | 14590.1688 | 14589.9714
2019 | US | WECC | - | WECC-RMRG | MW | Anticipated Resources |  | 15740.3687 | 15663.2972 | 15663.2972 | 15311.2972 | 15311.2972 | 15311.2972 | 14976.2972 | 14923.0971 | 14613.0971 | 14613.0971 | 14612.8998
2019 | US | WECC | - | WECC-RMRG | MW | Prospective Resources |  | 15740.3687 | 15663.2972 | 16037.4083 | 15685.4083 | 15685.4083 | 15685.4083 | 15350.4083 | 15297.2084 | 14987.2084 | 14987.2084 | 14987.011
2019 | US | WECC | - | WECC-RMRG | MW | Existing-Certain and Net Firm Transfers Excess/Shortfall |  | 4265.8649 | 3886.1668 | 3708.349 | 3064.8441 | 2925.1181 | 2975.3988 | 2483.3644 | 2274.7445 | 1770.8495 | 1491.2588 | 1380.442
2019 | US | WECC | - | WECC-RMRG | MW | Anticipated Excess/Shortfall |  | 4265.8649 | 3909.0952 | 3731.2774 | 3087.7725 | 2948.0465 | 2998.3272 | 2506.2928 | 2297.6729 | 1793.7779 | 1514.1872 | 1403.3704
2019 | US | WECC | - | WECC-RMRG | MW | Prospective Excess/Shortfall |  | 4265.8649 | 3909.0952 | 4105.3886 | 3461.8837 | 3322.1577 | 3372.4384 | 2880.404 | 2671.7841 | 2167.8891 | 1888.2984 | 1777.4816
2019 | US | WECC | - | WECC-RMRG | % | Existing-Certain and Net Firm Transfers Reserve Margin |  | 54.35% | 49.72% | 47.86% | 42.58% | 40.78% | 39.13% | 34.2% | 31.92% | 27.4% | 25.86% | 24.2%
2019 | US | WECC | - | WECC-RMRG | % | Anticipated Reserve Margin |  | 54.35% | 49.94% | 48.07% | 42.8% | 40.99% | 39.34% | 34.4% | 32.12% | 27.6% | 26.06% | 24.4%
2019 | US | WECC | - | WECC-RMRG | % | Prospective Reserve Margin |  | 54.35% | 49.94% | 51.61% | 46.29% | 44.43% | 42.74% | 37.76% | 35.43% | 30.87% | 29.29% | 27.58%
2019 | US | WECC | - | WECC-RMRG | % | Reference Margin Level |  | 12.52% | 12.52% | 12.8% | 14% | 13.84% | 12.05% | 11.91% | 11.78% | 11.94% | 13% | 12.45%
2019 | US | WECC | - | WECC-SRSG | MW | Energy Efficiency and Conservation |  | 561.6382 | 615.811 | 632.4185 | 664.2856 | 697.8835 | 727.0723 | 759.3646 | 785.6597 | 790.5395 | 807.2689 | 831.3363
2019 | US | WECC | - | WECC-SRSG | MW | Total Installed Photovoltaic |  | 1285.8886 | 1503.0486 | 1721.8218 | 1994.0578 | 2294.1311 | 2607.0522 | 2919.3927 | 3234.1873 | 3548.4213 | 3857.8655 | 4147.1501
2019 | US | WECC | - | WECC-SRSG | MW | Photovoltaic On-Peak |  | 15.3969 | 4.4522 | 3.8103 | 3.8721 | 3.9482 | 4.1 | 4.8118 | 5.392 | 5.3849 | 5.6194 | 4.8334
2019 | US | WECC | - | WECC-SRSG | MW | Total Internal Demand |  | 15852.0814 | 16023.1369 | 16339 | 16775 | 17057 | 17322 | 17660 | 17944 | 18260 | 18552 | 19214.2789
2019 | US | WECC | - | WECC-SRSG | MW | Controllable and Dispatchable Demand Response - Available |  | 126.4008 | 126.4008 | 126.4008 | 126.4008 | 126.4008 | 126.4008 | 126.4008 | 126.4008 | 126.4008 | 126.4008 | 126.4008
2019 | US | WECC | - | WECC-SRSG | MW | Net Internal Demand |  | 15725.6807 | 15896.7362 | 16212.5992 | 16648.5992 | 16930.5992 | 17195.5992 | 17533.5992 | 17817.5992 | 18133.5992 | 18425.5992 | 19087.8781
2019 | US | WECC | - | WECC-SRSG | MW | Behind the Meter Generation - Capacity |  | 0 | 0 | 0 | 0 | 0 | 0 | 0 | 0 | 0 | 0 | 0
2019 | US | WECC | - | WECC-SRSG | MW | Other Capacity Adjustments - Additions |  | 0 | 0 | 0 | 0 | 0 | 0 | 0 | 0 | 0 | 0 | 0
2019 | US | WECC | - | WECC-SRSG | MW | Other Capacity Adjustments - Reductions |  | 0 | 0 | 0 | 0 | 0 | 0 | 0 | 0 | 0 | 0 | 0
2019 | US | WECC | - | WECC-SRSG | MW | Confirmed Retirements |  | 0 | 1680 | 1680 | 1680 | 2500.6 | 2500.6 | 2500.6 | 2500.6 | 2827.6 | 2827.6 | 2827.6
2019 | US | WECC | - | WECC-SRSG | MW | Unconfirmed Retirements |  | 0 | 0 | 0 | 0 | 0 | 0 | 0 | 0 | 0 | 0 | 0
2019 | US | WECC | - | WECC-SRSG | MW | Scheduled Outages |  | 0 | 0 | 0 | 0 | 0 | 0 | 0 | 0 | 0 | 0 | 0
2019 | US | WECC | - | WECC-SRSG | MW | Transmission Limitations |  | 0 | 0 | 0 | 0 | 0 | 0 | 0 | 0 | 0 | 0 | 0
2019 | US | WECC | - | WECC-SRSG | MW | Existing-Certain |  | 29161.6364 | 29161.6364 | 29161.6364 | 28341.0364 | 28341.0364 | 28341.0364 | 28341.0364 | 28014.0364 | 28014.0364 | 28014.0364 | 28014.0364
2019 | US | WECC | - | WECC-SRSG | MW | Existing-Other |  | 0 | 0 | 0 | 0 | 0 | 0 | 0 | 0 | 0 | 0 | 0
2019 | US | WECC | - | WECC-SRSG | MW | Additions - Tier 1 |  | 432.6 | 447.6 | 499.245 | 499.245 | 499.245 | 499.245 | 499.245 | 499.245 | 499.245 | 499.245 | 499.245
2019 | US | WECC | - | WECC-SRSG | MW | Additions - Tier 2 |  | 91 | 182 | 242.987 | 242.987 | 682.987 | 682.987 | 682.987 | 682.987 | 682.987 | 682.987 | 682.987
2019 | US | WECC | - | WECC-SRSG | MW | Additions - Tier 3 |  | 193.025 | 243.025 | 459.275 | 509.275 | 888.275 | 1863.275 | 1998.275 | 2023.275 | 2431.925 | 2590.575 | 2590.575
2019 | US | WECC | - | WECC-SRSG | MW | Firm Imports |  | 0 | 0 | 0 | 0 | 0 | 0 | 0 | 0 | 0 | 0 | 0
2019 | US | WECC | - | WECC-SRSG | MW | Firm Exports |  | 0 | 0 | 0 | 0 | 0 | 0 | 0 | 0 | 0 | 0 | 0
2019 | US | WECC | - | WECC-SRSG | MW | Net Firm Capacity Transfers |  | 0 | 0 | 0 | 0 | 0 | 0 | 0 | 0 | 0 | 0 | 0
2019 | US | WECC | - | WECC-SRSG | MW | Expected Imports |  | 0 | 0 | 0 | 0 | 0 | 0 | 0 | 0 | 0 | 0 | 0
2019 | US | WECC | - | WECC-SRSG | MW | Expected Exports |  | 0 | 0 | 0 | 0 | 0 | 0 | 0 | 0 | 0 | 0 | 0
2019 | US | WECC | - | WECC-SRSG | MW | Net Expected Transfers |  | 0 | 0 | 0 | 0 | 0 | 0 | 0 | 0 | 0 | 0 | 0
2019 | US | WECC | - | WECC-SRSG | MW | Existing-Certain & Net Firm Transfers |  | 29161.6364 | 29161.6364 | 29161.6364 | 28341.0364 | 28341.0364 | 28341.0364 | 28341.0364 | 28014.0364 | 28014.0364 | 28014.0364 | 28014.0364
2019 | US | WECC | - | WECC-SRSG | MW | Anticipated Resources |  | 29594.2364 | 29609.2364 | 29660.8814 | 28840.2814 | 28840.2814 | 28840.2814 | 28840.2814 | 28513.2814 | 28513.2814 | 28513.2814 | 28513.2814
2019 | US | WECC | - | WECC-SRSG | MW | Prospective Resources |  | 29685.2364 | 29791.2364 | 29903.8684 | 29083.2684 | 29523.2684 | 29523.2684 | 29523.2684 | 29196.2684 | 29196.2684 | 29196.2684 | 29196.2684
2019 | US | WECC | - | WECC-SRSG | MW | Existing-Certain and Net Firm Transfers Excess/Shortfall |  | 11391.6172 | 11198.3245 | 10841.3992 | 9361.6333 | 9040.1533 | 8738.0533 | 8352.7333 | 7933.602 | 7577.47 | 7266.8116 | 6521.0856
2019 | US | WECC | - | WECC-SRSG | MW | Anticipated Excess/Shortfall |  | 11824.2172 | 11645.9245 | 11340.6442 | 9860.8783 | 9539.3983 | 9237.2983 | 8851.9783 | 8432.847 | 8076.715 | 7766.0566 | 7020.3306
2019 | US | WECC | - | WECC-SRSG | MW | Prospective Excess/Shortfall |  | 11915.2172 | 11827.9245 | 11583.6312 | 10103.8653 | 10222.3853 | 9920.2853 | 9534.9653 | 9115.834 | 8759.702 | 8449.0436 | 7703.3176
2019 | US | WECC | - | WECC-SRSG | % | Existing-Certain and Net Firm Transfers Reserve Margin |  | 85.44% | 83.44% | 79.87% | 70.23% | 67.4% | 64.82% | 61.64% | 57.23% | 54.49% | 52.04% | 46.76%
2019 | US | WECC | - | WECC-SRSG | % | Anticipated Reserve Margin |  | 88.19% | 86.26% | 82.95% | 73.23% | 70.34% | 67.72% | 64.49% | 60.03% | 57.24% | 54.75% | 49.38%
2019 | US | WECC | - | WECC-SRSG | % | Prospective Reserve Margin |  | 88.77% | 87.4% | 84.45% | 74.69% | 74.38% | 71.69% | 68.38% | 63.86% | 61.01% | 58.45% | 52.96%
2019 | US | WECC | - | WECC-SRSG | % | Reference Margin Level |  | 13% | 13% | 13% | 14% | 14% | 14% | 14% | 12.7% | 12.7% | 12.6% | 12.6%
2019 | US | SERC | - | SERC-FP | MW | Energy Efficiency and Conservation |  | 3300.32 | 3368.32 | 3430.32 | 3492.32 | 3550.32 | 3613.32 | 3675.32 | 3734.32 | 3793.32 | 3818.32 | 3818.3
2019 | US | SERC | - | SERC-FP | MW | Total Installed Photovoltaic |  | 394.6932 | 525.8843 | 674.2386 | 827.1092 | 963.4671 | 1055.8737 | 1157.4812 | 1268.1892 | 1385.7889 | 1510.5917 | 1510.6
2019 | US | SERC | - | SERC-FP | MW | Photovoltaic On-Peak |  | 0.15713 | 0.27791 | 0.40307 | 0.531 | 0.66267 | 0.77691 | 0.79246 | 0.90964 | 1.0284 | 1.0488 | 1
2019 | US | SERC | - | SERC-FP | MW | Total Internal Demand |  | 43962 | 43770 | 45194 | 45049 | 45860 | 46056 | 46711 | 47183 | 47603 | 48194 | 48194
2019 | US | SERC | - | SERC-FP | MW | Controllable and Dispatchable Demand Response - Available |  | 2887 | 2978 | 3019 | 3061 | 3102 | 3149 | 3190 | 3233 | 3277 | 3321 | 3321
2019 | US | SERC | - | SERC-FP | MW | Net Internal Demand |  | 41075 | 40792 | 42175 | 41988 | 42758 | 42907 | 43521 | 43950 | 44326 | 44873 | 44873
2019 | US | SERC | - | SERC-FP | MW | Behind the Meter Generation - Capacity |  | 0 | 0 | 0 | 0 | 0 | 0 | 0 | 0 | 0 | 0 | 0
2019 | US | SERC | - | SERC-FP | MW | Other Capacity Adjustments - Additions |  | 0 | 0 | 0 | 0 | 0 | 0 | 0 | 0 | 0 | 0 | 0
2019 | US | SERC | - | SERC-FP | MW | Other Capacity Adjustments - Reductions |  | 0 | 0 | 0 | 0 | 0 | 0 | 0 | 0 | 0 | 0 | 0
2019 | US | SERC | - | SERC-FP | MW | Confirmed Retirements |  | 0.2 | 331.2 | 502.2 | 2140.2 | 2215.2 | 2333.9 | 2526.7 | 2868.7 | 2931.2 | 3360.2 | 3360.2
2019 | US | SERC | - | SERC-FP | MW | Unconfirmed Retirements |  | 0 | 0 | 0 | 0 | 0 | 0 | 0 | 0 | 0 | 0 | 0
2019 | US | SERC | - | SERC-FP | MW | Scheduled Outages |  | 0 | 0 | 0 | 0 | 0 | 0 | 0 | 0 | 0 | 0 | 0
2019 | US | SERC | - | SERC-FP | MW | Transmission Limitations |  | 0 | 0 | 0 | 0 | 0 | 0 | 0 | 0 | 0 | 0 | 0
2019 | US | SERC | - | SERC-FP | MW | Existing-Certain |  | 55382.77 | 55025.37 | 52211.37 | 51143.37 | 51039.67 | 50719.48 | 50362.48 | 50283.48 | 48994.36 | 48994.36 | 48994.36
2019 | US | SERC | - | SERC-FP | MW | Existing-Other |  | 288.6 | 288.6 | 288.6 | 288.6 | 288.6 | 288.6 | 288.6 | 288.6 | 288.6 | 288.6 | 288.6
2019 | US | SERC | - | SERC-FP | MW | Additions - Tier 1 |  | 1825.6 | 1969 | 3713 | 6675 | 6675 | 7027 | 7272 | 9152 | 9618.6 | 9618.6 | 9618.6
2019 | US | SERC | - | SERC-FP | MW | Additions - Tier 2 |  | 0 | 0 | 0 | 0 | 0 | 0 | 0 | 0 | 0 | 0 | 0
2019 | US | SERC | - | SERC-FP | MW | Additions - Tier 3 |  | 0 | 0 | 0 | 0 | 0 | 0 | 0 | 0 | 0 | 0 | 0
2019 | US | SERC | - | SERC-FP | MW | Firm Imports |  | 1257 | 1282 | 1083 | 1133 | 1133 | 1133 | 1133 | 1033 | 1033 | 1033 | 1033
2019 | US | SERC | - | SERC-FP | MW | Firm Exports |  | 0 | 0 | 0 | 0 | 0 | 0 | 0 | 0 | 0 | 0 | 0
2019 | US | SERC | - | SERC-FP | MW | Net Firm Capacity Transfers |  | 1257 | 1282 | 1083 | 1133 | 1133 | 1133 | 1133 | 1033 | 1033 | 1033 | 1033
2019 | US | SERC | - | SERC-FP | MW | Expected Imports |  | 0 | 0 | 0 | 0 | 0 | 0 | 0 | 0 | 0 | 0 | 0
2019 | US | SERC | - | SERC-FP | MW | Expected Exports |  | 0 | 0 | 0 | 0 | 0 | 0 | 0 | 0 | 0 | 0 | 0
2019 | US | SERC | - | SERC-FP | MW | Net Expected Transfers |  | 0 | 0 | 0 | 0 | 0 | 0 | 0 | 0 | 0 | 0 | 0
2019 | US | SERC | - | SERC-FP | MW | Existing-Certain & Net Firm Transfers |  | 56639.77 | 56307.37 | 53294.37 | 52276.37 | 52172.67 | 51852.48 | 51495.48 | 51316.48 | 50027.36 | 50027.36 | 50027.36
2019 | US | SERC | - | SERC-FP | MW | Anticipated Resources |  | 58465.37 | 58276.37 | 57007.37 | 58951.37 | 58847.67 | 58879.48 | 58767.48 | 60468.48 | 59645.96 | 59645.96 | 59645.96
2019 | US | SERC | - | SERC-FP | MW | Prospective Resources |  | 58753.97 | 58564.97 | 57295.97 | 59239.97 | 59136.27 | 59168.08 | 59056.08 | 60757.08 | 59934.56 | 59934.56 | 59934.56
2019 | US | SERC | - | SERC-FP | MW | Existing-Certain and Net Firm Transfers Excess/Shortfall |  | 9403.52 | 9396.57 | 4793.12 | 3990.17 | 3000.97 | 2509.43 | 1446.33 | 773.98 | -947.54 | -1576.59 | -1576.59
2019 | US | SERC | - | SERC-FP | MW | Anticipated Excess/Shortfall |  | 11229.12 | 11365.57 | 8506.12 | 10665.17 | 9675.97 | 9536.43 | 8718.33 | 9925.98 | 8671.06 | 8042.01 | 8042.01
2019 | US | SERC | - | SERC-FP | MW | Prospective Excess/Shortfall |  | 11517.72 | 11654.17 | 8794.72 | 10953.77 | 9964.57 | 9825.03 | 9006.93 | 10214.58 | 8959.66 | 8330.61 | 8330.61
2019 | US | SERC | - | SERC-FP | % | Existing-Certain and Net Firm Transfers Reserve Margin |  | 37.89% | 38.04% | 26.36% | 24.5% | 22.02% | 20.85% | 18.32% | 16.76% | 12.86% | 11.49% | 11.49%
2019 | US | SERC | - | SERC-FP | % | Anticipated Reserve Margin |  | 42.34% | 42.86% | 35.17% | 40.4% | 37.63% | 37.23% | 35.03% | 37.58% | 34.56% | 32.92% | 32.92%
2019 | US | SERC | - | SERC-FP | % | Prospective Reserve Margin |  | 43.04% | 43.57% | 35.85% | 41.09% | 38.3% | 37.9% | 35.7% | 38.24% | 35.21% | 33.56% | 33.56%
2019 | US | SERC | - | SERC-FP | % | Reference Margin Level |  | 15% | 15% | 15% | 15% | 15% | 15% | 15% | 15% | 15% | 15% | 15%
2020 | US | MRO | - | SPP | MW | Energy Efficiency and Conservation |  | 145.4 | 159.5 | 166.6 | 165.7 | 166.3 | 171.9 | 178.7 | 184.9 | 192.1 | 200.2 | 209.4
2020 | US | MRO | - | SPP | MW | Total Installed Photovoltaic |  | 40 | 40 | 40 | 40 | 40 | 40 | 40 | 40 | 40 | 40 | 40
2020 | US | MRO | - | SPP | MW | Photovoltaic On-Peak |  | 0 | 0 | 0 | 0 | 0 | 0 | 0 | 0 | 0 | 0 | 0
2020 | US | MRO | - | SPP | MW | Total Internal Demand |  | 42062.3643 | 42326.2382 | 43376.9529 | 44016.059 | 44449.3521 | 44922.5348 | 45288.8882 | 45632.1691 | 45864.4817 | 46158.4681 | 46384.1384
2020 | US | MRO | - | SPP | MW | Controllable and Dispatchable Demand Response - Available |  | 251.6 | 223.2 | 223.2 | 223.2 | 223.2 | 222.2 | 222.2 | 222.2 | 222.2 | 221.2 | 221.2
2020 | US | MRO | - | SPP | MW | Net Internal Demand |  | 41810.7643 | 42103.0382 | 43153.7529 | 43792.859 | 44226.1521 | 44700.3348 | 45066.6882 | 45409.9691 | 45642.2817 | 45937.2681 | 46162.9384
2020 | US | MRO | - | SPP | MW | Behind the Meter Generation - Capacity |  | 503.989 | 317.645 | 318.645 | 319.645 | 308.145 | 309.145 | 310.145 | 311.145 | 312.145 | 313.145 | 313.445
2020 | US | MRO | - | SPP | MW | Other Capacity Adjustments - Additions |  | 0 | 1 | 3 | 8 | 8 | 8 | 8 | 13 | 15 | 15 | 15
2020 | US | MRO | - | SPP | MW | Other Capacity Adjustments - Reductions |  | 163.741 | 179.741 | 179.741 | 179.741 | 179.741 | 179.741 | 179.741 | 179.741 | 179.741 | 179.741 | 179.741
2020 | US | MRO | - | SPP | MW | Confirmed Retirements |  | 859.3 | 859.3 | 966.3 | 966.3 | 966.3 | 1072.3 | 1072.3 | 1311.3 | 1311.3 | 1500.3 | 1612.3
2020 | US | MRO | - | SPP | MW | Unconfirmed Retirements |  | 0 | 56 | 555.8 | 1039.4 | 1217.8 | 1327.8 | 1949.8 | 1949.8 | 1949.8 | 2126.8 | 2126.8
2020 | US | MRO | - | SPP | MW | Scheduled Outages |  | 454.7 | 85 | 96 | 85 | 96 | 64 | 96 | 64 | 96 | 64 | 0
2020 | US | MRO | - | SPP | MW | Transmission Limitations |  | 0 | 0 | 0 | 0 | 0 | 0 | 0 | 0 | 0 | 0 | 0
2020 | US | MRO | - | SPP | MW | Existing-Certain |  | 66277.483 | 66445.839 | 66437.839 | 66454.839 | 66432.339 | 66465.339 | 66434.339 | 66472.339 | 66443.339 | 66476.339 | 66540.639
2020 | US | MRO | - | SPP | MW | Existing-Other |  | 0 | 0 | 0 | 0 | 0 | 0 | 0 | 0 | 0 | 0 | 0
2020 | US | MRO | - | SPP | MW | Additions - Tier 1 |  | 297.8 | 297.8 | 334 | 371.3 | 371.3 | 371.3 | 371.3 | 371.3 | 371.3 | 371.3 | 371.3
2020 | US | MRO | - | SPP | MW | Additions - Tier 2 |  | 4498.35 | 4498.35 | 4498.35 | 4498.35 | 4498.35 | 4498.35 | 4498.35 | 4498.35 | 4498.35 | 4498.35 | 4498.35
2020 | US | MRO | - | SPP | MW | Additions - Tier 3 |  | 262.6 | 262.6 | 262.6 | 262.6 | 262.6 | 262.6 | 262.6 | 262.6 | 262.6 | 262.6 | 262.6
2020 | US | MRO | - | SPP | MW | Firm Imports |  | 1799.5043 | 1947.6043 | 1882.6043 | 1892.6043 | 1892.7043 | 1912.7043 | 1603.7743 | 1547.7743 | 1552.8743 | 1552.8743 | 1555.9743
2020 | US | MRO | - | SPP | MW | Firm Exports |  | 1975.816 | 1904.816 | 1851.816 | 1781.816 | 1781.816 | 1756.816 | 1756.816 | 1756.816 | 1756.816 | 1756.816 | 1756.816
2020 | US | MRO | - | SPP | MW | Net Firm Capacity Transfers |  | -176.3117 | 42.7883 | 30.7883 | 110.7883 | 110.8883 | 155.8883 | -153.0417 | -209.0417 | -203.9417 | -203.9417 | -200.8417
2020 | US | MRO | - | SPP | MW | Expected Imports |  | 0 | 0 | 0 | 0 | 0 | 0 | 0 | 0 | 0 | 0 | 0
2020 | US | MRO | - | SPP | MW | Expected Exports |  | 0 | 0 | 0 | 0 | 0 | 0 | 0 | 0 | 0 | 0 | 0
2020 | US | MRO | - | SPP | MW | Net Expected Transfers |  | 0 | 0 | 0 | 0 | 0 | 0 | 0 | 0 | 0 | 0 | 0
2020 | US | MRO | - | SPP | MW | Existing-Certain & Net Firm Transfers |  | 66101.1713 | 66488.6273 | 66468.6273 | 66565.6273 | 66543.2273 | 66621.2273 | 66281.2973 | 66263.2973 | 66239.3973 | 66272.3973 | 66339.7973
2020 | US | MRO | - | SPP | MW | Anticipated Resources |  | 66398.9713 | 66786.4273 | 66802.6273 | 66936.9273 | 66914.5273 | 66992.5273 | 66652.5973 | 66634.5973 | 66610.6973 | 66643.6973 | 66711.0973
2020 | US | MRO | - | SPP | MW | Prospective Resources |  | 70897.3213 | 71228.7773 | 70745.1773 | 70395.8773 | 70195.0773 | 70163.0773 | 69201.1473 | 69183.1473 | 69159.2473 | 69015.2473 | 69082.6473
2020 | US | MRO | - | SPP | MW | Existing-Certain and Net Firm Transfers Excess/Shortfall |  | 17684.3063 | 17733.309 | 16496.5814 | 15853.4966 | 15329.3432 | 14858.2396 | 14094.0723 | 13678.5531 | 13385.6351 | 13077.0408 | 12883.1146
2020 | US | MRO | - | SPP | MW | Anticipated Excess/Shortfall |  | 17982.1063 | 18031.109 | 16830.5814 | 16224.7966 | 15700.6432 | 15229.5396 | 14465.3723 | 14049.8531 | 13756.9351 | 13448.3408 | 13254.4146
2020 | US | MRO | - | SPP | MW | Prospective Excess/Shortfall |  | 22480.4563 | 22473.459 | 20773.1314 | 19683.7466 | 18981.1932 | 18400.0896 | 17013.9223 | 16598.4031 | 16305.4851 | 15819.8908 | 15625.9646
2020 | US | MRO | - | SPP | % | Existing-Certain and Net Firm Transfers Reserve Margin |  | 58.1% | 57.92% | 54.03% | 52% | 50.46% | 49.04% | 47.07% | 45.92% | 45.13% | 44.27% | 43.71%
2020 | US | MRO | - | SPP | % | Anticipated Reserve Margin |  | 58.81% | 58.63% | 54.8% | 52.85% | 51.3% | 49.87% | 47.9% | 46.74% | 45.94% | 45.08% | 44.51%
2020 | US | MRO | - | SPP | % | Prospective Reserve Margin |  | 69.57% | 69.18% | 63.94% | 60.75% | 58.72% | 56.96% | 53.55% | 52.35% | 51.52% | 50.24% | 49.65%
2020 | US | MRO | - | SPP | Fraction | Reference Margin Level (Converting SPPs PRM from NCP to CP) |  | 0.158 | 0.158 | 0.158 | 0.158 | 0.158 | 0.158 | 0.158 | 0.158 | 0.158 | 0.158 | 0.158
2020 | US | TRE-ERCOT | - | TRE-ERCOT | MW | Energy Efficiency and Conservation |  | 1804.1997 | 2109.9906 | 2336.75 | 2648.4694 | 2883.9234 | 3204.9983 | 3449.4427 | 3781.3491 | 4037.4482 | 4381.895 | 4651.4877
2020 | US | TRE-ERCOT | - | TRE-ERCOT | MW | Total Installed Photovoltaic |  | 1035.5564 | 1523.6306 | 2198.4414 | 3011.6904 | 3847.3545 | 4577.0501 | 5127.6359 | 5497.7108 | 5698.2366 | 5756.4345 | 5760.3125
2020 | US | TRE-ERCOT | - | TRE-ERCOT | MW | Photovoltaic On-Peak |  | 68.7609 | 101.1691 | 145.9765 | 199.9762 | 255.4643 | 303.9161 | 340.475 | 365.048 | 378.3629 | 382.2272 | 382.4848
2020 | US | TRE-ERCOT | - | TRE-ERCOT | MW | Total Internal Demand |  | 59566.9368 | 61053.2862 | 63005.7163 | 64556.9368 | 65932.9294 | 67207.0464 | 68456.987 | 69669.0529 | 70839.9645 | 71980.7696 | 73102.645
2020 | US | TRE-ERCOT | - | TRE-ERCOT | MW | Controllable and Dispatchable Demand Response - Available |  | 2764 | 2807 | 2807 | 2807 | 2807 | 2807 | 2807 | 2807 | 2807 | 2807 | 2807
2020 | US | TRE-ERCOT | - | TRE-ERCOT | MW | Net Internal Demand |  | 56802.9368 | 58246.2862 | 60198.7163 | 61749.9368 | 63125.9294 | 64400.0464 | 65649.987 | 66862.0529 | 68032.9645 | 69173.7696 | 70295.645
2020 | US | TRE-ERCOT | - | TRE-ERCOT | MW | Behind the Meter Generation - Capacity |  | 3953.6289 | 3554.1383 | 3467.1383 | 3462.1383 | 3417.1383 | 3377.1383 | 3162.1383 | 3162.1383 | 3157.1383 | 3157.1383 | 3157.1383
2020 | US | TRE-ERCOT | - | TRE-ERCOT | MW | Other Capacity Adjustments - Additions |  | 0 | 0 | 0 | 0 | 0 | 0 | 0 | 0 | 0 | 0 | 0
2020 | US | TRE-ERCOT | - | TRE-ERCOT | MW | Other Capacity Adjustments - Reductions |  | 0 | 0 | 0 | 0 | 0 | 0 | 0 | 0 | 0 | 0 | 0
2020 | US | TRE-ERCOT | - | TRE-ERCOT | MW | Confirmed Retirements |  | 1153.187 | 1153.187 | 1153.187 | 1153.187 | 1153.187 | 1153.187 | 1153.187 | 1153.187 | 1153.187 | 1153.187 | 1153.187
2020 | US | TRE-ERCOT | - | TRE-ERCOT | MW | Unconfirmed Retirements |  | 0 | 0 | 0 | 0 | 0 | 0 | 0 | 0 | 0 | 0 | 0
2020 | US | TRE-ERCOT | - | TRE-ERCOT | MW | Scheduled Outages |  | 0 | 0 | 0 | 0 | 0 | 0 | 0 | 0 | 0 | 0 | 0
2020 | US | TRE-ERCOT | - | TRE-ERCOT | MW | Transmission Limitations |  | 0 | 0 | 0 | 0 | 0 | 0 | 0 | 0 | 0 | 0 | 0
2020 | US | TRE-ERCOT | - | TRE-ERCOT | MW | Existing-Certain |  | 81051.6022 | 80954.6116 | 80867.6116 | 80862.6116 | 80817.6116 | 80777.6116 | 80562.6116 | 80562.6116 | 80557.6116 | 80557.6116 | 80557.6116
2020 | US | TRE-ERCOT | - | TRE-ERCOT | MW | Existing-Other |  | 588 | 588 | 588 | 588 | 588 | 588 | 588 | 588 | 588 | 588 | 588
2020 | US | TRE-ERCOT | - | TRE-ERCOT | MW | Additions - Tier 1 |  | 2088.5007 | 4156.6138 | 5001.3409 | 5086.0624 | 5134.5694 | 5134.5694 | 5134.5694 | 5134.5694 | 5134.5694 | 5134.5694 | 5134.5694
2020 | US | TRE-ERCOT | - | TRE-ERCOT | MW | Additions - Tier 2 |  | 10.29 | 2010.0003 | 5301.3154 | 6268.1496 | 6287.5746 | 6387.1421 | 6387.1421 | 6387.1421 | 6387.1421 | 6387.1421 | 6387.1421
2020 | US | TRE-ERCOT | - | TRE-ERCOT | MW | Additions - Tier 3 |  | 280.628 | 1945.3855 | 6572.7375 | 9725.1889 | 10160.6425 | 10160.6425 | 10160.6425 | 10160.6425 | 10160.6425 | 10160.6425 | 10160.6425
2020 | US | TRE-ERCOT | - | TRE-ERCOT | MW | Firm Imports |  | 240 | 240 | 240 | 240 | 240 | 240 | 240 | 240 | 240 | 240 | 240
2020 | US | TRE-ERCOT | - | TRE-ERCOT | MW | Firm Exports |  | 30 | 30 | 30 | 30 | 30 | 30 | 30 | 30 | 30 | 30 | 30
2020 | US | TRE-ERCOT | - | TRE-ERCOT | MW | Net Firm Capacity Transfers |  | 210 | 210 | 210 | 210 | 210 | 210 | 210 | 210 | 210 | 210 | 210
2020 | US | TRE-ERCOT | - | TRE-ERCOT | MW | Expected Imports |  | 64 | 64 | 64 | 64 | 64 | 64 | 64 | 64 | 64 | 64 | 64
2020 | US | TRE-ERCOT | - | TRE-ERCOT | MW | Expected Exports |  | 0 | 0 | 0 | 0 | 0 | 0 | 0 | 0 | 0 | 0 | 0
2020 | US | TRE-ERCOT | - | TRE-ERCOT | MW | Net Expected Transfers |  | 64 | 64 | 64 | 64 | 64 | 64 | 64 | 64 | 64 | 64 | 64
2020 | US | TRE-ERCOT | - | TRE-ERCOT | MW | Existing-Certain & Net Firm Transfers |  | 81261.6022 | 81164.6116 | 81077.6116 | 81072.6116 | 81027.6116 | 80987.6116 | 80772.6116 | 80772.6116 | 80767.6116 | 80767.6116 | 80767.6116
2020 | US | TRE-ERCOT | - | TRE-ERCOT | MW | Anticipated Resources |  | 83350.1029 | 85321.2254 | 86078.9525 | 86158.674 | 86162.181 | 86122.181 | 85907.181 | 85907.181 | 85902.181 | 85902.181 | 85902.181
2020 | US | TRE-ERCOT | - | TRE-ERCOT | MW | Prospective Resources |  | 84012.3929 | 87983.2257 | 92032.2679 | 93078.8236 | 93101.7556 | 93161.3231 | 92946.3231 | 92946.3231 | 92941.3231 | 92941.3231 | 92941.3231
2020 | US | TRE-ERCOT | - | TRE-ERCOT | MW | Existing-Certain and Net Firm Transfers Excess/Shortfall |  | 16648.2616 | 14909.461 | 12601.5718 | 10832.0584 | 9221.8669 | 7732.5588 | 6095.7513 | 4717.0264 | 3380.1145 | 2082.4486 | 806.3153
2020 | US | TRE-ERCOT | - | TRE-ERCOT | MW | Anticipated Excess/Shortfall |  | 18736.7623 | 19066.0748 | 17602.9127 | 15918.1208 | 14356.4363 | 12867.1282 | 11230.3207 | 9851.5958 | 8514.6839 | 7217.018 | 5940.8847
2020 | US | TRE-ERCOT | - | TRE-ERCOT | MW | Prospective Excess/Shortfall |  | 19399.0523 | 21728.0751 | 23556.2281 | 22838.2704 | 21296.0109 | 19906.2703 | 18269.4628 | 16890.7379 | 15553.826 | 14256.1601 | 12980.0268
2020 | US | TRE-ERCOT | - | TRE-ERCOT | % | Existing-Certain and Net Firm Transfers Reserve Margin |  | 43.06% | 39.35% | 34.68% | 31.29% | 28.36% | 25.76% | 23.04% | 20.8% | 18.72% | 16.76% | 14.9%
2020 | US | TRE-ERCOT | - | TRE-ERCOT | % | Anticipated Reserve Margin |  | 46.74% | 46.48% | 42.99% | 39.53% | 36.49% | 33.73% | 30.86% | 28.48% | 26.27% | 24.18% | 22.2%
2020 | US | TRE-ERCOT | - | TRE-ERCOT | % | Prospective Reserve Margin |  | 47.9% | 51.05% | 52.88% | 50.74% | 47.49% | 44.66% | 41.58% | 39.01% | 36.61% | 34.36% | 32.21%
2020 | US | TRE-ERCOT | - | TRE-ERCOT | % | Reference Margin Level |  | 13.75% | 13.75% | 13.75% | 13.75% | 13.75% | 13.75% | 13.75% | 13.75% | 13.75% | 13.75% | 13.75%
2020 | CA | MRO | - | MRO-Manitoba Hydro | MW | Energy Efficiency and Conservation |  | 254.5566 | 304.5668 | 352.3138 | 391.1396 | 442.3286 | 329.2018 | 382.1724 | 438.6308 | 492.2192 | 550.2625 | 608.9443
2020 | CA | MRO | - | MRO-Manitoba Hydro | MW | Total Installed Photovoltaic |  | 35 | 35 | 40.9 | 46.7 | 52.6 | 52.6 | 52.6 | 52.6 | 52.6 | 52.6 | 52.6
2020 | CA | MRO | - | MRO-Manitoba Hydro | MW | Photovoltaic On-Peak |  | 0 | 0 | 0 | 0 | 0 | 0 | 0 | 0 | 0 | 0 | 0
2020 | CA | MRO | - | MRO-Manitoba Hydro | MW | Total Internal Demand |  | 4582.0643 | 4667.288 | 4606.6118 | 4624.6703 | 4626.9735 | 4780.0594 | 4783.1775 | 4775.6544 | 4772.0138 | 4778.5101 | 4778.0314
2020 | CA | MRO | - | MRO-Manitoba Hydro | MW | Controllable and Dispatchable Demand Response - Available |  | 0 | 0 | 0 | 0 | 0 | 0 | 0 | 0 | 0 | 0 | 0
2020 | CA | MRO | - | MRO-Manitoba Hydro | MW | Net Internal Demand |  | 4582.0643 | 4667.288 | 4606.6118 | 4624.6703 | 4626.9735 | 4780.0594 | 4783.1775 | 4775.6544 | 4772.0138 | 4778.5101 | 4778.0314
2020 | CA | MRO | - | MRO-Manitoba Hydro | MW | Behind the Meter Generation - Capacity |  | 0 | 0 | 0 | 0 | 0 | 0 | 0 | 0 | 0 | 0 | 0
2020 | CA | MRO | - | MRO-Manitoba Hydro | MW | Other Capacity Adjustments - Additions |  | 0 | 0 | 0 | 0 | 0 | 0 | 0 | 0 | 0 | 0 | 0
2020 | CA | MRO | - | MRO-Manitoba Hydro | MW | Other Capacity Adjustments - Reductions |  | 0 | 0 | 0 | 0 | 0 | 0 | 0 | 0 | 0 | 0 | 0
2020 | CA | MRO | - | MRO-Manitoba Hydro | MW | Confirmed Retirements |  | 0 | 0 | 0 | 0 | 0 | 0 | 0 | 0 | 0 | 0 | 0
2020 | CA | MRO | - | MRO-Manitoba Hydro | MW | Unconfirmed Retirements |  | 118.245 | 118.245 | 118.245 | 118.245 | 118.245 | 118.245 | 118.245 | 118.245 | 118.245 | 118.245 | 118.245
2020 | CA | MRO | - | MRO-Manitoba Hydro | MW | Scheduled Outages |  | 135 | 135 | 135 | 135 | 135 | 135 | 135 | 135 | 135 | 135 | 135
2020 | CA | MRO | - | MRO-Manitoba Hydro | MW | Transmission Limitations |  | 0 | 0 | 0 | 0 | 0 | 0 | 0 | 0 | 0 | 0 | 0
2020 | CA | MRO | - | MRO-Manitoba Hydro | MW | Existing-Certain |  | 5421.9736 | 5407.2265 | 5407.2265 | 5407.2265 | 5407.2265 | 5407.2265 | 5386.4265 | 5386.4265 | 5386.4265 | 5378.1312 | 5378.1312
2020 | CA | MRO | - | MRO-Manitoba Hydro | MW | Existing-Other |  | 38.2 | 52.9 | 52.9 | 52.9 | 52.9 | 52.9 | 52.9 | 52.9 | 52.9 | 51.1857 | 51.1857
2020 | CA | MRO | - | MRO-Manitoba Hydro | MW | Additions - Tier 1 |  | 180 | 630 | 630 | 630 | 630 | 630 | 630 | 630 | 630 | 630 | 630
2020 | CA | MRO | - | MRO-Manitoba Hydro | MW | Additions - Tier 2 |  | 0 | 0 | 0 | 0 | 0 | 0 | 0 | 0 | 0 | 0 | 0
2020 | CA | MRO | - | MRO-Manitoba Hydro | MW | Additions - Tier 3 |  | 0 | 0 | 0 | 0 | 0 | 0 | 0 | 0 | 0 | 0 | 0
2020 | CA | MRO | - | MRO-Manitoba Hydro | MW | Firm Imports |  | 550 | 550 | 550 | 550 | 550 | 200 | 200 | 200 | 200 | 200 | 0
2020 | CA | MRO | - | MRO-Manitoba Hydro | MW | Firm Exports |  | 925.6579 | 996.6178 | 1166.7334 | 1223.0046 | 1228.1201 | 813.9291 | 813.9291 | 719.0446 | 642.3112 | 647.4268 | 540
2020 | CA | MRO | - | MRO-Manitoba Hydro | MW | Net Firm Capacity Transfers |  | -375.6579 | -446.6178 | -616.7334 | -673.0046 | -678.1201 | -613.9291 | -613.9291 | -519.0446 | -442.3112 | -447.4268 | -540
2020 | CA | MRO | - | MRO-Manitoba Hydro | MW | Expected Imports |  | 0 | 0 | 0 | 0 | 0 | 0 | 0 | 0 | 0 | 0 | 0
2020 | CA | MRO | - | MRO-Manitoba Hydro | MW | Expected Exports |  | 0 | 0 | 0 | 0 | 0 | 0 | 0 | 0 | 0 | 0 | 0
2020 | CA | MRO | - | MRO-Manitoba Hydro | MW | Net Expected Transfers |  | 0 | 0 | 0 | 0 | 0 | 0 | 0 | 0 | 0 | 0 | 0
2020 | CA | MRO | - | MRO-Manitoba Hydro | MW | Existing-Certain & Net Firm Transfers |  | 5046.3157 | 4960.6087 | 4790.4931 | 4734.222 | 4729.1064 | 4793.2975 | 4772.4975 | 4867.3819 | 4944.1153 | 4930.7044 | 4838.1312
2020 | CA | MRO | - | MRO-Manitoba Hydro | MW | Anticipated Resources |  | 5226.3157 | 5590.6087 | 5420.4931 | 5364.222 | 5359.1064 | 5423.2975 | 5402.4975 | 5497.3819 | 5574.1153 | 5560.7044 | 5468.1312
2020 | CA | MRO | - | MRO-Manitoba Hydro | MW | Prospective Resources |  | 5146.2707 | 5525.2637 | 5355.1481 | 5298.877 | 5293.7614 | 5357.9525 | 5337.1525 | 5432.0369 | 5508.7703 | 5493.6451 | 5401.0719
2020 | CA | MRO | - | MRO-Manitoba Hydro | MW | Existing-Certain and Net Firm Transfers Excess/Shortfall |  | -85.5963 | -266.7539 | -368.9121 | -445.4088 | -453.1039 | -560.369 | -584.6613 | -481.351 | -400.5401 | -421.227 | -513.264
2020 | CA | MRO | - | MRO-Manitoba Hydro | MW | Anticipated Excess/Shortfall |  | 94.4037 | 363.2461 | 261.0879 | 184.5912 | 176.8961 | 69.631 | 45.3387 | 148.649 | 229.4599 | 208.773 | 116.736
2020 | CA | MRO | - | MRO-Manitoba Hydro | MW | Prospective Excess/Shortfall |  | 14.3587 | 297.9011 | 195.7429 | 119.2462 | 111.5511 | 4.286 | -20.0063 | 83.304 | 164.1149 | 141.7138 | 49.6767
2020 | CA | MRO | - | MRO-Manitoba Hydro | % | Existing-Certain and Net Firm Transfers Reserve Margin |  | 10.13% | 6.285% | 3.992% | 2.369% | 2.207% | 0.2769% | -0.2233% | 1.921% | 3.606% | 3.185% | 1.258%
2020 | CA | MRO | - | MRO-Manitoba Hydro | % | Anticipated Reserve Margin |  | 14.06% | 19.78% | 17.67% | 15.99% | 15.82% | 13.46% | 12.95% | 15.11% | 16.81% | 16.37% | 14.44%
2020 | CA | MRO | - | MRO-Manitoba Hydro | % | Prospective Reserve Margin |  | 12.31% | 18.38% | 16.25% | 14.58% | 14.41% | 12.09% | 11.58% | 13.74% | 15.44% | 14.97% | 13.04%
2020 | CA | MRO | - | MRO-Manitoba Hydro | % | Reference Margin Level |  | 12% | 12% | 12% | 12% | 12% | 12% | 12% | 12% | 12% | 12% | 12%
2020 | CA | NPCC | - | NPCC-Maritimes | MW | Energy Efficiency and Conservation |  | 92.5 | 140.3 | 181.6 | 220.3 | 259 | 299 | 334.3 | 370.9 | 404.4 | 439.6 | 465
2020 | CA | NPCC | - | NPCC-Maritimes | MW | Total Installed Photovoltaic |  | 28.7 | 33.2 | 38.1 | 47.4 | 60.6 | 75.8 | 95 | 119.2 | 149.7 | 176.1 | 183.7
2020 | CA | NPCC | - | NPCC-Maritimes | MW | Photovoltaic On-Peak |  | 0 | 0 | 0 | 0 | 0 | 0 | 0 | 0 | 0 | 0 | 0
2020 | CA | NPCC | - | NPCC-Maritimes | MW | Total Internal Demand |  | 5713.6447 | 5687.9419 | 5727.4421 | 5755.9453 | 5760.7515 | 5772.6608 | 5781.4731 | 5789.5884 | 5798.8069 | 5804.9284 | 5815.6531
2020 | CA | NPCC | - | NPCC-Maritimes | MW | Controllable and Dispatchable Demand Response - Available |  | 259.4 | 266.2 | 268 | 272.6 | 272.6 | 272.3 | 272.1 | 271.8 | 271.6 | 271.2 | 271
2020 | CA | NPCC | - | NPCC-Maritimes | MW | Net Internal Demand |  | 5454.2447 | 5421.7419 | 5459.4421 | 5483.3453 | 5488.1515 | 5500.3608 | 5509.3731 | 5517.7884 | 5527.2069 | 5533.7284 | 5544.6531
2020 | CA | NPCC | - | NPCC-Maritimes | MW | Behind the Meter Generation - Capacity |  | 0 | 0 | 0 | 0 | 0 | 0 | 0 | 0 | 0 | 0 | 0
2020 | CA | NPCC | - | NPCC-Maritimes | MW | Other Capacity Adjustments - Additions |  | 0 | 0 | 0 | 0 | 0 | 0 | 0 | 0 | 0 | 0 | 0
2020 | CA | NPCC | - | NPCC-Maritimes | MW | Other Capacity Adjustments - Reductions |  | 0 | 0 | 0 | 0 | 0 | 0 | 0 | 0 | 0 | 0 | 0
2020 | CA | NPCC | - | NPCC-Maritimes | MW | Confirmed Retirements |  | 105.1 | 143.1 | 143.1 | 146.436 | 146.436 | 146.436 | 146.436 | 146.436 | 146.436 | 146.436 | 146.436
2020 | CA | NPCC | - | NPCC-Maritimes | MW | Unconfirmed Retirements |  | 148 | 152 | 152 | 152 | 250 | 278 | 568 | 568 | 568 | 568 | 568
2020 | CA | NPCC | - | NPCC-Maritimes | MW | Scheduled Outages |  | 100 | 100 | 100 | 100 | 100 | 100 | 100 | 100 | 100 | 100 | 100
2020 | CA | NPCC | - | NPCC-Maritimes | MW | Transmission Limitations |  | 0 | 0 | 0 | 0 | 0 | 0 | 0 | 0 | 0 | 0 | 0
2020 | CA | NPCC | - | NPCC-Maritimes | MW | Existing-Certain |  | 6594.96 | 6637.96 | 6637.96 | 6614.624 | 6614.624 | 6614.624 | 6614.624 | 6504.624 | 6504.624 | 6504.624 | 6504.624
2020 | CA | NPCC | - | NPCC-Maritimes | MW | Existing-Other |  | 0 | 0 | 0 | 0 | 0 | 0 | 0 | 0 | 0 | 0 | 0
2020 | CA | NPCC | - | NPCC-Maritimes | MW | Additions - Tier 1 |  | 15.05 | 19.45 | 21.75 | 21.75 | 21.75 | 21.75 | 21.75 | 21.75 | 21.75 | 19.5 | 19.5
2020 | CA | NPCC | - | NPCC-Maritimes | MW | Additions - Tier 2 |  | 0 | 0 | 0 | 0 | 0 | 0 | 0 | 0 | 0 | 0 | 0
2020 | CA | NPCC | - | NPCC-Maritimes | MW | Additions - Tier 3 |  | 0 | 4.5 | 4.5 | 4.5 | 4.5 | 4.5 | 4.5 | 4.5 | 4.5 | 4.5 | 4.5
2020 | CA | NPCC | - | NPCC-Maritimes | MW | Firm Imports |  | 0 | 0 | 0 | 0 | 0 | 0 | 0 | 0 | 0 | 0 | 0
2020 | CA | NPCC | - | NPCC-Maritimes | MW | Firm Exports |  | 69 | 66 | 149 | 72 | 0 | 0 | 0 | 0 | 0 | 0 | 0
2020 | CA | NPCC | - | NPCC-Maritimes | MW | Net Firm Capacity Transfers |  | -69 | -66 | -149 | -72 | 0 | 0 | 0 | 0 | 0 | 0 | 0
2020 | CA | NPCC | - | NPCC-Maritimes | MW | Expected Imports |  | 153 | 153 | 153 | 153 | 153 | 153 | 153 | 153 | 153 | 153 | 153
2020 | CA | NPCC | - | NPCC-Maritimes | MW | Expected Exports |  | 0 | 0 | 0 | 0 | 0 | 0 | 0 | 0 | 0 | 0 | 0
2020 | CA | NPCC | - | NPCC-Maritimes | MW | Net Expected Transfers |  | 153 | 153 | 153 | 153 | 153 | 153 | 153 | 153 | 153 | 153 | 153
2020 | CA | NPCC | - | NPCC-Maritimes | MW | Existing-Certain & Net Firm Transfers |  | 6525.96 | 6571.96 | 6488.96 | 6542.624 | 6614.624 | 6614.624 | 6614.624 | 6504.624 | 6504.624 | 6504.624 | 6504.624
2020 | CA | NPCC | - | NPCC-Maritimes | MW | Anticipated Resources |  | 6541.01 | 6591.41 | 6510.71 | 6564.374 | 6636.374 | 6636.374 | 6636.374 | 6526.374 | 6526.374 | 6524.124 | 6524.124
2020 | CA | NPCC | - | NPCC-Maritimes | MW | Prospective Resources |  | 6546.01 | 6592.41 | 6511.71 | 6565.374 | 6539.374 | 6511.374 | 6221.374 | 6111.374 | 6111.374 | 6109.124 | 6109.124
2020 | CA | NPCC | - | NPCC-Maritimes | MW | Existing-Certain and Net Firm Transfers Excess/Shortfall |  | -19.1336 | 65.8697 | -62.3705 | -37.3904 | 28.8422 | 14.1911 | 3.3763 | -116.7221 | -128.0243 | -135.8501 | -148.9597
2020 | CA | NPCC | - | NPCC-Maritimes | MW | Anticipated Excess/Shortfall |  | -4.0836 | 85.3197 | -40.6205 | -15.6404 | 50.5922 | 35.9411 | 25.1263 | -94.9721 | -106.2743 | -116.3501 | -129.4597
2020 | CA | NPCC | - | NPCC-Maritimes | MW | Prospective Excess/Shortfall |  | 0.91642 | 86.3197 | -39.6205 | -14.6404 | -46.4078 | -89.0589 | -389.8737 | -509.9721 | -521.2743 | -531.3501 | -544.4597
2020 | CA | NPCC | - | NPCC-Maritimes | % | Existing-Certain and Net Firm Transfers Reserve Margin |  | 19.65% | 21.21% | 18.86% | 19.32% | 20.53% | 20.26% | 20.06% | 17.88% | 17.68% | 17.55% | 17.31%
2020 | CA | NPCC | - | NPCC-Maritimes | % | Anticipated Reserve Margin |  | 19.93% | 21.57% | 19.26% | 19.71% | 20.92% | 20.65% | 20.46% | 18.28% | 18.08% | 17.9% | 17.67%
2020 | CA | NPCC | - | NPCC-Maritimes | % | Prospective Reserve Margin |  | 20.02% | 21.59% | 19.27% | 19.73% | 19.15% | 18.38% | 12.92% | 10.76% | 10.57% | 10.4% | 10.18%
2020 | CA | NPCC | - | NPCC-Maritimes | % | Reference Margin Level |  | 20% | 20% | 20% | 20% | 20% | 20% | 20% | 20% | 20% | 20% | 20%
2020 | US | MRO | - | MRO-MISO | MW | Energy Efficiency and Conservation |  | 582 | 582 | 582 | 582 | 582 | 582 | 582 | 582 | 582 | 582 | 582
2020 | US | MRO | - | MRO-MISO | MW | Total Installed Photovoltaic |  | 861 | 861 | 861 | 861 | 861 | 861 | 861 | 861 | 861 | 861 | 861
2020 | US | MRO | - | MRO-MISO | MW | Photovoltaic On-Peak |  | 430.5 | 430.5 | 430.5 | 430.5 | 430.5 | 430.5 | 430.5 | 430.5 | 430.5 | 430.5 | 430.5
2020 | US | MRO | - | MRO-MISO | MW | Total Internal Demand |  | 103166.6907 | 103964.6198 | 105454.9885 | 105908.5045 | 106108.96 | 106217.9073 | 106458.128 | 106976.5142 | 107281.7009 | 106755.3617 | 106942.4337
2020 | US | MRO | - | MRO-MISO | MW | Controllable and Dispatchable Demand Response - Available |  | 4535.8258 | 4490.356 | 4556.948 | 4556.948 | 4556.948 | 4556.948 | 4556.948 | 4556.948 | 4556.948 | 4556.948 | 4556.948
2020 | US | MRO | - | MRO-MISO | MW | Net Internal Demand |  | 98630.8649 | 99474.2639 | 100898.0404 | 101351.5565 | 101552.0119 | 101660.9593 | 101901.18 | 102419.5662 | 102724.7529 | 102198.4137 | 102385.4857
2020 | US | MRO | - | MRO-MISO | MW | Behind the Meter Generation - Capacity |  | 4556 | 4566 | 4927.5 | 4927.5 | 4927.5 | 4927.5 | 4927.5 | 4927.5 | 4927.5 | 4927.5 | 4927.5
2020 | US | MRO | - | MRO-MISO | MW | Other Capacity Adjustments - Additions |  | 0 | 0 | 0 | 0 | 0 | 0 | 0 | 0 | 0 | 0 | 0
2020 | US | MRO | - | MRO-MISO | MW | Other Capacity Adjustments - Reductions |  | 0 | 0 | 0 | 0 | 0 | 0 | 0 | 0 | 0 | 0 | 0
2020 | US | MRO | - | MRO-MISO | MW | Confirmed Retirements |  | 16712.6 | 16712.6 | 16712.6 | 16712.6 | 16712.6 | 16712.6 | 16712.6 | 16712.6 | 16712.6 | 16712.6 | 16712.6
2020 | US | MRO | - | MRO-MISO | MW | Unconfirmed Retirements |  | 0 | 0 | 0 | 0 | 0 | 0 | 0 | 0 | 0 | 0 | 0
2020 | US | MRO | - | MRO-MISO | MW | Scheduled Outages |  | 0 | 0 | 0 | 0 | 0 | 0 | 0 | 0 | 0 | 0 | 0
2020 | US | MRO | - | MRO-MISO | MW | Transmission Limitations |  | 4859.672 | 5644.532 | 6242.4403 | 5074.8838 | 4769.2849 | 3969.1728 | 2204.1566 | 2043.6299 | 1870.727 | 42.0183 | 0
2020 | US | MRO | - | MRO-MISO | MW | Existing-Certain |  | 144736.1896 | 141313.8657 | 137857.7574 | 135493.3139 | 133943.5128 | 133645.5249 | 132541.8411 | 132430.3978 | 131486.6007 | 130293.1094 | 130335.1277
2020 | US | MRO | - | MRO-MISO | MW | Existing-Other |  | 6389.7 | 6108.9 | 6060.9 | 5753.8 | 5753.8 | 5743.3 | 5609.8 | 5609.8 | 5584.5 | 5574.9 | 5574.9
2020 | US | MRO | - | MRO-MISO | MW | Additions - Tier 1 |  | 574.2 | 2963.9217 | 4634.3917 | 4634.3917 | 4634.3917 | 4634.3917 | 4634.3917 | 4634.3917 | 4634.3917 | 4634.3917 | 4634.3917
2020 | US | MRO | - | MRO-MISO | MW | Additions - Tier 2 |  | 452.1333 | 3213.9345 | 16564.524 | 32360.387 | 36992.631 | 38992.631 | 38992.631 | 38992.631 | 38992.631 | 38992.631 | 38992.631
2020 | US | MRO | - | MRO-MISO | MW | Additions - Tier 3 |  | 107.1016 | 1736.7616 | 4079.8856 | 8142.8112 | 9714.6856 | 12977.2156 | 13992.0832 | 15788.8952 | 18092.5212 | 19209.408 | 19209.408
2020 | US | MRO | - | MRO-MISO | MW | Firm Imports |  | 4313.6 | 4307.6 | 4312.6 | 4317.6 | 4322.6 | 3602 | 3602 | 3507 | 3512 | 3517 | 3517
2020 | US | MRO | - | MRO-MISO | MW | Firm Exports |  | 1762.5 | 1762.5 | 1762.5 | 1762.5 | 1762.5 | 1762.5 | 1762.5 | 1762.5 | 1762.5 | 1762.5 | 1762.5
2020 | US | MRO | - | MRO-MISO | MW | Net Firm Capacity Transfers |  | 2551.1 | 2545.1 | 2550.1 | 2555.1 | 2560.1 | 1839.5 | 1839.5 | 1744.5 | 1749.5 | 1754.5 | 1754.5
2020 | US | MRO | - | MRO-MISO | MW | Expected Imports |  | 0 | 0 | 0 | 0 | 0 | 0 | 0 | 0 | 0 | 0 | 0
2020 | US | MRO | - | MRO-MISO | MW | Expected Exports |  | 0 | 0 | 0 | 0 | 0 | 0 | 0 | 0 | 0 | 0 | 0
2020 | US | MRO | - | MRO-MISO | MW | Net Expected Transfers |  | 0 | 0 | 0 | 0 | 0 | 0 | 0 | 0 | 0 | 0 | 0
2020 | US | MRO | - | MRO-MISO | MW | Existing-Certain & Net Firm Transfers |  | 147287.2896 | 143858.9657 | 140407.8574 | 138048.4139 | 136503.6128 | 135485.0249 | 134381.3411 | 134174.8978 | 133236.1007 | 132047.6094 | 132089.6277
2020 | US | MRO | - | MRO-MISO | MW | Anticipated Resources |  | 147861.4896 | 146822.8874 | 145042.2491 | 142682.8056 | 141138.0045 | 140119.4166 | 139015.7328 | 138809.2895 | 137870.4924 | 136682.0011 | 136724.0194
2020 | US | MRO | - | MRO-MISO | MW | Prospective Resources |  | 154703.323 | 156145.722 | 167667.6731 | 180796.9927 | 183884.4355 | 184855.3476 | 183618.1638 | 183411.7205 | 182447.6235 | 181249.5322 | 181291.5504
2020 | US | MRO | - | MRO-MISO | MW | Existing-Certain and Net Firm Transfers Excess/Shortfall |  | 30902.8691 | 26479.3344 | 21348.1697 | 18453.5772 | 16672.2387 | 15525.0929 | 14137.9487 | 13319.8096 | 12020.8923 | 11453.4813 | 11274.7546
2020 | US | MRO | - | MRO-MISO | MW | Anticipated Excess/Shortfall |  | 31477.0691 | 29443.2561 | 25982.5614 | 23087.9689 | 21306.6304 | 20159.4846 | 18772.3404 | 17954.2013 | 16655.284 | 16087.873 | 15909.1463
2020 | US | MRO | - | MRO-MISO | MW | Prospective Excess/Shortfall |  | 38318.9024 | 38766.0906 | 48607.9854 | 61202.156 | 64053.0614 | 64895.4156 | 63374.7714 | 62556.6324 | 61232.415 | 60655.404 | 60476.6773
2020 | US | MRO | - | MRO-MISO | % | Existing-Certain RM |  | 49.33% | 44.62% | 39.16% | 36.21% | 34.42% | 33.27% | 31.87% | 31.01% | 29.7% | 29.21% | 29.01%
2020 | US | MRO | - | MRO-MISO | % | Anicipated RM |  | 49.91% | 47.6% | 43.75% | 40.78% | 38.98% | 37.83% | 36.42% | 35.53% | 34.21% | 33.74% | 33.54%
2020 | US | MRO | - | MRO-MISO | % | Prospective RM |  | 56.85% | 56.97% | 66.18% | 78.39% | 81.07% | 81.84% | 80.19% | 79.08% | 77.61% | 77.35% | 77.07%
2020 | US | MRO | - | MRO-MISO | % | Reference Margin Level |  | 18% | 18% | 18% | 18% | 18% | 18% | 18% | 18% | 18% | 18% | 18%
2020 | CA | MRO | - | MRO-SaskPower | MW | Energy Efficiency and Conservation |  | 158.4315 | 158.4315 | 158.4315 | 158.4315 | 158.4315 | 158.4315 | 158.4315 | 158.4315 | 158.4315 | 158.4315 | 158.4315
2020 | CA | MRO | - | MRO-SaskPower | MW | Total Installed Photovoltaic |  | 35 | 38 | 41 | 44 | 47 | 50 | 50 | 50 | 50 | 50 | 50
2020 | CA | MRO | - | MRO-SaskPower | MW | Photovoltaic On-Peak |  | 0 | 0 | 0 | 0 | 0 | 0 | 0 | 0 | 0 | 0 | 0
2020 | CA | MRO | - | MRO-SaskPower | MW | Total Internal Demand |  | 3536.32 | 3575.96 | 3597.0295 | 3631.3955 | 3648.2337 | 3682.0117 | 3703.5561 | 3685.5435 | 3689.0304 | 3706.7983 | 3727.9205
2020 | CA | MRO | - | MRO-SaskPower | MW | Controllable and Dispatchable Demand Response - Available |  | 60 | 60 | 60 | 60 | 60 | 60 | 60 | 60 | 60 | 60 | 60
2020 | CA | MRO | - | MRO-SaskPower | MW | Net Internal Demand |  | 3476.32 | 3515.96 | 3537.0295 | 3571.3955 | 3588.2337 | 3622.0117 | 3643.5561 | 3625.5435 | 3629.0304 | 3646.7983 | 3667.9205
2020 | CA | MRO | - | MRO-SaskPower | MW | Behind the Meter Generation - Capacity |  | 0 | 0 | 0 | 0 | 0 | 0 | 0 | 0 | 0 | 0 | 0
2020 | CA | MRO | - | MRO-SaskPower | MW | Other Capacity Adjustments - Additions |  | 0 | 0 | 0 | 0 | 0 | 0 | 0 | 0 | 0 | 0 | 0
2020 | CA | MRO | - | MRO-SaskPower | MW | Other Capacity Adjustments - Reductions |  | 0 | 0 | 0 | 0 | 0 | 0 | 0 | 0 | 0 | 0 | 0
2020 | CA | MRO | - | MRO-SaskPower | MW | Confirmed Retirements |  | 0 | 139 | 139 | 236.24 | 452.44 | 492.74 | 497.94 | 500.06 | 515.66 | 515.66 | 515.66
2020 | CA | MRO | - | MRO-SaskPower | MW | Unconfirmed Retirements |  | 0 | 0 | 0 | 0 | 0 | 0 | 0 | 0 | 438.4 | 818.8 | 1418.8
2020 | CA | MRO | - | MRO-SaskPower | MW | Scheduled Outages |  | 346.6319 | 93.9525 | 77.5783 | 101.6965 | 101.6965 | 118.2997 | 0.75 | 62.75 | 62.75 | 62.75 | 14.8
2020 | CA | MRO | - | MRO-SaskPower | MW | Transmission Limitations |  | 0 | 0 | 0 | 0 | 0 | 0 | 0 | 0 | 0 | 0 | 0
2020 | CA | MRO | - | MRO-SaskPower | MW | Existing-Certain |  | 4266.5881 | 4519.2675 | 4396.6417 | 4277.5235 | 4198.0835 | 4042.4803 | 4119.73 | 4052.53 | 4034.81 | 4034.81 | 4082.76
2020 | CA | MRO | - | MRO-SaskPower | MW | Existing-Other |  | 0 | 0 | 0 | 0 | 0 | 0 | 0 | 0 | 0 | 0 | 0
2020 | CA | MRO | - | MRO-SaskPower | MW | Additions - Tier 1 |  | 0 | 77 | 77 | 77 | 429.5 | 429.5 | 429.5 | 429.5 | 429.5 | 429.5 | 429.5
2020 | CA | MRO | - | MRO-SaskPower | MW | Additions - Tier 2 |  | 0 | 0 | 0 | 0 | 0 | 0 | 0 | 349 | 1047 | 1047 | 1047
2020 | CA | MRO | - | MRO-SaskPower | MW | Additions - Tier 3 |  | 0 | 0 | 0 | 0 | 40 | 40 | 40 | 40 | 40 | 80 | 80
2020 | CA | MRO | - | MRO-SaskPower | MW | Firm Imports |  | 125 | 125 | 290 | 290 | 290 | 290 | 290 | 290 | 290 | 290 | 290
2020 | CA | MRO | - | MRO-SaskPower | MW | Firm Exports |  | 0 | 0 | 0 | 0 | 0 | 0 | 0 | 0 | 0 | 0 | 0
2020 | CA | MRO | - | MRO-SaskPower | MW | Net Firm Capacity Transfers |  | 125 | 125 | 290 | 290 | 290 | 290 | 290 | 290 | 290 | 290 | 290
2020 | CA | MRO | - | MRO-SaskPower | MW | Expected Imports |  | 0 | 0 | 0 | 0 | 0 | 0 | 0 | 0 | 0 | 0 | 0
2020 | CA | MRO | - | MRO-SaskPower | MW | Expected Exports |  | 0 | 0 | 0 | 0 | 0 | 0 | 0 | 0 | 0 | 0 | 0
2020 | CA | MRO | - | MRO-SaskPower | MW | Net Expected Transfers |  | 0 | 0 | 0 | 0 | 0 | 0 | 0 | 0 | 0 | 0 | 0
2020 | CA | MRO | - | MRO-SaskPower | MW | Existing-Certain & Net Firm Transfers |  | 4391.5881 | 4644.2675 | 4686.6417 | 4567.5235 | 4488.0835 | 4332.4803 | 4409.73 | 4342.53 | 4324.81 | 4324.81 | 4372.76
2020 | CA | MRO | - | MRO-SaskPower | MW | Anticipated Resources |  | 4391.5881 | 4721.2675 | 4763.6417 | 4644.5235 | 4917.5835 | 4761.9803 | 4839.23 | 4772.03 | 4754.31 | 4754.31 | 4802.26
2020 | CA | MRO | - | MRO-SaskPower | MW | Prospective Resources |  | 4391.5881 | 4721.2675 | 4763.6417 | 4644.5235 | 4917.5835 | 4761.9803 | 4839.23 | 5121.03 | 5362.91 | 4982.51 | 4430.46
2020 | CA | MRO | - | MRO-SaskPower | MW | Existing-Certain and Net Firm Transfers Excess/Shortfall |  | 532.8729 | 741.5519 | 760.5389 | 603.2745 | 505.1441 | 312.0473 | 365.3827 | 318.1767 | 296.5862 | 276.8638 | 301.3682
2020 | CA | MRO | - | MRO-SaskPower | MW | Anticipated Excess/Shortfall |  | 532.8729 | 818.5519 | 837.5389 | 680.2745 | 934.6441 | 741.5473 | 794.8827 | 747.6767 | 726.0862 | 706.3638 | 730.8682
2020 | CA | MRO | - | MRO-SaskPower | MW | Prospective Excess/Shortfall |  | 532.8729 | 818.5519 | 837.5389 | 680.2745 | 934.6441 | 741.5473 | 794.8827 | 1096.6767 | 1334.6862 | 934.5638 | 359.0682
2020 | CA | MRO | - | MRO-SaskPower | % | Existing-Certain and Net Firm Transfers Reserve Margin |  | 26.33% | 32.09% | 32.5% | 27.89% | 25.08% | 19.62% | 21.03% | 19.78% | 19.17% | 18.59% | 19.22%
2020 | CA | MRO | - | MRO-SaskPower | % | Anticipated Reserve Margin |  | 26.33% | 34.28% | 34.68% | 30.05% | 37.05% | 31.47% | 32.82% | 31.62% | 31.01% | 30.37% | 30.93%
2020 | CA | MRO | - | MRO-SaskPower | % | Prospective Reserve Margin |  | 26.33% | 34.28% | 34.68% | 30.05% | 37.05% | 31.47% | 32.82% | 41.25% | 47.78% | 36.63% | 20.79%
2020 | CA | MRO | - | MRO-SaskPower | % | Reference Margin Level |  | 11% | 11% | 11% | 11% | 11% | 11% | 11% | 11% | 11% | 11% | 11%
2020 | US | NPCC | - | NPCC-New England | MW | Energy Efficiency and Conservation |  | 3207.02 | 3546.8431 | 3859.4965 | 4145.925 | 4406.7393 | 4640.0025 | 4851.3992 | 5040.3493 | 5208.0959 | 5353.0746 | 5502.0891
2020 | US | NPCC | - | NPCC-New England | MW | Total Installed Photovoltaic |  | 0 | 0 | 0 | 0 | 0 | 0 | 0 | 0 | 0 | 0 | 0
2020 | US | NPCC | - | NPCC-New England | MW | Photovoltaic On-Peak |  | 0 | 0 | 0 | 0 | 0 | 0 | 0 | 0 | 0 | 0 | 0
2020 | US | NPCC | - | NPCC-New England | MW | Total Internal Demand |  | 20166 | 19818 | 19993.383 | 19942.172 | 19921.7912 | 19943.3593 | 19999.9833 | 20092.5487 | 20200.0374 | 20333.579 | 20468.8889
2020 | US | NPCC | - | NPCC-New England | MW | Controllable and Dispatchable Demand Response - Available |  | 579.354 | 655.076 | 681.707 | 592.043 | 592.043 | 592.043 | 592.043 | 592.043 | 592.043 | 592.043 | 592.043
2020 | US | NPCC | - | NPCC-New England | MW | Net Internal Demand |  | 19586.646 | 19162.924 | 19311.676 | 19350.129 | 19329.7482 | 19351.3163 | 19407.9403 | 19500.5057 | 19607.9944 | 19741.536 | 19876.8459
2020 | US | NPCC | - | NPCC-New England | MW | Behind the Meter Generation - Capacity |  | 0 | 0 | 0 | 0 | 0 | 0 | 0 | 0 | 0 | 0 | 0
2020 | US | NPCC | - | NPCC-New England | MW | Other Capacity Adjustments - Additions |  | 0 | 0 | 0 | 0 | 0 | 0 | 0 | 0 | 0 | 0 | 0
2020 | US | NPCC | - | NPCC-New England | MW | Other Capacity Adjustments - Reductions |  | 0 | 0 | 0 | 0 | 0 | 0 | 0 | 0 | 0 | 0 | 0
2020 | US | NPCC | - | NPCC-New England | MW | Confirmed Retirements |  | 0.093 | 391.318 | 1027.401 | 1240.42 | 2939.562 | 2939.562 | 2939.562 | 2939.562 | 2939.562 | 2939.562 | 2939.562
2020 | US | NPCC | - | NPCC-New England | MW | Unconfirmed Retirements |  | 0 | 0 | 0 | 0 | 0 | 0 | 0 | 0 | 0 | 0 | 0
2020 | US | NPCC | - | NPCC-New England | MW | Scheduled Outages |  | 293 | 292 | 0 | 0 | 0 | 0 | 0 | 0 | 0 | 0 | 0
2020 | US | NPCC | - | NPCC-New England | MW | Transmission Limitations |  | 0 | 0 | 0 | 0 | 0 | 0 | 0 | 0 | 0 | 0 | 0
2020 | US | NPCC | - | NPCC-New England | MW | Existing-Certain |  | 33166.329 | 32776.104 | 32432.021 | 32209.651 | 31368.972 | 31368.972 | 31368.972 | 31368.972 | 31368.972 | 31368.972 | 31368.972
2020 | US | NPCC | - | NPCC-New England | MW | Existing-Other |  | 214.998 | 214.998 | 214.998 | 214.998 | 214.998 | 214.998 | 214.998 | 214.998 | 214.998 | 214.998 | 214.998
2020 | US | NPCC | - | NPCC-New England | MW | Additions - Tier 1 |  | 0 | 26.37 | 96.97 | 96.97 | 96.97 | 96.97 | 96.97 | 96.97 | 96.97 | 96.97 | 96.97
2020 | US | NPCC | - | NPCC-New England | MW | Additions - Tier 2 |  | 16 | 426 | 544.653 | 3067.014 | 3067.014 | 4009.014 | 4409.014 | 4409.014 | 4409.014 | 4409.014 | 4409.014
2020 | US | NPCC | - | NPCC-New England | MW | Additions - Tier 3 |  | 67.68 | 486.0363 | 1102.6863 | 2640.7023 | 4533.6103 | 5233.6103 | 6433.6103 | 6433.6103 | 6433.6103 | 6433.6103 | 6433.6103
2020 | US | NPCC | - | NPCC-New England | MW | Firm Imports |  | 1124.6 | 1232.487 | 1142.69 | 1058.72 | 82 | 14 | 14 | 14 | 14 | 14 | 14
2020 | US | NPCC | - | NPCC-New England | MW | Firm Exports |  | 100 | 0 | 0 | 0 | 0 | 0 | 0 | 0 | 0 | 0 | 0
2020 | US | NPCC | - | NPCC-New England | MW | Net Firm Capacity Transfers |  | 1024.6 | 1232.487 | 1142.69 | 1058.72 | 82 | 14 | 14 | 14 | 14 | 14 | 14
2020 | US | NPCC | - | NPCC-New England | MW | Expected Imports |  | 0 | 0 | 0 | 0 | 0 | 0 | 0 | 0 | 0 | 0 | 0
2020 | US | NPCC | - | NPCC-New England | MW | Expected Exports |  | 0 | 0 | 0 | 0 | 0 | 0 | 0 | 0 | 0 | 0 | 0
2020 | US | NPCC | - | NPCC-New England | MW | Net Expected Transfers |  | 0 | 0 | 0 | 0 | 0 | 0 | 0 | 0 | 0 | 0 | 0
2020 | US | NPCC | - | NPCC-New England | MW | Existing-Certain & Net Firm Transfers |  | 34190.929 | 34008.591 | 33574.711 | 33268.371 | 31450.972 | 31382.972 | 31382.972 | 31382.972 | 31382.972 | 31382.972 | 31382.972
2020 | US | NPCC | - | NPCC-New England | MW | Anticipated Resources |  | 34190.929 | 34034.961 | 33671.681 | 33365.341 | 31547.942 | 31479.942 | 31479.942 | 31479.942 | 31479.942 | 31479.942 | 31479.942
2020 | US | NPCC | - | NPCC-New England | MW | Prospective Resources |  | 34421.927 | 34675.959 | 34431.332 | 36647.353 | 34829.954 | 35703.954 | 36103.954 | 36103.954 | 36103.954 | 36103.954 | 36103.954
2020 | US | NPCC | - | NPCC-New England | MW | Existing-Certain and Net Firm Transfers Excess/Shortfall |  | 11940.4991 | 12335.324 | 11713.8937 | 11460.7757 | 9666.3458 | 9574.0385 | 9510.2233 | 9405.9021 | 9284.7624 | 9134.261 | 8981.7667
2020 | US | NPCC | - | NPCC-New England | MW | Anticipated Excess/Shortfall |  | 11940.4991 | 12361.694 | 11810.8637 | 11557.7457 | 9763.3158 | 9671.0085 | 9607.1932 | 9502.8721 | 9381.7324 | 9231.231 | 9078.7367
2020 | US | NPCC | - | NPCC-New England | MW | Prospective Excess/Shortfall |  | 12171.4971 | 13002.692 | 12570.5147 | 14839.7577 | 13045.3278 | 13895.0205 | 14231.2052 | 14126.8841 | 14005.7444 | 13855.2429 | 13702.7487
2020 | US | NPCC | - | NPCC-New England | % | Existing-Certain and Net Firm Transfers Reserve Margin |  | 74.56% | 77.47% | 73.86% | 71.93% | 62.71% | 62.17% | 61.7% | 60.93% | 60.05% | 58.97% | 57.89%
2020 | US | NPCC | - | NPCC-New England | % | Anticipated Reserve Margin |  | 74.56% | 77.61% | 74.36% | 72.43% | 63.21% | 62.68% | 62.2% | 61.43% | 60.55% | 59.46% | 58.37%
2020 | US | NPCC | - | NPCC-New England | % | Prospective Reserve Margin |  | 75.74% | 80.95% | 78.29% | 89.39% | 80.19% | 84.5% | 86.03% | 85.14% | 84.13% | 82.88% | 81.64%
2020 | US | NPCC | - | NPCC-New England | % | Reference Margin Level |  | 13.6% | 13.1% | 13.2% | 12.7% | 12.7% | 12.7% | 12.7% | 12.7% | 12.7% | 12.7% | 12.7%
2020 | US | NPCC | - | NPCC-New York | MW | Energy Efficiency and Conservation |  | 299 | 600 | 926 | 1270 | 1638 | 2001 | 2335 | 2633 | 2899 | 3137 | 3355
2020 | US | NPCC | - | NPCC-New York | MW | Total Installed Photovoltaic |  | 2433 | 3021 | 3590 | 4192 | 4761 | 5247 | 5656 | 5991 | 6245 | 6437 | 6560
2020 | US | NPCC | - | NPCC-New York | MW | Photovoltaic On-Peak |  | 0 | 0 | 0 | 0 | 0 | 0 | 0 | 0 | 0 | 0 | 0
2020 | US | NPCC | - | NPCC-New York | MW | Total Internal Demand |  | 24130 | 24203 | 24474 | 24650 | 24944 | 25251 | 25635 | 25988 | 26404 | 26888 | 27388
2020 | US | NPCC | - | NPCC-New York | MW | Controllable and Dispatchable Demand Response - Available |  | 579.4 | 579.4 | 579.4 | 579.4 | 579.4 | 579.4 | 579.4 | 579.4 | 579.4 | 579.4 | 579.4
2020 | US | NPCC | - | NPCC-New York | MW | Net Internal Demand |  | 23550.6 | 23623.6 | 23894.6 | 24070.6 | 24364.6 | 24671.6 | 25055.6 | 25408.6 | 25824.6 | 26308.6 | 26808.6
2020 | US | NPCC | - | NPCC-New York | MW | Behind the Meter Generation - Capacity |  | 0 | 0 | 0 | 0 | 0 | 0 | 0 | 0 | 0 | 0 | 0
2020 | US | NPCC | - | NPCC-New York | MW | Other Capacity Adjustments - Additions |  | 0 | 0 | 0 | 0 | 0 | 0 | 0 | 0 | 0 | 0 | 0
2020 | US | NPCC | - | NPCC-New York | MW | Other Capacity Adjustments - Reductions |  | 0 | 0 | 0 | 0 | 0 | 0 | 0 | 0 | 0 | 0 | 0
2020 | US | NPCC | - | NPCC-New York | MW | Confirmed Retirements |  | 1784.8 | 2823.1 | 2823.1 | 3577.1 | 3577.1 | 3612.4 | 3612.4 | 3612.4 | 3612.4 | 3612.4 | 3612.4
2020 | US | NPCC | - | NPCC-New York | MW | Unconfirmed Retirements |  | 0 | 0 | 0 | 0 | 0 | 0 | 0 | 0 | 0 | 0 | 0
2020 | US | NPCC | - | NPCC-New York | MW | Scheduled Outages |  | 0 | 0 | 0 | 0 | 0 | 0 | 0 | 0 | 0 | 0 | 0
2020 | US | NPCC | - | NPCC-New York | MW | Transmission Limitations |  | 0 | 0 | 0 | 0 | 0 | 0 | 0 | 0 | 0 | 0 | 0
2020 | US | NPCC | - | NPCC-New York | MW | Existing-Certain |  | 39274 | 38235.7 | 38235.7 | 37481.7 | 37481.7 | 37446.4 | 37446.4 | 37446.4 | 37446.4 | 37446.4 | 37446.4
2020 | US | NPCC | - | NPCC-New York | MW | Existing-Other |  | 0 | 0 | 0 | 0 | 0 | 0 | 0 | 0 | 0 | 0 | 0
2020 | US | NPCC | - | NPCC-New York | MW | Additions - Tier 1 |  | 0 | 0 | 170.4 | 201.6 | 201.6 | 201.6 | 201.6 | 201.6 | 201.6 | 201.6 | 201.6
2020 | US | NPCC | - | NPCC-New York | MW | Additions - Tier 2 |  | 0 | 178.4 | 178.4 | 616.4 | 616.4 | 616.4 | 616.4 | 616.4 | 616.4 | 616.4 | 616.4
2020 | US | NPCC | - | NPCC-New York | MW | Additions - Tier 3 |  | 81 | 2809 | 4451 | 5279.6 | 7040.5 | 7549.1 | 7549.1 | 7549.1 | 7549.1 | 7549.1 | 7549.1
2020 | US | NPCC | - | NPCC-New York | MW | Firm Imports |  | 495.8 | 1199.8 | 1202.2 | 1180.2 | 1340.3 | 1340.3 | 1340.3 | 1340.3 | 1340.3 | 1340.3 | 1340.3
2020 | US | NPCC | - | NPCC-New York | MW | Firm Exports |  | 0 | 0 | 0 | 0 | 0 | 0 | 0 | 0 | 0 | 0 | 0
2020 | US | NPCC | - | NPCC-New York | MW | Net Firm Capacity Transfers |  | 495.8 | 1199.8 | 1202.2 | 1180.2 | 1340.3 | 1340.3 | 1340.3 | 1340.3 | 1340.3 | 1340.3 | 1340.3
2020 | US | NPCC | - | NPCC-New York | MW | Expected Imports |  | 0 | 0 | 0 | 0 | 0 | 0 | 0 | 0 | 0 | 0 | 0
2020 | US | NPCC | - | NPCC-New York | MW | Expected Exports |  | 0 | 0 | 0 | 0 | 0 | 0 | 0 | 0 | 0 | 0 | 0
2020 | US | NPCC | - | NPCC-New York | MW | Net Expected Transfers |  | 0 | 0 | 0 | 0 | 0 | 0 | 0 | 0 | 0 | 0 | 0
2020 | US | NPCC | - | NPCC-New York | MW | Existing-Certain & Net Firm Transfers |  | 39769.8 | 39435.5 | 39437.9 | 38661.9 | 38822 | 38786.7 | 38786.7 | 38786.7 | 38786.7 | 38786.7 | 38786.7
2020 | US | NPCC | - | NPCC-New York | MW | Anticipated Resources |  | 39769.8 | 39435.5 | 39608.3 | 38863.5 | 39023.6 | 38988.3 | 38988.3 | 38988.3 | 38988.3 | 38988.3 | 38988.3
2020 | US | NPCC | - | NPCC-New York | MW | Prospective Resources |  | 39769.8 | 39613.9 | 39786.7 | 39479.9 | 39640 | 39604.7 | 39604.7 | 39604.7 | 39604.7 | 39604.7 | 39604.7
2020 | US | NPCC | - | NPCC-New York | MW | Existing-Certain and Net Firm Transfers Excess/Shortfall |  | 12686.61 | 12268.36 | 11959.11 | 10980.71 | 10802.71 | 10414.36 | 9972.76 | 9566.81 | 9088.41 | 8531.81 | 7956.81
2020 | US | NPCC | - | NPCC-New York | MW | Anticipated Excess/Shortfall |  | 12686.61 | 12268.36 | 12129.51 | 11182.31 | 11004.31 | 10615.96 | 10174.36 | 9768.41 | 9290.01 | 8733.41 | 8158.41
2020 | US | NPCC | - | NPCC-New York | MW | Prospective Excess/Shortfall |  | 12686.61 | 12446.76 | 12307.91 | 11798.71 | 11620.71 | 11232.36 | 10790.76 | 10384.81 | 9906.41 | 9349.81 | 8774.81
2020 | US | NPCC | - | NPCC-New York | % | Existing-Certain and Net Firm Transfers Reserve Margin |  | 68.87% | 66.93% | 65.05% | 60.62% | 59.34% | 57.21% | 54.8% | 52.65% | 50.19% | 47.43% | 44.68%
2020 | US | NPCC | - | NPCC-New York | % | Anticipated Reserve Margin |  | 68.87% | 66.93% | 65.76% | 61.46% | 60.17% | 58.03% | 55.61% | 53.45% | 50.97% | 48.2% | 45.43%
2020 | US | NPCC | - | NPCC-New York | % | Prospective Reserve Margin |  | 68.87% | 67.69% | 66.51% | 64.02% | 62.7% | 60.53% | 58.07% | 55.87% | 53.36% | 50.54% | 47.73%
2020 | US | NPCC | - | NPCC-New York | % | Reference Margin Level |  | 15% | 15% | 15% | 15% | 15% | 15% | 15% | 15% | 15% | 15% | 15%
2020 | CA | NPCC | - | NPCC-Ontario | MW | Energy Efficiency and Conservation |  | 137.361 | 290.1668 | 345.8619 | 422.6911 | 474.3234 | 525.1055 | 558.3551 | 574.5758 | 610.9163 | 608.3959 | 672.8545
2020 | CA | NPCC | - | NPCC-Ontario | MW | Total Installed Photovoltaic |  | 2299.9756 | 2299.9756 | 2299.9756 | 2299.9756 | 2299.9756 | 2299.9756 | 2299.9756 | 2299.9756 | 2299.9756 | 2299.9756 | 2299.9756
2020 | CA | NPCC | - | NPCC-Ontario | MW | Photovoltaic On-Peak |  | 0 | 0 | 0 | 0 | 0 | 0 | 0 | 0 | 0 | 0 | 0
2020 | CA | NPCC | - | NPCC-Ontario | MW | Total Internal Demand |  | 20558.4422 | 20492.6058 | 20426.7695 | 20645.2427 | 20808.6281 | 21051.7539 | 21141.2312 | 21338.3578 | 21639.3093 | 21716.94 | 21890.3815
2020 | CA | NPCC | - | NPCC-Ontario | MW | Controllable and Dispatchable Demand Response - Available |  | 582.5879 | 582.5879 | 582.5879 | 582.5879 | 582.5879 | 582.5879 | 582.5879 | 582.5879 | 582.5879 | 582.5879 | 582.5879
2020 | CA | NPCC | - | NPCC-Ontario | MW | Net Internal Demand |  | 19975.8543 | 19910.0179 | 19844.1816 | 20062.6548 | 20226.0402 | 20469.166 | 20558.6433 | 20755.7699 | 21056.7214 | 21134.3521 | 21307.7936
2020 | CA | NPCC | - | NPCC-Ontario | MW | Behind the Meter Generation - Capacity |  | 0 | 0 | 0 | 0 | 0 | 0 | 0 | 0 | 0 | 0 | 0
2020 | CA | NPCC | - | NPCC-Ontario | MW | Other Capacity Adjustments - Additions |  | 0 | 0 | 0 | 0 | 0 | 0 | 0 | 0 | 0 | 0 | 0
2020 | CA | NPCC | - | NPCC-Ontario | MW | Other Capacity Adjustments - Reductions |  | 0 | 0 | 0 | 0 | 0 | 0 | 0 | 0 | 0 | 0 | 0
2020 | CA | NPCC | - | NPCC-Ontario | MW | Confirmed Retirements |  | 31.8 | 31.8 | 31.8 | 31.8 | 1061.8 | 3125.8 | 3125.8 | 3125.8 | 3125.8 | 3125.8 | 3125.8
2020 | CA | NPCC | - | NPCC-Ontario | MW | Unconfirmed Retirements |  | 0 | 0 | -1030 | -1030 | -2064 | 0 | 0 | 0 | 0 | 0 | 0
2020 | CA | NPCC | - | NPCC-Ontario | MW | Scheduled Outages |  | 1815.9837 | 1851.26 | 516 | 1299.9837 | 878 | 878 | 0 | 0 | 0 | 0 | 0
2020 | CA | NPCC | - | NPCC-Ontario | MW | Transmission Limitations |  | 0 | 0 | 0 | 0 | 0 | 0 | 0 | 0 | 0 | 0 | 0
2020 | CA | NPCC | - | NPCC-Ontario | MW | Existing-Certain |  | 27963.9759 | 28042.9097 | 26692.1697 | 25908.1859 | 24287.184 | 25165.184 | 26882.184 | 27668.184 | 26855.184 | 27672.184 | 27672.184
2020 | CA | NPCC | - | NPCC-Ontario | MW | Existing-Other |  | 0 | 0 | 0 | 0 | 0 | 0 | 0 | 0 | 0 | 0 | 0
2020 | CA | NPCC | - | NPCC-Ontario | MW | Additions - Tier 1 |  | 145.4804 | 145.4804 | 145.4804 | 145.4804 | 145.4804 | 145.4804 | 145.4804 | 145.4804 | 145.4804 | 145.4804 | 145.4804
2020 | CA | NPCC | - | NPCC-Ontario | MW | Additions - Tier 2 |  | 0 | 0 | 0 | 0 | 0 | 0 | 0 | 0 | 0 | 0 | 0
2020 | CA | NPCC | - | NPCC-Ontario | MW | Additions - Tier 3 |  | 0 | 0 | 0 | 0 | 0 | 0 | 0 | 0 | 0 | 0 | 0
2020 | CA | NPCC | - | NPCC-Ontario | MW | Firm Imports |  | 0 | 0 | 0 | 0 | 0 | 0 | 0 | 0 | 0 | 0 | 0
2020 | CA | NPCC | - | NPCC-Ontario | MW | Firm Exports |  | 500 | 500 | 500 | 0 | 0 | 0 | 0 | 0 | 0 | 0 | 0
2020 | CA | NPCC | - | NPCC-Ontario | MW | Net Firm Capacity Transfers |  | -500 | -500 | -500 | 0 | 0 | 0 | 0 | 0 | 0 | 0 | 0
2020 | CA | NPCC | - | NPCC-Ontario | MW | Expected Imports |  | 0 | 0 | 0 | 0 | 0 | 0 | 0 | 0 | 0 | 0 | 0
2020 | CA | NPCC | - | NPCC-Ontario | MW | Expected Exports |  | 0 | 0 | 0 | 0 | 0 | 0 | 0 | 0 | 0 | 0 | 0
2020 | CA | NPCC | - | NPCC-Ontario | MW | Net Expected Transfers |  | 0 | 0 | 0 | 0 | 0 | 0 | 0 | 0 | 0 | 0 | 0
2020 | CA | NPCC | - | NPCC-Ontario | MW | Existing-Certain & Net Firm Transfers |  | 27463.9759 | 27542.9097 | 26192.1697 | 25908.1859 | 24287.184 | 25165.184 | 26882.184 | 27668.184 | 26855.184 | 27672.184 | 27672.184
2020 | CA | NPCC | - | NPCC-Ontario | MW | Anticipated Resources |  | 27609.4563 | 27688.3901 | 26337.6501 | 26053.6663 | 24432.6644 | 25310.6644 | 27027.6644 | 27813.6644 | 27000.6644 | 27817.6644 | 27817.6644
2020 | CA | NPCC | - | NPCC-Ontario | MW | Prospective Resources |  | 27609.4563 | 27688.3901 | 27367.6501 | 27083.6663 | 26496.6644 | 25310.6644 | 27027.6644 | 27813.6644 | 27000.6644 | 27817.6644 | 27817.6644
2020 | CA | NPCC | - | NPCC-Ontario | MW | Existing-Certain and Net Firm Transfers Excess/Shortfall |  | 2251.9233 | 1736.4547 | 867.1712 | 678.3904 | -1222.6343 | 458.2174 | 1626.0642 | 2120.8092 | 988.0654 | 1703.645 | 1381.9951
2020 | CA | NPCC | - | NPCC-Ontario | MW | Anticipated Excess/Shortfall |  | 2397.4037 | 1881.9351 | 1012.6516 | 823.8708 | -1077.1539 | 603.6978 | 1771.5446 | 2266.2896 | 1133.5458 | 1849.1254 | 1527.4755
2020 | CA | NPCC | - | NPCC-Ontario | MW | Prospective Excess/Shortfall |  | 2397.4037 | 1881.9351 | 2042.6516 | 1853.8708 | 986.8461 | 603.6978 | 1771.5446 | 2266.2896 | 1133.5458 | 1849.1254 | 1527.4755
2020 | CA | NPCC | - | NPCC-Ontario | % | Existing-Certain and Net Firm Transfers Reserve Margin |  | 37.49% | 38.34% | 31.99% | 29.14% | 20.08% | 22.94% | 30.76% | 33.3% | 27.54% | 30.93% | 29.87%
2020 | CA | NPCC | - | NPCC-Ontario | % | Anticipated Reserve Margin |  | 38.21% | 39.07% | 32.72% | 29.86% | 20.8% | 23.65% | 31.47% | 34% | 28.23% | 31.62% | 30.55%
2020 | CA | NPCC | - | NPCC-Ontario | % | Prospective Reserve Margin |  | 38.21% | 39.07% | 37.91% | 35% | 31% | 23.65% | 31.47% | 34% | 28.23% | 31.62% | 30.55%
2020 | CA | NPCC | - | NPCC-Ontario | % | Reference Margin Level |  | 26.21% | 29.62% | 27.62% | 25.76% | 26.12% | 20.7% | 22.85% | 23.09% | 22.84% | 22.87% | 23.38%
2020 | CA | NPCC | - | NPCC-Quebec | MW | Energy Efficiency and Conservation |  | 0 | 0 | 0 | 0 | 0 | 0 | 0 | 0 | 0 | 0 | 0
2020 | CA | NPCC | - | NPCC-Quebec | MW | Total Installed Photovoltaic |  | 29 | 49 | 72 | 100 | 133 | 172 | 219 | 274 | 341 | 420 | 513
2020 | CA | NPCC | - | NPCC-Quebec | MW | Photovoltaic On-Peak |  | 1 | 1 | 1 | 2 | 3 | 3 | 4 | 5 | 7 | 8 | 10
2020 | CA | NPCC | - | NPCC-Quebec | MW | Total Internal Demand |  | 38694.2338 | 39308.3588 | 39703.0439 | 40067.0637 | 40365.6347 | 40717.9385 | 41054.7333 | 41374.1133 | 41696.255 | 41986.9522 | 42258.2289
2020 | CA | NPCC | - | NPCC-Quebec | MW | Controllable and Dispatchable Demand Response - Available |  | 2592.0185 | 2565.0236 | 2780.3236 | 3117.3828 | 3309.25 | 3479.8116 | 3553.0848 | 3563.9824 | 3579.7091 | 3580.9411 | 3582.0939
2020 | CA | NPCC | - | NPCC-Quebec | MW | Net Internal Demand |  | 36102.2153 | 36743.3352 | 36922.7202 | 36949.6808 | 37056.3847 | 37238.1269 | 37501.6485 | 37810.1309 | 38116.5459 | 38406.0111 | 38676.135
2020 | CA | NPCC | - | NPCC-Quebec | MW | Behind the Meter Generation - Capacity |  | 0 | 0 | 0 | 0 | 0 | 0 | 0 | 0 | 0 | 0 | 0
2020 | CA | NPCC | - | NPCC-Quebec | MW | Other Capacity Adjustments - Additions |  | 0 | 0 | 0 | 0 | 0 | 0 | 0 | 0 | 0 | 0 | 0
2020 | CA | NPCC | - | NPCC-Quebec | MW | Other Capacity Adjustments - Reductions |  | 0 | 0 | 0 | 0 | 0 | 0 | 0 | 0 | 0 | 0 | 0
2020 | CA | NPCC | - | NPCC-Quebec | MW | Confirmed Retirements |  | 0 | 0 | 0 | 0 | 0 | 0 | 0 | 0 | 0 | 0 | 0
2020 | CA | NPCC | - | NPCC-Quebec | MW | Unconfirmed Retirements |  | 0 | 0 | 0 | 0 | 0 | 0 | 0 | 0 | 0 | 0 | 0
2020 | CA | NPCC | - | NPCC-Quebec | MW | Scheduled Outages |  | 0 | 0 | 0 | 0 | 0 | 0 | 0 | 0 | 0 | 0 | 0
2020 | CA | NPCC | - | NPCC-Quebec | MW | Transmission Limitations |  | 0 | 0 | 0 | 0 | 0 | 0 | 0 | 0 | 0 | 0 | 0
2020 | CA | NPCC | - | NPCC-Quebec | MW | Existing-Certain |  | 41695.1723 | 42040.7335 | 42007.5535 | 42007.5535 | 42007.5535 | 42042.0176 | 42000.0568 | 41936.3538 | 41900.4457 | 41855.1094 | 41855.1094
2020 | CA | NPCC | - | NPCC-Quebec | MW | Existing-Other |  | 0 | 0 | 0 | 0 | 0 | 0 | 0 | 0 | 0 | 0 | 0
2020 | CA | NPCC | - | NPCC-Quebec | MW | Additions - Tier 1 |  | 26.45 | 70.634 | 325.134 | 343.834 | 365.834 | 365.834 | 365.834 | 365.834 | 365.834 | 365.834 | 365.834
2020 | CA | NPCC | - | NPCC-Quebec | MW | Additions - Tier 2 |  | 0 | 0 | 0 | 0 | 0 | 0 | 0 | 0 | 0 | 0 | 0
2020 | CA | NPCC | - | NPCC-Quebec | MW | Additions - Tier 3 |  | 0 | 0 | 0 | 0 | 0 | 0 | 0 | 0 | 0 | 0 | 0
2020 | CA | NPCC | - | NPCC-Quebec | MW | Firm Imports |  | 500 | 500 | 500 | 0 | 0 | 0 | 0 | 0 | 0 | 0 | 0
2020 | CA | NPCC | - | NPCC-Quebec | MW | Firm Exports |  | 1041 | 999 | 917 | 888 | 145 | 145 | 145 | 145 | 145 | 145 | 145
2020 | CA | NPCC | - | NPCC-Quebec | MW | Net Firm Capacity Transfers |  | -541 | -499 | -417 | -888 | -145 | -145 | -145 | -145 | -145 | -145 | -145
2020 | CA | NPCC | - | NPCC-Quebec | MW | Expected Imports |  | 1100 | 1100 | 1100 | 1100 | 1100 | 1100 | 1100 | 1100 | 1100 | 1100 | 1100
2020 | CA | NPCC | - | NPCC-Quebec | MW | Expected Exports |  | 0 | 0 | 0 | 0 | 0 | 0 | 0 | 0 | 0 | 0 | 0
2020 | CA | NPCC | - | NPCC-Quebec | MW | Net Expected Transfers |  | 1100 | 1100 | 1100 | 1100 | 1100 | 1100 | 1100 | 1100 | 1100 | 1100 | 1100
2020 | CA | NPCC | - | NPCC-Quebec | MW | Existing-Certain & Net Firm Transfers |  | 41154.1723 | 41541.7335 | 41590.5535 | 41119.5535 | 41862.5535 | 41897.0176 | 41855.0568 | 41791.3538 | 41755.4457 | 41710.1094 | 41710.1094
2020 | CA | NPCC | - | NPCC-Quebec | MW | Anticipated Resources |  | 41180.6223 | 41612.3675 | 41915.6875 | 41463.3875 | 42228.3875 | 42262.8516 | 42220.8908 | 42157.1878 | 42121.2797 | 42075.9434 | 42075.9434
2020 | CA | NPCC | - | NPCC-Quebec | MW | Prospective Resources |  | 42280.6223 | 42712.3675 | 43015.6875 | 42563.3875 | 43328.3875 | 43362.8516 | 43320.8908 | 43257.1878 | 43221.2797 | 43175.9434 | 43175.9434
2020 | CA | NPCC | - | NPCC-Quebec | MW | Existing-Certain and Net Firm Transfers Excess/Shortfall |  | 1405.6333 | 1087.3214 | 938.6385 | 437.9549 | 1063.4739 | 897.8399 | 565.7418 | 162.3996 | -210.8713 | -574.9088 | -872.3152
2020 | CA | NPCC | - | NPCC-Quebec | MW | Anticipated Excess/Shortfall |  | 1432.0833 | 1157.9554 | 1263.7725 | 781.7889 | 1429.3079 | 1263.6739 | 931.5758 | 528.2336 | 154.9627 | -209.0748 | -506.4812
2020 | CA | NPCC | - | NPCC-Quebec | MW | Prospective Excess/Shortfall |  | 2532.0833 | 2257.9554 | 2363.7725 | 1881.7889 | 2529.3079 | 2363.6739 | 2031.5758 | 1628.2336 | 1254.9627 | 890.9252 | 593.5188
2020 | CA | NPCC | - | NPCC-Quebec | % | Existing-Certain and Net Firm Transfers Reserve Margin |  | 13.99% | 13.06% | 12.64% | 11.29% | 12.97% | 12.51% | 11.61% | 10.53% | 9.547% | 8.603% | 7.845%
2020 | CA | NPCC | - | NPCC-Quebec | % | Anticipated Reserve Margin |  | 14.07% | 13.25% | 13.52% | 12.22% | 13.96% | 13.49% | 12.58% | 11.5% | 10.51% | 9.556% | 8.79%
2020 | CA | NPCC | - | NPCC-Quebec | % | Prospective Reserve Margin |  | 17.11% | 16.25% | 16.5% | 15.19% | 16.93% | 16.45% | 15.52% | 14.41% | 13.39% | 12.42% | 11.63%
2020 | CA | NPCC | - | NPCC-Quebec | % | Reference Margin Level |  | 10.1% | 10.1% | 10.1% | 10.1% | 10.1% | 10.1% | 10.1% | 10.1% | 10.1% | 10.1% | 10.1%
2020 | US | RF | - | PJM | MW | Energy Efficiency and Conservation |  | 0 | 0 | 0 | 0 | 0 | 0 | 0 | 0 | 0 | 0 | 0
2020 | US | RF | - | PJM | MW | Total Installed Photovoltaic |  | 5165.7895 | 6218.4211 | 7910.5263 | 9171.0526 | 10257.8947 | 10476.3158 | 11471.0526 | 11889.4737 | 13597.3684 | 13994.7368 | 14328.9474
2020 | US | RF | - | PJM | MW | Photovoltaic On-Peak |  | 0 | 0 | 0 | 0 | 0 | 0 | 0 | 0 | 0 | 0 | 0
2020 | US | RF | - | PJM | MW | Total Internal Demand |  | 132175 | 133562 | 134740 | 135791 | 136720 | 137381 | 138051 | 138867 | 139211 | 139970 | 140368
2020 | US | RF | - | PJM | MW | Controllable and Dispatchable Demand Response - Available |  | 8047 | 8120 | 8199 | 8232 | 8289 | 8335 | 8372 | 8417 | 8456 | 8499 | 8535
2020 | US | RF | - | PJM | MW | Net Internal Demand |  | 124128 | 125442 | 126541 | 127559 | 128431 | 129046 | 129679 | 130450 | 130755 | 131471 | 131833
2020 | US | RF | - | PJM | MW | Behind the Meter Generation - Capacity |  | 0 | 0 | 0 | 0 | 0 | 0 | 0 | 0 | 0 | 0 | 0
2020 | US | RF | - | PJM | MW | Other Capacity Adjustments - Additions |  | 0 | 0 | 0 | 0 | 0 | 0 | 0 | 0 | 0 | 0 | 0
2020 | US | RF | - | PJM | MW | Other Capacity Adjustments - Reductions |  | 0 | 0 | 0 | 0 | 0 | 0 | 0 | 0 | 0 | 0 | 0
2020 | US | RF | - | PJM | MW | Confirmed Retirements |  | 25073.9 | 25959.1 | 28217.1 | 29231.4 | 29231.4 | 29231.4 | 29231.4 | 29231.4 | 29231.4 | 29231.4 | 29231.4
2020 | US | RF | - | PJM | MW | Unconfirmed Retirements |  | 0 | 0 | 0 | 0 | 0 | 0 | 0 | 0 | 0 | 0 | 0
2020 | US | RF | - | PJM | MW | Scheduled Outages |  | 0 | 0 | 0 | 0 | 0 | 0 | 0 | 0 | 0 | 0 | 0
2020 | US | RF | - | PJM | MW | Transmission Limitations |  | 0 | 0 | 0 | 0 | 0 | 0 | 0 | 0 | 0 | 0 | 0
2020 | US | RF | - | PJM | MW | Existing-Certain |  | 184212.4 | 183429.4 | 180218 | 179203.7 | 179203.7 | 179203.7 | 179203.7 | 179203.7 | 179203.7 | 179203.7 | 179203.7
2020 | US | RF | - | PJM | MW | Existing-Other |  | 0 | 0 | 0 | 0 | 0 | 0 | 0 | 0 | 0 | 0 | 0
2020 | US | RF | - | PJM | MW | Additions - Tier 1 |  | 0 | 8819.02 | 14051.82 | 18610.62 | 19794.62 | 19794.62 | 19794.62 | 19794.62 | 19794.62 | 19794.62 | 19794.62
2020 | US | RF | - | PJM | MW | Additions - Tier 2 |  | 0 | 7851.192 | 17804.9287 | 24005.2187 | 26072.8407 | 26795.9107 | 27260.8107 | 27424.0707 | 27424.0707 | 27572.5707 | 27572.5707
2020 | US | RF | - | PJM | MW | Additions - Tier 3 |  | 0 | 0 | 0 | 0 | 0 | 0 | 0 | 0 | 0 | 0 | 0
2020 | US | RF | - | PJM | MW | Firm Imports |  | 3109.6 | 3040.2 | 0 | 0 | 0 | 0 | 0 | 0 | 0 | 0 | 0
2020 | US | RF | - | PJM | MW | Firm Exports |  | 1697.7 | 1580.6 | 0 | 0 | 0 | 0 | 0 | 0 | 0 | 0 | 0
2020 | US | RF | - | PJM | MW | Net Firm Capacity Transfers |  | 1411.9 | 1459.6 | 0 | 0 | 0 | 0 | 0 | 0 | 0 | 0 | 0
2020 | US | RF | - | PJM | MW | Expected Imports |  | 0 | 0 | 3040.2 | 3040.2 | 3040.2 | 3040.2 | 3040.2 | 3040.2 | 3040.2 | 3040.2 | 3040.2
2020 | US | RF | - | PJM | MW | Expected Exports |  | 0 | 0 | 1580.6 | 1580.6 | 1580.6 | 1580.6 | 1580.6 | 1580.6 | 1580.6 | 1580.6 | 1580.6
2020 | US | RF | - | PJM | MW | Net Expected Transfers |  | 0 | 0 | 1459.6 | 1459.6 | 1459.6 | 1459.6 | 1459.6 | 1459.6 | 1459.6 | 1459.6 | 1459.6
2020 | US | RF | - | PJM | MW | Existing-Certain & Net Firm Transfers |  | 185624.3 | 184889 | 180218 | 179203.7 | 179203.7 | 179203.7 | 179203.7 | 179203.7 | 179203.7 | 179203.7 | 179203.7
2020 | US | RF | - | PJM | MW | Anticipated Resources |  | 185624.3 | 193708.02 | 194269.82 | 197814.32 | 198998.32 | 198998.32 | 198998.32 | 198998.32 | 198998.32 | 198998.32 | 198998.32
2020 | US | RF | - | PJM | MW | Prospective Resources |  | 185624.3 | 201559.212 | 213534.3487 | 223279.1387 | 226530.7607 | 227253.8307 | 227718.7307 | 227881.9907 | 227881.9907 | 228030.4907 | 228030.4907
2020 | US | RF | - | PJM | MW | Existing-Certain and Net Firm Transfers Excess/Shortfall |  | 42256.46 | 40505.258 | 34822.391 | 32765.968 | 31764.912 | 31058.892 | 30332.208 | 29447.1 | 29096.96 | 28274.992 | 27859.416
2020 | US | RF | - | PJM | MW | Anticipated Excess/Shortfall |  | 42256.46 | 49324.278 | 48874.211 | 51376.588 | 51559.532 | 50853.512 | 50126.828 | 49241.72 | 48891.58 | 48069.612 | 47654.036
2020 | US | RF | - | PJM | MW | Prospective Excess/Shortfall |  | 42256.46 | 57175.47 | 68138.7397 | 76841.4067 | 79091.9727 | 79109.0227 | 78847.2387 | 78125.3907 | 77775.2507 | 77101.7827 | 76686.2067
2020 | US | RF | - | PJM | % | Existing-Certain and Net Firm Transfers Reserve Margin |  | 49.54% | 47.39% | 42.42% | 40.49% | 39.53% | 38.87% | 38.19% | 37.37% | 37.05% | 36.31% | 35.93%
2020 | US | RF | - | PJM | % | Anticipated Reserve Margin |  | 49.54% | 54.42% | 53.52% | 55.08% | 54.95% | 54.21% | 53.45% | 52.55% | 52.19% | 51.36% | 50.95%
2020 | US | RF | - | PJM | % | Prospective Reserve Margin |  | 49.54% | 60.68% | 68.75% | 75.04% | 76.38% | 76.1% | 75.6% | 74.69% | 74.28% | 73.45% | 72.97%
2020 | US | RF | - | PJM | % | Reference Margin Level |  | 15.5% | 15.1% | 14.9% | 14.8% | 14.8% | 14.8% | 14.8% | 14.8% | 14.8% | 14.8% | 14.8%
2020 | US | SERC | - | SERC-C | MW | Energy Efficiency and Conservation |  | 280 | 301 | 322 | 340 | 359 | 371 | 380 | 392 | 404 | 415 | 424
2020 | US | SERC | - | SERC-C | MW | Total Installed Photovoltaic |  | 0 | 0 | 0 | 0 | 0 | 0 | 0 | 0 | 0 | 0 | 0
2020 | US | SERC | - | SERC-C | MW | Photovoltaic On-Peak |  | 0 | 0 | 0 | 0 | 0 | 0 | 0 | 0 | 0 | 0 | 0
2020 | US | SERC | - | SERC-C | MW | Total Internal Demand |  | 41170 | 41425 | 41720 | 41837 | 41963 | 41918 | 42061 | 42237 | 42399 | 42533 | 42499
2020 | US | SERC | - | SERC-C | MW | Controllable and Dispatchable Demand Response - Available |  | 1869 | 1797 | 1749 | 1716 | 1716 | 1716 | 1716 | 1716 | 1716 | 1716 | 1616
2020 | US | SERC | - | SERC-C | MW | Net Internal Demand |  | 39301 | 39628 | 39971 | 40121 | 40247 | 40202 | 40345 | 40521 | 40683 | 40817 | 40883
2020 | US | SERC | - | SERC-C | MW | Behind the Meter Generation - Capacity |  | 0 | 0 | 0 | 0 | 0 | 0 | 0 | 0 | 0 | 0 | 0
2020 | US | SERC | - | SERC-C | MW | Other Capacity Adjustments - Additions |  | 0 | 0 | 0 | 0 | 0 | 0 | 0 | 0 | 0 | 0 | 0
2020 | US | SERC | - | SERC-C | MW | Other Capacity Adjustments - Reductions |  | 0 | 0 | 0 | 0 | 0 | 0 | 0 | 0 | 0 | 0 | 0
2020 | US | SERC | - | SERC-C | MW | Confirmed Retirements |  | 2405.93 | 2405.93 | 2405.93 | 3875.93 | 4979.93 | 4979.93 | 4979.93 | 4979.93 | 4979.93 | 4979.93 | 4979.93
2020 | US | SERC | - | SERC-C | MW | Unconfirmed Retirements |  | 0 | 0 | 0 | 0 | 0 | 0 | 0 | 0 | 0 | 0 | 0
2020 | US | SERC | - | SERC-C | MW | Scheduled Outages |  | 0 | 0 | 0 | 0 | 0 | 0 | 0 | 0 | 0 | 0 | 0
2020 | US | SERC | - | SERC-C | MW | Transmission Limitations |  | 0 | 0 | 0 | 0 | 0 | 0 | 0 | 0 | 0 | 0 | 0
2020 | US | SERC | - | SERC-C | MW | Existing-Certain |  | 51781.69 | 51881.69 | 52139.07 | 52689.57 | 51359.57 | 50402.31 | 50402.31 | 50402.31 | 50402.31 | 50402.31 | 50402.31
2020 | US | SERC | - | SERC-C | MW | Existing-Other |  | 2173.99 | 2173.99 | 2173.99 | 2031.99 | 1935.99 | 1935.99 | 1935.99 | 1935.99 | 1935.99 | 1935.99 | 1935.99
2020 | US | SERC | - | SERC-C | MW | Additions - Tier 1 |  | 0 | 0 | 0 | 0 | 0 | 0 | 0 | 0 | 0 | 0 | 0
2020 | US | SERC | - | SERC-C | MW | Additions - Tier 2 |  | 0 | 0 | 0 | 1265 | 1901 | 1901 | 1901 | 1901 | 1901 | 1901 | 1901
2020 | US | SERC | - | SERC-C | MW | Additions - Tier 3 |  | 0 | 0 | 0 | 253 | 253 | 253 | 253 | 253 | 1265 | 1265 | 1265
2020 | US | SERC | - | SERC-C | MW | Firm Imports |  | 1417 | 1516 | 1445 | 1445 | 1445 | 1445 | 1446 | 1446 | 1271 | 1271 | 1272
2020 | US | SERC | - | SERC-C | MW | Firm Exports |  | 2355.4 | 2146.4 | 2146.4 | 2146.4 | 2146.4 | 2146.4 | 2146.4 | 2146.4 | 2146.4 | 2146.4 | 2146.4
2020 | US | SERC | - | SERC-C | MW | Net Firm Capacity Transfers |  | -938.4 | -630.4 | -701.4 | -701.4 | -701.4 | -701.4 | -700.4 | -700.4 | -875.4 | -875.4 | -874.4
2020 | US | SERC | - | SERC-C | MW | Expected Imports |  | 0 | 0 | 0 | 0 | 0 | 0 | 0 | 0 | 0 | 0 | 0
2020 | US | SERC | - | SERC-C | MW | Expected Exports |  | 0 | 0 | 0 | 0 | 0 | 0 | 0 | 0 | 0 | 0 | 0
2020 | US | SERC | - | SERC-C | MW | Net Expected Transfers |  | 0 | 0 | 0 | 0 | 0 | 0 | 0 | 0 | 0 | 0 | 0
2020 | US | SERC | - | SERC-C | MW | Existing-Certain & Net Firm Transfers |  | 50843.29 | 51251.29 | 51437.67 | 51988.17 | 50658.17 | 49700.91 | 49701.91 | 49701.91 | 49526.91 | 49526.91 | 49527.91
2020 | US | SERC | - | SERC-C | MW | Anticipated Resources |  | 50843.29 | 51251.29 | 51437.67 | 51988.17 | 50658.17 | 49700.91 | 49701.91 | 49701.91 | 49526.91 | 49526.91 | 49527.91
2020 | US | SERC | - | SERC-C | MW | Prospective Resources |  | 53017.28 | 53425.28 | 53611.66 | 55285.16 | 54495.16 | 53537.9 | 53538.9 | 53538.9 | 53363.9 | 53363.9 | 53364.9
2020 | US | SERC | - | SERC-C | MW | Existing-Certain and Net Firm Transfers Excess/Shortfall |  | 5647.14 | 5679.09 | 5471.02 | 5849.02 | 4374.12 | 3468.61 | 3305.16 | 3102.76 | 2741.46 | 2587.36 | 2512.46
2020 | US | SERC | - | SERC-C | MW | Anticipated Excess/Shortfall |  | 5647.14 | 5679.09 | 5471.02 | 5849.02 | 4374.12 | 3468.61 | 3305.16 | 3102.76 | 2741.46 | 2587.36 | 2512.46
2020 | US | SERC | - | SERC-C | MW | Prospective Excess/Shortfall |  | 7821.13 | 7853.08 | 7645.01 | 9146.01 | 8211.11 | 7305.6 | 7142.15 | 6939.75 | 6578.45 | 6424.35 | 6349.45
2020 | US | SERC | - | SERC-C | % | Existing-Certain and Net Firm Transfers Reserve Margin |  | 29.37% | 29.33% | 28.69% | 29.58% | 25.87% | 23.63% | 23.19% | 22.66% | 21.74% | 21.34% | 21.15%
2020 | US | SERC | - | SERC-C | % | Anticipated Reserve Margin |  | 29.37% | 29.33% | 28.69% | 29.58% | 25.87% | 23.63% | 23.19% | 22.66% | 21.74% | 21.34% | 21.15%
2020 | US | SERC | - | SERC-C | % | Prospective Reserve Margin |  | 34.9% | 34.82% | 34.13% | 37.8% | 35.4% | 33.17% | 32.7% | 32.13% | 31.17% | 30.74% | 30.53%
2020 | US | SERC | - | SERC-C | % | Reference Margin Level |  | 15% | 15% | 15% | 15% | 15% | 15% | 15% | 15% | 15% | 15% | 15%
2020 | US | SERC | - | SERC-E | MW | Energy Efficiency and Conservation |  | 278 | 374 | 467 | 580 | 667 | 758 | 835 | 895 | 946 | 996 | 1040
2020 | US | SERC | - | SERC-E | MW | Total Installed Photovoltaic |  | 391 | 520 | 656 | 761 | 856 | 953 | 1055 | 1160 | 1281 | 1409 | 1542
2020 | US | SERC | - | SERC-E | MW | Photovoltaic On-Peak |  | 977 | 978 | 979 | 981 | 982 | 982 | 984 | 985 | 985 | 987 | 988
2020 | US | SERC | - | SERC-E | MW | Total Internal Demand |  | 45606 | 45887 | 45811 | 46108 | 46332 | 46596 | 46979 | 47328 | 47733 | 48103 | 48562
2020 | US | SERC | - | SERC-E | MW | Controllable and Dispatchable Demand Response - Available |  | 893 | 887 | 894 | 901 | 908 | 910 | 915 | 925 | 937 | 951 | 952
2020 | US | SERC | - | SERC-E | MW | Net Internal Demand |  | 44713 | 45000 | 44917 | 45207 | 45424 | 45686 | 46064 | 46403 | 46796 | 47152 | 47610
2020 | US | SERC | - | SERC-E | MW | Behind the Meter Generation - Capacity |  | 0 | 0 | 0 | 0 | 0 | 0 | 0 | 0 | 0 | 0 | 0
2020 | US | SERC | - | SERC-E | MW | Other Capacity Adjustments - Additions |  | 0 | 0 | 0 | 0 | 0 | 0 | 0 | 0 | 0 | 0 | 0
2020 | US | SERC | - | SERC-E | MW | Other Capacity Adjustments - Reductions |  | 0 | 0 | 0 | 0 | 0 | 0 | 0 | 0 | 0 | 0 | 0
2020 | US | SERC | - | SERC-E | MW | Confirmed Retirements |  | 964 | 964 | 964 | 964 | 964 | 964 | 964 | 1196 | 2326 | 2326 | 3118
2020 | US | SERC | - | SERC-E | MW | Unconfirmed Retirements |  | 0 | 0 | 0 | 0 | 0 | 0 | 0 | 0 | 0 | 0 | 0
2020 | US | SERC | - | SERC-E | MW | Scheduled Outages |  | 0 | 0 | 0 | 0 | 0 | 0 | 0 | 0 | 0 | 0 | 0
2020 | US | SERC | - | SERC-E | MW | Transmission Limitations |  | 0 | 0 | 0 | 0 | 0 | 0 | 0 | 0 | 0 | 0 | 0
2020 | US | SERC | - | SERC-E | MW | Existing-Certain |  | 54281.24 | 54431.74 | 54496.74 | 54561.74 | 54565.74 | 54565.74 | 54565.74 | 54339.74 | 53209.74 | 53219.74 | 53219.74
2020 | US | SERC | - | SERC-E | MW | Existing-Other |  | 103.5 | 103.5 | 103.5 | 103.5 | 103.5 | 103.5 | 103.5 | 103.5 | 103.5 | 103.5 | 103.5
2020 | US | SERC | - | SERC-E | MW | Additions - Tier 1 |  | 122.3 | 169.3 | 716.3 | 750.3 | 2529.3 | 3035.3 | 4392.3 | 6203.3 | 8083.3 | 8083.3 | 9023.3
2020 | US | SERC | - | SERC-E | MW | Additions - Tier 2 |  | 0 | 0 | 0 | 0 | 0 | 0 | 0 | 0 | 0 | 0 | 0
2020 | US | SERC | - | SERC-E | MW | Additions - Tier 3 |  | 0 | 0 | 0 | 0 | 0 | 0 | 0 | 0 | 0 | 0 | 0
2020 | US | SERC | - | SERC-E | MW | Firm Imports |  | 876 | 876 | 876 | 876 | 876 | 876 | 876 | 876 | 876 | 876 | 876
2020 | US | SERC | - | SERC-E | MW | Firm Exports |  | 610 | 271 | 271 | 271 | 271 | 271 | 271 | 271 | 271 | 271 | 271
2020 | US | SERC | - | SERC-E | MW | Net Firm Capacity Transfers |  | 266 | 605 | 605 | 605 | 605 | 605 | 605 | 605 | 605 | 605 | 605
2020 | US | SERC | - | SERC-E | MW | Expected Imports |  | 0 | 0 | 0 | 0 | 0 | 0 | 0 | 0 | 0 | 0 | 0
2020 | US | SERC | - | SERC-E | MW | Expected Exports |  | 0 | 0 | 0 | 0 | 0 | 0 | 0 | 0 | 0 | 0 | 0
2020 | US | SERC | - | SERC-E | MW | Net Expected Transfers |  | 0 | 0 | 0 | 0 | 0 | 0 | 0 | 0 | 0 | 0 | 0
2020 | US | SERC | - | SERC-E | MW | Existing-Certain & Net Firm Transfers |  | 54547.24 | 55036.74 | 55101.74 | 55166.74 | 55170.74 | 55170.74 | 55170.74 | 54944.74 | 53814.74 | 53824.74 | 53824.74
2020 | US | SERC | - | SERC-E | MW | Anticipated Resources |  | 54669.54 | 55206.04 | 55818.04 | 55917.04 | 57700.04 | 58206.04 | 59563.04 | 61148.04 | 61898.04 | 61908.04 | 62848.04
2020 | US | SERC | - | SERC-E | MW | Prospective Resources |  | 54773.04 | 55309.54 | 55921.54 | 56020.54 | 57803.54 | 58309.54 | 59666.54 | 61251.54 | 62001.54 | 62011.54 | 62951.54
2020 | US | SERC | - | SERC-E | MW | Existing-Certain and Net Firm Transfers Excess/Shortfall |  | 3127.29 | 3286.74 | 3447.19 | 3178.69 | 2933.14 | 2631.84 | 2197.14 | 1581.29 | -0.66 | -400.06 | -926.76
2020 | US | SERC | - | SERC-E | MW | Anticipated Excess/Shortfall |  | 3249.59 | 3456.04 | 4163.49 | 3928.99 | 5462.44 | 5667.14 | 6589.44 | 7784.59 | 8082.64 | 7683.24 | 8096.54
2020 | US | SERC | - | SERC-E | MW | Prospective Excess/Shortfall |  | 3353.09 | 3559.54 | 4266.99 | 4032.49 | 5565.94 | 5770.64 | 6692.94 | 7888.09 | 8186.14 | 7786.74 | 8200.04
2020 | US | SERC | - | SERC-E | % | Existing-Certain and Net Firm Transfers Reserve Margin |  | 21.99% | 22.3% | 22.67% | 22.03% | 21.46% | 20.76% | 19.77% | 18.41% | 15% | 14.15% | 13.05%
2020 | US | SERC | - | SERC-E | % | Anticipated Reserve Margin |  | 22.27% | 22.68% | 24.27% | 23.69% | 27.03% | 27.4% | 29.3% | 31.78% | 32.27% | 31.29% | 32.01%
2020 | US | SERC | - | SERC-E | % | Prospective Reserve Margin |  | 22.5% | 22.91% | 24.5% | 23.92% | 27.25% | 27.63% | 29.53% | 32% | 32.49% | 31.51% | 32.22%
2020 | US | SERC | - | SERC-E | % | Reference Margin Level |  | 15% | 15% | 15% | 15% | 15% | 15% | 15% | 15% | 15% | 15% | 15%
2020 | US | SERC | - | SERC-SE | MW | Energy Efficiency and Conservation |  | 565 | 573 | 581 | 591 | 602 | 602 | 602 | 602 | 602 | 602 | 602
2020 | US | SERC | - | SERC-SE | MW | Total Installed Photovoltaic |  | 0 | 0 | 0 | 0 | 0 | 0 | 0 | 0 | 0 | 0 | 0
2020 | US | SERC | - | SERC-SE | MW | Photovoltaic On-Peak |  | 0 | 0 | 0 | 0 | 0 | 0 | 0 | 0 | 0 | 0 | 0
2020 | US | SERC | - | SERC-SE | MW | Total Internal Demand |  | 46889 | 47108 | 47381 | 47660 | 47885 | 47342 | 47659 | 47114 | 47500 | 47924 | 48344
2020 | US | SERC | - | SERC-SE | MW | Controllable and Dispatchable Demand Response - Available |  | 2157 | 2366 | 2579 | 2571 | 2558 | 2573 | 2572 | 2579 | 2586 | 2594 | 2595
2020 | US | SERC | - | SERC-SE | MW | Net Internal Demand |  | 44732 | 44742 | 44802 | 45089 | 45327 | 44769 | 45087 | 44535 | 44914 | 45330 | 45749
2020 | US | SERC | - | SERC-SE | MW | Behind the Meter Generation - Capacity |  | 0 | 0 | 0 | 0 | 0 | 0 | 0 | 0 | 0 | 0 | 0
2020 | US | SERC | - | SERC-SE | MW | Other Capacity Adjustments - Additions |  | 0 | 0 | 0 | 0 | 0 | 0 | 0 | 0 | 0 | 0 | 0
2020 | US | SERC | - | SERC-SE | MW | Other Capacity Adjustments - Reductions |  | 0 | 0 | 0 | 0 | 0 | 0 | 0 | 0 | 0 | 0 | 0
2020 | US | SERC | - | SERC-SE | MW | Confirmed Retirements |  | 2225.3 | 2225.3 | 2225.3 | 2225.3 | 2225.3 | 2240.3 | 2240.3 | 2240.3 | 2240.3 | 2240.3 | 2240.3
2020 | US | SERC | - | SERC-SE | MW | Unconfirmed Retirements |  | 0 | 0 | 0 | 0 | 0 | 0 | 0 | 0 | 0 | 0 | 0
2020 | US | SERC | - | SERC-SE | MW | Scheduled Outages |  | 0 | 0 | 0 | 0 | 0 | 0 | 0 | 0 | 0 | 0 | 0
2020 | US | SERC | - | SERC-SE | MW | Transmission Limitations |  | 0 | 0 | 0 | 0 | 0 | 0 | 0 | 0 | 0 | 0 | 0
2020 | US | SERC | - | SERC-SE | MW | Existing-Certain |  | 62330.46 | 62339.66 | 62339.66 | 62339.66 | 62339.66 | 62388.66 | 62388.66 | 62388.66 | 62388.66 | 62388.66 | 62388.66
2020 | US | SERC | - | SERC-SE | MW | Existing-Other |  | 2048.76 | 2048.76 | 2048.76 | 2048.76 | 2048.76 | 2048.76 | 2048.76 | 2048.76 | 2048.76 | 2048.76 | 2048.76
2020 | US | SERC | - | SERC-SE | MW | Additions - Tier 1 |  | 1.5 | 1101.5 | 2201.5 | 2201.5 | 2201.5 | 2201.5 | 2201.5 | 2201.5 | 2201.5 | 2201.5 | 2201.5
2020 | US | SERC | - | SERC-SE | MW | Additions - Tier 2 |  | 0 | 0 | 0 | 0 | 0 | 0 | 0 | 0 | 0 | 0 | 0
2020 | US | SERC | - | SERC-SE | MW | Additions - Tier 3 |  | 0 | 80 | 80 | 80 | 80 | 80 | 80 | 80 | 80 | 80 | 80
2020 | US | SERC | - | SERC-SE | MW | Firm Imports |  | 777 | 797 | 818 | 839 | 860 | 883 | 886 | 888 | 891 | 893 | 896
2020 | US | SERC | - | SERC-SE | MW | Firm Exports |  | 1672 | 1822 | 1925 | 2028 | 1978 | 1978 | 1978 | 1978 | 1978 | 1978 | 1978
2020 | US | SERC | - | SERC-SE | MW | Net Firm Capacity Transfers |  | -895 | -1025 | -1107 | -1189 | -1118 | -1095 | -1092 | -1090 | -1087 | -1085 | -1082
2020 | US | SERC | - | SERC-SE | MW | Expected Imports |  | 0 | 0 | 0 | 0 | 0 | 0 | 0 | 0 | 0 | 0 | 0
2020 | US | SERC | - | SERC-SE | MW | Expected Exports |  | 0 | 0 | 0 | 0 | 0 | 0 | 0 | 0 | 0 | 0 | 0
2020 | US | SERC | - | SERC-SE | MW | Net Expected Transfers |  | 0 | 0 | 0 | 0 | 0 | 0 | 0 | 0 | 0 | 0 | 0
2020 | US | SERC | - | SERC-SE | MW | Existing-Certain & Net Firm Transfers |  | 61435.46 | 61314.66 | 61232.66 | 61150.66 | 61221.66 | 61293.66 | 61296.66 | 61298.66 | 61301.66 | 61303.66 | 61306.66
2020 | US | SERC | - | SERC-SE | MW | Anticipated Resources |  | 61436.96 | 62416.16 | 63434.16 | 63352.16 | 63423.16 | 63495.16 | 63498.16 | 63500.16 | 63503.16 | 63505.16 | 63508.16
2020 | US | SERC | - | SERC-SE | MW | Prospective Resources |  | 63485.72 | 64464.92 | 65482.92 | 65400.92 | 65471.92 | 65543.92 | 65546.92 | 65548.92 | 65551.92 | 65553.92 | 65556.92
2020 | US | SERC | - | SERC-SE | MW | Existing-Certain and Net Firm Transfers Excess/Shortfall |  | 9993.66 | 9861.36 | 9710.36 | 9298.31 | 9095.61 | 9809.31 | 9446.61 | 10083.41 | 9650.56 | 9174.16 | 8695.31
2020 | US | SERC | - | SERC-SE | MW | Anticipated Excess/Shortfall |  | 9995.16 | 10962.86 | 11911.86 | 11499.81 | 11297.11 | 12010.81 | 11648.11 | 12284.91 | 11852.06 | 11375.66 | 10896.81
2020 | US | SERC | - | SERC-SE | MW | Prospective Excess/Shortfall |  | 12043.92 | 13011.62 | 13960.62 | 13548.57 | 13345.87 | 14059.57 | 13696.87 | 14333.67 | 13900.82 | 13424.42 | 12945.57
2020 | US | SERC | - | SERC-SE | % | Existing-Certain and Net Firm Transfers Reserve Margin |  | 37.34% | 37.04% | 36.67% | 35.62% | 35.07% | 36.91% | 35.95% | 37.64% | 36.49% | 35.24% | 34.01%
2020 | US | SERC | - | SERC-SE | % | Anticipated Reserve Margin |  | 37.34% | 39.5% | 41.59% | 40.5% | 39.92% | 41.83% | 40.83% | 42.58% | 41.39% | 40.1% | 38.82%
2020 | US | SERC | - | SERC-SE | % | Prospective Reserve Margin |  | 41.92% | 44.08% | 46.16% | 45.05% | 44.44% | 46.4% | 45.38% | 47.19% | 45.95% | 44.61% | 43.3%
2020 | US | SERC | - | SERC-SE | % | Reference Margin Level |  | 15% | 15% | 15% | 15% | 15% | 15% | 15% | 15% | 15% | 15% | 15%
2020 | CA | WECC | - | WECC-AB | MW | Energy Efficiency and Conservation |  | 0 | 0 | 0 | 0 | 0 | 0 | 0 | 0 | 0 | 0 | 0
2020 | CA | WECC | - | WECC-AB | MW | Total Installed Photovoltaic |  | 35.1298 | 41.3508 | 48.0825 | 55.3276 | 63.1045 | 71.3813 | 80.1679 | 89.4679 | 99.3044 | 109.637 | 120.4786
2020 | CA | WECC | - | WECC-AB | MW | Photovoltaic On-Peak |  | 35.1298 | 41.3508 | 48.0825 | 55.3276 | 63.1045 | 71.3813 | 80.1679 | 89.4679 | 99.3044 | 109.637 | 120.4786
2020 | CA | WECC | - | WECC-AB | MW | Total Internal Demand |  | 12247.7821 | 12329.2823 | 12453.2855 | 12806.6074 | 12684.4236 | 12724.7214 | 12823.7853 | 12916.8141 | 13051.0456 | 13160.458 | 13241.4686
2020 | CA | WECC | - | WECC-AB | MW | Controllable and Dispatchable Demand Response - Available |  | 0 | 0 | 0 | 0 | 0 | 0 | 0 | 0 | 0 | 0 | 0
2020 | CA | WECC | - | WECC-AB | MW | Net Internal Demand |  | 12247.7821 | 12329.2823 | 12453.2855 | 12806.6074 | 12684.4236 | 12724.7214 | 12823.7853 | 12916.8141 | 13051.0456 | 13160.458 | 13241.4686
2020 | CA | WECC | - | WECC-AB | MW | Behind the Meter Generation - Capacity |  | 0 | 0 | 0 | 0 | 0 | 0 | 0 | 0 | 0 | 0 | 0
2020 | CA | WECC | - | WECC-AB | MW | Other Capacity Adjustments - Additions |  | 0 | 0 | 0 | 0 | 0 | 0 | 0 | 0 | 0 | 0 | 0
2020 | CA | WECC | - | WECC-AB | MW | Other Capacity Adjustments - Reductions |  | 0 | 0 | 0 | 0 | 0 | 0 | 0 | 0 | 0 | 0 | 0
2020 | CA | WECC | - | WECC-AB | MW | Confirmed Retirements |  | 0 | 0 | 0 | 0 | 0 | 0 | 0 | 0 | 0 | 0 | 0
2020 | CA | WECC | - | WECC-AB | MW | Unconfirmed Retirements |  | 0 | 0 | 0 | 0 | 0 | 0 | 0 | 0 | 0 | 0 | 0
2020 | CA | WECC | - | WECC-AB | MW | Scheduled Outages |  | 0 | 0 | 0 | 0 | 0 | 0 | 0 | 0 | 0 | 0 | 0
2020 | CA | WECC | - | WECC-AB | MW | Transmission Limitations |  | 0 | 0 | 0 | 0 | 0 | 0 | 0 | 0 | 0 | 0 | 0
2020 | CA | WECC | - | WECC-AB | MW | Existing-Certain |  | 14974.301 | 14974.301 | 14974.301 | 14974.301 | 14974.301 | 14974.301 | 14974.301 | 14974.301 | 14974.301 | 14974.301 | 14974.301
2020 | CA | WECC | - | WECC-AB | MW | Existing-Other |  | 0 | 0 | 0 | 0 | 0 | 0 | 0 | 0 | 0 | 0 | 0
2020 | CA | WECC | - | WECC-AB | MW | Additions - Tier 1 |  | 0 | 139 | 752.2099 | 752.2099 | 752.2099 | 752.2099 | 752.2099 | 752.2099 | 752.2099 | 752.2099 | 752.2099
2020 | CA | WECC | - | WECC-AB | MW | Additions - Tier 2 |  | 0 | 1192 | 1966 | 3546 | 4009 | 4009 | 4009 | 4009 | 4809 | 5275 | 5275
2020 | CA | WECC | - | WECC-AB | MW | Additions - Tier 3 |  | 0 | 0 | 322.5 | 322.5 | 466.8 | 798.6 | 1139.7 | 1184.7 | 1320.45 | 1552.95 | 2339.15
2020 | CA | WECC | - | WECC-AB | MW | Firm Imports |  | 0 | 0 | 0 | 0 | 0 | 0 | 0 | 0 | 0 | 0 | 0
2020 | CA | WECC | - | WECC-AB | MW | Firm Exports |  | 0 | 0 | 0 | 0 | 0 | 0 | 0 | 0 | 0 | 0 | 0
2020 | CA | WECC | - | WECC-AB | MW | Net Firm Capacity Transfers |  | 0 | 0 | 0 | 0 | 0 | 0 | 0 | 0 | 0 | 0 | 0
2020 | CA | WECC | - | WECC-AB | MW | Expected Imports |  | 0 | 0 | 0 | 0 | 0 | 0 | 0 | 0 | 0 | 0 | 0
2020 | CA | WECC | - | WECC-AB | MW | Expected Exports |  | 0 | 0 | 0 | 0 | 0 | 0 | 0 | 0 | 0 | 0 | 0
2020 | CA | WECC | - | WECC-AB | MW | Net Expected Transfers |  | 0 | 0 | 0 | 0 | 0 | 0 | 0 | 0 | 0 | 0 | 0
2020 | CA | WECC | - | WECC-AB | MW | Existing-Certain & Net Firm Transfers |  | 14974.301 | 14974.301 | 14974.301 | 14974.301 | 14974.301 | 14974.301 | 14974.301 | 14974.301 | 14974.301 | 14974.301 | 14974.301
2020 | CA | WECC | - | WECC-AB | MW | Anticipated Resources |  | 14974.301 | 15113.301 | 15726.5109 | 15726.5109 | 15726.5109 | 15726.5109 | 15726.5109 | 15726.5109 | 15726.5109 | 15726.5109 | 15726.5109
2020 | CA | WECC | - | WECC-AB | MW | Prospective Resources |  | 14974.301 | 16305.301 | 17692.5109 | 19272.5109 | 19735.5109 | 19735.5109 | 19735.5109 | 19735.5109 | 20535.5109 | 21001.5109 | 21001.5109
2020 | CA | WECC | - | WECC-AB | MW | Existing-Certain and Net Firm Transfers Excess/Shortfall |  | 1189.6905 | 946.9392 | 994.3903 | 406.4705 | 495.3805 | 458.5148 | 358.8878 | 262.1899 | 314.6134 | 7.7096 | -55.9518
2020 | CA | WECC | - | WECC-AB | MW | Anticipated Excess/Shortfall |  | 1189.6905 | 1085.9392 | 1746.6002 | 1158.6804 | 1247.5904 | 1210.7247 | 1111.0977 | 1014.3998 | 1066.8233 | 759.9195 | 696.2581
2020 | CA | WECC | - | WECC-AB | MW | Prospective Excess/Shortfall |  | 1189.6905 | 2277.9392 | 3712.6002 | 4704.6804 | 5256.5904 | 5219.7247 | 5120.0977 | 5023.3998 | 5875.8233 | 6034.9195 | 5971.2581
2020 | CA | WECC | - | WECC-AB | % | Existing-Certain and Net Firm Transfers Reserve Margin |  | 22.26% | 21.45% | 20.24% | 16.93% | 18.05% | 17.68% | 16.77% | 15.93% | 14.74% | 13.78% | 13.09%
2020 | CA | WECC | - | WECC-AB | % | Anticipated Reserve Margin |  | 22.26% | 22.58% | 26.28% | 22.8% | 23.98% | 23.59% | 22.64% | 21.75% | 20.5% | 19.5% | 18.77%
2020 | CA | WECC | - | WECC-AB | % | Prospective Reserve Margin |  | 22.26% | 32.25% | 42.07% | 50.49% | 55.59% | 55.1% | 53.9% | 52.79% | 57.35% | 59.58% | 58.6%
2020 | CA | WECC | - | WECC-AB | % | Reference Margin Level |  | 12.55% | 13.77% | 12.26% | 13.75% | 14.15% | 14.08% | 13.97% | 13.9% | 12.33% | 13.72% | 13.51%
2020 | CA | WECC | - | WECC-BC | MW | Energy Efficiency and Conservation |  | 0 | 0 | 0 | 0 | 0 | 0 | 0 | 0 | 0 | 0 | 0
2020 | CA | WECC | - | WECC-BC | MW | Total Installed Photovoltaic |  | 0 | 0 | 0 | 0 | 0 | 0 | 0 | 0 | 0 | 0 | 0
2020 | CA | WECC | - | WECC-BC | MW | Photovoltaic On-Peak |  | 0 | 0 | 0 | 0 | 0 | 0 | 0 | 0 | 0 | 0 | 0
2020 | CA | WECC | - | WECC-BC | MW | Total Internal Demand |  | 11150.877 | 11076.8057 | 11187.0069 | 11340.0505 | 11494.558 | 11572.1827 | 11725.5338 | 11833.5923 | 11961.3492 | 12069.3497 | 12210.9697
2020 | CA | WECC | - | WECC-BC | MW | Controllable and Dispatchable Demand Response - Available |  | 0 | 0 | 0 | 0 | 0 | 0 | 0 | 0 | 0 | 0 | 0
2020 | CA | WECC | - | WECC-BC | MW | Net Internal Demand |  | 11150.877 | 11076.8057 | 11187.0069 | 11340.0505 | 11494.558 | 11572.1827 | 11725.5338 | 11833.5923 | 11961.3492 | 12069.3497 | 12210.9697
2020 | CA | WECC | - | WECC-BC | MW | Behind the Meter Generation - Capacity |  | 0 | 0 | 0 | 0 | 0 | 0 | 0 | 0 | 0 | 0 | 0
2020 | CA | WECC | - | WECC-BC | MW | Other Capacity Adjustments - Additions |  | 0 | 0 | 0 | 0 | 0 | 0 | 0 | 0 | 0 | 0 | 0
2020 | CA | WECC | - | WECC-BC | MW | Other Capacity Adjustments - Reductions |  | 0 | 0 | 0 | 0 | 0 | 0 | 0 | 0 | 0 | 0 | 0
2020 | CA | WECC | - | WECC-BC | MW | Confirmed Retirements |  | 0 | 0 | 0 | 0 | 0 | 0 | 0.05 | 0.05 | 0.05 | 0.05 | 0.05
2020 | CA | WECC | - | WECC-BC | MW | Unconfirmed Retirements |  | 0 | 0 | 0 | 0 | 0 | 0 | 0 | 0 | 0 | 0 | 0
2020 | CA | WECC | - | WECC-BC | MW | Scheduled Outages |  | 0 | 0 | 0 | 0 | 0 | 0 | 0 | 0 | 0 | 0 | 0
2020 | CA | WECC | - | WECC-BC | MW | Transmission Limitations |  | 0 | 0 | 0 | 0 | 0 | 0 | 0 | 0 | 0 | 0 | 0
2020 | CA | WECC | - | WECC-BC | MW | Existing-Certain |  | 13321.4105 | 13321.4105 | 13321.4105 | 13321.4105 | 13321.4105 | 13321.4105 | 13321.4105 | 13321.148 | 13321.148 | 13321.148 | 13321.148
2020 | CA | WECC | - | WECC-BC | MW | Existing-Other |  | 0 | 0 | 0 | 0 | 0 | 0 | 0 | 0 | 0 | 0 | 0
2020 | CA | WECC | - | WECC-BC | MW | Additions - Tier 1 |  | 0 | 123.825 | 171.825 | 183.6 | 612.9675 | 1042.335 | 1083.51 | 1124.685 | 1165.86 | 1207.035 | 1207.035
2020 | CA | WECC | - | WECC-BC | MW | Additions - Tier 2 |  | 0 | 0 | 0 | 0 | 3.975 | 3.975 | 3.975 | 3.975 | 3.975 | 3.975 | 3.975
2020 | CA | WECC | - | WECC-BC | MW | Additions - Tier 3 |  | 0 | 2.46 | 11.95 | 55.39 | 98.14 | 142.3 | 142.3 | 176.05 | 176.05 | 176.05 | 176.05
2020 | CA | WECC | - | WECC-BC | MW | Firm Imports |  | 0 | 0 | 0 | 0 | 0 | 0 | 108 | 166 | 130 | 311 | 397
2020 | CA | WECC | - | WECC-BC | MW | Firm Exports |  | 0 | 0 | 0 | 0 | 0 | 0 | 0 | 0 | 0 | 0 | 0
2020 | CA | WECC | - | WECC-BC | MW | Net Firm Capacity Transfers |  | 0 | 0 | 0 | 0 | 0 | 0 | 108 | 166 | 130 | 311 | 397
2020 | CA | WECC | - | WECC-BC | MW | Expected Imports |  | 0 | 0 | 0 | 0 | 0 | 0 | 0 | 0 | 0 | 0 | 0
2020 | CA | WECC | - | WECC-BC | MW | Expected Exports |  | 0 | 0 | 0 | 0 | 0 | 0 | 0 | 0 | 0 | 0 | 0
2020 | CA | WECC | - | WECC-BC | MW | Net Expected Transfers |  | 0 | 0 | 0 | 0 | 0 | 0 | 0 | 0 | 0 | 0 | 0
2020 | CA | WECC | - | WECC-BC | MW | Existing-Certain & Net Firm Transfers |  | 13321.4105 | 13321.4105 | 13321.4105 | 13321.4105 | 13321.4105 | 13321.4105 | 13429.4105 | 13487.148 | 13451.148 | 13632.148 | 13718.148
2020 | CA | WECC | - | WECC-BC | MW | Anticipated Resources |  | 13321.4105 | 13445.2355 | 13493.2355 | 13505.0105 | 13934.378 | 14363.7455 | 14512.9205 | 14611.833 | 14617.008 | 14839.183 | 14925.183
2020 | CA | WECC | - | WECC-BC | MW | Prospective Resources |  | 13321.4105 | 13445.2355 | 13493.2355 | 13505.0105 | 13938.353 | 14367.7205 | 14516.8955 | 14615.808 | 14620.983 | 14843.158 | 14929.158
2020 | CA | WECC | - | WECC-BC | MW | Existing-Certain and Net Firm Transfers Excess/Shortfall |  | 771.3427 | 719.0256 | 763.0092 | 421.8245 | 200.6888 | 120.3882 | 65.687 | 8.8148 | 15.4703 | -93.592 | -142.3962
2020 | CA | WECC | - | WECC-BC | MW | Anticipated Excess/Shortfall |  | 771.3427 | 842.8506 | 934.8342 | 605.4245 | 813.6563 | 1162.7232 | 1149.197 | 1133.4998 | 1181.3303 | 1113.443 | 1064.6388
2020 | CA | WECC | - | WECC-BC | MW | Prospective Excess/Shortfall |  | 771.3427 | 842.8506 | 934.8342 | 605.4245 | 817.6313 | 1166.6982 | 1153.172 | 1137.4748 | 1185.3053 | 1117.418 | 1068.6138
2020 | CA | WECC | - | WECC-BC | % | Existing-Certain and Net Firm Transfers Reserve Margin |  | 19.47% | 20.26% | 19.08% | 17.47% | 15.89% | 15.12% | 14.53% | 13.97% | 12.46% | 12.95% | 12.34%
2020 | CA | WECC | - | WECC-BC | % | Anticipated Reserve Margin |  | 19.47% | 21.38% | 20.62% | 19.09% | 21.23% | 24.12% | 23.77% | 23.48% | 22.2% | 22.95% | 22.23%
2020 | CA | WECC | - | WECC-BC | % | Prospective Reserve Margin |  | 19.47% | 21.38% | 20.62% | 19.09% | 21.26% | 24.16% | 23.81% | 23.51% | 22.24% | 22.98% | 22.26%
2020 | CA | WECC | - | WECC-BC | % | Reference Margin Level |  | 12.55% | 13.77% | 12.26% | 13.75% | 14.15% | 14.08% | 13.97% | 13.9% | 12.33% | 13.72% | 13.51%
2020 | US/MX | WECC | - | WECC-CAMX | MW | Energy Efficiency and Conservation |  | 268.6944 | 394.4878 | 527.5074 | 682.4019 | 815.3477 | 940.3953 | 1047.9246 | 1135.4773 | 1215.7172 | 1288.8622 | 1363.3254
2020 | US/MX | WECC | - | WECC-CAMX | MW | Total Installed Photovoltaic |  | 5595.1506 | 7081.6126 | 8253.4798 | 9381.5482 | 10468.562 | 11467.2294 | 12519.2208 | 13607.045 | 14683.8062 | 15864.4293 | 17109.3868
2020 | US/MX | WECC | - | WECC-CAMX | MW | Photovoltaic On-Peak |  | 481.8687 | 529.7273 | 577.6411 | 617.6975 | 654.1423 | 715.9254 | 750.8709 | 785.3983 | 819.8845 | 854.9587 | 889.1839
2020 | US/MX | WECC | - | WECC-CAMX | MW | Total Internal Demand |  | 39382 | 39513 | 39889 | 40311 | 40708 | 40969 | 41285 | 41585 | 42069 | 42512 | 42890
2020 | US/MX | WECC | - | WECC-CAMX | MW | Controllable and Dispatchable Demand Response - Available |  | 859.1362 | 847.7985 | 892.4608 | 872.4608 | 872.4608 | 872.4608 | 872.4608 | 872.4608 | 872.4608 | 872.4608 | 872.4608
2020 | US/MX | WECC | - | WECC-CAMX | MW | Net Internal Demand |  | 38522.8638 | 38665.2015 | 38996.5392 | 39438.5392 | 39835.5392 | 40096.5392 | 40412.5392 | 40712.5392 | 41196.5392 | 41639.5392 | 42017.5392
2020 | US/MX | WECC | - | WECC-CAMX | MW | Behind the Meter Generation - Capacity |  | 0 | 0 | 0 | 0 | 0 | 0 | 0 | 0 | 0 | 0 | 0
2020 | US/MX | WECC | - | WECC-CAMX | MW | Other Capacity Adjustments - Additions |  | 0 | 0 | 0 | 0 | 0 | 0 | 0 | 0 | 0 | 0 | 0
2020 | US/MX | WECC | - | WECC-CAMX | MW | Other Capacity Adjustments - Reductions |  | 0 | 0 | 0 | 0 | 0 | 0 | 0 | 0 | 0 | 0 | 0
2020 | US/MX | WECC | - | WECC-CAMX | MW | Confirmed Retirements |  | 35.1644 | 35.1644 | 35.1644 | 35.1644 | 109.1644 | 109.1644 | 109.1644 | 109.1644 | 109.1644 | 210.9444 | 210.9444
2020 | US/MX | WECC | - | WECC-CAMX | MW | Unconfirmed Retirements |  | 0 | 0 | 0 | 0 | 0 | 0 | 0 | 0 | 0 | 0 | 0
2020 | US/MX | WECC | - | WECC-CAMX | MW | Scheduled Outages |  | 0 | 0 | 0 | 0 | 0 | 0 | 0 | 0 | 0 | 0 | 0
2020 | US/MX | WECC | - | WECC-CAMX | MW | Transmission Limitations |  | 0 | 0 | 0 | 0 | 0 | 0 | 0 | 0 | 0 | 0 | 0
2020 | US/MX | WECC | - | WECC-CAMX | MW | Existing-Certain |  | 50017.5737 | 49984.0972 | 49984.0972 | 49984.0972 | 49984.0972 | 49954.8472 | 49954.8472 | 49954.8472 | 49954.8472 | 49954.8472 | 49864.3047
2020 | US/MX | WECC | - | WECC-CAMX | MW | Existing-Other |  | 0 | 0 | 0 | 0 | 0 | 0 | 0 | 0 | 0 | 0 | 0
2020 | US/MX | WECC | - | WECC-CAMX | MW | Additions - Tier 1 |  | 0 | 1683.3954 | 2110.9984 | 2133.7984 | 2136.9984 | 2477.0189 | 2480.2189 | 2483.0189 | 2483.0189 | 2483.0189 | 3593.4955
2020 | US/MX | WECC | - | WECC-CAMX | MW | Additions - Tier 2 |  | 0 | 0 | 1572.6247 | 2365.0576 | 3145.2726 | 3145.2726 | 3145.2726 | 3145.2726 | 3145.2726 | 3145.2726 | 3900.1716
2020 | US/MX | WECC | - | WECC-CAMX | MW | Additions - Tier 3 |  | 0 | 0 | 0 | 402.75 | 402.75 | 402.75 | 402.75 | 402.75 | 402.75 | 402.75 | 402.75
2020 | US/MX | WECC | - | WECC-CAMX | MW | Firm Imports |  | 0 | 0 | 0 | 0 | 0 | 0 | 0 | 0 | 0 | 0 | 0
2020 | US/MX | WECC | - | WECC-CAMX | MW | Firm Exports |  | 0 | 0 | 0 | 0 | 0 | 0 | 0 | 0 | 0 | 0 | 0
2020 | US/MX | WECC | - | WECC-CAMX | MW | Net Firm Capacity Transfers |  | 0 | 0 | 0 | 0 | 0 | 0 | 0 | 0 | 0 | 0 | 0
2020 | US/MX | WECC | - | WECC-CAMX | MW | Expected Imports |  | 0 | 0 | 0 | 0 | 0 | 0 | 0 | 0 | 0 | 0 | 0
2020 | US/MX | WECC | - | WECC-CAMX | MW | Expected Exports |  | 0 | 0 | 0 | 0 | 0 | 0 | 0 | 0 | 0 | 0 | 0
2020 | US/MX | WECC | - | WECC-CAMX | MW | Net Expected Transfers |  | 0 | 0 | 0 | 0 | 0 | 0 | 0 | 0 | 0 | 0 | 0
2020 | US/MX | WECC | - | WECC-CAMX | MW | Existing-Certain & Net Firm Transfers |  | 50017.5737 | 49984.0972 | 49984.0972 | 49984.0972 | 49984.0972 | 49954.8472 | 49954.8472 | 49954.8472 | 49954.8472 | 49954.8472 | 49864.3047
2020 | US/MX | WECC | - | WECC-CAMX | MW | Anticipated Resources |  | 50017.5737 | 51667.4925 | 52095.0955 | 52117.8955 | 52121.0955 | 52431.866 | 52435.066 | 52437.866 | 52437.866 | 52437.866 | 53457.8001
2020 | US/MX | WECC | - | WECC-CAMX | MW | Prospective Resources |  | 50017.5737 | 51667.4925 | 53667.7203 | 54482.9532 | 55266.3682 | 55577.1387 | 55580.3387 | 55583.1387 | 55583.1387 | 55583.1387 | 57357.9717
2020 | US/MX | WECC | - | WECC-CAMX | MW | Existing-Certain and Net Firm Transfers Excess/Shortfall |  | 8213.7784 | 7967.4694 | 7325.3759 | 7116.3289 | 6708.8755 | 6394.5685 | 6068.3992 | 5759.8671 | 5007.7757 | 4820.5104 | 4243.5976
2020 | US/MX | WECC | - | WECC-CAMX | MW | Anticipated Excess/Shortfall |  | 8213.7784 | 9650.8647 | 9436.3743 | 9250.1272 | 8845.8738 | 8871.5873 | 8548.6181 | 8242.886 | 7490.7946 | 7303.5293 | 7837.093
2020 | US/MX | WECC | - | WECC-CAMX | MW | Prospective Excess/Shortfall |  | 8213.7784 | 9650.8647 | 11008.999 | 11615.1849 | 11991.1465 | 12016.86 | 11693.8907 | 11388.1586 | 10636.0672 | 10448.8019 | 11737.2646
2020 | US/MX | WECC | - | WECC-CAMX | % | Existing-Certain and Net Firm Transfers Reserve Margin |  | 29.84% | 29.27% | 28.18% | 26.74% | 25.48% | 24.59% | 23.61% | 22.7% | 21.26% | 19.97% | 18.67%
2020 | US/MX | WECC | - | WECC-CAMX | % | Anticipated Reserve Margin |  | 29.84% | 33.63% | 33.59% | 32.15% | 30.84% | 30.76% | 29.75% | 28.8% | 27.29% | 25.93% | 27.23%
2020 | US/MX | WECC | - | WECC-CAMX | % | Prospective Reserve Margin |  | 29.84% | 33.63% | 37.62% | 38.15% | 38.74% | 38.61% | 37.53% | 36.53% | 34.92% | 33.49% | 36.51%
2020 | US/MX | WECC | - | WECC-CAMX | % | Reference Margin Level |  | 8.517% | 8.668% | 9.391% | 8.695% | 8.635% | 8.638% | 8.596% | 8.554% | 9.104% | 8.393% | 8.575%
2020 | US | WECC | - | WECC-NWPP-US and RMRG | MW | Energy Efficiency and Conservation |  | 435.3408 | 731.4739 | 967.0492 | 1193.9188 | 1482.0037 | 1679.4598 | 1852.5688 | 2000.1235 | 2135.1206 | 2254.186 | 2369.1772
2020 | US | WECC | - | WECC-NWPP-US and RMRG | MW | Total Installed Photovoltaic |  | 1624.8567 | 1795.0937 | 1944.7031 | 2100.2286 | 2272.1481 | 2448.234 | 2625.2136 | 2819.2821 | 3020.9203 | 3229.2158 | 3456.5033
2020 | US | WECC | - | WECC-NWPP-US and RMRG | MW | Photovoltaic On-Peak |  | 9.6577 | 13.7916 | 16.4699 | 19.1336 | 22.3593 | 25.831 | 29.5534 | 33.6956 | 38.045 | 42.827 | 48.0328
2020 | US | WECC | - | WECC-NWPP-US and RMRG | MW | Total Internal Demand |  | 58645.673 | 58951.4675 | 59129.1052 | 59588.5629 | 60545.944 | 60729.2451 | 61074.4527 | 61286.7995 | 61380.8921 | 62086.9857 | 62743.5402
2020 | US | WECC | - | WECC-NWPP-US and RMRG | MW | Controllable and Dispatchable Demand Response - Available |  | 545.5 | 553.5 | 560.5 | 565.5 | 569.5 | 571.5 | 573.5 | 574.5 | 570.5 | 570.5 | 570.5
2020 | US | WECC | - | WECC-NWPP-US and RMRG | MW | Net Internal Demand |  | 58100.173 | 58397.9675 | 58568.6052 | 59023.0629 | 59976.444 | 60157.7451 | 60500.9527 | 60712.2995 | 60810.3921 | 61516.4857 | 62173.0402
2020 | US | WECC | - | WECC-NWPP-US and RMRG | MW | Behind the Meter Generation - Capacity |  | 0 | 0 | 0 | 0 | 0 | 0 | 0 | 0 | 0 | 0 | 0
2020 | US | WECC | - | WECC-NWPP-US and RMRG | MW | Other Capacity Adjustments - Additions |  | 0 | 0 | 0 | 0 | 0 | 0 | 0 | 0 | 0 | 0 | 0
2020 | US | WECC | - | WECC-NWPP-US and RMRG | MW | Other Capacity Adjustments - Reductions |  | 0 | 0 | 0 | 0 | 0 | 0 | 0 | 0 | 0 | 0 | 0
2020 | US | WECC | - | WECC-NWPP-US and RMRG | MW | Confirmed Retirements |  | 1124.3 | 1251.3 | 1603.3 | 1603.3 | 1603.3 | 2925.3 | 2976.3 | 4041.88 | 4267.88 | 4547.88 | 4593.88
2020 | US | WECC | - | WECC-NWPP-US and RMRG | MW | Unconfirmed Retirements |  | 0 | 0 | 0 | 0 | 0 | 0 | 0 | 0 | 0 | 0 | 0
2020 | US | WECC | - | WECC-NWPP-US and RMRG | MW | Scheduled Outages |  | 0 | 0 | 0 | 0 | 0 | 0 | 0 | 0 | 0 | 0 | 0
2020 | US | WECC | - | WECC-NWPP-US and RMRG | MW | Transmission Limitations |  | 0 | 0 | 0 | 0 | 0 | 0 | 0 | 0 | 0 | 0 | 0
2020 | US | WECC | - | WECC-NWPP-US and RMRG | MW | Existing-Certain |  | 76654.2426 | 75149.6693 | 74895.6693 | 74543.6693 | 74012.6693 | 73796.6693 | 72264.6693 | 71938.4693 | 70873.3863 | 70108.3863 | 69775.3863
2020 | US | WECC | - | WECC-NWPP-US and RMRG | MW | Existing-Other |  | 0 | 0 | 0 | 0 | 0 | 0 | 0 | 0 | 0 | 0 | 0
2020 | US | WECC | - | WECC-NWPP-US and RMRG | MW | Additions - Tier 1 |  | 0 | 452.3466 | 692.2739 | 790.4457 | 839.1957 | 839.1957 | 839.1957 | 839.1957 | 839.1957 | 839.1957 | 839.1957
2020 | US | WECC | - | WECC-NWPP-US and RMRG | MW | Additions - Tier 2 |  | 0 | 0 | 0 | 0 | 1.95 | 1.95 | 1.95 | 1.95 | 1.95 | 0 | 0
2020 | US | WECC | - | WECC-NWPP-US and RMRG | MW | Additions - Tier 3 |  | 0 | 286.1755 | 413.1255 | 606.1135 | 1599.0195 | 1599.0195 | 1783.9195 | 2503.9195 | 2753.9195 | 3283.1305 | 4004.2475
2020 | US | WECC | - | WECC-NWPP-US and RMRG | MW | Firm Imports |  | 0 | 0 | 0 | 0 | 0 | 0 | 0 | 0 | 0 | 0 | 0
2020 | US | WECC | - | WECC-NWPP-US and RMRG | MW | Firm Exports |  | 0 | 0 | 0 | 0 | 0 | 0 | 0 | 0 | 0 | 0 | 0
2020 | US | WECC | - | WECC-NWPP-US and RMRG | MW | Net Firm Capacity Transfers |  | 0 | 0 | 0 | 0 | 0 | 0 | 0 | 0 | 0 | 0 | 0
2020 | US | WECC | - | WECC-NWPP-US and RMRG | MW | Expected Imports |  | 0 | 0 | 0 | 0 | 0 | 0 | 0 | 0 | 0 | 0 | 0
2020 | US | WECC | - | WECC-NWPP-US and RMRG | MW | Expected Exports |  | 0 | 0 | 0 | 0 | 0 | 0 | 0 | 0 | 0 | 0 | 0
2020 | US | WECC | - | WECC-NWPP-US and RMRG | MW | Net Expected Transfers |  | 0 | 0 | 0 | 0 | 0 | 0 | 0 | 0 | 0 | 0 | 0
2020 | US | WECC | - | WECC-NWPP-US and RMRG | MW | Existing-Certain & Net Firm Transfers |  | 76654.2426 | 75149.6693 | 74895.6693 | 74543.6693 | 74012.6693 | 73796.6693 | 72264.6693 | 71938.4693 | 70873.3863 | 70108.3863 | 69775.3863
2020 | US | WECC | - | WECC-NWPP-US and RMRG | MW | Anticipated Resources |  | 76654.2426 | 75602.0159 | 75587.9432 | 75334.115 | 74851.865 | 74635.865 | 73103.865 | 72777.665 | 71712.5821 | 70947.5821 | 70614.5821
2020 | US | WECC | - | WECC-NWPP-US and RMRG | MW | Prospective Resources |  | 76654.2426 | 75602.0159 | 75587.9432 | 75334.115 | 74853.815 | 74637.815 | 73105.815 | 72779.615 | 71714.5321 | 70947.5821 | 70614.5821
2020 | US | WECC | - | WECC-NWPP-US and RMRG | MW | Existing-Certain and Net Firm Transfers Excess/Shortfall |  | 8100.6621 | 6115.7014 | 6792.7861 | 6731.324 | 3368.679 | 2969.9799 | 1072.177 | 546.3836 | 545.941 | -518.9726 | -3217.5183
2020 | US | WECC | - | WECC-NWPP-US and RMRG | MW | Anticipated Excess/Shortfall |  | 8100.6621 | 6568.048 | 7485.06 | 7521.7698 | 4207.8747 | 3809.1756 | 1911.3728 | 1385.5794 | 1385.1368 | 320.2231 | -2378.3226
2020 | US | WECC | - | WECC-NWPP-US and RMRG | MW | Prospective Excess/Shortfall |  | 8100.6621 | 6568.048 | 7485.06 | 7521.7698 | 4209.8247 | 3811.1256 | 1913.3228 | 1387.5294 | 1387.0868 | 320.2231 | -2378.3226
2020 | US | WECC | - | WECC-NWPP-US and RMRG | % | Existing-Certain and Net Firm Transfers Reserve Margin |  | 31.93% | 28.69% | 27.88% | 26.3% | 23.4% | 22.67% | 19.44% | 18.49% | 16.55% | 13.97% | 12.23%
2020 | US | WECC | - | WECC-NWPP-US and RMRG | % | Anticipated Reserve Margin |  | 31.93% | 29.46% | 29.06% | 27.64% | 24.8% | 24.07% | 20.83% | 19.87% | 17.93% | 15.33% | 13.58%
2020 | US | WECC | - | WECC-NWPP-US and RMRG | % | Prospective Reserve Margin |  | 31.93% | 29.46% | 29.06% | 27.64% | 24.81% | 24.07% | 20.83% | 19.88% | 17.93% | 15.33% | 13.58%
2020 | US | WECC | - | WECC-NWPP-US and RMRG | % | Reference Margin Level |  | 17.99% | 18.21% | 16.28% | 14.89% | 17.79% | 17.73% | 17.67% | 17.59% | 15.65% | 14.81% | 17.4%
2020 | US | WECC | - | WECC-SRSG | MW | Energy Efficiency and Conservation |  | 43.9022 | 84.6826 | 123.9471 | 162.4465 | 196.9669 | 205.4253 | 233.9117 | 284.7182 | 312.0526 | 308.413 | 338.4324
2020 | US | WECC | - | WECC-SRSG | MW | Total Installed Photovoltaic |  | 1504.0343 | 1613.669 | 1806.6961 | 1993.9904 | 2276.1784 | 2550.4547 | 2930.1249 | 3306.9039 | 3794.1692 | 4282.1458 | 4885.3132
2020 | US | WECC | - | WECC-SRSG | MW | Photovoltaic On-Peak |  | 229.9911 | 52.4128 | 41.1116 | 33.4728 | 32.2536 | 31.3127 | 31.9624 | 32.6239 | 34.064 | 35.7496 | 37.8146
2020 | US | WECC | - | WECC-SRSG | MW | Total Internal Demand |  | 16355 | 16698 | 16698 | 17062 | 17433 | 17876 | 18256 | 18543 | 18908 | 19291 | 19691
2020 | US | WECC | - | WECC-SRSG | MW | Controllable and Dispatchable Demand Response - Available |  | 62.004 | 62.004 | 62.004 | 62.004 | 62.004 | 62.004 | 62.004 | 62.004 | 62.004 | 62.004 | 62.004
2020 | US | WECC | - | WECC-SRSG | MW | Net Internal Demand |  | 16292.996 | 16635.996 | 16635.996 | 16999.996 | 17370.996 | 17813.996 | 18193.996 | 18480.996 | 18845.996 | 19228.996 | 19628.996
2020 | US | WECC | - | WECC-SRSG | MW | Behind the Meter Generation - Capacity |  | 0 | 0 | 0 | 0 | 0 | 0 | 0 | 0 | 0 | 0 | 0
2020 | US | WECC | - | WECC-SRSG | MW | Other Capacity Adjustments - Additions |  | 0 | 0 | 0 | 0 | 0 | 0 | 0 | 0 | 0 | 0 | 0
2020 | US | WECC | - | WECC-SRSG | MW | Other Capacity Adjustments - Reductions |  | 0 | 0 | 0 | 0 | 0 | 0 | 0 | 0 | 0 | 0 | 0
2020 | US | WECC | - | WECC-SRSG | MW | Confirmed Retirements |  | 245.4 | 245.4 | 896.024 | 896.024 | 896.024 | 896.024 | 1227.024 | 1309.464 | 1309.464 | 1309.464 | 1374.464
2020 | US | WECC | - | WECC-SRSG | MW | Unconfirmed Retirements |  | 0 | 0 | 0 | 0 | 0 | 0 | 0 | 0 | 0 | 0 | 0
2020 | US | WECC | - | WECC-SRSG | MW | Scheduled Outages |  | 0 | 0 | 0 | 0 | 0 | 0 | 0 | 0 | 0 | 0 | 0
2020 | US | WECC | - | WECC-SRSG | MW | Transmission Limitations |  | 0 | 0 | 0 | 0 | 0 | 0 | 0 | 0 | 0 | 0 | 0
2020 | US | WECC | - | WECC-SRSG | MW | Existing-Certain |  | 28521.5182 | 28276.5182 | 28276.5182 | 27625.8942 | 27625.8942 | 27625.8942 | 27625.8942 | 27294.8942 | 27214.4942 | 27214.4942 | 27214.4942
2020 | US | WECC | - | WECC-SRSG | MW | Existing-Other |  | 0 | 0 | 0 | 0 | 0 | 0 | 0 | 0 | 0 | 0 | 0
2020 | US | WECC | - | WECC-SRSG | MW | Additions - Tier 1 |  | 0 | 536.4 | 619.345 | 1045.6012 | 1045.6012 | 1045.6012 | 1045.6012 | 1045.6012 | 1045.6012 | 1045.6012 | 1045.6012
2020 | US | WECC | - | WECC-SRSG | MW | Additions - Tier 2 |  | 0 | 0 | 0 | 440 | 440 | 440 | 440 | 440 | 440 | 440 | 440
2020 | US | WECC | - | WECC-SRSG | MW | Additions - Tier 3 |  | 63 | 153 | 208 | 395 | 395 | 530 | 774 | 1494 | 1744 | 2044 | 2244
2020 | US | WECC | - | WECC-SRSG | MW | Firm Imports |  | 0 | 0 | 0 | 0 | 0 | 0 | 0 | 0 | 0 | 0 | 0
2020 | US | WECC | - | WECC-SRSG | MW | Firm Exports |  | 0 | 0 | 0 | 0 | 0 | 0 | 0 | 0 | 0 | 0 | 0
2020 | US | WECC | - | WECC-SRSG | MW | Net Firm Capacity Transfers |  | 0 | 0 | 0 | 0 | 0 | 0 | 0 | 0 | 0 | 0 | 0
2020 | US | WECC | - | WECC-SRSG | MW | Expected Imports |  | 0 | 0 | 0 | 0 | 0 | 0 | 0 | 0 | 0 | 0 | 0
2020 | US | WECC | - | WECC-SRSG | MW | Expected Exports |  | 0 | 0 | 0 | 0 | 0 | 0 | 0 | 0 | 0 | 0 | 0
2020 | US | WECC | - | WECC-SRSG | MW | Net Expected Transfers |  | 0 | 0 | 0 | 0 | 0 | 0 | 0 | 0 | 0 | 0 | 0
2020 | US | WECC | - | WECC-SRSG | MW | Existing-Certain & Net Firm Transfers |  | 28521.5182 | 28276.5182 | 28276.5182 | 27625.8942 | 27625.8942 | 27625.8942 | 27625.8942 | 27294.8942 | 27214.4942 | 27214.4942 | 27214.4942
2020 | US | WECC | - | WECC-SRSG | MW | Anticipated Resources |  | 28521.5182 | 28812.9182 | 28895.8632 | 28671.4954 | 28671.4954 | 28671.4954 | 28671.4954 | 28340.4954 | 28260.0954 | 28260.0954 | 28260.0954
2020 | US | WECC | - | WECC-SRSG | MW | Prospective Resources |  | 28521.5182 | 28812.9182 | 28895.8632 | 29111.4954 | 29111.4954 | 29111.4954 | 29111.4954 | 28780.4954 | 28700.0954 | 28700.0954 | 28700.0954
2020 | US | WECC | - | WECC-SRSG | MW | Existing-Certain and Net Firm Transfers Excess/Shortfall |  | 10068.4608 | 9186.0633 | 9482.5616 | 8449.7816 | 8061.7547 | 7602.5926 | 7078.9509 | 6307.3433 | 6035.1786 | 5634.0228 | 5217.0193
2020 | US | WECC | - | WECC-SRSG | MW | Anticipated Excess/Shortfall |  | 10068.4608 | 9722.4633 | 10101.9066 | 9495.3828 | 9107.3559 | 8648.1938 | 8124.5521 | 7352.9445 | 7080.7798 | 6679.624 | 6262.6205
2020 | US | WECC | - | WECC-SRSG | MW | Prospective Excess/Shortfall |  | 10068.4608 | 9722.4633 | 10101.9066 | 9935.3828 | 9547.3559 | 9088.1938 | 8564.5521 | 7792.9445 | 7520.7798 | 7119.624 | 6702.6205
2020 | US | WECC | - | WECC-SRSG | % | Existing-Certain and Net Firm Transfers Reserve Margin |  | 75.05% | 69.97% | 69.97% | 62.51% | 59.03% | 55.08% | 51.84% | 47.69% | 44.4% | 41.53% | 38.64%
2020 | US | WECC | - | WECC-SRSG | % | Anticipated Reserve Margin |  | 75.05% | 73.2% | 73.69% | 68.66% | 65.05% | 60.95% | 57.59% | 53.35% | 49.95% | 46.97% | 43.97%
2020 | US | WECC | - | WECC-SRSG | % | Prospective Reserve Margin |  | 75.05% | 73.2% | 73.69% | 71.24% | 67.59% | 63.42% | 60.01% | 55.73% | 52.29% | 49.25% | 46.21%
2020 | US | WECC | - | WECC-SRSG | % | Reference Margin Level |  | 13.26% | 14.75% | 12.97% | 12.8% | 12.63% | 12.4% | 12.93% | 13.56% | 12.38% | 12.23% | 12.07%
2020 | US | SERC | - | SERC-FP | MW | Energy Efficiency and Conservation |  | 0 | 0 | 0 | 0 | 0 | 0 | 0 | 0 | 0 | 0 | 0
2020 | US | SERC | - | SERC-FP | MW | Total Installed Photovoltaic |  | 197 | 247 | 290 | 309 | 327 | 348 | 371 | 396 | 422 | 422 | 422
2020 | US | SERC | - | SERC-FP | MW | Photovoltaic On-Peak |  | 0 | 0 | 0 | 0 | 0 | 0 | 0 | 0 | 0 | 0 | 0
2020 | US | SERC | - | SERC-FP | MW | Total Internal Demand |  | 44625 | 44625 | 45847 | 46353 | 46523 | 46934 | 47406 | 47826 | 48367 | 48367 | 48367
2020 | US | SERC | - | SERC-FP | MW | Controllable and Dispatchable Demand Response - Available |  | 2709 | 2759 | 2801 | 2843 | 2889 | 2931 | 2973 | 3016 | 3060 | 3060 | 3060
2020 | US | SERC | - | SERC-FP | MW | Net Internal Demand |  | 41916 | 41866 | 43046 | 43510 | 43634 | 44003 | 44433 | 44810 | 45307 | 45307 | 45307
2020 | US | SERC | - | SERC-FP | MW | Behind the Meter Generation - Capacity |  | 0 | 0 | 0 | 0 | 0 | 0 | 0 | 0 | 0 | 0 | 0
2020 | US | SERC | - | SERC-FP | MW | Other Capacity Adjustments - Additions |  | 0 | 0 | 0 | 0 | 0 | 0 | 0 | 0 | 0 | 0 | 0
2020 | US | SERC | - | SERC-FP | MW | Other Capacity Adjustments - Reductions |  | 0 | 0 | 0 | 0 | 0 | 0 | 0 | 0 | 0 | 0 | 0
2020 | US | SERC | - | SERC-FP | MW | Confirmed Retirements |  | 393 | 2696 | 2772 | 2890.7 | 3527.79 | 3907.79 | 3986.79 | 5100.45 | 5100.45 | 5100.45 | 5100.45
2020 | US | SERC | - | SERC-FP | MW | Unconfirmed Retirements |  | 0 | 0 | 0 | 0 | 0 | 0 | 0 | 0 | 0 | 0 | 0
2020 | US | SERC | - | SERC-FP | MW | Scheduled Outages |  | 0 | 0 | 0 | 0 | 0 | 0 | 0 | 0 | 0 | 0 | 0
2020 | US | SERC | - | SERC-FP | MW | Transmission Limitations |  | 0 | 0 | 0 | 0 | 0 | 0 | 0 | 0 | 0 | 0 | 0
2020 | US | SERC | - | SERC-FP | MW | Existing-Certain |  | 57259.22 | 56254.22 | 54616.22 | 54211.22 | 53925.33 | 53772.33 | 53408.33 | 52237.94 | 52237.94 | 52237.94 | 52237.94
2020 | US | SERC | - | SERC-FP | MW | Existing-Other |  | 507.67 | 507.67 | 507.67 | 507.67 | 507.67 | 507.67 | 507.67 | 507.4 | 507.4 | 507.4 | 507.4
2020 | US | SERC | - | SERC-FP | MW | Additions - Tier 1 |  | 125 | 1294 | 3592 | 3927 | 3927 | 3927 | 5815 | 5815 | 5815 | 5815 | 5815
2020 | US | SERC | - | SERC-FP | MW | Additions - Tier 2 |  | 0 | 0 | 0 | 0 | 0 | 0 | 0 | 0 | 0 | 0 | 0
2020 | US | SERC | - | SERC-FP | MW | Additions - Tier 3 |  | 0 | 0 | 0 | 0 | 0 | 0 | 0 | 0 | 18.4 | 18.4 | 18.4
2020 | US | SERC | - | SERC-FP | MW | Firm Imports |  | 1071 | 448 | 498 | 498 | 498 | 498 | 398 | 398 | 398 | 398 | 398
2020 | US | SERC | - | SERC-FP | MW | Firm Exports |  | 0 | 0 | 0 | 0 | 0 | 0 | 0 | 0 | 0 | 0 | 0
2020 | US | SERC | - | SERC-FP | MW | Net Firm Capacity Transfers |  | 1071 | 448 | 498 | 498 | 498 | 498 | 398 | 398 | 398 | 398 | 398
2020 | US | SERC | - | SERC-FP | MW | Expected Imports |  | 0 | 0 | 0 | 0 | 0 | 0 | 0 | 0 | 0 | 0 | 0
2020 | US | SERC | - | SERC-FP | MW | Expected Exports |  | 0 | 0 | 0 | 0 | 0 | 0 | 0 | 0 | 0 | 0 | 0
2020 | US | SERC | - | SERC-FP | MW | Net Expected Transfers |  | 0 | 0 | 0 | 0 | 0 | 0 | 0 | 0 | 0 | 0 | 0
2020 | US | SERC | - | SERC-FP | MW | Existing-Certain & Net Firm Transfers |  | 58330.22 | 56702.22 | 55114.22 | 54709.22 | 54423.33 | 54270.33 | 53806.33 | 52635.94 | 52635.94 | 52635.94 | 52635.94
2020 | US | SERC | - | SERC-FP | MW | Anticipated Resources |  | 58455.22 | 57996.22 | 58706.22 | 58636.22 | 58350.33 | 58197.33 | 59621.33 | 58450.94 | 58450.94 | 58450.94 | 58450.94
2020 | US | SERC | - | SERC-FP | MW | Prospective Resources |  | 58962.89 | 58503.89 | 59213.89 | 59143.89 | 58858 | 58705 | 60129 | 58958.34 | 58958.34 | 58958.34 | 58958.34
2020 | US | SERC | - | SERC-FP | MW | Existing-Certain and Net Firm Transfers Excess/Shortfall |  | 10126.82 | 8556.32 | 5611.32 | 4672.72 | 4244.23 | 3666.88 | 2708.38 | 1104.44 | 532.89 | 532.89 | 532.89
2020 | US | SERC | - | SERC-FP | MW | Anticipated Excess/Shortfall |  | 10251.82 | 9850.32 | 9203.32 | 8599.72 | 8171.23 | 7593.88 | 8523.38 | 6919.44 | 6347.89 | 6347.89 | 6347.89
2020 | US | SERC | - | SERC-FP | MW | Prospective Excess/Shortfall |  | 10759.49 | 10357.99 | 9710.99 | 9107.39 | 8678.9 | 8101.55 | 9031.05 | 7426.84 | 6855.29 | 6855.29 | 6855.29
2020 | US | SERC | - | SERC-FP | % | Existing-Certain and Net Firm Transfers Reserve Margin |  | 39.16% | 35.44% | 28.04% | 25.74% | 24.73% | 23.33% | 21.1% | 17.46% | 16.18% | 16.18% | 16.18%
2020 | US | SERC | - | SERC-FP | % | Anticipated Reserve Margin |  | 39.46% | 38.53% | 36.38% | 34.76% | 33.73% | 32.26% | 34.18% | 30.44% | 29.01% | 29.01% | 29.01%
2020 | US | SERC | - | SERC-FP | % | Prospective Reserve Margin |  | 40.67% | 39.74% | 37.56% | 35.93% | 34.89% | 33.41% | 35.33% | 31.57% | 30.13% | 30.13% | 30.13%
2020 | US | SERC | - | SERC-FP | % | Reference Margin Level |  | 15% | 15% | 15% | 15% | 15% | 15% | 15% | 15% | 15% | 15% | 15%
2020 | US | SERC | - | SERC-FP | MW | Energy Efficiency and Conservation |  | 3300.32 | 3368.32 | 3430.32 | 3492.32 | 3550.32 | 3613.32 | 3675.32 | 3734.32 | 3793.32 | 3818.32 | 3818.3
2020 | US | SERC | - | SERC-FP | MW | Total Installed Photovoltaic |  | 394.6932 | 525.8843 | 674.2386 | 827.1092 | 963.4671 | 1055.8737 | 1157.4812 | 1268.1892 | 1385.7889 | 1510.5917 | 1510.6
2020 | US | SERC | - | SERC-FP | MW | Photovoltaic On-Peak |  | 0.15713 | 0.27791 | 0.40307 | 0.531 | 0.66267 | 0.77691 | 0.79246 | 0.90964 | 1.0284 | 1.0488 | 1
2020 | US | SERC | - | SERC-FP | MW | Total Internal Demand |  | 43962 | 43770 | 45194 | 45049 | 45860 | 46056 | 46711 | 47183 | 47603 | 48194 | 48194
2020 | US | SERC | - | SERC-FP | MW | Controllable and Dispatchable Demand Response - Available |  | 2887 | 2978 | 3019 | 3061 | 3102 | 3149 | 3190 | 3233 | 3277 | 3321 | 3321
2020 | US | SERC | - | SERC-FP | MW | Net Internal Demand |  | 41075 | 40792 | 42175 | 41988 | 42758 | 42907 | 43521 | 43950 | 44326 | 44873 | 44873
2020 | US | SERC | - | SERC-FP | MW | Behind the Meter Generation - Capacity |  | 0 | 0 | 0 | 0 | 0 | 0 | 0 | 0 | 0 | 0 | 0
2020 | US | SERC | - | SERC-FP | MW | Other Capacity Adjustments - Additions |  | 0 | 0 | 0 | 0 | 0 | 0 | 0 | 0 | 0 | 0 | 0
2020 | US | SERC | - | SERC-FP | MW | Other Capacity Adjustments - Reductions |  | 0 | 0 | 0 | 0 | 0 | 0 | 0 | 0 | 0 | 0 | 0
2020 | US | SERC | - | SERC-FP | MW | Confirmed Retirements |  | 0.2 | 331.2 | 502.2 | 2140.2 | 2215.2 | 2333.9 | 2526.7 | 2868.7 | 2931.2 | 3360.2 | 3360.2
2020 | US | SERC | - | SERC-FP | MW | Unconfirmed Retirements |  | 0 | 0 | 0 | 0 | 0 | 0 | 0 | 0 | 0 | 0 | 0
2020 | US | SERC | - | SERC-FP | MW | Scheduled Outages |  | 0 | 0 | 0 | 0 | 0 | 0 | 0 | 0 | 0 | 0 | 0
2020 | US | SERC | - | SERC-FP | MW | Transmission Limitations |  | 0 | 0 | 0 | 0 | 0 | 0 | 0 | 0 | 0 | 0 | 0
2020 | US | SERC | - | SERC-FP | MW | Existing-Certain |  | 55382.77 | 55025.37 | 52211.37 | 51143.37 | 51039.67 | 50719.48 | 50362.48 | 50283.48 | 48994.36 | 48994.36 | 48994.36
2020 | US | SERC | - | SERC-FP | MW | Existing-Other |  | 288.6 | 288.6 | 288.6 | 288.6 | 288.6 | 288.6 | 288.6 | 288.6 | 288.6 | 288.6 | 288.6
2020 | US | SERC | - | SERC-FP | MW | Additions - Tier 1 |  | 1825.6 | 1969 | 3713 | 6675 | 6675 | 7027 | 7272 | 9152 | 9618.6 | 9618.6 | 9618.6
2020 | US | SERC | - | SERC-FP | MW | Additions - Tier 2 |  | 0 | 0 | 0 | 0 | 0 | 0 | 0 | 0 | 0 | 0 | 0
2020 | US | SERC | - | SERC-FP | MW | Additions - Tier 3 |  | 0 | 0 | 0 | 0 | 0 | 0 | 0 | 0 | 0 | 0 | 0
2020 | US | SERC | - | SERC-FP | MW | Firm Imports |  | 1257 | 1282 | 1083 | 1133 | 1133 | 1133 | 1133 | 1033 | 1033 | 1033 | 1033
2020 | US | SERC | - | SERC-FP | MW | Firm Exports |  | 0 | 0 | 0 | 0 | 0 | 0 | 0 | 0 | 0 | 0 | 0
2020 | US | SERC | - | SERC-FP | MW | Net Firm Capacity Transfers |  | 1257 | 1282 | 1083 | 1133 | 1133 | 1133 | 1133 | 1033 | 1033 | 1033 | 1033
2020 | US | SERC | - | SERC-FP | MW | Expected Imports |  | 0 | 0 | 0 | 0 | 0 | 0 | 0 | 0 | 0 | 0 | 0
2020 | US | SERC | - | SERC-FP | MW | Expected Exports |  | 0 | 0 | 0 | 0 | 0 | 0 | 0 | 0 | 0 | 0 | 0
2020 | US | SERC | - | SERC-FP | MW | Net Expected Transfers |  | 0 | 0 | 0 | 0 | 0 | 0 | 0 | 0 | 0 | 0 | 0
2020 | US | SERC | - | SERC-FP | MW | Existing-Certain & Net Firm Transfers |  | 56639.77 | 56307.37 | 53294.37 | 52276.37 | 52172.67 | 51852.48 | 51495.48 | 51316.48 | 50027.36 | 50027.36 | 50027.36
2020 | US | SERC | - | SERC-FP | MW | Anticipated Resources |  | 58465.37 | 58276.37 | 57007.37 | 58951.37 | 58847.67 | 58879.48 | 58767.48 | 60468.48 | 59645.96 | 59645.96 | 59645.96
2020 | US | SERC | - | SERC-FP | MW | Prospective Resources |  | 58753.97 | 58564.97 | 57295.97 | 59239.97 | 59136.27 | 59168.08 | 59056.08 | 60757.08 | 59934.56 | 59934.56 | 59934.56
2020 | US | SERC | - | SERC-FP | MW | Existing-Certain and Net Firm Transfers Excess/Shortfall |  | 9403.52 | 9396.57 | 4793.12 | 3990.17 | 3000.97 | 2509.43 | 1446.33 | 773.98 | -947.54 | -1576.59 | -1576.59
2020 | US | SERC | - | SERC-FP | MW | Anticipated Excess/Shortfall |  | 11229.12 | 11365.57 | 8506.12 | 10665.17 | 9675.97 | 9536.43 | 8718.33 | 9925.98 | 8671.06 | 8042.01 | 8042.01
2020 | US | SERC | - | SERC-FP | MW | Prospective Excess/Shortfall |  | 11517.72 | 11654.17 | 8794.72 | 10953.77 | 9964.57 | 9825.03 | 9006.93 | 10214.58 | 8959.66 | 8330.61 | 8330.61
2020 | US | SERC | - | SERC-FP | % | Existing-Certain and Net Firm Transfers Reserve Margin |  | 37.89% | 38.04% | 26.36% | 24.5% | 22.02% | 20.85% | 18.32% | 16.76% | 12.86% | 11.49% | 11.49%
2020 | US | SERC | - | SERC-FP | % | Anticipated Reserve Margin |  | 42.34% | 42.86% | 35.17% | 40.4% | 37.63% | 37.23% | 35.03% | 37.58% | 34.56% | 32.92% | 32.92%
2020 | US | SERC | - | SERC-FP | % | Prospective Reserve Margin |  | 43.04% | 43.57% | 35.85% | 41.09% | 38.3% | 37.9% | 35.7% | 38.24% | 35.21% | 33.56% | 33.56%
2020 | US | SERC | - | SERC-FP | % | Reference Margin Level |  | 15% | 15% | 15% | 15% | 15% | 15% | 15% | 15% | 15% | 15% | 15%
2021 | US | MRO | - | SPP | MW | Energy Efficiency and Conservation |  | 30.3 | 35.707 | 41.314 | 47.922 | 53.63 | 60.04 | 65.45 | 70.961 | 77.474 | 82.888 | 89.303
2021 | US | MRO | - | SPP | MW | Total Installed Photovoltaic |  | 45 | 45 | 45 | 45 | 45 | 45 | 45 | 45 | 45 | 45 | 45
2021 | US | MRO | - | SPP | MW | Photovoltaic On-Peak |  | 21.42 | 21.44 | 21.46 | 21.48 | 21.5 | 21.52 | 21.54 | 21.56 | 21.58 | 21.6 | 21.62
2021 | US | MRO | - | SPP | MW | Total Internal Demand |  | 41669.249 | 42431.82 | 42359.5 | 43028.05 | 43498.57 | 43834.64 | 44112.42 | 44335.8 | 45457.19 | 45801.69 | 45982.36
2021 | US | MRO | - | SPP | MW | Controllable and Dispatchable Demand Response - Available |  | 210.8 | 210.8 | 210.8 | 210.8 | 210.8 | 210.8 | 210.8 | 210.8 | 210.8 | 210.8 | 210.8
2021 | US | MRO | - | SPP | MW | Net Internal Demand |  | 41458.449 | 42221.02 | 42148.7 | 42817.25 | 43287.77 | 43623.84 | 43901.62 | 44125 | 45246.39 | 45590.89 | 45771.56
2021 | US | MRO | - | SPP | MW | Behind the Meter Generation - Capacity |  | 0 | 0 | 0 | 0 | 0 | 0 | 0 | 0 | 0 | 0 | 0
2021 | US | MRO | - | SPP | MW | Other Capacity Adjustments - Additions |  | 0 | 0 | 5 | 5 | 5 | 5 | 5 | 10 | 10 | 10 | 10
2021 | US | MRO | - | SPP | MW | Other Capacity Adjustments - Reductions |  | 179.647 | 179.647 | 179.647 | 179.647 | 179.647 | 179.647 | 179.647 | 179.647 | 179.647 | 179.647 | 179.647
2021 | US | MRO | - | SPP | MW | Confirmed Retirements |  | 0 | 5 | 156 | 156 | 156 | 156 | 156 | 156 | 156 | 156 | 156.801
2021 | US | MRO | - | SPP | MW | Unconfirmed Retirements |  | 5 | 418.8 | 1503.288 | 1787.288 | 1895.288 | 2536.288 | 3774.588 | 3774.588 | 3938.588 | 3952.389 | 3952.389
2021 | US | MRO | - | SPP | MW | Scheduled Outages |  | 826.5 | 492.5 | 492.5 | 492.5 | 492.5 | 492.5 | 492.5 | 492.5 | 0 | 0 | 0
2021 | US | MRO | - | SPP | MW | Transmission Limitations |  | 0 | 0 | 0 | 0 | 0 | 0 | 0 | 0 | 0 | 0 | 0
2021 | US | MRO | - | SPP | MW | Existing-Certain |  | 65197.466 | 65569.966 | 65598.166 | 65625.866 | 65643.366 | 65652.656 | 65677.356 | 65724.956 | 66218.726 | 65878.726 | 65878.726
2021 | US | MRO | - | SPP | MW | Existing-Other |  | 0 | 0 | 0 | 0 | 0 | 0 | 0 | 0 | 0 | 0 | 0
2021 | US | MRO | - | SPP | MW | Additions - Tier 1 |  | 0 | 547.468 | 684.846 | 684.846 | 872.526 | 872.526 | 872.526 | 872.526 | 872.526 | 872.526 | 872.526
2021 | US | MRO | - | SPP | MW | Additions - Tier 2 |  | 21.76 | 2266.709 | 12734.3265 | 16071.9489 | 19325.0459 | 20821.7859 | 22775.5459 | 22775.5459 | 22775.5459 | 22775.5459 | 22775.5459
2021 | US | MRO | - | SPP | MW | Additions - Tier 3 |  | 0 | 54.062 | 202.382 | 202.382 | 202.382 | 202.382 | 202.382 | 202.382 | 202.382 | 202.382 | 202.382
2021 | US | MRO | - | SPP | MW | Firm Imports |  | 1281.904 | 1271.804 | 1326.304 | 1326.004 | 1345.804 | 1365.504 | 1309.204 | 1313.904 | 1313.604 | 1313.304 | 1313.104
2021 | US | MRO | - | SPP | MW | Firm Exports |  | 1629.816 | 1629.816 | 1609.816 | 1609.816 | 1584.816 | 1584.816 | 1586.608 | 1586.608 | 1586.608 | 1586.608 | 1586.608
2021 | US | MRO | - | SPP | MW | Net Firm Capacity Transfers |  | -347.912 | -358.012 | -283.512 | -283.812 | -239.012 | -219.312 | -277.404 | -272.704 | -273.004 | -273.304 | -273.504
2021 | US | MRO | - | SPP | MW | Expected Imports |  | 0 | 0 | 0 | 0 | 0 | 0 | 0 | 0 | 0 | 0 | 0
2021 | US | MRO | - | SPP | MW | Expected Exports |  | 46 | 46 | 46 | 46 | 46 | 46 | 46 | 46 | 46 | 46 | 46
2021 | US | MRO | - | SPP | MW | Net Expected Transfers |  | -46 | -46 | -46 | -46 | -46 | -46 | -46 | -46 | -46 | -46 | -46
2021 | US | MRO | - | SPP | MW | Existing-Certain & Net Firm Transfers |  | 64849.554 | 65211.954 | 65314.654 | 65342.054 | 65404.354 | 65433.344 | 65399.952 | 65452.252 | 65945.722 | 65605.422 | 65605.222
2021 | US | MRO | - | SPP | MW | Anticipated Resources |  | 64849.554 | 65759.422 | 65999.5 | 66026.9 | 66276.88 | 66305.87 | 66272.478 | 66324.778 | 66818.248 | 66477.948 | 66477.748
2021 | US | MRO | - | SPP | MW | Prospective Resources |  | 64820.314 | 67561.331 | 77184.5385 | 80265.5609 | 83660.6379 | 84545.3679 | 85227.4359 | 85279.7359 | 85609.2059 | 85255.1049 | 85254.9049
2021 | US | MRO | - | SPP | MW | Existing-Certain and Net Firm Transfers Excess/Shortfall |  | 16757.7532 | 16235.5708 | 16422.162 | 15674.044 | 15190.5408 | 14829.6896 | 14474.0728 | 14267.252 | 13459.9096 | 12719.9896 | 12510.2124
2021 | US | MRO | - | SPP | MW | Anticipated Excess/Shortfall |  | 16757.7532 | 16783.0388 | 17107.008 | 16358.89 | 16063.0668 | 15702.2156 | 15346.5988 | 15139.778 | 14332.4356 | 13592.5156 | 13382.7384
2021 | US | MRO | - | SPP | MW | Prospective Excess/Shortfall |  | 16728.5132 | 18584.9478 | 28292.0465 | 30597.5509 | 33446.8247 | 33941.7135 | 34301.5567 | 34094.7359 | 33123.3935 | 32369.6725 | 32159.8953
2021 | US | MRO | - | SPP | % | Existing-Certain and Net Firm Transfers Reserve Margin |  | 56.42% | 54.45% | 54.96% | 52.61% | 51.09% | 49.99% | 48.97% | 48.33% | 45.75% | 43.9% | 43.33%
2021 | US | MRO | - | SPP | % | Anticipated Reserve Margin |  | 56.42% | 55.75% | 56.59% | 54.21% | 53.11% | 51.99% | 50.96% | 50.31% | 47.68% | 45.81% | 45.24%
2021 | US | MRO | - | SPP | % | Prospective Reserve Margin |  | 56.35% | 60.02% | 83.12% | 87.46% | 93.27% | 93.81% | 94.13% | 93.27% | 89.21% | 87% | 86.26%
2021 | US | MRO | - | SPP | % | Reference Margin Level |  | 16% | 16% | 16% | 16% | 16% | 16% | 16% | 16% | 16% | 16% | 16%
2021 | US | TRE-ERCOT | - | TRE-ERCOT | MW | Energy Efficiency and Conservation |  | 2484.4 | 2940.903 | 3396.3669 | 3852.9068 | 4308.3707 | 4763.8347 | 5219.2986 | 5674.7625 | 6130.2264 | 6585.6903 | 7041.1542
2021 | US | TRE-ERCOT | - | TRE-ERCOT | MW | Total Installed Photovoltaic |  | 1222.3621 | 1919.2704 | 2768.5048 | 3641.1461 | 4403.13 | 4978.0785 | 5364.5288 | 5603.8464 | 5744.3851 | 5824.2985 | 5868.8959
2021 | US | TRE-ERCOT | - | TRE-ERCOT | MW | Photovoltaic On-Peak |  | 36.6709 | 57.5781 | 83.0551 | 109.2344 | 132.0939 | 149.3424 | 160.9359 | 168.1154 | 172.3316 | 174.729 | 176.0669
2021 | US | TRE-ERCOT | - | TRE-ERCOT | MW | Total Internal Demand |  | 62000.5315 | 64472.0935 | 66211.6623 | 67647.9845 | 68952.4274 | 70244.3797 | 71503.3955 | 72742.3773 | 73955.9429 | 75156.4108 | 76316
2021 | US | TRE-ERCOT | - | TRE-ERCOT | MW | Controllable and Dispatchable Demand Response - Available |  | 2651.5 | 2651.5 | 2651.5 | 2651.5 | 2651.5 | 2651.5 | 2651.5 | 2651.5 | 2651.5 | 2651.5 | 2651.5
2021 | US | TRE-ERCOT | - | TRE-ERCOT | MW | Net Internal Demand |  | 59349.0315 | 61820.5935 | 63560.1623 | 64996.4845 | 66300.9274 | 67592.8797 | 68851.8955 | 70090.8773 | 71304.4429 | 72504.9108 | 73664.5
2021 | US | TRE-ERCOT | - | TRE-ERCOT | MW | Behind the Meter Generation - Capacity |  | 3549.1787 | 3549.1787 | 3504.1787 | 3457.1787 | 3460.1787 | 3463.1787 | 3466.1787 | 3464.1787 | 3467.1787 | 3470.1787 | 3473.1787
2021 | US | TRE-ERCOT | - | TRE-ERCOT | MW | Other Capacity Adjustments - Additions |  | 0 | 0 | 0 | 0 | 0 | 0 | 0 | 0 | 0 | 0 | 0
2021 | US | TRE-ERCOT | - | TRE-ERCOT | MW | Other Capacity Adjustments - Reductions |  | 0 | 0 | 0 | 0 | 0 | 0 | 0 | 0 | 0 | 0 | 0
2021 | US | TRE-ERCOT | - | TRE-ERCOT | MW | Confirmed Retirements |  | 18084.52 | 18097.12 | 18097.12 | 18097.12 | 18097.12 | 18097.12 | 18097.12 | 18097.12 | 18097.12 | 18097.12 | 18097.12
2021 | US | TRE-ERCOT | - | TRE-ERCOT | MW | Unconfirmed Retirements |  | 0 | 415 | 415 | 415 | 1274 | 1274 | 2349 | 2349 | 2349 | 2349 | 2349
2021 | US | TRE-ERCOT | - | TRE-ERCOT | MW | Scheduled Outages |  | 0 | 0 | 0 | 0 | 0 | 0 | 0 | 0 | 0 | 0 | 0
2021 | US | TRE-ERCOT | - | TRE-ERCOT | MW | Transmission Limitations |  | 0 | 0 | 0 | 0 | 0 | 0 | 0 | 0 | 0 | 0 | 0
2021 | US | TRE-ERCOT | - | TRE-ERCOT | MW | Existing-Certain |  | 82024.322 | 81987.322 | 81942.322 | 81895.322 | 81898.322 | 81901.322 | 81904.322 | 81902.322 | 81905.322 | 81908.322 | 81911.322
2021 | US | TRE-ERCOT | - | TRE-ERCOT | MW | Existing-Other |  | 614 | 614 | 614 | 614 | 614 | 614 | 614 | 614 | 614 | 614 | 614
2021 | US | TRE-ERCOT | - | TRE-ERCOT | MW | Additions - Tier 1 |  | 2976.6044 | 5153.9562 | 6424.3289 | 6424.3289 | 6424.3289 | 6424.3289 | 6424.3289 | 6424.3289 | 6424.3289 | 6424.3289 | 6424.3289
2021 | US | TRE-ERCOT | - | TRE-ERCOT | MW | Additions - Tier 2 |  | 0 | 2057.3441 | 5673.8961 | 6348.9688 | 6609.8645 | 6624.1018 | 6624.1018 | 6624.1018 | 6624.1018 | 6624.1018 | 6624.1018
2021 | US | TRE-ERCOT | - | TRE-ERCOT | MW | Additions - Tier 3 |  | 1018.788 | 3467.9139 | 6924.5683 | 7738.8347 | 9513.0974 | 9513.0974 | 9513.0974 | 9513.0974 | 9513.0974 | 9513.0974 | 9513.0974
2021 | US | TRE-ERCOT | - | TRE-ERCOT | MW | Firm Imports |  | 240 | 240 | 240 | 240 | 240 | 240 | 240 | 240 | 240 | 240 | 240
2021 | US | TRE-ERCOT | - | TRE-ERCOT | MW | Firm Exports |  | 30 | 30 | 30 | 30 | 30 | 30 | 30 | 30 | 30 | 30 | 30
2021 | US | TRE-ERCOT | - | TRE-ERCOT | MW | Net Firm Capacity Transfers |  | 210 | 210 | 210 | 210 | 210 | 210 | 210 | 210 | 210 | 210 | 210
2021 | US | TRE-ERCOT | - | TRE-ERCOT | MW | Expected Imports |  | 64 | 64 | 64 | 64 | 64 | 64 | 64 | 64 | 64 | 64 | 64
2021 | US | TRE-ERCOT | - | TRE-ERCOT | MW | Expected Exports |  | 0 | 0 | 0 | 0 | 0 | 0 | 0 | 0 | 0 | 0 | 0
2021 | US | TRE-ERCOT | - | TRE-ERCOT | MW | Net Expected Transfers |  | 64 | 64 | 64 | 64 | 64 | 64 | 64 | 64 | 64 | 64 | 64
2021 | US | TRE-ERCOT | - | TRE-ERCOT | MW | Existing-Certain & Net Firm Transfers |  | 82234.322 | 82197.322 | 82152.322 | 82105.322 | 82108.322 | 82111.322 | 82114.322 | 82112.322 | 82115.322 | 82118.322 | 82121.322
2021 | US | TRE-ERCOT | - | TRE-ERCOT | MW | Anticipated Resources |  | 85210.9264 | 87351.2782 | 88576.6509 | 88529.6509 | 88532.6509 | 88535.6509 | 88538.6509 | 88536.6509 | 88539.6509 | 88542.6509 | 88545.6509
2021 | US | TRE-ERCOT | - | TRE-ERCOT | MW | Prospective Resources |  | 85888.9264 | 89671.6223 | 94513.547 | 95141.6197 | 94546.5154 | 94563.7527 | 93491.7527 | 93489.7527 | 93492.7527 | 93495.7527 | 93498.7527
2021 | US | TRE-ERCOT | - | TRE-ERCOT | MW | Existing-Certain and Net Firm Transfers Excess/Shortfall |  | 14724.7987 | 11876.3969 | 9852.6374 | 8171.8209 | 6691.0171 | 5224.4214 | 3795.2909 | 2383.9492 | 1006.5183 | -356.014 | -1672.0467
2021 | US | TRE-ERCOT | - | TRE-ERCOT | MW | Anticipated Excess/Shortfall |  | 17701.4031 | 17030.3531 | 16276.9663 | 14596.1498 | 13115.346 | 11648.7503 | 10219.6198 | 8808.2781 | 7430.8472 | 6068.3149 | 4752.2822
2021 | US | TRE-ERCOT | - | TRE-ERCOT | MW | Prospective Excess/Shortfall |  | 18379.4031 | 19350.6972 | 22213.8624 | 21208.1186 | 19129.2105 | 17676.8521 | 15172.7216 | 13761.3799 | 12383.949 | 11021.4167 | 9705.384
2021 | US | TRE-ERCOT | - | TRE-ERCOT | % | Existing-Certain and Net Firm Transfers Reserve Margin |  | 38.56% | 32.96% | 29.25% | 26.32% | 23.84% | 21.48% | 19.26% | 17.15% | 15.16% | 13.26% | 11.48%
2021 | US | TRE-ERCOT | - | TRE-ERCOT | % | Anticipated Reserve Margin |  | 43.58% | 41.3% | 39.36% | 36.21% | 33.53% | 30.98% | 28.59% | 26.32% | 24.17% | 22.12% | 20.2%
2021 | US | TRE-ERCOT | - | TRE-ERCOT | % | Prospective Reserve Margin |  | 44.72% | 45.05% | 48.7% | 46.38% | 42.6% | 39.9% | 35.79% | 33.38% | 31.12% | 28.95% | 26.93%
2021 | US | TRE-ERCOT | - | TRE-ERCOT | % | Reference Margin Level |  | 13.75% | 13.75% | 13.75% | 13.75% | 13.75% | 13.75% | 13.75% | 13.75% | 13.75% | 13.75% | 13.75%
2021 | CA | MRO | - | MRO-Manitoba Hydro | MW | Energy Efficiency and Conservation |  | 242.4407 | 286.0375 | 321.5582 | 368.284 | 410.6399 | 318.8665 | 370.2406 | 419.0059 | 472.4929 | 525.8885 | 576.6834
2021 | CA | MRO | - | MRO-Manitoba Hydro | MW | Total Installed Photovoltaic |  | 0 | 0 | 0 | 87.6143 | 174.9273 | 262.4291 | 350.1061 | 438.0117 | 526.861 | 617.0515 | 709.6298
2021 | CA | MRO | - | MRO-Manitoba Hydro | MW | Photovoltaic On-Peak |  | 0 | 0 | 0 | 0 | 0 | 0 | 0 | 0 | 0 | 0 | 0
2021 | CA | MRO | - | MRO-Manitoba Hydro | MW | Total Internal Demand |  | 4496.7 | 4493.2 | 4534.1 | 4551.4685 | 4545.4444 | 4708.5053 | 4711.6268 | 4716.8645 | 4733.6333 | 4768.6129 | 4809.6093
2021 | CA | MRO | - | MRO-Manitoba Hydro | MW | Controllable and Dispatchable Demand Response - Available |  | 0 | 0 | 0 | 0 | 0 | 0 | 0 | 0 | 0 | 0 | 0
2021 | CA | MRO | - | MRO-Manitoba Hydro | MW | Net Internal Demand |  | 4496.7 | 4493.2 | 4534.1 | 4551.4685 | 4545.4444 | 4708.5053 | 4711.6268 | 4716.8645 | 4733.6333 | 4768.6129 | 4809.6093
2021 | CA | MRO | - | MRO-Manitoba Hydro | MW | Behind the Meter Generation - Capacity |  | 0 | 0 | 0 | 0 | 0 | 0 | 0 | 0 | 0 | 0 | 0
2021 | CA | MRO | - | MRO-Manitoba Hydro | MW | Other Capacity Adjustments - Additions |  | 0 | 0 | 0 | 0 | 0 | 0 | 0 | 0 | 0 | 0 | 0
2021 | CA | MRO | - | MRO-Manitoba Hydro | MW | Other Capacity Adjustments - Reductions |  | 0 | 0 | 0 | 0 | 0 | 0 | 0 | 0 | 0 | 0 | 0
2021 | CA | MRO | - | MRO-Manitoba Hydro | MW | Confirmed Retirements |  | 0 | 0 | 0 | 0 | 0 | 0 | 0 | 0 | 0 | 0 | 0
2021 | CA | MRO | - | MRO-Manitoba Hydro | MW | Unconfirmed Retirements |  | 0 | 0 | 0 | 0 | 0 | 0 | 0 | 0 | 0 | 0 | 0
2021 | CA | MRO | - | MRO-Manitoba Hydro | MW | Scheduled Outages |  | 135 | 135 | 135 | 135 | 135 | 135 | 135 | 135 | 135 | 135 | 135
2021 | CA | MRO | - | MRO-Manitoba Hydro | MW | Transmission Limitations |  | 0 | 0 | 0 | 0 | 0 | 0 | 0 | 0 | 0 | 0 | 0
2021 | CA | MRO | - | MRO-Manitoba Hydro | MW | Existing-Certain |  | 5438.326 | 5435.326 | 5435.326 | 5435.326 | 5435.326 | 5414.526 | 5414.526 | 5414.526 | 5405.6695 | 5405.6695 | 5405.6695
2021 | CA | MRO | - | MRO-Manitoba Hydro | MW | Existing-Other |  | 46.32 | 46.32 | 46.32 | 46.32 | 46.32 | 46.32 | 46.32 | 46.32 | 40.32 | 40.32 | 40.32
2021 | CA | MRO | - | MRO-Manitoba Hydro | MW | Additions - Tier 1 |  | 279 | 540 | 540 | 540 | 540 | 540 | 540 | 540 | 540 | 540 | 540
2021 | CA | MRO | - | MRO-Manitoba Hydro | MW | Additions - Tier 2 |  | 0 | 0 | 0 | 0 | 0 | 0 | 0 | 0 | 0 | 0 | 0
2021 | CA | MRO | - | MRO-Manitoba Hydro | MW | Additions - Tier 3 |  | 0 | 0 | 0 | 0 | 0 | 0 | 0 | 0 | 0 | 0 | 0
2021 | CA | MRO | - | MRO-Manitoba Hydro | MW | Firm Imports |  | 550 | 600 | 600 | 600 | 250 | 250 | 200 | 200 | 200 | 0 | 0
2021 | CA | MRO | - | MRO-Manitoba Hydro | MW | Firm Exports |  | 995.904 | 1165.9686 | 1221.6789 | 1251.7435 | 837.1955 | 837.1955 | 742.2601 | 666.2915 | 671.356 | 565 | 565
2021 | CA | MRO | - | MRO-Manitoba Hydro | MW | Net Firm Capacity Transfers |  | -445.904 | -565.9686 | -621.6789 | -651.7435 | -587.1955 | -587.1955 | -542.2601 | -466.2915 | -471.356 | -565 | -565
2021 | CA | MRO | - | MRO-Manitoba Hydro | MW | Expected Imports |  | 0 | 0 | 0 | 0 | 0 | 0 | 0 | 0 | 0 | 0 | 0
2021 | CA | MRO | - | MRO-Manitoba Hydro | MW | Expected Exports |  | 0 | 0 | 0 | 0 | 0 | 0 | 0 | 0 | 0 | 0 | 0
2021 | CA | MRO | - | MRO-Manitoba Hydro | MW | Net Expected Transfers |  | 0 | 0 | 0 | 0 | 0 | 0 | 0 | 0 | 0 | 0 | 0
2021 | CA | MRO | - | MRO-Manitoba Hydro | MW | Existing-Certain & Net Firm Transfers |  | 4992.4219 | 4869.3574 | 4813.6471 | 4783.5825 | 4848.1305 | 4827.3305 | 4872.2659 | 4948.2345 | 4934.3135 | 4840.6695 | 4840.6695
2021 | CA | MRO | - | MRO-Manitoba Hydro | MW | Anticipated Resources |  | 5271.4219 | 5409.3574 | 5353.6471 | 5323.5825 | 5388.1305 | 5367.3305 | 5412.2659 | 5488.2345 | 5474.3135 | 5380.6695 | 5380.6695
2021 | CA | MRO | - | MRO-Manitoba Hydro | MW | Prospective Resources |  | 5317.742 | 5455.6774 | 5399.9671 | 5369.9025 | 5434.4505 | 5413.6505 | 5458.5859 | 5534.5545 | 5514.6335 | 5420.9895 | 5420.9895
2021 | CA | MRO | - | MRO-Manitoba Hydro | MW | Existing-Certain and Net Firm Transfers Excess/Shortfall |  | -43.8821 | -163.0266 | -264.5449 | -314.0623 | -242.7673 | -446.1955 | -404.7561 | -334.6537 | -367.3559 | -500.1769 | -546.0929
2021 | CA | MRO | - | MRO-Manitoba Hydro | MW | Anticipated Excess/Shortfall |  | 235.1179 | 376.9734 | 275.4551 | 225.9377 | 297.2327 | 93.8045 | 135.2439 | 205.3463 | 172.6441 | 39.8231 | -6.0929
2021 | CA | MRO | - | MRO-Manitoba Hydro | MW | Prospective Excess/Shortfall |  | 281.438 | 423.2934 | 321.7751 | 272.2578 | 343.5528 | 140.1245 | 181.5639 | 251.6663 | 212.9642 | 80.1431 | 34.2271
2021 | CA | MRO | - | MRO-Manitoba Hydro | % | Existing-Certain and Net Firm Transfers Reserve Margin |  | 11.02% | 8.372% | 6.165% | 5.1% | 6.659% | 2.524% | 3.409% | 4.905% | 4.239% | 1.511% | 0.6458%
2021 | CA | MRO | - | MRO-Manitoba Hydro | % | Anticipated Reserve Margin |  | 17.23% | 20.39% | 18.08% | 16.96% | 18.54% | 13.99% | 14.87% | 16.35% | 15.65% | 12.84% | 11.87%
2021 | CA | MRO | - | MRO-Manitoba Hydro | % | Prospective Reserve Margin |  | 18.26% | 21.42% | 19.1% | 17.98% | 19.56% | 14.98% | 15.85% | 17.34% | 16.5% | 13.68% | 12.71%
2021 | CA | MRO | - | MRO-Manitoba Hydro | % | Reference Margin Level |  | 12% | 12% | 12% | 12% | 12% | 12% | 12% | 12% | 12% | 12% | 12%
2021 | CA | NPCC | - | NPCC-Maritimes | MW | Energy Efficiency and Conservation |  | 92.4 | 133.7 | 179.4 | 225.1 | 274.1 | 321.4 | 370 | 414.5 | 460.7 | 505.1 | 529.8
2021 | CA | NPCC | - | NPCC-Maritimes | MW | Total Installed Photovoltaic |  | 38.5 | 52.8 | 65.7 | 79.3 | 94.5 | 111.8 | 131.3 | 153.5 | 178.6 | 195 | 214.1
2021 | CA | NPCC | - | NPCC-Maritimes | MW | Photovoltaic On-Peak |  | 0 | 0 | 0 | 0 | 0 | 0 | 0 | 0 | 0 | 0 | 0
2021 | CA | NPCC | - | NPCC-Maritimes | MW | Total Internal Demand |  | 5703.9 | 5727.1 | 5759.2 | 5788 | 5785.6 | 5780.4 | 5775.6 | 5773.5 | 5771.6 | 5786.2 | 5805.6
2021 | CA | NPCC | - | NPCC-Maritimes | MW | Controllable and Dispatchable Demand Response - Available |  | 297.2 | 309.5 | 321.4 | 339.7 | 343.7 | 343.1 | 342.5 | 341.8 | 341.2 | 340.6 | 340.1
2021 | CA | NPCC | - | NPCC-Maritimes | MW | Net Internal Demand |  | 5406.7 | 5417.6 | 5437.8 | 5448.3 | 5441.9 | 5437.3 | 5433.1 | 5431.7 | 5430.4 | 5445.6 | 5465.5
2021 | CA | NPCC | - | NPCC-Maritimes | MW | Behind the Meter Generation - Capacity |  | 0 | 0 | 0 | 0 | 0 | 0 | 0 | 0 | 0 | 0 | 0
2021 | CA | NPCC | - | NPCC-Maritimes | MW | Other Capacity Adjustments - Additions |  | 0 | 0 | 0 | 0 | 0 | 0 | 0 | 0 | 0 | 0 | 0
2021 | CA | NPCC | - | NPCC-Maritimes | MW | Other Capacity Adjustments - Reductions |  | 0 | 0 | 0 | 0 | 0 | 0 | 0 | 0 | 0 | 0 | 0
2021 | CA | NPCC | - | NPCC-Maritimes | MW | Confirmed Retirements |  | 125.5 | 125.5 | 128.836 | 128.836 | 128.836 | 128.836 | 128.836 | 128.836 | 128.836 | 128.836 | 128.836
2021 | CA | NPCC | - | NPCC-Maritimes | MW | Unconfirmed Retirements |  | 152 | 152 | 152 | 250 | 250 | 250 | 250 | 250 | 250 | 250 | 250
2021 | CA | NPCC | - | NPCC-Maritimes | MW | Scheduled Outages |  | 100 | 100 | 100 | 100 | 100 | 100 | 100 | 100 | 100 | 100 | 100
2021 | CA | NPCC | - | NPCC-Maritimes | MW | Transmission Limitations |  | 0 | 0 | 0 | 0 | 0 | 0 | 0 | 0 | 0 | 0 | 0
2021 | CA | NPCC | - | NPCC-Maritimes | MW | Existing-Certain |  | 6646.471 | 6608.471 | 6605.135 | 6605.135 | 6605.135 | 6605.135 | 6495.135 | 6495.135 | 6492.885 | 6492.885 | 6495.985
2021 | CA | NPCC | - | NPCC-Maritimes | MW | Existing-Other |  | 0 | 0 | 0 | 0 | 0 | 0 | 0 | 0 | 0 | 0 | 0
2021 | CA | NPCC | - | NPCC-Maritimes | MW | Additions - Tier 1 |  | 1.892 | 2.596 | 26.2 | 27 | 27 | 27 | 28.8 | 28.8 | 28.8 | 28.8 | 28.8
2021 | CA | NPCC | - | NPCC-Maritimes | MW | Additions - Tier 2 |  | 0 | 0 | 4.5 | 4.5 | 4.5 | 4.5 | 4.5 | 4.5 | 4.5 | 4.5 | 4.5
2021 | CA | NPCC | - | NPCC-Maritimes | MW | Additions - Tier 3 |  | 0 | 19.3 | 19.3 | 19.3 | 219.3 | 219.3 | 219.3 | 219.3 | 359.3 | 359.3 | 359.3
2021 | CA | NPCC | - | NPCC-Maritimes | MW | Firm Imports |  | 0 | 0 | 0 | 0 | 0 | 0 | 0 | 0 | 0 | 0 | 0
2021 | CA | NPCC | - | NPCC-Maritimes | MW | Firm Exports |  | 66 | 149 | 72 | 90 | 0 | 0 | 0 | 0 | 0 | 0 | 0
2021 | CA | NPCC | - | NPCC-Maritimes | MW | Net Firm Capacity Transfers |  | -66 | -149 | -72 | -90 | 0 | 0 | 0 | 0 | 0 | 0 | 0
2021 | CA | NPCC | - | NPCC-Maritimes | MW | Expected Imports |  | 153 | 153 | 153 | 153 | 153 | 153 | 153 | 153 | 153 | 153 | 153
2021 | CA | NPCC | - | NPCC-Maritimes | MW | Expected Exports |  | 0 | 0 | 0 | 0 | 0 | 0 | 0 | 0 | 0 | 0 | 0
2021 | CA | NPCC | - | NPCC-Maritimes | MW | Net Expected Transfers |  | 153 | 153 | 153 | 153 | 153 | 153 | 153 | 153 | 153 | 153 | 153
2021 | CA | NPCC | - | NPCC-Maritimes | MW | Existing-Certain & Net Firm Transfers |  | 6580.471 | 6459.471 | 6533.135 | 6515.135 | 6605.135 | 6605.135 | 6495.135 | 6495.135 | 6492.885 | 6492.885 | 6495.985
2021 | CA | NPCC | - | NPCC-Maritimes | MW | Anticipated Resources |  | 6582.363 | 6462.067 | 6559.335 | 6542.135 | 6632.135 | 6632.135 | 6523.935 | 6523.935 | 6521.685 | 6521.685 | 6524.785
2021 | CA | NPCC | - | NPCC-Maritimes | MW | Prospective Resources |  | 6583.363 | 6463.067 | 6564.835 | 6449.635 | 6539.635 | 6539.635 | 6431.435 | 6431.435 | 6429.185 | 6429.185 | 6432.285
2021 | CA | NPCC | - | NPCC-Maritimes | MW | Existing-Certain and Net Firm Transfers Excess/Shortfall |  | 92.431 | -41.649 | 7.775 | -22.825 | 74.855 | 80.375 | -24.585 | -22.905 | -23.595 | -41.835 | -62.615
2021 | CA | NPCC | - | NPCC-Maritimes | MW | Anticipated Excess/Shortfall |  | 94.323 | -39.053 | 33.975 | 4.175 | 101.855 | 107.375 | 4.215 | 5.895 | 5.205 | -13.035 | -33.815
2021 | CA | NPCC | - | NPCC-Maritimes | MW | Prospective Excess/Shortfall |  | 95.323 | -38.053 | 39.475 | -88.325 | 9.355 | 14.875 | -88.285 | -86.605 | -87.295 | -105.535 | -126.315
2021 | CA | NPCC | - | NPCC-Maritimes | % | Existing-Certain and Net Firm Transfers Reserve Margin |  | 21.71% | 19.23% | 20.14% | 19.58% | 21.38% | 21.48% | 19.55% | 19.58% | 19.57% | 19.23% | 18.85%
2021 | CA | NPCC | - | NPCC-Maritimes | % | Anticipated Reserve Margin |  | 21.74% | 19.28% | 20.62% | 20.08% | 21.87% | 21.97% | 20.08% | 20.11% | 20.1% | 19.76% | 19.38%
2021 | CA | NPCC | - | NPCC-Maritimes | % | Prospective Reserve Margin |  | 21.76% | 19.3% | 20.73% | 18.38% | 20.17% | 20.27% | 18.38% | 18.41% | 18.39% | 18.06% | 17.69%
2021 | CA | NPCC | - | NPCC-Maritimes | % | Reference Margin Level |  | 20% | 20% | 20% | 20% | 20% | 20% | 20% | 20% | 20% | 20% | 20%
2021 | US | MRO | - | MRO-MISO | MW | Energy Efficiency and Conservation |  | 0 | 0 | 0 | 0 | 0 | 0 | 0 | 0 | 0 | 0 | 0
2021 | US | MRO | - | MRO-MISO | MW | Total Installed Photovoltaic |  | 861 | 861 | 861 | 861 | 861 | 861 | 861 | 861 | 861 | 861 | 861
2021 | US | MRO | - | MRO-MISO | MW | Photovoltaic On-Peak |  | 430.5 | 430.5 | 430.5 | 430.5 | 430.5 | 430.5 | 430.5 | 430.5 | 430.5 | 430.5 | 430.5
2021 | US | MRO | - | MRO-MISO | MW | Total Internal Demand |  | 100811.7152 | 107031.3 | 102903.6333 | 103362.9877 | 103527.3072 | 103516.6754 | 104015.6145 | 104273.7225 | 104459.9703 | 108943.3029 | 109834.5778
2021 | US | MRO | - | MRO-MISO | MW | Controllable and Dispatchable Demand Response - Available |  | 3480.2068 | 3483.6822 | 3579.0799 | 3579.0799 | 3579.0799 | 3579.0799 | 3579.0799 | 3579.0799 | 3579.0799 | 3579.0799 | 3579.0799
2021 | US | MRO | - | MRO-MISO | MW | Net Internal Demand |  | 97331.5085 | 103547.6178 | 99324.5534 | 99783.9078 | 99948.2274 | 99937.5955 | 100436.5346 | 100694.6426 | 100880.8904 | 105364.2231 | 106255.4979
2021 | US | MRO | - | MRO-MISO | MW | Behind the Meter Generation - Capacity |  | 4397.3627 | 4279.476 | 3399.4179 | 3500.7381 | 3549.1829 | 3578.09 | 3583.5373 | 3572.7879 | 3526.3042 | 3543.9535 | 3486.6196
2021 | US | MRO | - | MRO-MISO | MW | Other Capacity Adjustments - Additions |  | 0 | 0 | 0 | 0 | 0 | 0 | 0 | 0 | 0 | 0 | 0
2021 | US | MRO | - | MRO-MISO | MW | Other Capacity Adjustments - Reductions |  | 0 | 0 | 0 | 0 | 0 | 0 | 0 | 0 | 0 | 0 | 0
2021 | US | MRO | - | MRO-MISO | MW | Confirmed Retirements |  | 122 | 122 | 122 | 122 | 122 | 122 | 122 | 122 | 122 | 122 | 122
2021 | US | MRO | - | MRO-MISO | MW | Unconfirmed Retirements |  | 0 | 0 | 0 | 0 | 0 | 0 | 0 | 0 | 0 | 0 | 0
2021 | US | MRO | - | MRO-MISO | MW | Scheduled Outages |  | 0 | 0 | 0 | 0 | 0 | 0 | 0 | 0 | 0 | 0 | 0
2021 | US | MRO | - | MRO-MISO | MW | Transmission Limitations |  | 3102.3815 | 2577.1935 | 2298.4921 | 1460.5 | 662.0372 | 0 | 0 | 0 | 0 | 0 | 0
2021 | US | MRO | - | MRO-MISO | MW | Existing-Certain |  | 138527.5812 | 134134.4825 | 127117.2258 | 126058.1381 | 124620.4457 | 123286.89 | 122115.1373 | 119317.5879 | 118740.8042 | 115593.1535 | 115535.8196
2021 | US | MRO | - | MRO-MISO | MW | Existing-Other |  | 0 | 0 | 0 | 0 | 0 | 0 | 0 | 0 | 0 | 0 | 0
2021 | US | MRO | - | MRO-MISO | MW | Additions - Tier 1 |  | 3738.3931 | 6715.0157 | 8933.3417 | 8512.6921 | 8512.6921 | 9040.4921 | 8512.6921 | 8512.6921 | 9040.4921 | 8512.6921 | 8512.6921
2021 | US | MRO | - | MRO-MISO | MW | Additions - Tier 2 |  | 2626.0875 | 16857.4694 | 35219.8619 | 39705.995 | 42169.8043 | 42319.8043 | 42319.8043 | 42319.8043 | 42319.8043 | 42319.8043 | 42319.8043
2021 | US | MRO | - | MRO-MISO | MW | Additions - Tier 3 |  | 0 | 249.263 | 1011.9601 | 1623.4208 | 3703.8737 | 4299.2266 | 4775.5795 | 6641.9324 | 7118.2853 | 7369.6219 | 7395.9585
2021 | US | MRO | - | MRO-MISO | MW | Firm Imports |  | 4380.9 | 4194.7 | 4199.7 | 4204.7 | 3359.4 | 3359.4 | 3264.4 | 3269.4 | 3274.4 | 3274.4 | 2882.3733
2021 | US | MRO | - | MRO-MISO | MW | Firm Exports |  | 2097.9 | 2097.9 | 2097.9 | 2097.9 | 2097.9 | 2097.9 | 2097.9 | 2097.9 | 2097.9 | 2097.9 | 2097.9
2021 | US | MRO | - | MRO-MISO | MW | Net Firm Capacity Transfers |  | 2283 | 2096.8 | 2101.8 | 2106.8 | 1261.5 | 1261.5 | 1166.5 | 1171.5 | 1176.5 | 1176.5 | 784.4733
2021 | US | MRO | - | MRO-MISO | MW | Expected Imports |  | 0 | 0 | 0 | 0 | 0 | 0 | 0 | 0 | 0 | 0 | 0
2021 | US | MRO | - | MRO-MISO | MW | Expected Exports |  | 0 | 0 | 0 | 0 | 0 | 0 | 0 | 0 | 0 | 0 | 0
2021 | US | MRO | - | MRO-MISO | MW | Net Expected Transfers |  | 0 | 0 | 0 | 0 | 0 | 0 | 0 | 0 | 0 | 0 | 0
2021 | US | MRO | - | MRO-MISO | MW | Existing-Certain & Net Firm Transfers |  | 140810.5812 | 136231.2825 | 129219.0258 | 128164.9381 | 125881.9457 | 124548.39 | 123281.6373 | 120489.0879 | 119917.3042 | 116769.6535 | 116320.2929
2021 | US | MRO | - | MRO-MISO | MW | Anticipated Resources |  | 144548.9743 | 142946.2982 | 138152.3675 | 136677.6302 | 134394.6378 | 133588.8821 | 131794.3294 | 129001.7801 | 128957.7963 | 125282.3456 | 124832.985
2021 | US | MRO | - | MRO-MISO | MW | Prospective Resources |  | 147175.0618 | 159803.7677 | 173372.2295 | 176383.6252 | 176564.4421 | 175908.6864 | 174114.1337 | 171321.5843 | 171277.6005 | 167602.1499 | 167152.7893
2021 | US | MRO | - | MRO-MISO | MW | Existing-Certain and Net Firm Transfers Excess/Shortfall |  | 25667.4067 | 13734.4507 | 11718.0791 | 10120.5752 | 7643.1927 | 6322.2146 | 4465.2169 | 1367.3258 | 575.2108 | -7876.2224 | -9379.9611
2021 | US | MRO | - | MRO-MISO | MW | Anticipated Excess/Shortfall |  | 29405.7998 | 20449.4664 | 20651.4208 | 18633.2673 | 16155.8849 | 15362.7067 | 12977.909 | 9880.0179 | 9615.7029 | 636.4697 | -867.269
2021 | US | MRO | - | MRO-MISO | MW | Prospective Excess/Shortfall |  | 32031.8873 | 37306.9358 | 55871.2827 | 58339.2623 | 58325.6891 | 57682.5109 | 55297.7133 | 52199.8222 | 51935.5072 | 42956.274 | 41452.5353
2021 | US | MRO | - | MRO-MISO | % | Existing-Certain and Net Firm Transfers |  | 44.67% | 31.56% | 30.1% | 28.44% | 25.95% | 24.63% | 22.75% | 19.66% | 18.87% | 10.82% | 9.472%
2021 | US | MRO | - | MRO-MISO | % | Anticipated Reserve Margin |  | 48.51% | 38.05% | 39.09% | 36.97% | 34.46% | 33.67% | 31.22% | 28.11% | 27.83% | 18.9% | 17.48%
2021 | US | MRO | - | MRO-MISO | % | Prospective Reserve Margin |  | 51.21% | 54.33% | 74.55% | 76.77% | 76.66% | 76.02% | 73.36% | 70.14% | 69.78% | 59.07% | 57.31%
2021 | US | MRO | - | MRO-MISO | % | Reference Margin Level |  | 18.3% | 18.3% | 18.3% | 18.3% | 18.3% | 18.3% | 18.3% | 18.3% | 18.3% | 18.3% | 18.3%
2021 | CA | MRO | - | MRO-SaskPower | MW | Energy Efficiency and Conservation |  | 158.4315 | 158.4315 | 158.4315 | 158.4315 | 158.4315 | 158.4315 | 158.4315 | 158.4315 | 158.4315 | 158.4315 | 158.4315
2021 | CA | MRO | - | MRO-SaskPower | MW | Total Installed Photovoltaic |  | 35 | 38 | 41 | 44 | 47 | 50 | 50 | 50 | 50 | 50 | 50
2021 | CA | MRO | - | MRO-SaskPower | MW | Photovoltaic On-Peak |  | 0 | 0 | 0 | 0 | 0 | 0 | 0 | 0 | 0 | 0 | 0
2021 | CA | MRO | - | MRO-SaskPower | MW | Total Internal Demand |  | 3715 | 3732 | 3744 | 3695 | 3718 | 3741 | 3722 | 3751 | 3758 | 3792 | 3815
2021 | CA | MRO | - | MRO-SaskPower | MW | Controllable and Dispatchable Demand Response - Available |  | 63 | 63 | 63 | 63 | 63 | 63 | 63 | 63 | 63 | 63 | 63
2021 | CA | MRO | - | MRO-SaskPower | MW | Net Internal Demand |  | 3652 | 3669 | 3681 | 3632 | 3655 | 3678 | 3659 | 3688 | 3695 | 3729 | 3752
2021 | CA | MRO | - | MRO-SaskPower | MW | Behind the Meter Generation - Capacity |  | 0 | 0 | 0 | 0 | 0 | 0 | 0 | 0 | 0 | 0 | 0
2021 | CA | MRO | - | MRO-SaskPower | MW | Other Capacity Adjustments - Additions |  | 0 | 0 | 0 | 0 | 0 | 0 | 0 | 0 | 0 | 0 | 0
2021 | CA | MRO | - | MRO-SaskPower | MW | Other Capacity Adjustments - Reductions |  | 0 | 0 | 0 | 0 | 0 | 0 | 0 | 0 | 0 | 0 | 0
2021 | CA | MRO | - | MRO-SaskPower | MW | Confirmed Retirements |  | 0 | 139 | 139 | 236.24 | 452.44 | 492.74 | 497.94 | 500.06 | 515.66 | 515.66 | 515.66
2021 | CA | MRO | - | MRO-SaskPower | MW | Unconfirmed Retirements |  | 0 | 0 | 0 | 0 | 0 | 0 | 0 | 438.4 | 818.8 | 1418.8 | 1418.8
2021 | CA | MRO | - | MRO-SaskPower | MW | Scheduled Outages |  | 93.9525 | 77.5783 | 101.6965 | 101.6965 | 118.2997 | 0.75 | 62.75 | 62.75 | 62.75 | 14.8 | 70
2021 | CA | MRO | - | MRO-SaskPower | MW | Transmission Limitations |  | 0 | 0 | 0 | 0 | 0 | 0 | 0 | 0 | 0 | 0 | 0
2021 | CA | MRO | - | MRO-SaskPower | MW | Existing-Certain |  | 4519.2675 | 4396.6417 | 4277.5235 | 4198.0835 | 4042.4803 | 4119.73 | 4052.53 | 4034.81 | 4034.81 | 4082.76 | 4027.56
2021 | CA | MRO | - | MRO-SaskPower | MW | Existing-Other |  | 0 | 0 | 0 | 0 | 0 | 0 | 0 | 0 | 0 | 0 | 0
2021 | CA | MRO | - | MRO-SaskPower | MW | Additions - Tier 1 |  | 36 | 37 | 77 | 429.5 | 429.5 | 429.5 | 429.5 | 429.5 | 429.5 | 429.5 | 429.5
2021 | CA | MRO | - | MRO-SaskPower | MW | Additions - Tier 2 |  | 0 | 0 | 40 | 40 | 40 | 40 | 389 | 1087 | 1087 | 1087 | 1087
2021 | CA | MRO | - | MRO-SaskPower | MW | Additions - Tier 3 |  | 0 | 0 | 0 | 20 | 20 | 20 | 20 | 20 | 20 | 20 | 20
2021 | CA | MRO | - | MRO-SaskPower | MW | Firm Imports |  | 125 | 290 | 290 | 315 | 315 | 315 | 315 | 315 | 315 | 315 | 315
2021 | CA | MRO | - | MRO-SaskPower | MW | Firm Exports |  | 0 | 0 | 0 | 0 | 0 | 0 | 0 | 0 | 0 | 0 | 0
2021 | CA | MRO | - | MRO-SaskPower | MW | Net Firm Capacity Transfers |  | 125 | 290 | 290 | 315 | 315 | 315 | 315 | 315 | 315 | 315 | 315
2021 | CA | MRO | - | MRO-SaskPower | MW | Expected Imports |  | 0 | 0 | 0 | 0 | 0 | 0 | 0 | 0 | 0 | 0 | 0
2021 | CA | MRO | - | MRO-SaskPower | MW | Expected Exports |  | 0 | 0 | 0 | 0 | 0 | 0 | 0 | 0 | 0 | 0 | 0
2021 | CA | MRO | - | MRO-SaskPower | MW | Net Expected Transfers |  | 0 | 0 | 0 | 0 | 0 | 0 | 0 | 0 | 0 | 0 | 0
2021 | CA | MRO | - | MRO-SaskPower | MW | Existing-Certain & Net Firm Transfers |  | 4644.2675 | 4686.6417 | 4567.5235 | 4513.0835 | 4357.4803 | 4434.73 | 4367.53 | 4349.81 | 4349.81 | 4397.76 | 4342.56
2021 | CA | MRO | - | MRO-SaskPower | MW | Anticipated Resources |  | 4680.2675 | 4723.6417 | 4644.5235 | 4942.5835 | 4786.9803 | 4864.23 | 4797.03 | 4779.31 | 4779.31 | 4827.26 | 4772.06
2021 | CA | MRO | - | MRO-SaskPower | MW | Prospective Resources |  | 4680.2675 | 4723.6417 | 4684.5235 | 4982.5835 | 4826.9803 | 4904.23 | 5186.03 | 5427.91 | 5047.51 | 4495.46 | 4440.26
2021 | CA | MRO | - | MRO-SaskPower | MW | Existing-Certain and Net Firm Transfers Excess/Shortfall |  | 590.5475 | 614.0517 | 481.6135 | 481.5635 | 300.4303 | 352.15 | 306.04 | 256.13 | 248.36 | 258.57 | 177.84
2021 | CA | MRO | - | MRO-SaskPower | MW | Anticipated Excess/Shortfall |  | 626.5475 | 651.0517 | 558.6135 | 911.0635 | 729.9303 | 781.65 | 735.54 | 685.63 | 677.86 | 688.07 | 607.34
2021 | CA | MRO | - | MRO-SaskPower | MW | Prospective Excess/Shortfall |  | 626.5475 | 651.0517 | 598.6135 | 951.0635 | 769.9303 | 821.65 | 1124.54 | 1334.23 | 946.06 | 356.27 | 275.54
2021 | CA | MRO | - | MRO-SaskPower | % | Existing-Certain and Net Firm Transfers Reserve Margin |  | 27.17% | 27.74% | 24.08% | 24.26% | 19.22% | 20.57% | 19.36% | 17.94% | 17.72% | 17.93% | 15.74%
2021 | CA | MRO | - | MRO-SaskPower | % | Anticipated Reserve Margin |  | 28.16% | 28.74% | 26.18% | 36.08% | 30.97% | 32.25% | 31.1% | 29.59% | 29.35% | 29.45% | 27.19%
2021 | CA | MRO | - | MRO-SaskPower | % | Prospective Reserve Margin |  | 28.16% | 28.74% | 27.26% | 37.19% | 32.07% | 33.34% | 41.73% | 47.18% | 36.6% | 20.55% | 18.34%
2021 | CA | MRO | - | MRO-SaskPower | % | Reference Margin Level |  | 11% | 11% | 11% | 11% | 11% | 11% | 11% | 11% | 11% | 11% | 11%
2021 | US | NPCC | - | NPCC-New England | MW | Energy Efficiency and Conservation |  | 2503 | 2670 | 2837 | 3004 | 3216 | 3403 | 3562 | 3695 | 3802 | 3883 | 3966
2021 | US | NPCC | - | NPCC-New England | MW | Total Installed Photovoltaic |  | 0 | 0 | 0 | 0 | 0 | 0 | 0 | 0 | 0 | 0 | 0
2021 | US | NPCC | - | NPCC-New England | MW | Photovoltaic On-Peak |  | 0 | 0 | 0 | 0 | 0 | 0 | 0 | 0 | 0 | 0 | 0
2021 | US | NPCC | - | NPCC-New England | MW | Total Internal Demand |  | 19710 | 19693 | 19686 | 19729 | 19774 | 19895 | 20093 | 20370 | 20726 | 21158 | 21599
2021 | US | NPCC | - | NPCC-New England | MW | Controllable and Dispatchable Demand Response - Available |  | 587.91 | 682.676 | 584.631 | 678.865 | 678.865 | 678.865 | 678.865 | 678.865 | 678.865 | 678.865 | 678.865
2021 | US | NPCC | - | NPCC-New England | MW | Net Internal Demand |  | 19122.09 | 19010.324 | 19101.369 | 19050.135 | 19095.135 | 19216.135 | 19414.135 | 19691.135 | 20047.135 | 20479.135 | 20920.135
2021 | US | NPCC | - | NPCC-New England | MW | Behind the Meter Generation - Capacity |  | 0 | 0 | 0 | 0 | 0 | 0 | 0 | 0 | 0 | 0 | 0
2021 | US | NPCC | - | NPCC-New England | MW | Other Capacity Adjustments - Additions |  | 0 | 0 | 0 | 0 | 0 | 0 | 0 | 0 | 0 | 0 | 0
2021 | US | NPCC | - | NPCC-New England | MW | Other Capacity Adjustments - Reductions |  | 0 | 0 | 0 | 0 | 0 | 0 | 0 | 0 | 0 | 0 | 0
2021 | US | NPCC | - | NPCC-New England | MW | Confirmed Retirements |  | 0 | 0 | 575.605 | 762.734 | 2611.431 | 2611.431 | 2611.431 | 2611.431 | 2611.431 | 2611.431 | 2611.431
2021 | US | NPCC | - | NPCC-New England | MW | Unconfirmed Retirements |  | 0 | 0 | 0 | 0 | 0 | 0 | 0 | 0 | 0 | 0 | 0
2021 | US | NPCC | - | NPCC-New England | MW | Scheduled Outages |  | 328 | 0 | 0 | 0 | 0 | 0 | 0 | 0 | 0 | 0 | 0
2021 | US | NPCC | - | NPCC-New England | MW | Transmission Limitations |  | 0 | 0 | 0 | 0 | 0 | 0 | 0 | 0 | 0 | 0 | 0
2021 | US | NPCC | - | NPCC-New England | MW | Existing-Certain |  | 32668.921 | 32421.316 | 32234.596 | 30370.85 | 30370.85 | 30370.85 | 30370.85 | 30370.85 | 30370.85 | 30370.85 | 30370.85
2021 | US | NPCC | - | NPCC-New England | MW | Existing-Other |  | 184.753 | 184.753 | 184.344 | 183.481 | 183.481 | 183.481 | 183.481 | 183.481 | 183.481 | 183.481 | 183.481
2021 | US | NPCC | - | NPCC-New England | MW | Additions - Tier 1 |  | 14 | 90.28 | 368.343 | 1040.343 | 1040.343 | 1502.343 | 1502.343 | 1502.343 | 1502.343 | 1502.343 | 1502.343
2021 | US | NPCC | - | NPCC-New England | MW | Additions - Tier 2 |  | 36.75 | 215.9 | 2856.621 | 3285.123 | 5487.563 | 6771.563 | 6771.563 | 6771.563 | 6771.563 | 6771.563 | 6771.563
2021 | US | NPCC | - | NPCC-New England | MW | Additions - Tier 3 |  | 110.6952 | 509.2202 | 1648.1202 | 1886.1202 | 3870.8202 | 4085.5802 | 7592.2602 | 7592.2602 | 7592.2602 | 7592.2602 | 7592.2602
2021 | US | NPCC | - | NPCC-New England | MW | Firm Imports |  | 1134.78 | 1247.41 | 1058.72 | 1454.059 | 0 | 0 | 0 | 0 | 0 | 0 | 0
2021 | US | NPCC | - | NPCC-New England | MW | Firm Exports |  | 0 | 0 | 0 | 0 | 0 | 0 | 0 | 0 | 0 | 0 | 0
2021 | US | NPCC | - | NPCC-New England | MW | Net Firm Capacity Transfers |  | 1134.78 | 1247.41 | 1058.72 | 1454.059 | 0 | 0 | 0 | 0 | 0 | 0 | 0
2021 | US | NPCC | - | NPCC-New England | MW | Expected Imports |  | 0 | 0 | 0 | 0 | 0 | 0 | 0 | 0 | 0 | 0 | 0
2021 | US | NPCC | - | NPCC-New England | MW | Expected Exports |  | 0 | 0 | 0 | 0 | 0 | 0 | 0 | 0 | 0 | 0 | 0
2021 | US | NPCC | - | NPCC-New England | MW | Net Expected Transfers |  | 0 | 0 | 0 | 0 | 0 | 0 | 0 | 0 | 0 | 0 | 0
2021 | US | NPCC | - | NPCC-New England | MW | Existing-Certain & Net Firm Transfers |  | 33803.701 | 33668.726 | 33293.316 | 31824.909 | 30370.85 | 30370.85 | 30370.85 | 30370.85 | 30370.85 | 30370.85 | 30370.85
2021 | US | NPCC | - | NPCC-New England | MW | Anticipated Resources |  | 33817.701 | 33759.006 | 33661.659 | 32865.252 | 31411.193 | 31873.193 | 31873.193 | 31873.193 | 31873.193 | 31873.193 | 31873.193
2021 | US | NPCC | - | NPCC-New England | MW | Prospective Resources |  | 34039.204 | 34159.659 | 36702.624 | 36333.856 | 37082.237 | 38828.237 | 38828.237 | 38828.237 | 38828.237 | 38828.237 | 38828.237
2021 | US | NPCC | - | NPCC-New England | MW | Existing-Certain and Net Firm Transfers Excess/Shortfall |  | 11813.2975 | 12072.9979 | 11632.3636 | 10203.0058 | 8697.8718 | 8560.5368 | 8335.8068 | 8021.4118 | 7617.3518 | 7127.0318 | 6626.4968
2021 | US | NPCC | - | NPCC-New England | MW | Anticipated Excess/Shortfall |  | 11827.2975 | 12163.2779 | 12000.7066 | 11243.3488 | 9738.2148 | 10062.8798 | 9838.1498 | 9523.7548 | 9119.6948 | 8629.3748 | 8128.8398
2021 | US | NPCC | - | NPCC-New England | MW | Prospective Excess/Shortfall |  | 12048.8005 | 12563.9309 | 15041.6716 | 14711.9528 | 15409.2588 | 17017.9238 | 16793.1938 | 16478.7988 | 16074.7388 | 15584.4188 | 15083.8838
2021 | US | NPCC | - | NPCC-New England | % | Existing-Certain and Net Firm Transfers Reserve Margin |  | 76.78% | 77.11% | 74.3% | 67.06% | 59.05% | 58.05% | 56.44% | 54.24% | 51.5% | 48.3% | 45.18%
2021 | US | NPCC | - | NPCC-New England | % | Anticipated Reserve Margin |  | 76.85% | 77.58% | 76.23% | 72.52% | 64.5% | 65.87% | 64.18% | 61.87% | 58.99% | 55.64% | 52.36%
2021 | US | NPCC | - | NPCC-New England | % | Prospective Reserve Margin |  | 78.01% | 79.69% | 92.15% | 90.73% | 94.2% | 102.1% | 100% | 97.19% | 93.68% | 89.6% | 85.6%
2021 | US | NPCC | - | NPCC-New England | % | Reference Margin Level |  | 15% | 13.6% | 13.4% | 13.5% | 13.5% | 13.5% | 13.5% | 13.5% | 13.5% | 13.5% | 13.5%
2021 | US | NPCC | - | NPCC-New York | MW | Energy Efficiency and Conservation |  | 365 | 744 | 1177 | 1638 | 2132 | 2619 | 3096 | 3552 | 3970 | 4332 | 4695
2021 | US | NPCC | - | NPCC-New York | MW | Total Installed Photovoltaic |  | 3264 | 4021 | 4736 | 5469 | 5883 | 6221 | 6529 | 6809 | 7057 | 7281 | 7485
2021 | US | NPCC | - | NPCC-New York | MW | Photovoltaic On-Peak |  | 0 | 0 | 0 | 0 | 0 | 0 | 0 | 0 | 0 | 0 | 0
2021 | US | NPCC | - | NPCC-New York | MW | Total Internal Demand |  | 24025 | 24065 | 24095 | 24072 | 24065 | 24160 | 24359 | 24583 | 24879 | 25252 | 25757
2021 | US | NPCC | - | NPCC-New York | MW | Controllable and Dispatchable Demand Response - Available |  | 433.5 | 433.5 | 433.5 | 433.5 | 433.5 | 433.5 | 433.5 | 433.5 | 433.5 | 433.5 | 433.5
2021 | US | NPCC | - | NPCC-New York | MW | Net Internal Demand |  | 23591.5 | 23631.5 | 23661.5 | 23638.5 | 23631.5 | 23726.5 | 23925.5 | 24149.5 | 24445.5 | 24818.5 | 25323.5
2021 | US | NPCC | - | NPCC-New York | MW | Behind the Meter Generation - Capacity |  | 0 | 0 | 0 | 0 | 0 | 0 | 0 | 0 | 0 | 0 | 0
2021 | US | NPCC | - | NPCC-New York | MW | Other Capacity Adjustments - Additions |  | 0 | 0 | 0 | 0 | 0 | 0 | 0 | 0 | 0 | 0 | 0
2021 | US | NPCC | - | NPCC-New York | MW | Other Capacity Adjustments - Reductions |  | 0 | 0 | 0 | 0 | 0 | 0 | 0 | 0 | 0 | 0 | 0
2021 | US | NPCC | - | NPCC-New York | MW | Confirmed Retirements |  | 36.3 | 1075.1 | 1075.1 | 1984.6 | 1984.6 | 2019.9 | 2019.9 | 2019.9 | 2019.9 | 2019.9 | 2019.9
2021 | US | NPCC | - | NPCC-New York | MW | Unconfirmed Retirements |  | 0 | 0 | 0 | 0 | 0 | 0 | 0 | 0 | 0 | 0 | 0
2021 | US | NPCC | - | NPCC-New York | MW | Scheduled Outages |  | 0 | 0 | 0 | 0 | 0 | 0 | 0 | 0 | 0 | 0 | 0
2021 | US | NPCC | - | NPCC-New York | MW | Transmission Limitations |  | 0 | 0 | 0 | 0 | 0 | 0 | 0 | 0 | 0 | 0 | 0
2021 | US | NPCC | - | NPCC-New York | MW | Existing-Certain |  | 38387.1 | 38387.1 | 37477.6 | 37477.6 | 37442.3 | 37442.3 | 37442.3 | 37442.3 | 37442.3 | 37442.3 | 37442.3
2021 | US | NPCC | - | NPCC-New York | MW | Existing-Other |  | 0 | 0 | 0 | 0 | 0 | 0 | 0 | 0 | 0 | 0 | 0
2021 | US | NPCC | - | NPCC-New York | MW | Additions - Tier 1 |  | 73.4 | 162.3 | 265 | 265 | 265 | 265 | 265 | 265 | 265 | 265 | 265
2021 | US | NPCC | - | NPCC-New York | MW | Additions - Tier 2 |  | 42.5 | 79.4 | 1575.3 | 1575.3 | 1575.3 | 1575.3 | 1575.3 | 1575.3 | 1575.3 | 1575.3 | 1575.3
2021 | US | NPCC | - | NPCC-New York | MW | Additions - Tier 3 |  | 979.9 | 3770 | 5017.8 | 7097.9 | 7883.5 | 8523.3 | 8523.3 | 8523.3 | 8523.3 | 8523.3 | 8523.3
2021 | US | NPCC | - | NPCC-New York | MW | Firm Imports |  | 1546.4 | 1200.1 | 1183.18 | 1005.5 | 1340.3 | 1340.3 | 1340.3 | 1340.3 | 1340.3 | 1340.3 | 1340.3
2021 | US | NPCC | - | NPCC-New York | MW | Firm Exports |  | 0 | 0 | 0 | 0 | 0 | 0 | 0 | 0 | 0 | 0 | 0
2021 | US | NPCC | - | NPCC-New York | MW | Net Firm Capacity Transfers |  | 1546.4 | 1200.1 | 1183.18 | 1005.5 | 1340.3 | 1340.3 | 1340.3 | 1340.3 | 1340.3 | 1340.3 | 1340.3
2021 | US | NPCC | - | NPCC-New York | MW | Expected Imports |  | 0 | 0 | 0 | 0 | 0 | 0 | 0 | 0 | 0 | 0 | 0
2021 | US | NPCC | - | NPCC-New York | MW | Expected Exports |  | 0 | 0 | 0 | 0 | 0 | 0 | 0 | 0 | 0 | 0 | 0
2021 | US | NPCC | - | NPCC-New York | MW | Net Expected Transfers |  | 0 | 0 | 0 | 0 | 0 | 0 | 0 | 0 | 0 | 0 | 0
2021 | US | NPCC | - | NPCC-New York | MW | Existing-Certain & Net Firm Transfers |  | 39933.5 | 39587.2 | 38660.78 | 38483.1 | 38782.6 | 38782.6 | 38782.6 | 38782.6 | 38782.6 | 38782.6 | 38782.6
2021 | US | NPCC | - | NPCC-New York | MW | Anticipated Resources |  | 40006.9 | 39749.5 | 38925.78 | 38748.1 | 39047.6 | 39047.6 | 39047.6 | 39047.6 | 39047.6 | 39047.6 | 39047.6
2021 | US | NPCC | - | NPCC-New York | MW | Prospective Resources |  | 40049.4 | 39828.9 | 40501.08 | 40323.4 | 40622.9 | 40622.9 | 40622.9 | 40622.9 | 40622.9 | 40622.9 | 40622.9
2021 | US | NPCC | - | NPCC-New York | MW | Existing-Certain and Net Firm Transfers Excess/Shortfall |  | 12803.275 | 12410.975 | 11450.055 | 11298.825 | 11606.375 | 11497.125 | 11268.275 | 11010.675 | 10670.275 | 10241.325 | 9660.575
2021 | US | NPCC | - | NPCC-New York | MW | Anticipated Excess/Shortfall |  | 12876.675 | 12573.275 | 11715.055 | 11563.825 | 11871.375 | 11762.125 | 11533.275 | 11275.675 | 10935.275 | 10506.325 | 9925.575
2021 | US | NPCC | - | NPCC-New York | MW | Prospective Excess/Shortfall |  | 12919.175 | 12652.675 | 13290.355 | 13139.125 | 13446.675 | 13337.425 | 13108.575 | 12850.975 | 12510.575 | 12081.625 | 11500.875
2021 | US | NPCC | - | NPCC-New York | % | Existing-Certain and Net Firm Transfers Reserve Margin |  | 69.27% | 67.52% | 63.39% | 62.8% | 64.11% | 63.46% | 62.1% | 60.59% | 58.65% | 56.26% | 53.15%
2021 | US | NPCC | - | NPCC-New York | % | Anticipated Reserve Margin |  | 69.58% | 68.21% | 64.51% | 63.92% | 65.24% | 64.57% | 63.2% | 61.69% | 59.73% | 57.33% | 54.2%
2021 | US | NPCC | - | NPCC-New York | % | Prospective Reserve Margin |  | 69.76% | 68.54% | 71.17% | 70.58% | 71.9% | 71.21% | 69.79% | 68.21% | 66.18% | 63.68% | 60.42%
2021 | US | NPCC | - | NPCC-New York | % | Reference Margin Level |  | 15% | 15% | 15% | 15% | 15% | 15% | 15% | 15% | 15% | 15% | 15%
2021 | CA | NPCC | - | NPCC-Ontario | MW | Energy Efficiency and Conservation |  | 2941.1659 | 3601.5917 | 3390.4344 | 3719.4992 | 3519.2921 | 3569.2395 | 3787.0459 | 3084.0312 | 3060.8235 | 3642.0714 | 3239.2134
2021 | CA | NPCC | - | NPCC-Ontario | MW | Total Installed Photovoltaic |  | 2195.4106 | 2195.4106 | 2195.4106 | 2195.4106 | 2195.4106 | 2195.4106 | 2195.4106 | 2195.4106 | 2195.4106 | 2195.4106 | 2195.4106
2021 | CA | NPCC | - | NPCC-Ontario | MW | Photovoltaic On-Peak |  | 0 | 0 | 0 | 0 | 0 | 0 | 0 | 0 | 0 | 0 | 0
2021 | CA | NPCC | - | NPCC-Ontario | MW | Total Internal Demand |  | 21033.0009 | 21758.8692 | 22484.7374 | 22696.754 | 22949.9465 | 23303.177 | 23499.6569 | 23703.8325 | 24024.6677 | 24273.0101 | 24472.0553
2021 | CA | NPCC | - | NPCC-Ontario | MW | Controllable and Dispatchable Demand Response - Available |  | 136.6228 | 770.6228 | 770.6228 | 770.6228 | 770.6228 | 770.6228 | 770.6228 | 770.6228 | 770.6228 | 770.6228 | 770.6228
2021 | CA | NPCC | - | NPCC-Ontario | MW | Net Internal Demand |  | 20896.3781 | 20988.2464 | 21714.1146 | 21926.1312 | 22179.3237 | 22532.5542 | 22729.0341 | 22933.2096 | 23254.0449 | 23502.3873 | 23701.4325
2021 | CA | NPCC | - | NPCC-Ontario | MW | Behind the Meter Generation - Capacity |  | 0 | 0 | 0 | 0 | 0 | 0 | 0 | 0 | 0 | 0 | 0
2021 | CA | NPCC | - | NPCC-Ontario | MW | Other Capacity Adjustments - Additions |  | 0 | 0 | 0 | 0 | 0 | 0 | 0 | 0 | 0 | 0 | 0
2021 | CA | NPCC | - | NPCC-Ontario | MW | Other Capacity Adjustments - Reductions |  | 0 | 0 | 0 | 0 | 0 | 0 | 0 | 0 | 0 | 0 | 0
2021 | CA | NPCC | - | NPCC-Ontario | MW | Confirmed Retirements |  | 0 | 0 | 0 | 0 | 1030 | 3094 | 3094 | 3094 | 3094 | 3094 | 3094
2021 | CA | NPCC | - | NPCC-Ontario | MW | Unconfirmed Retirements |  | 0 | 0 | 0 | 0 | 0 | 0 | 0 | 0 | 0 | 0 | 0
2021 | CA | NPCC | - | NPCC-Ontario | MW | Scheduled Outages |  | 2723 | 2728 | 1294 | 0 | 878 | 778 | 819 | 0 | 786 | 0 | 0
2021 | CA | NPCC | - | NPCC-Ontario | MW | Transmission Limitations |  | 0 | 0 | 0 | 0 | 0 | 0 | 0 | 0 | 0 | 0 | 0
2021 | CA | NPCC | - | NPCC-Ontario | MW | Existing-Certain |  | 27167.2706 | 25510.7806 | 27757.9849 | 27226.7949 | 25168.9849 | 26101.7949 | 26852.9849 | 26852.7949 | 26889.9849 | 26850.7949 | 27663.7949
2021 | CA | NPCC | - | NPCC-Ontario | MW | Existing-Other |  | 0 | 0 | 0 | 0 | 0 | 0 | 0 | 0 | 0 | 0 | 0
2021 | CA | NPCC | - | NPCC-Ontario | MW | Additions - Tier 1 |  | 64.5592 | 64.5592 | 64.5592 | 64.5592 | 64.5592 | 64.5592 | 64.5592 | 64.5592 | 64.5592 | 64.5592 | 64.5592
2021 | CA | NPCC | - | NPCC-Ontario | MW | Additions - Tier 2 |  | 0 | 0 | 0 | 0 | 0 | 0 | 0 | 0 | 0 | 0 | 0
2021 | CA | NPCC | - | NPCC-Ontario | MW | Additions - Tier 3 |  | 0 | 0 | 0 | 0 | 0 | 0 | 0 | 0 | 0 | 0 | 0
2021 | CA | NPCC | - | NPCC-Ontario | MW | Firm Imports |  | 0 | 0 | 0 | 0 | 0 | 0 | 0 | 0 | 0 | 0 | 0
2021 | CA | NPCC | - | NPCC-Ontario | MW | Firm Exports |  | 500 | 500 | 0 | 0 | 0 | 0 | 0 | 0 | 0 | 0 | 0
2021 | CA | NPCC | - | NPCC-Ontario | MW | Net Firm Capacity Transfers |  | -500 | -500 | 0 | 0 | 0 | 0 | 0 | 0 | 0 | 0 | 0
2021 | CA | NPCC | - | NPCC-Ontario | MW | Expected Imports |  | 250 | 250 | 250 | 250 | 250 | 250 | 250 | 250 | 250 | 250 | 250
2021 | CA | NPCC | - | NPCC-Ontario | MW | Expected Exports |  | 0 | 0 | 0 | 0 | 0 | 0 | 0 | 0 | 0 | 0 | 0
2021 | CA | NPCC | - | NPCC-Ontario | MW | Net Expected Transfers |  | 250 | 250 | 250 | 250 | 250 | 250 | 250 | 250 | 250 | 250 | 250
2021 | CA | NPCC | - | NPCC-Ontario | MW | Existing-Certain & Net Firm Transfers |  | 26667.2706 | 25010.7806 | 27757.9849 | 27226.7949 | 25168.9849 | 26101.7949 | 26852.9849 | 26852.7949 | 26889.9849 | 26850.7949 | 27663.7949
2021 | CA | NPCC | - | NPCC-Ontario | MW | Anticipated Resources |  | 26731.8298 | 25075.3398 | 27822.5441 | 27291.3541 | 25233.5441 | 26166.3541 | 26917.5441 | 26917.3541 | 26954.5441 | 26915.3541 | 27728.3541
2021 | CA | NPCC | - | NPCC-Ontario | MW | Prospective Resources |  | 26981.8298 | 25325.3398 | 28072.5441 | 27541.3541 | 25483.5441 | 26416.3541 | 27167.5441 | 27167.3541 | 27204.5441 | 27165.3541 | 27978.3541
2021 | CA | NPCC | - | NPCC-Ontario | MW | Existing-Certain and Net Firm Transfers Excess/Shortfall |  | -64.5592 | 260.6077 | 572.1742 | 410.1305 | -749.4479 | -1225.5062 | -824.036 | -897.6485 | -577.6276 | -1373.8436 | -956.1293
2021 | CA | NPCC | - | NPCC-Ontario | MW | Anticipated Excess/Shortfall |  | 0 | 325.1669 | 636.7334 | 474.6897 | -684.8887 | -1160.947 | -759.4768 | -833.0893 | -513.0684 | -1309.2844 | -891.5701
2021 | CA | NPCC | - | NPCC-Ontario | MW | Prospective Excess/Shortfall |  | 250 | 575.1669 | 886.7334 | 724.6897 | -434.8887 | -910.947 | -509.4768 | -583.0893 | -263.0684 | -1059.2844 | -641.5701
2021 | CA | NPCC | - | NPCC-Ontario | % | Existing-Certain and Net Firm Transfers Reserve Margin |  | 27.62% | 19.17% | 27.83% | 24.18% | 13.48% | 15.84% | 18.14% | 17.09% | 15.64% | 14.25% | 16.72%
2021 | CA | NPCC | - | NPCC-Ontario | % | Anticipated Reserve Margin |  | 27.93% | 19.47% | 28.13% | 24.47% | 13.77% | 16.13% | 18.43% | 17.37% | 15.91% | 14.52% | 16.99%
2021 | CA | NPCC | - | NPCC-Ontario | % | Prospective Reserve Margin |  | 29.12% | 20.66% | 29.28% | 25.61% | 14.9% | 17.24% | 19.53% | 18.46% | 16.99% | 15.59% | 18.04%
2021 | CA | NPCC | - | NPCC-Ontario | % | Reference Margin Level |  | 27.93% | 17.92% | 25.2% | 22.3% | 16.86% | 21.28% | 21.77% | 21.01% | 18.12% | 20.09% | 20.75%
2021 | CA | NPCC | - | NPCC-Quebec | MW | Energy Efficiency and Conservation |  | 0 | 0 | 0 | 0 | 0 | 0 | 0 | 0 | 0 | 0 | 0
2021 | CA | NPCC | - | NPCC-Quebec | MW | Total Installed Photovoltaic |  | 10 | 27 | 56 | 96 | 147 | 206 | 272 | 341 | 420 | 513 | 622
2021 | CA | NPCC | - | NPCC-Quebec | MW | Photovoltaic On-Peak |  | 0 | 1 | 1 | 2 | 3 | 4 | 5 | 7 | 8 | 10 | 12
2021 | CA | NPCC | - | NPCC-Quebec | MW | Total Internal Demand |  | 39385.8327 | 39758.4225 | 40171.4281 | 40493.1653 | 40758.6506 | 41089.4869 | 41427.5242 | 41797.9441 | 42055.5064 | 42284.953 | 42481.5916
2021 | CA | NPCC | - | NPCC-Quebec | MW | Controllable and Dispatchable Demand Response - Available |  | 2368.4445 | 2586.7355 | 3107.9306 | 3356.9052 | 3616.9013 | 3758.3038 | 3984.2704 | 4042.8655 | 4072.8655 | 4072.8655 | 4072.8655
2021 | CA | NPCC | - | NPCC-Quebec | MW | Net Internal Demand |  | 37017.3882 | 37171.687 | 37063.4975 | 37136.2601 | 37141.7493 | 37331.1831 | 37443.2537 | 37755.0786 | 37982.641 | 38212.0875 | 38408.7261
2021 | CA | NPCC | - | NPCC-Quebec | MW | Behind the Meter Generation - Capacity |  | 0 | 0 | 0 | 0 | 0 | 0 | 0 | 0 | 0 | 0 | 0
2021 | CA | NPCC | - | NPCC-Quebec | MW | Other Capacity Adjustments - Additions |  | 0 | 0 | 0 | 0 | 0 | 0 | 0 | 0 | 0 | 0 | 0
2021 | CA | NPCC | - | NPCC-Quebec | MW | Other Capacity Adjustments - Reductions |  | 0 | 0 | 0 | 0 | 0 | 0 | 0 | 0 | 0 | 0 | 0
2021 | CA | NPCC | - | NPCC-Quebec | MW | Confirmed Retirements |  | 0 | 0 | 0 | 0 | 0 | 0 | 0 | 0 | 0 | 0 | 0
2021 | CA | NPCC | - | NPCC-Quebec | MW | Unconfirmed Retirements |  | 0 | 0 | 0 | 0 | 0 | 0 | 0 | 0 | 0 | 0 | 0
2021 | CA | NPCC | - | NPCC-Quebec | MW | Scheduled Outages |  | 0 | 0 | 0 | 0 | 0 | 0 | 0 | 0 | 0 | 0 | 0
2021 | CA | NPCC | - | NPCC-Quebec | MW | Transmission Limitations |  | 0 | 0 | 0 | 0 | 0 | 0 | 0 | 0 | 0 | 0 | 0
2021 | CA | NPCC | - | NPCC-Quebec | MW | Existing-Certain |  | 42072.4605 | 42072.4605 | 42064.3605 | 42064.3605 | 42045.5685 | 41932.5565 | 41899.8529 | 41798.4565 | 41746.7185 | 41736.8185 | 41666.2605
2021 | CA | NPCC | - | NPCC-Quebec | MW | Existing-Other |  | 0 | 0 | 0 | 0 | 0 | 0 | 0 | 0 | 0 | 0 | 0
2021 | CA | NPCC | - | NPCC-Quebec | MW | Additions - Tier 1 |  | 27.18 | 281.68 | 281.68 | 322.38 | 322.38 | 322.38 | 322.38 | 322.38 | 322.38 | 322.38 | 322.38
2021 | CA | NPCC | - | NPCC-Quebec | MW | Additions - Tier 2 |  | 0 | 0 | 0 | 0 | 0 | 0 | 0 | 0 | 0 | 0 | 0
2021 | CA | NPCC | - | NPCC-Quebec | MW | Additions - Tier 3 |  | 0 | 0 | 0 | 0 | 0 | 0 | 0 | 0 | 0 | 0 | 0
2021 | CA | NPCC | - | NPCC-Quebec | MW | Firm Imports |  | 500 | 500 | 0 | 0 | 0 | 0 | 0 | 0 | 0 | 0 | 0
2021 | CA | NPCC | - | NPCC-Quebec | MW | Firm Exports |  | 999 | 917 | 888 | 1079 | 145 | 145 | 145 | 145 | 145 | 0 | 0
2021 | CA | NPCC | - | NPCC-Quebec | MW | Net Firm Capacity Transfers |  | -499 | -417 | -888 | -1079 | -145 | -145 | -145 | -145 | -145 | 0 | 0
2021 | CA | NPCC | - | NPCC-Quebec | MW | Expected Imports |  | 1100 | 1100 | 1100 | 1100 | 1100 | 1100 | 1100 | 1100 | 1100 | 1100 | 1100
2021 | CA | NPCC | - | NPCC-Quebec | MW | Expected Exports |  | 0 | 0 | 0 | 0 | 0 | 0 | 0 | 0 | 0 | 0 | 0
2021 | CA | NPCC | - | NPCC-Quebec | MW | Net Expected Transfers |  | 1100 | 1100 | 1100 | 1100 | 1100 | 1100 | 1100 | 1100 | 1100 | 1100 | 1100
2021 | CA | NPCC | - | NPCC-Quebec | MW | Existing-Certain & Net Firm Transfers |  | 41573.4605 | 41655.4605 | 41176.3605 | 40985.3605 | 41900.5685 | 41787.5565 | 41754.8529 | 41653.4565 | 41601.7185 | 41736.8185 | 41666.2605
2021 | CA | NPCC | - | NPCC-Quebec | MW | Anticipated Resources |  | 41600.6405 | 41937.1405 | 41458.0405 | 41307.7405 | 42222.9485 | 42109.9365 | 42077.2329 | 41975.8365 | 41924.0985 | 42059.1985 | 41988.6405
2021 | CA | NPCC | - | NPCC-Quebec | MW | Prospective Resources |  | 42700.6405 | 43037.1405 | 42558.0405 | 42407.7405 | 43322.9485 | 43209.9365 | 43177.2329 | 43075.8365 | 43024.0985 | 43159.1985 | 43088.6405
2021 | CA | NPCC | - | NPCC-Quebec | MW | Existing-Certain and Net Firm Transfers Excess/Shortfall |  | 558.1944 | 469.2313 | 110.0053 | -161.6157 | 747.5103 | 424.6056 | 267.7278 | -179.1706 | -483.0477 | -602.1744 | -890.608
2021 | CA | NPCC | - | NPCC-Quebec | MW | Anticipated Excess/Shortfall |  | 585.3744 | 750.9113 | 391.6853 | 160.7643 | 1069.8903 | 746.9856 | 590.1078 | 143.2094 | -160.6677 | -279.7944 | -568.228
2021 | CA | NPCC | - | NPCC-Quebec | MW | Prospective Excess/Shortfall |  | 1685.3744 | 1850.9113 | 1491.6853 | 1260.7643 | 2169.8903 | 1846.9856 | 1690.1078 | 1243.2094 | 939.3323 | 820.2056 | 531.772
2021 | CA | NPCC | - | NPCC-Quebec | % | Existing-Certain and Net Firm Transfers Reserve Margin |  | 12.31% | 12.06% | 11.1% | 10.36% | 12.81% | 11.94% | 11.52% | 10.33% | 9.528% | 9.224% | 8.481%
2021 | CA | NPCC | - | NPCC-Quebec | % | Anticipated Reserve Margin |  | 12.38% | 12.82% | 11.86% | 11.23% | 13.68% | 12.8% | 12.38% | 11.18% | 10.38% | 10.07% | 9.321%
2021 | CA | NPCC | - | NPCC-Quebec | % | Prospective Reserve Margin |  | 15.35% | 15.78% | 14.82% | 14.19% | 16.64% | 15.75% | 15.31% | 14.09% | 13.27% | 12.95% | 12.18%
2021 | CA | NPCC | - | NPCC-Quebec | % | Reference Margin Level |  | 10.8% | 10.8% | 10.8% | 10.8% | 10.8% | 10.8% | 10.8% | 10.8% | 10.8% | 10.8% | 10.8%
2021 | US | RF | - | PJM | MW | Energy Efficiency and Conservation |  | 0 | 0 | 0 | 0 | 0 | 0 | 0 | 0 | 0 | 0 | 0
2021 | US | RF | - | PJM | MW | Total Installed Photovoltaic |  | 3216.78 | 3574.2 | 4054.44 | 4382.88 | 4776.18 | 5402.7 | 6047.16 | 6401.82 | 6960.72 | 7537.56 | 8042.64
2021 | US | RF | - | PJM | MW | Photovoltaic On-Peak |  | 0 | 0 | 0 | 0 | 0 | 0 | 0 | 0 | 0 | 0 | 0
2021 | US | RF | - | PJM | MW | Total Internal Demand |  | 132632 | 132785 | 133527 | 133888 | 134223 | 134799 | 135163 | 135108 | 135829 | 135568 | 135799
2021 | US | RF | - | PJM | MW | Controllable and Dispatchable Demand Response - Available |  | 8466 | 8512 | 8549 | 8577 | 8600 | 8619 | 8624 | 8642 | 8656 | 8671 | 8680
2021 | US | RF | - | PJM | MW | Net Internal Demand |  | 124166 | 124273 | 124978 | 125311 | 125623 | 126180 | 126539 | 126466 | 127173 | 126897 | 127119
2021 | US | RF | - | PJM | MW | Behind the Meter Generation - Capacity |  | 0 | 0 | 0 | 0 | 0 | 0 | 0 | 0 | 0 | 0 | 0
2021 | US | RF | - | PJM | MW | Other Capacity Adjustments - Additions |  | 0 | 0 | 0 | 0 | 0 | 0 | 0 | 0 | 0 | 0 | 0
2021 | US | RF | - | PJM | MW | Other Capacity Adjustments - Reductions |  | 0 | 0 | 0 | 0 | 0 | 0 | 0 | 0 | 0 | 0 | 0
2021 | US | RF | - | PJM | MW | Confirmed Retirements |  | 25419.1 | 30639.3 | 40007.3 | 41101.6 | 41101.6 | 41101.6 | 41101.6 | 41101.6 | 41101.6 | 41101.6 | 41101.6
2021 | US | RF | - | PJM | MW | Unconfirmed Retirements |  | 0 | 0 | 0 | 0 | 0 | 0 | 0 | 0 | 0 | 0 | 0
2021 | US | RF | - | PJM | MW | Scheduled Outages |  | 0 | 0 | 0 | 0 | 0 | 0 | 0 | 0 | 0 | 0 | 0
2021 | US | RF | - | PJM | MW | Transmission Limitations |  | 0 | 0 | 0 | 0 | 0 | 0 | 0 | 0 | 0 | 0 | 0
2021 | US | RF | - | PJM | MW | Existing-Certain |  | 179247 | 174592.5 | 170493.6 | 170480.1 | 170480.1 | 170480.1 | 170480.1 | 170480.1 | 170480.1 | 170480.1 | 170480.1
2021 | US | RF | - | PJM | MW | Existing-Other |  | 0 | 0 | 0 | 0 | 0 | 0 | 0 | 0 | 0 | 0 | 0
2021 | US | RF | - | PJM | MW | Additions - Tier 1 |  | 19.3 | 12477.76 | 18669.57 | 21041.37 | 21723.13 | 21723.13 | 21723.13 | 21723.13 | 21723.13 | 21723.13 | 21723.13
2021 | US | RF | - | PJM | MW | Additions - Tier 2 |  | 0 | 13344.362 | 23923.327 | 40280.574 | 45607.604 | 50107.004 | 50745.404 | 50908.664 | 50908.664 | 51057.164 | 51057.164
2021 | US | RF | - | PJM | MW | Additions - Tier 3 |  | 0 | 0 | 0 | 0 | 0 | 0 | 0 | 0 | 0 | 0 | 0
2021 | US | RF | - | PJM | MW | Firm Imports |  | 1894.6 | 0 | 0 | 0 | 0 | 0 | 0 | 0 | 0 | 0 | 0
2021 | US | RF | - | PJM | MW | Firm Exports |  | 4831.5 | 4837.2 | 0 | 0 | 0 | 0 | 0 | 0 | 0 | 0 | 0
2021 | US | RF | - | PJM | MW | Net Firm Capacity Transfers |  | -2936.9 | -4837.2 | 0 | 0 | 0 | 0 | 0 | 0 | 0 | 0 | 0
2021 | US | RF | - | PJM | MW | Expected Imports |  | 0 | 1894.6 | 1894.6 | 1894.6 | 1894.6 | 1894.6 | 1894.6 | 1894.6 | 1894.6 | 1894.6 | 1894.6
2021 | US | RF | - | PJM | MW | Expected Exports |  | 0 | 0 | 4837.2 | 4837.2 | 4837.2 | 4837.2 | 4837.2 | 4837.2 | 4837.2 | 4837.2 | 4837.2
2021 | US | RF | - | PJM | MW | Net Expected Transfers |  | 0 | 1894.6 | -2942.6 | -2942.6 | -2942.6 | -2942.6 | -2942.6 | -2942.6 | -2942.6 | -2942.6 | -2942.6
2021 | US | RF | - | PJM | MW | Existing-Certain & Net Firm Transfers |  | 176310.1 | 169755.3 | 170493.6 | 170480.1 | 170480.1 | 170480.1 | 170480.1 | 170480.1 | 170480.1 | 170480.1 | 170480.1
2021 | US | RF | - | PJM | MW | Anticipated Resources |  | 176329.4 | 182233.06 | 189163.17 | 191521.47 | 192203.23 | 192203.23 | 192203.23 | 192203.23 | 192203.23 | 192203.23 | 192203.23
2021 | US | RF | - | PJM | MW | Prospective Resources |  | 176329.4 | 197472.022 | 210143.897 | 228859.444 | 234868.234 | 239367.634 | 240006.034 | 240169.294 | 240169.294 | 240317.794 | 240317.794
2021 | US | RF | - | PJM | MW | Existing-Certain and Net Firm Transfers Excess/Shortfall |  | 33891.698 | 27462.715 | 27518.768 | 27124.316 | 26767.388 | 26130.18 | 25719.484 | 25802.996 | 24994.188 | 25309.932 | 25055.964
2021 | US | RF | - | PJM | MW | Anticipated Excess/Shortfall |  | 33910.998 | 39940.475 | 46188.338 | 48165.686 | 48490.518 | 47853.31 | 47442.614 | 47526.126 | 46717.318 | 47033.062 | 46779.094
2021 | US | RF | - | PJM | MW | Prospective Excess/Shortfall |  | 33910.998 | 55179.437 | 67169.065 | 85503.66 | 91155.522 | 95017.714 | 95245.418 | 95492.19 | 94683.382 | 95147.626 | 94893.658
2021 | US | RF | - | PJM | % | Existing-Certain and Net Firm Transfers Reserve Margin |  | 42% | 36.6% | 36.42% | 36.05% | 35.71% | 35.11% | 34.73% | 34.8% | 34.05% | 34.35% | 34.11%
2021 | US | RF | - | PJM | % | Anticipated Reserve Margin |  | 42.01% | 46.64% | 51.36% | 52.84% | 53% | 52.32% | 51.89% | 51.98% | 51.14% | 51.46% | 51.2%
2021 | US | RF | - | PJM | % | Prospective Reserve Margin |  | 42.01% | 58.9% | 68.14% | 82.63% | 86.96% | 89.7% | 89.67% | 89.91% | 88.85% | 89.38% | 89.05%
2021 | US | RF | - | PJM | % | Reference Margin Level |  | 14.7% | 14.5% | 14.4% | 14.4% | 14.4% | 14.4% | 14.4% | 14.4% | 14.4% | 14.4% | 14.4%
2021 | US | SERC | - | SERC-C | MW | Energy Efficiency and Conservation |  | 399 | 413 | 430 | 447 | 459 | 468 | 476 | 479 | 487 | 497 | 505
2021 | US | SERC | - | SERC-C | MW | Total Installed Photovoltaic |  | 0 | 0 | 0 | 0 | 0 | 0 | 0 | 0 | 0 | 0 | 0
2021 | US | SERC | - | SERC-C | MW | Photovoltaic On-Peak |  | 9 | 10 | 11 | 11 | 12 | 12 | 13 | 13 | 14 | 14 | 15
2021 | US | SERC | - | SERC-C | MW | Total Internal Demand |  | 40320 | 40643 | 40796 | 40932 | 41016 | 41112 | 41199 | 41354 | 41478 | 41624 | 41734
2021 | US | SERC | - | SERC-C | MW | Controllable and Dispatchable Demand Response - Available |  | 1564 | 1515 | 1517 | 1520 | 1520 | 1520 | 1520 | 1520 | 1520 | 1520 | 1515
2021 | US | SERC | - | SERC-C | MW | Net Internal Demand |  | 38756 | 39128 | 39279 | 39412 | 39496 | 39592 | 39679 | 39834 | 39958 | 40104 | 40219
2021 | US | SERC | - | SERC-C | MW | Behind the Meter Generation - Capacity |  | 0 | 0 | 0 | 0 | 0 | 0 | 0 | 0 | 0 | 0 | 0
2021 | US | SERC | - | SERC-C | MW | Other Capacity Adjustments - Additions |  | 0 | 0 | 0 | 0 | 0 | 0 | 0 | 0 | 0 | 0 | 0
2021 | US | SERC | - | SERC-C | MW | Other Capacity Adjustments - Reductions |  | 0 | 0 | 0 | 0 | 0 | 0 | 0 | 0 | 0 | 0 | 0
2021 | US | SERC | - | SERC-C | MW | Confirmed Retirements |  | 1682.93 | 1695.93 | 1695.93 | 2567.93 | 3671.93 | 3671.93 | 5475.93 | 6391.93 | 7656.93 | 8254.93 | 8254.93
2021 | US | SERC | - | SERC-C | MW | Unconfirmed Retirements |  | 0 | 0 | 0 | 0 | 0 | 0 | 0 | 0 | 0 | 0 | 0
2021 | US | SERC | - | SERC-C | MW | Scheduled Outages |  | 0 | 0 | 0 | 0 | 0 | 0 | 0 | 0 | 0 | 0 | 0
2021 | US | SERC | - | SERC-C | MW | Transmission Limitations |  | 0 | 0 | 0 | 0 | 0 | 0 | 0 | 0 | 0 | 0 | 0
2021 | US | SERC | - | SERC-C | MW | Existing-Certain |  | 51271.42 | 51329.92 | 51340.92 | 50607.92 | 49615.92 | 49615.92 | 47929.92 | 47179.92 | 45949.92 | 45909.92 | 45909.92
2021 | US | SERC | - | SERC-C | MW | Existing-Other |  | 3134.51 | 3134.51 | 3022.51 | 2910.51 | 2910.51 | 2792.51 | 2626.51 | 2591.51 | 2591.51 | 189.39 | 189.39
2021 | US | SERC | - | SERC-C | MW | Additions - Tier 1 |  | 0 | 50 | 1444 | 2047 | 2047 | 3576 | 5105 | 6311 | 6914 | 6914 | 8772
2021 | US | SERC | - | SERC-C | MW | Additions - Tier 2 |  | 0 | 0 | 20 | 1086 | 1086 | 1086 | 1086 | 1086 | 1086 | 1086 | 1086
2021 | US | SERC | - | SERC-C | MW | Additions - Tier 3 |  | 0 | 0 | 0 | 0 | 155 | 155 | 155 | 155 | 155 | 155 | 155
2021 | US | SERC | - | SERC-C | MW | Firm Imports |  | 1024 | 953 | 953 | 953 | 953 | 953 | 953 | 953 | 778 | 778 | 300
2021 | US | SERC | - | SERC-C | MW | Firm Exports |  | 925 | 925 | 925 | 925 | 925 | 925 | 925 | 925 | 925 | 925 | 925
2021 | US | SERC | - | SERC-C | MW | Net Firm Capacity Transfers |  | 99 | 28 | 28 | 28 | 28 | 28 | 28 | 28 | -147 | -147 | -625
2021 | US | SERC | - | SERC-C | MW | Expected Imports |  | 0 | 0 | 0 | 0 | 0 | 0 | 0 | 0 | 0 | 0 | 0
2021 | US | SERC | - | SERC-C | MW | Expected Exports |  | 0 | 0 | 0 | 0 | 0 | 0 | 0 | 0 | 0 | 0 | 0
2021 | US | SERC | - | SERC-C | MW | Net Expected Transfers |  | 0 | 0 | 0 | 0 | 0 | 0 | 0 | 0 | 0 | 0 | 0
2021 | US | SERC | - | SERC-C | MW | Existing-Certain & Net Firm Transfers |  | 51370.42 | 51357.92 | 51368.92 | 50635.92 | 49643.92 | 49643.92 | 47957.92 | 47207.92 | 45802.92 | 45762.92 | 45284.92
2021 | US | SERC | - | SERC-C | MW | Anticipated Resources |  | 51370.42 | 51407.92 | 52812.92 | 52682.92 | 51690.92 | 53219.92 | 53062.92 | 53518.92 | 52716.92 | 52676.92 | 54056.92
2021 | US | SERC | - | SERC-C | MW | Prospective Resources |  | 54504.93 | 54542.43 | 55855.43 | 56679.43 | 55687.43 | 57098.43 | 56775.43 | 57196.43 | 56394.43 | 53952.31 | 55332.31
2021 | US | SERC | - | SERC-C | MW | Existing-Certain and Net Firm Transfers Excess/Shortfall |  | 6801.02 | 6360.72 | 6198.07 | 5312.12 | 4223.52 | 4113.12 | 2327.07 | 1398.82 | -148.78 | -356.68 | -966.93
2021 | US | SERC | - | SERC-C | MW | Anticipated Excess/Shortfall |  | 6801.02 | 6410.72 | 7642.07 | 7359.12 | 6270.52 | 7689.12 | 7432.07 | 7709.82 | 6765.22 | 6557.32 | 7805.07
2021 | US | SERC | - | SERC-C | MW | Prospective Excess/Shortfall |  | 9935.53 | 9545.23 | 10684.58 | 11355.63 | 10267.03 | 11567.63 | 11144.58 | 11387.33 | 10442.73 | 7832.71 | 9080.46
2021 | US | SERC | - | SERC-C | % | Existing-Certain and Net Firm Transfers Reserve Margin |  | 32.55% | 31.26% | 30.78% | 28.48% | 25.69% | 25.39% | 20.86% | 18.51% | 14.63% | 14.11% | 12.6%
2021 | US | SERC | - | SERC-C | % | Anticipated Reserve Margin |  | 32.55% | 31.38% | 34.46% | 33.67% | 30.88% | 34.42% | 33.73% | 34.35% | 31.93% | 31.35% | 34.41%
2021 | US | SERC | - | SERC-C | % | Prospective Reserve Margin |  | 40.64% | 39.39% | 42.2% | 43.81% | 41% | 44.22% | 43.09% | 43.59% | 41.13% | 34.53% | 37.58%
2021 | US | SERC | - | SERC-C | % | Reference Margin Level |  | 15% | 15% | 15% | 15% | 15% | 15% | 15% | 15% | 15% | 15% | 15%
2021 | US | SERC | - | SERC-E | MW | Energy Efficiency and Conservation |  | 283 | 372 | 453 | 547 | 617 | 673 | 716 | 745 | 749 | 737 | 722
2021 | US | SERC | - | SERC-E | MW | Total Installed Photovoltaic |  | 512 | 606 | 689 | 759 | 832 | 910 | 990 | 1073 | 1158 | 1245 | 1331
2021 | US | SERC | - | SERC-E | MW | Photovoltaic On-Peak |  | 3 | 5 | 6 | 6 | 7 | 8 | 9 | 9 | 10 | 10 | 12
2021 | US | SERC | - | SERC-E | MW | Total Internal Demand |  | 44175 | 44266 | 44529 | 44815 | 44879 | 45225 | 45501 | 45943 | 46232 | 46649 | 47106
2021 | US | SERC | - | SERC-E | MW | Controllable and Dispatchable Demand Response - Available |  | 903 | 894 | 900 | 906 | 913 | 916 | 921 | 931 | 943 | 957 | 958
2021 | US | SERC | - | SERC-E | MW | Net Internal Demand |  | 43272 | 43372 | 43629 | 43909 | 43966 | 44309 | 44580 | 45012 | 45289 | 45692 | 46148
2021 | US | SERC | - | SERC-E | MW | Behind the Meter Generation - Capacity |  | 0 | 0 | 0 | 0 | 0 | 0 | 0 | 0 | 0 | 0 | 0
2021 | US | SERC | - | SERC-E | MW | Other Capacity Adjustments - Additions |  | 0 | 0 | 0 | 0 | 0 | 0 | 0 | 0 | 0 | 0 | 0
2021 | US | SERC | - | SERC-E | MW | Other Capacity Adjustments - Reductions |  | 0 | 0 | 0 | 0 | 0 | 0 | 0 | 0 | 0 | 0 | 0
2021 | US | SERC | - | SERC-E | MW | Confirmed Retirements |  | 898 | 1028 | 1028 | 1028 | 2158 | 2158 | 2158 | 3540 | 3540 | 3540 | 4332
2021 | US | SERC | - | SERC-E | MW | Unconfirmed Retirements |  | 0 | 0 | 0 | 0 | 0 | 0 | 0 | 0 | 0 | 0 | 0
2021 | US | SERC | - | SERC-E | MW | Scheduled Outages |  | 0 | 0 | 0 | 0 | 0 | 0 | 0 | 0 | 0 | 0 | 0
2021 | US | SERC | - | SERC-E | MW | Transmission Limitations |  | 0 | 0 | 0 | 0 | 0 | 0 | 0 | 0 | 0 | 0 | 0
2021 | US | SERC | - | SERC-E | MW | Existing-Certain |  | 53932.87 | 54113.37 | 54193.37 | 54262.37 | 53132.37 | 53132.37 | 52906.37 | 51756.37 | 51766.37 | 51766.37 | 50994.37
2021 | US | SERC | - | SERC-E | MW | Existing-Other |  | 0 | 0 | 0 | 0 | 0 | 0 | 0 | 0 | 0 | 0 | 0
2021 | US | SERC | - | SERC-E | MW | Additions - Tier 1 |  | 0 | 587.97 | 642.97 | 1044.97 | 1501.97 | 1958.97 | 3329.97 | 5923.97 | 6380.97 | 6837.97 | 6837.97
2021 | US | SERC | - | SERC-E | MW | Additions - Tier 2 |  | 0 | 0.47653 | 298.1657 | 302.771 | 310.1682 | 319.8842 | 329.272 | 338.3753 | 347.1472 | 355.6548 | 361.0097
2021 | US | SERC | - | SERC-E | MW | Additions - Tier 3 |  | 37.5 | 101.75 | 233.9921 | 3198.2445 | 5525.148 | 5573.0488 | 6494.5384 | 6505.4103 | 6538.1423 | 6610.1145 | 6638.54
2021 | US | SERC | - | SERC-E | MW | Firm Imports |  | 877 | 877 | 877 | 877 | 877 | 877 | 877 | 877 | 877 | 877 | 877
2021 | US | SERC | - | SERC-E | MW | Firm Exports |  | 315 | 315 | 315 | 315 | 315 | 315 | 315 | 315 | 315 | 315 | 315
2021 | US | SERC | - | SERC-E | MW | Net Firm Capacity Transfers |  | 562 | 562 | 562 | 562 | 562 | 562 | 562 | 562 | 562 | 562 | 562
2021 | US | SERC | - | SERC-E | MW | Expected Imports |  | 0 | 0 | 0 | 0 | 0 | 0 | 0 | 0 | 0 | 0 | 0
2021 | US | SERC | - | SERC-E | MW | Expected Exports |  | 0 | 0 | 0 | 0 | 0 | 0 | 0 | 0 | 0 | 0 | 0
2021 | US | SERC | - | SERC-E | MW | Net Expected Transfers |  | 0 | 0 | 0 | 0 | 0 | 0 | 0 | 0 | 0 | 0 | 0
2021 | US | SERC | - | SERC-E | MW | Existing-Certain & Net Firm Transfers |  | 54494.87 | 54675.37 | 54755.37 | 54824.37 | 53694.37 | 53694.37 | 53468.37 | 52318.37 | 52328.37 | 52328.37 | 51556.37
2021 | US | SERC | - | SERC-E | MW | Anticipated Resources |  | 54494.87 | 55263.34 | 55398.34 | 55869.34 | 55196.34 | 55653.34 | 56798.34 | 58242.34 | 58709.34 | 59166.34 | 58394.34
2021 | US | SERC | - | SERC-E | MW | Prospective Resources |  | 54494.87 | 55263.8165 | 55696.5057 | 56172.111 | 55506.5082 | 55973.2242 | 57127.612 | 58580.7153 | 59056.4872 | 59521.9948 | 58755.3497
2021 | US | SERC | - | SERC-E | MW | Existing-Certain and Net Firm Transfers Excess/Shortfall |  | 4732.07 | 4797.57 | 4582.02 | 4329.02 | 3133.47 | 2739.02 | 2201.37 | 554.57 | 246.02 | -217.43 | -1513.83
2021 | US | SERC | - | SERC-E | MW | Anticipated Excess/Shortfall |  | 4732.07 | 5385.54 | 5224.99 | 5373.99 | 4635.44 | 4697.99 | 5531.34 | 6478.54 | 6626.99 | 6620.54 | 5324.14
2021 | US | SERC | - | SERC-E | MW | Prospective Excess/Shortfall |  | 4732.07 | 5386.0165 | 5523.1557 | 5676.761 | 4945.6082 | 5017.8742 | 5860.612 | 6816.9153 | 6974.1372 | 6976.1948 | 5685.1497
2021 | US | SERC | - | SERC-E | % | Existing-Certain and Net Firm Transfers Reserve Margin |  | 25.94% | 26.06% | 25.5% | 24.86% | 22.13% | 21.18% | 19.94% | 16.23% | 15.54% | 14.52% | 11.72%
2021 | US | SERC | - | SERC-E | % | Anticipated Reserve Margin |  | 25.94% | 27.42% | 26.98% | 27.24% | 25.54% | 25.6% | 27.41% | 29.39% | 29.63% | 29.49% | 26.54%
2021 | US | SERC | - | SERC-E | % | Prospective Reserve Margin |  | 25.94% | 27.42% | 27.66% | 27.93% | 26.25% | 26.32% | 28.15% | 30.14% | 30.4% | 30.27% | 27.32%
2021 | US | SERC | - | SERC-E | % | Reference Margin Level |  | 15% | 15% | 15% | 15% | 15% | 15% | 15% | 15% | 15% | 15% | 15%
2021 | US | SERC | - | SERC-SE | MW | Energy Efficiency and Conservation |  | 0 | 0 | 0 | 0 | 0 | 0 | 0 | 0 | 0 | 0 | 0
2021 | US | SERC | - | SERC-SE | MW | Total Installed Photovoltaic |  | 56 | 68 | 81 | 96 | 113 | 131 | 150 | 171 | 194 | 221 | 244
2021 | US | SERC | - | SERC-SE | MW | Photovoltaic On-Peak |  | 3 | 4 | 4 | 5 | 6 | 7 | 8 | 9 | 11 | 12 | 14
2021 | US | SERC | - | SERC-SE | MW | Total Internal Demand |  | 46232 | 46455 | 46640 | 46755 | 46880 | 47090 | 47293 | 46484 | 46769 | 47054 | 47383
2021 | US | SERC | - | SERC-SE | MW | Controllable and Dispatchable Demand Response - Available |  | 1682 | 1718 | 1719 | 1803 | 1808 | 1805 | 1810 | 1817 | 1824 | 1823 | 1815
2021 | US | SERC | - | SERC-SE | MW | Net Internal Demand |  | 44550 | 44737 | 44921 | 44952 | 45072 | 45285 | 45483 | 44667 | 44945 | 45231 | 45568
2021 | US | SERC | - | SERC-SE | MW | Behind the Meter Generation - Capacity |  | 0 | 0 | 0 | 0 | 0 | 0 | 0 | 0 | 0 | 0 | 0
2021 | US | SERC | - | SERC-SE | MW | Other Capacity Adjustments - Additions |  | 0 | 0 | 0 | 0 | 0 | 0 | 0 | 0 | 0 | 0 | 0
2021 | US | SERC | - | SERC-SE | MW | Other Capacity Adjustments - Reductions |  | 0 | 0 | 0 | 0 | 0 | 0 | 0 | 0 | 0 | 0 | 0
2021 | US | SERC | - | SERC-SE | MW | Confirmed Retirements |  | 2543.3 | 2543.3 | 2543.3 | 2543.3 | 2543.3 | 2558.3 | 2558.3 | 2558.3 | 2558.3 | 2558.3 | 2558.3
2021 | US | SERC | - | SERC-SE | MW | Unconfirmed Retirements |  | 0 | 0 | 0 | 0 | 0 | 0 | 0 | 0 | 0 | 0 | 0
2021 | US | SERC | - | SERC-SE | MW | Scheduled Outages |  | 0 | 0 | 0 | 0 | 0 | 0 | 0 | 0 | 0 | 0 | 0
2021 | US | SERC | - | SERC-SE | MW | Transmission Limitations |  | 0 | 0 | 0 | 0 | 0 | 0 | 0 | 0 | 0 | 0 | 0
2021 | US | SERC | - | SERC-SE | MW | Existing-Certain |  | 61898.5 | 61898.5 | 61898.5 | 61898.5 | 61947.5 | 61947.5 | 61947.5 | 61947.5 | 61947.5 | 61947.5 | 61947.5
2021 | US | SERC | - | SERC-SE | MW | Existing-Other |  | 2515.71 | 2515.71 | 2515.71 | 2515.71 | 2515.71 | 2515.71 | 2515.71 | 2515.71 | 2515.71 | 29.67 | 29.67
2021 | US | SERC | - | SERC-SE | MW | Additions - Tier 1 |  | 1101.5 | 2201.5 | 2201.5 | 2201.5 | 2201.5 | 2201.5 | 2201.5 | 2201.5 | 2201.5 | 2201.5 | 2201.5
2021 | US | SERC | - | SERC-SE | MW | Additions - Tier 2 |  | 0 | 0 | 0 | 0 | 0 | 0 | 0 | 0 | 0 | 0 | 0
2021 | US | SERC | - | SERC-SE | MW | Additions - Tier 3 |  | 0 | 0 | 0 | 0 | 0 | 0 | 0 | 0 | 0 | 0 | 0
2021 | US | SERC | - | SERC-SE | MW | Firm Imports |  | 60 | 81 | 103 | 125 | 148 | 152 | 154 | 155 | 158 | 160 | 162
2021 | US | SERC | - | SERC-SE | MW | Firm Exports |  | 1278 | 682 | 682 | 682 | 582 | 537 | 537 | 537 | 537 | 537 | 537
2021 | US | SERC | - | SERC-SE | MW | Net Firm Capacity Transfers |  | -1218 | -601 | -579 | -557 | -434 | -385 | -383 | -382 | -379 | -377 | -375
2021 | US | SERC | - | SERC-SE | MW | Expected Imports |  | 0 | 0 | 0 | 0 | 0 | 0 | 0 | 0 | 0 | 0 | 0
2021 | US | SERC | - | SERC-SE | MW | Expected Exports |  | 0 | 0 | 0 | 0 | 0 | 0 | 0 | 0 | 0 | 0 | 0
2021 | US | SERC | - | SERC-SE | MW | Net Expected Transfers |  | 0 | 0 | 0 | 0 | 0 | 0 | 0 | 0 | 0 | 0 | 0
2021 | US | SERC | - | SERC-SE | MW | Existing-Certain & Net Firm Transfers |  | 60680.5 | 61297.5 | 61319.5 | 61341.5 | 61513.5 | 61562.5 | 61564.5 | 61565.5 | 61568.5 | 61570.5 | 61572.5
2021 | US | SERC | - | SERC-SE | MW | Anticipated Resources |  | 61782 | 63499 | 63521 | 63543 | 63715 | 63764 | 63766 | 63767 | 63770 | 63772 | 63774
2021 | US | SERC | - | SERC-SE | MW | Prospective Resources |  | 64297.71 | 66014.71 | 66036.71 | 66058.71 | 66230.71 | 66279.71 | 66281.71 | 66282.71 | 66285.71 | 63801.67 | 63803.67
2021 | US | SERC | - | SERC-SE | MW | Existing-Certain and Net Firm Transfers Excess/Shortfall |  | 9448 | 9849.95 | 9660.35 | 9646.7 | 9680.7 | 9484.75 | 9259.05 | 10198.45 | 9881.75 | 9554.85 | 9169.3
2021 | US | SERC | - | SERC-SE | MW | Anticipated Excess/Shortfall |  | 10549.5 | 12051.45 | 11861.85 | 11848.2 | 11882.2 | 11686.25 | 11460.55 | 12399.95 | 12083.25 | 11756.35 | 11370.8
2021 | US | SERC | - | SERC-SE | MW | Prospective Excess/Shortfall |  | 13065.21 | 14567.16 | 14377.56 | 14363.91 | 14397.91 | 14201.96 | 13976.26 | 14915.66 | 14598.96 | 11786.02 | 11400.47
2021 | US | SERC | - | SERC-SE | % | Existing-Certain and Net Firm Transfers Reserve Margin |  | 36.21% | 37.02% | 36.51% | 36.46% | 36.48% | 35.94% | 35.36% | 37.83% | 36.99% | 36.12% | 35.12%
2021 | US | SERC | - | SERC-SE | % | Anticipated Reserve Margin |  | 38.68% | 41.94% | 41.41% | 41.36% | 41.36% | 40.81% | 40.2% | 42.76% | 41.88% | 40.99% | 39.95%
2021 | US | SERC | - | SERC-SE | % | Prospective Reserve Margin |  | 44.33% | 47.56% | 47.01% | 46.95% | 46.94% | 46.36% | 45.73% | 48.39% | 47.48% | 41.06% | 40.02%
2021 | US | SERC | - | SERC-SE | % | Reference Margin Level |  | 15% | 15% | 15% | 15% | 15% | 15% | 15% | 15% | 15% | 15% | 15%
2021 | CA | WECC | - | WECC-AB | MW | Energy Efficiency and Conservation |  | 0 | 0 | 0 | 0 | 0 | 0 | 0 | 0 | 0 | 0 | 0
2021 | CA | WECC | - | WECC-AB | MW | Total Installed Photovoltaic |  | 101 | 115 | 128 | 142 | 155 | 192 | 228 | 264 | 300 | 336 | 396
2021 | CA | WECC | - | WECC-AB | MW | Photovoltaic On-Peak |  | 101 | 115 | 128 | 142 | 155 | 192 | 228 | 264 | 300 | 336 | 396
2021 | CA | WECC | - | WECC-AB | MW | Total Internal Demand |  | 11569.0043 | 11771.3412 | 11900.7055 | 11961.1208 | 12064.838 | 12154.3443 | 12256.8751 | 12373.2441 | 12362.0828 | 12413.3696 | 12547.8723
2021 | CA | WECC | - | WECC-AB | MW | Controllable and Dispatchable Demand Response - Available |  | 0 | 0 | 0 | 0 | 0 | 0 | 0 | 0 | 0 | 0 | 0
2021 | CA | WECC | - | WECC-AB | MW | Net Internal Demand |  | 11569.0043 | 11771.3412 | 11900.7055 | 11961.1208 | 12064.838 | 12154.3443 | 12256.8751 | 12373.2441 | 12362.0828 | 12413.3696 | 12547.8723
2021 | CA | WECC | - | WECC-AB | MW | Behind the Meter Generation - Capacity |  | 0 | 0 | 0 | 0 | 0 | 0 | 0 | 0 | 0 | 0 | 0
2021 | CA | WECC | - | WECC-AB | MW | Other Capacity Adjustments - Additions |  | 0 | 0 | 0 | 0 | 0 | 0 | 0 | 0 | 0 | 0 | 0
2021 | CA | WECC | - | WECC-AB | MW | Other Capacity Adjustments - Reductions |  | 0 | 0 | 0 | 0 | 0 | 0 | 0 | 0 | 0 | 0 | 0
2021 | CA | WECC | - | WECC-AB | MW | Confirmed Retirements |  | 401 | 2060 | 2060 | 2060 | 2060 | 2060 | 2060 | 2060 | 2060 | 2060 | 2060
2021 | CA | WECC | - | WECC-AB | MW | Unconfirmed Retirements |  | 0 | 0 | 0 | 0 | 0 | 0 | 0 | 0 | 0 | 0 | 0
2021 | CA | WECC | - | WECC-AB | MW | Scheduled Outages |  | 0 | 0 | 0 | 0 | 0 | 0 | 0 | 0 | 0 | 0 | 0
2021 | CA | WECC | - | WECC-AB | MW | Transmission Limitations |  | 0 | 0 | 0 | 0 | 0 | 0 | 0 | 0 | 0 | 0 | 0
2021 | CA | WECC | - | WECC-AB | MW | Existing-Certain |  | 12842.1874 | 11449.2782 | 11474.8405 | 11460.9855 | 11460.9855 | 11460.9855 | 11460.9855 | 11460.9855 | 11466.3261 | 11452.4711 | 11452.4711
2021 | CA | WECC | - | WECC-AB | MW | Existing-Other |  | 0 | 0 | 0 | 0 | 0 | 0 | 0 | 0 | 0 | 0 | 0
2021 | CA | WECC | - | WECC-AB | MW | Additions - Tier 1 |  | 2743.1774 | 3780.2157 | 3783.8248 | 3783.8248 | 3783.8248 | 3783.8248 | 3783.8248 | 3783.8248 | 3781.2 | 3781.2 | 3781.2
2021 | CA | WECC | - | WECC-AB | MW | Additions - Tier 2 |  | 0 | 395.8094 | 786.656 | 786.656 | 786.656 | 786.656 | 786.656 | 1567.456 | 2020.6144 | 2020.6144 | 2020.6144
2021 | CA | WECC | - | WECC-AB | MW | Additions - Tier 3 |  | 87.714 | 314.4053 | 446.35 | 534.02 | 848.44 | 1119.28 | 1228.655 | 1228.655 | 1717.383 | 2452.1478 | 3452.0144
2021 | CA | WECC | - | WECC-AB | MW | Firm Imports |  | 0 | 0 | 0 | 0 | 0 | 0 | 0 | 0 | 0 | 0 | 0
2021 | CA | WECC | - | WECC-AB | MW | Firm Exports |  | 0 | 0 | 0 | 0 | 0 | 0 | 0 | 0 | 0 | 0 | 0
2021 | CA | WECC | - | WECC-AB | MW | Net Firm Capacity Transfers |  | 0 | 0 | 0 | 0 | 0 | 0 | 0 | 0 | 0 | 0 | 0
2021 | CA | WECC | - | WECC-AB | MW | Expected Imports |  | 0 | 0 | 0 | 0 | 0 | 0 | 0 | 0 | 0 | 0 | 0
2021 | CA | WECC | - | WECC-AB | MW | Expected Exports |  | 0 | 0 | 0 | 0 | 0 | 0 | 0 | 0 | 0 | 0 | 0
2021 | CA | WECC | - | WECC-AB | MW | Net Expected Transfers |  | 0 | 0 | 0 | 0 | 0 | 0 | 0 | 0 | 0 | 0 | 0
2021 | CA | WECC | - | WECC-AB | MW | Existing-Certain & Net Firm Transfers |  | 12842.1874 | 11449.2782 | 11474.8405 | 11460.9855 | 11460.9855 | 11460.9855 | 11460.9855 | 11460.9855 | 11466.3261 | 11452.4711 | 11452.4711
2021 | CA | WECC | - | WECC-AB | MW | Anticipated Resources |  | 15585.3648 | 15229.4939 | 15258.6653 | 15244.8103 | 15244.8103 | 15244.8103 | 15244.8103 | 15244.8103 | 15247.5261 | 15233.6711 | 15233.6711
2021 | CA | WECC | - | WECC-AB | MW | Prospective Resources |  | 15585.3648 | 15625.3033 | 16045.3213 | 16031.4662 | 16031.4662 | 16031.4662 | 16031.4662 | 16812.2663 | 17268.1404 | 17254.2854 | 17254.2854
2021 | CA | WECC | - | WECC-AB | MW | Existing-Certain and Net Firm Transfers Excess/Shortfall |  | 58.2363 | -1881.2909 | -2108.3456 | -2108.109 | -2212.4272 | -2302.1921 | -2410.1988 | -2537.4522 | -2617.1487 | -2561.4215 | -2697.2803
2021 | CA | WECC | - | WECC-AB | MW | Anticipated Excess/Shortfall |  | 2801.4138 | 1898.9247 | 1675.4792 | 1675.7158 | 1571.3976 | 1481.6326 | 1373.6259 | 1246.3725 | 1164.0512 | 1219.7784 | 1083.9197
2021 | CA | WECC | - | WECC-AB | MW | Prospective Excess/Shortfall |  | 2801.4138 | 2294.7341 | 2462.1352 | 2462.3718 | 2358.0536 | 2268.2886 | 2160.2819 | 2813.8285 | 3184.6656 | 3240.3928 | 3104.5341
2021 | CA | WECC | - | WECC-AB | % | Existing-Certain and Net Firm Transfers Reserve Margin |  | 11.01% | -2.736% | -3.578% | -4.181% | -5.005% | -5.705% | -6.493% | -7.373% | -7.246% | -7.741% | -8.73%
2021 | CA | WECC | - | WECC-AB | % | Anticipated Reserve Margin |  | 34.72% | 29.38% | 28.22% | 27.45% | 26.36% | 25.43% | 24.38% | 23.21% | 23.34% | 22.72% | 21.4%
2021 | CA | WECC | - | WECC-AB | % | Prospective Reserve Margin |  | 34.72% | 32.74% | 34.83% | 34.03% | 32.88% | 31.9% | 30.8% | 35.88% | 39.69% | 39% | 37.51%
2021 | CA | WECC | - | WECC-AB | % | Reference Margin Level |  | 10.5% | 13.25% | 14.14% | 13.44% | 13.33% | 13.24% | 13.17% | 13.13% | 13.92% | 12.89% | 12.77%
2021 | CA | WECC | - | WECC-BC | MW | Energy Efficiency and Conservation |  | 0 | 0 | 0 | 0 | 0 | 0 | 0 | 0 | 0 | 0 | 0
2021 | CA | WECC | - | WECC-BC | MW | Total Installed Photovoltaic |  | 0 | 0 | 0 | 0 | 0 | 0 | 0 | 0 | 0 | 0 | 0
2021 | CA | WECC | - | WECC-BC | MW | Photovoltaic On-Peak |  | 0 | 0 | 0 | 0 | 0 | 0 | 0 | 0 | 0 | 0 | 0
2021 | CA | WECC | - | WECC-BC | MW | Total Internal Demand |  | 11212.7773 | 11420.1306 | 11429.5064 | 11582.02 | 11714.2868 | 11858.6756 | 11997.954 | 12124.7019 | 12234.6211 | 12351.2688 | 12471.9096
2021 | CA | WECC | - | WECC-BC | MW | Controllable and Dispatchable Demand Response - Available |  | 0 | 0 | 0 | 0 | 0 | 0 | 0 | 0 | 0 | 0 | 0
2021 | CA | WECC | - | WECC-BC | MW | Net Internal Demand |  | 11212.7773 | 11420.1306 | 11429.5064 | 11582.02 | 11714.2868 | 11858.6756 | 11997.954 | 12124.7019 | 12234.6211 | 12351.2688 | 12471.9096
2021 | CA | WECC | - | WECC-BC | MW | Behind the Meter Generation - Capacity |  | 0 | 0 | 0 | 0 | 0 | 0 | 0 | 0 | 0 | 0 | 0
2021 | CA | WECC | - | WECC-BC | MW | Other Capacity Adjustments - Additions |  | 0 | 0 | 0 | 0 | 0 | 0 | 0 | 0 | 0 | 0 | 0
2021 | CA | WECC | - | WECC-BC | MW | Other Capacity Adjustments - Reductions |  | 0 | 0 | 0 | 0 | 0 | 0 | 0 | 0 | 0 | 0 | 0
2021 | CA | WECC | - | WECC-BC | MW | Confirmed Retirements |  | 0 | 0 | 0 | 0 | 0 | 0 | 0 | 0 | 0 | 0 | 0
2021 | CA | WECC | - | WECC-BC | MW | Unconfirmed Retirements |  | 0 | 0 | 0 | 0 | 0 | 0 | 0 | 0 | 0 | 0 | 0
2021 | CA | WECC | - | WECC-BC | MW | Scheduled Outages |  | 0 | 0 | 0 | 0 | 0 | 0 | 0 | 0 | 0 | 0 | 0
2021 | CA | WECC | - | WECC-BC | MW | Transmission Limitations |  | 0 | 0 | 0 | 0 | 0 | 0 | 0 | 0 | 0 | 0 | 0
2021 | CA | WECC | - | WECC-BC | MW | Existing-Certain |  | 13076.7469 | 13809.2911 | 13978.1578 | 13804.0365 | 13804.0365 | 13803.7738 | 13803.7738 | 13803.7738 | 13983.4379 | 13809.3203 | 13809.3203
2021 | CA | WECC | - | WECC-BC | MW | Existing-Other |  | 0 | 0 | 0 | 0 | 0 | 0 | 0 | 0 | 0 | 0 | 0
2021 | CA | WECC | - | WECC-BC | MW | Additions - Tier 1 |  | 146.3916 | 157.6287 | 450.3363 | 1017.0184 | 1058.2247 | 1099.4311 | 1140.6375 | 1181.8439 | 1198.5665 | 1181.8439 | 1181.8439
2021 | CA | WECC | - | WECC-BC | MW | Additions - Tier 2 |  | 0 | 19.74 | 20.0204 | 19.74 | 19.74 | 19.74 | 19.74 | 19.74 | 20.0204 | 19.74 | 19.74
2021 | CA | WECC | - | WECC-BC | MW | Additions - Tier 3 |  | 0 | 0 | 0 | 0 | 2.9691 | 40.4977 | 40.4977 | 40.4977 | 41.0413 | 94.5388 | 94.5388
2021 | CA | WECC | - | WECC-BC | MW | Firm Imports |  | 0 | 0 | 0 | 0 | 0 | 0 | 0 | 0 | 0 | 0 | 0
2021 | CA | WECC | - | WECC-BC | MW | Firm Exports |  | 0 | 0 | 0 | 0 | 0 | 0 | 0 | 0 | 0 | 0 | 0
2021 | CA | WECC | - | WECC-BC | MW | Net Firm Capacity Transfers |  | 0 | 0 | 0 | 0 | 0 | 0 | 0 | 0 | 0 | 0 | 0
2021 | CA | WECC | - | WECC-BC | MW | Expected Imports |  | 0 | 0 | 0 | 0 | 0 | 0 | 0 | 0 | 0 | 0 | 0
2021 | CA | WECC | - | WECC-BC | MW | Expected Exports |  | 0 | 0 | 0 | 0 | 0 | 0 | 0 | 0 | 0 | 0 | 0
2021 | CA | WECC | - | WECC-BC | MW | Net Expected Transfers |  | 0 | 0 | 0 | 0 | 0 | 0 | 0 | 0 | 0 | 0 | 0
2021 | CA | WECC | - | WECC-BC | MW | Existing-Certain & Net Firm Transfers |  | 13076.7469 | 13809.2911 | 13978.1578 | 13804.0365 | 13804.0365 | 13803.7738 | 13803.7738 | 13803.7738 | 13983.4379 | 13809.3203 | 13809.3203
2021 | CA | WECC | - | WECC-BC | MW | Anticipated Resources |  | 13223.1385 | 13966.9198 | 14428.4941 | 14821.0548 | 14862.2612 | 14903.2049 | 14944.4113 | 14985.6177 | 15182.0044 | 14991.1642 | 14991.1642
2021 | CA | WECC | - | WECC-BC | MW | Prospective Resources |  | 13223.1385 | 13986.6598 | 14448.5145 | 14840.7949 | 14882.0013 | 14922.945 | 14964.1513 | 15005.3577 | 15202.0248 | 15010.9042 | 15010.9042
2021 | CA | WECC | - | WECC-BC | MW | Existing-Certain and Net Firm Transfers Excess/Shortfall |  | 686.4329 | 876.4538 | 932.7872 | 665.0066 | 527.9131 | 375.4016 | 225.6121 | 86.5236 | 45.1735 | -134.4645 | -254.7708
2021 | CA | WECC | - | WECC-BC | MW | Anticipated Excess/Shortfall |  | 832.8245 | 1034.0825 | 1383.1235 | 1682.0249 | 1586.1378 | 1474.8327 | 1366.2497 | 1268.3675 | 1243.74 | 1047.3794 | 927.0731
2021 | CA | WECC | - | WECC-BC | MW | Prospective Excess/Shortfall |  | 832.8245 | 1053.8225 | 1403.1439 | 1701.765 | 1605.8779 | 1494.5728 | 1385.9897 | 1288.1076 | 1263.7604 | 1067.1194 | 946.8131
2021 | CA | WECC | - | WECC-BC | % | Existing-Certain and Net Firm Transfers Reserve Margin |  | 16.62% | 20.92% | 22.3% | 19.19% | 17.84% | 16.4% | 15.05% | 13.85% | 14.29% | 11.8% | 10.72%
2021 | CA | WECC | - | WECC-BC | % | Anticipated Reserve Margin |  | 17.93% | 22.3% | 26.24% | 27.97% | 26.87% | 25.67% | 24.56% | 23.6% | 24.09% | 21.37% | 20.2%
2021 | CA | WECC | - | WECC-BC | % | Prospective Reserve Margin |  | 17.93% | 22.47% | 26.41% | 28.14% | 27.04% | 25.84% | 24.72% | 23.76% | 24.25% | 21.53% | 20.36%
2021 | CA | WECC | - | WECC-BC | % | Reference Margin Level |  | 10.5% | 13.25% | 14.14% | 13.44% | 13.33% | 13.24% | 13.17% | 13.13% | 13.92% | 12.89% | 12.77%
2021 | US/MX | WECC | - | WECC-CAMX | MW | Energy Efficiency and Conservation |  | 289.5829 | 329.0501 | 370.9561 | 376.4001 | 390.4457 | 398.5346 | 398.268 | 402.2206 | 404.9804 | 417.6738 | 425.3498
2021 | US/MX | WECC | - | WECC-CAMX | MW | Total Installed Photovoltaic |  | 7009.2348 | 8177.259 | 9303.0743 | 10389.3852 | 11386.2246 | 12436.677 | 13523.0522 | 14598.6764 | 15778.1325 | 17021.893 | 18215.938
2021 | US/MX | WECC | - | WECC-CAMX | MW | Photovoltaic On-Peak |  | 521.6061 | 569.0857 | 608.89 | 645.193 | 706.9115 | 741.886 | 776.4071 | 810.9875 | 846.1286 | 880.4134 | 918.4703
2021 | US/MX | WECC | - | WECC-CAMX | MW | Total Internal Demand |  | 39779 | 40330 | 41033 | 41644 | 42173 | 42596 | 42787 | 43103 | 43483 | 43803 | 44185
2021 | US/MX | WECC | - | WECC-CAMX | MW | Controllable and Dispatchable Demand Response - Available |  | 828.7544 | 814.5672 | 814.5672 | 814.5672 | 814.5672 | 814.5672 | 814.5672 | 814.5672 | 814.5672 | 814.5672 | 814.5672
2021 | US/MX | WECC | - | WECC-CAMX | MW | Net Internal Demand |  | 38950.2456 | 39515.4328 | 40218.4328 | 40829.4328 | 41358.4328 | 41781.4328 | 41972.4328 | 42288.4328 | 42668.4328 | 42988.4328 | 43370.4328
2021 | US/MX | WECC | - | WECC-CAMX | MW | Behind the Meter Generation - Capacity |  | 0 | 0 | 0 | 0 | 0 | 0 | 0 | 0 | 0 | 0 | 0
2021 | US/MX | WECC | - | WECC-CAMX | MW | Other Capacity Adjustments - Additions |  | 0 | 0 | 0 | 0 | 0 | 0 | 0 | 0 | 0 | 0 | 0
2021 | US/MX | WECC | - | WECC-CAMX | MW | Other Capacity Adjustments - Reductions |  | 0 | 0 | 0 | 0 | 0 | 0 | 0 | 0 | 0 | 0 | 0
2021 | US/MX | WECC | - | WECC-CAMX | MW | Confirmed Retirements |  | 55 | 967.83 | 1019.1312 | 4346.0212 | 5791.8212 | 8291.8212 | 8356.8212 | 8356.8212 | 8356.8212 | 9087.8212 | 9087.8212
2021 | US/MX | WECC | - | WECC-CAMX | MW | Unconfirmed Retirements |  | 0 | 0 | 0 | 0 | 0 | 0 | 0 | 0 | 0 | 0 | 0
2021 | US/MX | WECC | - | WECC-CAMX | MW | Scheduled Outages |  | 0 | 0 | 0 | 0 | 0 | 0 | 0 | 0 | 0 | 0 | 0
2021 | US/MX | WECC | - | WECC-CAMX | MW | Transmission Limitations |  | 0 | 0 | 0 | 0 | 0 | 0 | 0 | 0 | 0 | 0 | 0
2021 | US/MX | WECC | - | WECC-CAMX | MW | Existing-Certain |  | 51996.1 | 51172.0594 | 51438.9915 | 46793.6791 | 44582.6201 | 44582.6201 | 44515.1726 | 44515.1726 | 44564.1425 | 43717.5847 | 43717.5847
2021 | US/MX | WECC | - | WECC-CAMX | MW | Existing-Other |  | 0 | 0 | 0 | 0 | 0 | 0 | 0 | 0 | 0 | 0 | 0
2021 | US/MX | WECC | - | WECC-CAMX | MW | Additions - Tier 1 |  | 2205.3687 | 2547.8991 | 3448.9373 | 3445.7424 | 4204.7516 | 4398.1011 | 4398.1011 | 4398.1011 | 4905.3414 | 4902.1466 | 4902.1466
2021 | US/MX | WECC | - | WECC-CAMX | MW | Additions - Tier 2 |  | 661.9617 | 1367.6559 | 2251.81 | 2251.81 | 2251.81 | 2251.81 | 2251.81 | 2251.81 | 2239.4946 | 2239.4946 | 2239.4946
2021 | US/MX | WECC | - | WECC-CAMX | MW | Additions - Tier 3 |  | 0 | 0 | 0 | 0 | 0 | 0 | 0 | 0 | 0 | 9758.8046 | 9758.8046
2021 | US/MX | WECC | - | WECC-CAMX | MW | Firm Imports |  | 449 | 268 | 333 | 367 | 852 | 983 | 872 | 897 | 1014 | 1218 | 1297
2021 | US/MX | WECC | - | WECC-CAMX | MW | Firm Exports |  | 0 | 0 | 0 | 0 | 0 | 0 | 0 | 0 | 0 | 0 | 0
2021 | US/MX | WECC | - | WECC-CAMX | MW | Net Firm Capacity Transfers |  | 449 | 268 | 333 | 367 | 852 | 983 | 872 | 897 | 1014 | 1218 | 1297
2021 | US/MX | WECC | - | WECC-CAMX | MW | Expected Imports |  | 0 | 0 | 0 | 0 | 0 | 0 | 0 | 0 | 0 | 0 | 0
2021 | US/MX | WECC | - | WECC-CAMX | MW | Expected Exports |  | 0 | 0 | 0 | 0 | 0 | 0 | 0 | 0 | 0 | 0 | 0
2021 | US/MX | WECC | - | WECC-CAMX | MW | Net Expected Transfers |  | 0 | 0 | 0 | 0 | 0 | 0 | 0 | 0 | 0 | 0 | 0
2021 | US/MX | WECC | - | WECC-CAMX | MW | Existing-Certain & Net Firm Transfers |  | 52445.1 | 51440.0594 | 51771.9915 | 47160.6791 | 45434.6201 | 45565.6201 | 45387.1726 | 45412.1726 | 45578.1425 | 44935.5847 | 45014.5847
2021 | US/MX | WECC | - | WECC-CAMX | MW | Anticipated Resources |  | 54650.4687 | 53987.9585 | 55220.9287 | 50606.4215 | 49639.3717 | 49963.7212 | 49785.2737 | 49810.2737 | 50483.484 | 49837.7313 | 49916.7313
2021 | US/MX | WECC | - | WECC-CAMX | MW | Prospective Resources |  | 55312.4304 | 55355.6144 | 57472.7387 | 52858.2315 | 51891.1817 | 52215.5312 | 52037.0837 | 52062.0837 | 52722.9785 | 52077.2259 | 52156.2259
2021 | US/MX | WECC | - | WECC-CAMX | MW | Existing-Certain and Net Firm Transfers Excess/Shortfall |  | 10253.9216 | 8520.7815 | 7982.939 | 2939.8331 | 740.8346 | 436.4635 | 55.8533 | -232.5287 | -603.1057 | -1430.8324 | -1745.1798
2021 | US/MX | WECC | - | WECC-CAMX | MW | Anticipated Excess/Shortfall |  | 12459.2903 | 11068.6805 | 11431.8763 | 6385.5755 | 4945.5862 | 4834.5647 | 4453.9544 | 4165.5724 | 4302.2357 | 3471.3142 | 3156.9668
2021 | US/MX | WECC | - | WECC-CAMX | MW | Prospective Excess/Shortfall |  | 13121.252 | 12436.3364 | 13683.6863 | 8637.3855 | 7197.3962 | 7086.3747 | 6705.7644 | 6417.3824 | 6541.7303 | 5710.8088 | 5396.4614
2021 | US/MX | WECC | - | WECC-CAMX | % | Existing-Certain and Net Firm Transfers Reserve Margin |  | 34.65% | 30.18% | 28.73% | 15.51% | 9.856% | 9.057% | 8.136% | 7.387% | 6.819% | 4.529% | 3.791%
2021 | US/MX | WECC | - | WECC-CAMX | % | Anticipated Reserve Margin |  | 40.31% | 36.62% | 37.3% | 23.95% | 20.02% | 19.58% | 18.61% | 17.79% | 18.32% | 15.93% | 15.09%
2021 | US/MX | WECC | - | WECC-CAMX | % | Prospective Reserve Margin |  | 42.01% | 40.09% | 42.9% | 29.46% | 25.47% | 24.97% | 23.98% | 23.11% | 23.56% | 21.14% | 20.26%
2021 | US/MX | WECC | - | WECC-CAMX | % | Reference Margin Level |  | 8.321% | 8.614% | 8.878% | 8.306% | 8.065% | 8.012% | 8.003% | 7.937% | 8.233% | 7.858% | 7.815%
2021 | US | WECC | - | WECC-NWPP-US and RMRG | MW | Energy Efficiency and Conservation |  | 538.0885 | 823.7142 | 1101.7574 | 1361.1568 | 1675.5931 | 1905.6553 | 2132.6526 | 2366.8525 | 2587.3619 | 2756.0939 | 2923.327
2021 | US | WECC | - | WECC-NWPP-US and RMRG | MW | Total Installed Photovoltaic |  | 1827.7155 | 2029.761 | 2184.6468 | 2342.9736 | 2500.1751 | 2660.4356 | 2836.6755 | 3015.2763 | 3204.2307 | 3408.0653 | 3652.3806
2021 | US | WECC | - | WECC-NWPP-US and RMRG | MW | Photovoltaic On-Peak |  | 11.6936 | 13.6629 | 14.8311 | 16.3136 | 18.4354 | 20.6057 | 23.041 | 31.2486 | 28.4489 | 38.7024 | 42.5531
2021 | US | WECC | - | WECC-NWPP-US and RMRG | MW | Total Internal Demand |  | 62821.6552 | 63363.8736 | 64537.7566 | 65662.9856 | 65912.4593 | 66173.7817 | 66670.6417 | 67125.7049 | 67590.1314 | 67893.4411 | 68368.6482
2021 | US | WECC | - | WECC-NWPP-US and RMRG | MW | Controllable and Dispatchable Demand Response - Available |  | 550.9144 | 567.3403 | 571.7392 | 575.5684 | 578.4807 | 580.3711 | 581.7304 | 578.9923 | 580.0041 | 581.02 | 581.7961
2021 | US | WECC | - | WECC-NWPP-US and RMRG | MW | Net Internal Demand |  | 62270.7408 | 62796.5333 | 63966.0173 | 65087.4172 | 65333.9786 | 65593.4106 | 66088.9112 | 66546.7126 | 67010.1273 | 67312.4211 | 67786.8522
2021 | US | WECC | - | WECC-NWPP-US and RMRG | MW | Behind the Meter Generation - Capacity |  | 0 | 0 | 0 | 0 | 0 | 0 | 0 | 0 | 0 | 0 | 0
2021 | US | WECC | - | WECC-NWPP-US and RMRG | MW | Other Capacity Adjustments - Additions |  | 0 | 0 | 0 | 0 | 0 | 0 | 0 | 0 | 0 | 0 | 0
2021 | US | WECC | - | WECC-NWPP-US and RMRG | MW | Other Capacity Adjustments - Reductions |  | 0 | 0 | 0 | 0 | 0 | 0 | 0 | 0 | 0 | 0 | 0
2021 | US | WECC | - | WECC-NWPP-US and RMRG | MW | Confirmed Retirements |  | 161.59 | 1180.09 | 1923.1648 | 2447.7648 | 2663.7648 | 3975.7648 | 4179.9648 | 5376.5448 | 6094.5448 | 6674.5448 | 6674.5448
2021 | US | WECC | - | WECC-NWPP-US and RMRG | MW | Unconfirmed Retirements |  | 0 | 0 | 0 | 0 | 0 | 0 | 0 | 0 | 0 | 0 | 0
2021 | US | WECC | - | WECC-NWPP-US and RMRG | MW | Scheduled Outages |  | 0 | 0 | 0 | 0 | 0 | 0 | 0 | 0 | 0 | 0 | 0
2021 | US | WECC | - | WECC-NWPP-US and RMRG | MW | Transmission Limitations |  | 0 | 0 | 0 | 0 | 0 | 0 | 0 | 0 | 0 | 0 | 0
2021 | US | WECC | - | WECC-NWPP-US and RMRG | MW | Existing-Certain |  | 74865.4967 | 74795.6081 | 73815.4038 | 73411.0594 | 72864.5487 | 71835.3 | 71630.3796 | 70438.3546 | 70156.677 | 69675.0393 | 69675.0393
2021 | US | WECC | - | WECC-NWPP-US and RMRG | MW | Existing-Other |  | 0 | 0 | 0 | 0 | 0 | 0 | 0 | 0 | 0 | 0 | 0
2021 | US | WECC | - | WECC-NWPP-US and RMRG | MW | Additions - Tier 1 |  | 423.8573 | 609.9519 | 724.138 | 774.5317 | 775.9425 | 904.8532 | 968.7282 | 968.7282 | 1008.9846 | 970.5514 | 970.5514
2021 | US | WECC | - | WECC-NWPP-US and RMRG | MW | Additions - Tier 2 |  | 38.66 | 263.4573 | 288.4332 | 286.1245 | 286.1245 | 286.1245 | 286.1245 | 286.1245 | 288.6161 | 286.3074 | 286.3074
2021 | US | WECC | - | WECC-NWPP-US and RMRG | MW | Additions - Tier 3 |  | 14.5831 | 44.6656 | 1119.5148 | 1119.5148 | 1283.3916 | 1283.3916 | 1462.2756 | 1895.8115 | 3376.7837 | 3404.0747 | 3553.0785
2021 | US | WECC | - | WECC-NWPP-US and RMRG | MW | Firm Imports |  | 3877 | 3947 | 4171 | 4559 | 5202 | 5400 | 5618 | 6474 | 6626 | 5997 | 5432
2021 | US | WECC | - | WECC-NWPP-US and RMRG | MW | Firm Exports |  | 0 | 0 | 0 | 0 | 0 | 0 | 0 | 0 | 0 | 0 | 0
2021 | US | WECC | - | WECC-NWPP-US and RMRG | MW | Net Firm Capacity Transfers |  | 3877 | 3947 | 4171 | 4559 | 5202 | 5400 | 5618 | 6474 | 6626 | 5997 | 5432
2021 | US | WECC | - | WECC-NWPP-US and RMRG | MW | Expected Imports |  | 0 | 0 | 0 | 0 | 0 | 0 | 0 | 0 | 0 | 0 | 0
2021 | US | WECC | - | WECC-NWPP-US and RMRG | MW | Expected Exports |  | 0 | 0 | 0 | 0 | 0 | 0 | 0 | 0 | 0 | 0 | 0
2021 | US | WECC | - | WECC-NWPP-US and RMRG | MW | Net Expected Transfers |  | 0 | 0 | 0 | 0 | 0 | 0 | 0 | 0 | 0 | 0 | 0
2021 | US | WECC | - | WECC-NWPP-US and RMRG | MW | Existing-Certain & Net Firm Transfers |  | 78742.4967 | 78742.6081 | 77986.4038 | 77970.0594 | 78066.5487 | 77235.3 | 77248.3796 | 76912.3546 | 76782.677 | 75672.0393 | 75107.0393
2021 | US | WECC | - | WECC-NWPP-US and RMRG | MW | Anticipated Resources |  | 79166.354 | 79352.56 | 78710.5418 | 78744.5911 | 78842.4911 | 78140.1532 | 78217.1078 | 77881.0828 | 77791.6616 | 76642.5907 | 76077.5907
2021 | US | WECC | - | WECC-NWPP-US and RMRG | MW | Prospective Resources |  | 79205.014 | 79616.0173 | 78998.975 | 79030.7156 | 79128.6156 | 78426.2777 | 78503.2324 | 78167.2073 | 78080.2776 | 76928.8981 | 76363.8981
2021 | US | WECC | - | WECC-NWPP-US and RMRG | MW | Existing-Certain and Net Firm Transfers Excess/Shortfall |  | 7446.3496 | 6713.7026 | 5120.1212 | 3818.8336 | 3702.2879 | 2639.0569 | 2099.2044 | 1294.5075 | 688.6368 | -784.8895 | -1835.9694
2021 | US | WECC | - | WECC-NWPP-US and RMRG | MW | Anticipated Excess/Shortfall |  | 7870.2069 | 7323.6545 | 5844.2592 | 4593.3653 | 4478.2304 | 3543.9101 | 3067.9326 | 2263.2357 | 1697.6214 | 185.6619 | -865.418
2021 | US | WECC | - | WECC-NWPP-US and RMRG | MW | Prospective Excess/Shortfall |  | 7908.8669 | 7587.1118 | 6132.6924 | 4879.4898 | 4764.3549 | 3830.0346 | 3354.0571 | 2549.3603 | 1986.2375 | 471.9692 | -579.1106
2021 | US | WECC | - | WECC-NWPP-US and RMRG | % | Existing-Certain and Net Firm Transfers Reserve Margin |  | 26.45% | 25.39% | 21.92% | 19.79% | 19.49% | 17.75% | 16.89% | 15.58% | 14.58% | 12.42% | 10.8%
2021 | US | WECC | - | WECC-NWPP-US and RMRG | % | Anticipated Reserve Margin |  | 27.13% | 26.36% | 23.05% | 20.98% | 20.68% | 19.13% | 18.35% | 17.03% | 16.09% | 13.86% | 12.23%
2021 | US | WECC | - | WECC-NWPP-US and RMRG | % | Prospective Reserve Margin |  | 27.19% | 26.78% | 23.5% | 21.42% | 21.11% | 19.56% | 18.78% | 17.46% | 16.52% | 14.29% | 12.65%
2021 | US | WECC | - | WECC-NWPP-US and RMRG | % | Reference Margin Level |  | 14.49% | 14.7% | 13.91% | 13.93% | 13.82% | 13.73% | 13.71% | 13.63% | 13.56% | 13.59% | 13.51%
2021 | US | WECC | - | WECC-SRSG | MW | Energy Efficiency and Conservation |  | 309.1458 | 366.5691 | 423.812 | 477.7099 | 536.8883 | 594.7507 | 650.9868 | 664.2309 | 716.1809 | 775.9476 | 829.869
2021 | US | WECC | - | WECC-SRSG | MW | Total Installed Photovoltaic |  | 1869.629 | 2066.6724 | 2279.4754 | 2565.8884 | 2874.3469 | 3261.4884 | 3676.8547 | 4174.446 | 4704.904 | 5317.2257 | 5958.0065
2021 | US | WECC | - | WECC-SRSG | MW | Photovoltaic On-Peak |  | 107.1516 | 31.5105 | 27.1659 | 25.0148 | 24.4887 | 24.0581 | 24.1913 | 24.3244 | 24.783 | 25.2992 | 25.1981
2021 | US | WECC | - | WECC-SRSG | MW | Total Internal Demand |  | 14910 | 15406 | 15609 | 16007 | 16288 | 16755 | 16727 | 17231 | 17596 | 17954 | 18220
2021 | US | WECC | - | WECC-SRSG | MW | Controllable and Dispatchable Demand Response - Available |  | 240.6887 | 286.6887 | 289.6887 | 271.6887 | 302.6887 | 320.6887 | 322.6887 | 304.6887 | 302.6887 | 320.6887 | 322.6887
2021 | US | WECC | - | WECC-SRSG | MW | Net Internal Demand |  | 14669.3113 | 15119.3113 | 15319.3113 | 15735.3113 | 15985.3113 | 16434.3113 | 16404.3113 | 16926.3113 | 17293.3113 | 17633.3113 | 17897.3113
2021 | US | WECC | - | WECC-SRSG | MW | Behind the Meter Generation - Capacity |  | 0 | 0 | 0 | 0 | 0 | 0 | 0 | 0 | 0 | 0 | 0
2021 | US | WECC | - | WECC-SRSG | MW | Other Capacity Adjustments - Additions |  | 0 | 0 | 0 | 0 | 0 | 0 | 0 | 0 | 0 | 0 | 0
2021 | US | WECC | - | WECC-SRSG | MW | Other Capacity Adjustments - Reductions |  | 0 | 0 | 0 | 0 | 0 | 0 | 0 | 0 | 0 | 0 | 0
2021 | US | WECC | - | WECC-SRSG | MW | Confirmed Retirements |  | 0 | 0 | 820.624 | 820.624 | 820.624 | 820.624 | 1151.624 | 1744.024 | 1744.024 | 1744.024 | 1809.024
2021 | US | WECC | - | WECC-SRSG | MW | Unconfirmed Retirements |  | 0 | 0 | 0 | 0 | 0 | 0 | 0 | 0 | 0 | 0 | 0
2021 | US | WECC | - | WECC-SRSG | MW | Scheduled Outages |  | 0 | 0 | 0 | 0 | 0 | 0 | 0 | 0 | 0 | 0 | 0
2021 | US | WECC | - | WECC-SRSG | MW | Transmission Limitations |  | 0 | 0 | 0 | 0 | 0 | 0 | 0 | 0 | 0 | 0 | 0
2021 | US | WECC | - | WECC-SRSG | MW | Existing-Certain |  | 29445.9403 | 28323.6506 | 28097.5276 | 28097.5276 | 28097.5276 | 27889.2441 | 27216.2192 | 26884.4485 | 26860.7006 | 26860.7006 | 26757.4002
2021 | US | WECC | - | WECC-SRSG | MW | Existing-Other |  | 0 | 0 | 0 | 0 | 0 | 0 | 0 | 0 | 0 | 0 | 0
2021 | US | WECC | - | WECC-SRSG | MW | Additions - Tier 1 |  | 381.2184 | 982.4678 | 1336.0008 | 1336.0008 | 1336.0008 | 1227.1598 | 1083.4939 | 1331.4948 | 1331.4948 | 1331.4948 | 1331.4948
2021 | US | WECC | - | WECC-SRSG | MW | Additions - Tier 2 |  | 8.3685 | 74.856 | 74.856 | 74.856 | 74.856 | 64.424 | 38.349 | 74.751 | 74.751 | 74.751 | 74.751
2021 | US | WECC | - | WECC-SRSG | MW | Additions - Tier 3 |  | 1.74 | 352.312 | 953.2064 | 993.4814 | 1561.2212 | 1853.525 | 1851.5206 | 2397.8434 | 2528.5634 | 2626.6034 | 2955.7434
2021 | US | WECC | - | WECC-SRSG | MW | Firm Imports |  | 0 | 0 | 0 | 0 | 0 | 0 | 0 | 0 | 0 | 0 | 0
2021 | US | WECC | - | WECC-SRSG | MW | Firm Exports |  | 0 | 0 | 0 | 0 | 0 | 0 | 0 | 0 | 0 | 0 | 0
2021 | US | WECC | - | WECC-SRSG | MW | Net Firm Capacity Transfers |  | 0 | 0 | 0 | 0 | 0 | 0 | 0 | 0 | 0 | 0 | 0
2021 | US | WECC | - | WECC-SRSG | MW | Expected Imports |  | 0 | 0 | 0 | 0 | 0 | 0 | 0 | 0 | 0 | 0 | 0
2021 | US | WECC | - | WECC-SRSG | MW | Expected Exports |  | 0 | 0 | 0 | 0 | 0 | 0 | 0 | 0 | 0 | 0 | 0
2021 | US | WECC | - | WECC-SRSG | MW | Net Expected Transfers |  | 0 | 0 | 0 | 0 | 0 | 0 | 0 | 0 | 0 | 0 | 0
2021 | US | WECC | - | WECC-SRSG | MW | Existing-Certain & Net Firm Transfers |  | 29445.9403 | 28323.6506 | 28097.5276 | 28097.5276 | 28097.5276 | 27889.2441 | 27216.2192 | 26884.4485 | 26860.7006 | 26860.7006 | 26757.4002
2021 | US | WECC | - | WECC-SRSG | MW | Anticipated Resources |  | 29827.1588 | 29306.1184 | 29433.5284 | 29433.5284 | 29433.5284 | 29116.4039 | 28299.7131 | 28215.9433 | 28192.1954 | 28192.1954 | 28088.895
2021 | US | WECC | - | WECC-SRSG | MW | Prospective Resources |  | 29835.5273 | 29380.9744 | 29508.3844 | 29508.3844 | 29508.3844 | 29180.8279 | 28338.0621 | 28290.6943 | 28266.9464 | 28266.9464 | 28163.646
2021 | US | WECC | - | WECC-SRSG | MW | Existing-Certain and Net Firm Transfers Excess/Shortfall |  | 12705.559 | 10476.0142 | 9946.7513 | 9507.5565 | 9250.4011 | 8629.0508 | 8352.2747 | 7125.1571 | 6693.6651 | 6340.8437 | 5970.1971
2021 | US | WECC | - | WECC-SRSG | MW | Anticipated Excess/Shortfall |  | 13086.7774 | 11458.482 | 11282.7521 | 10843.5574 | 10586.4019 | 9856.2106 | 9435.7686 | 8456.6519 | 8025.1599 | 7672.3385 | 7301.6919
2021 | US | WECC | - | WECC-SRSG | MW | Prospective Excess/Shortfall |  | 13095.1459 | 11533.338 | 11357.6081 | 10918.4134 | 10661.2579 | 9920.6346 | 9474.1176 | 8531.4029 | 8099.9109 | 7747.0895 | 7376.4429
2021 | US | WECC | - | WECC-SRSG | % | Existing-Certain and Net Firm Transfers Reserve Margin |  | 100.7% | 87.33% | 83.41% | 78.56% | 75.77% | 69.7% | 65.91% | 58.83% | 55.32% | 52.33% | 49.51%
2021 | US | WECC | - | WECC-SRSG | % | Anticipated Reserve Margin |  | 103.3% | 93.83% | 92.13% | 87.05% | 84.13% | 77.17% | 72.51% | 66.7% | 63.02% | 59.88% | 56.94%
2021 | US | WECC | - | WECC-SRSG | % | Prospective Reserve Margin |  | 103.4% | 94.33% | 92.62% | 87.53% | 84.6% | 77.56% | 72.75% | 67.14% | 63.46% | 60.3% | 57.36%
2021 | US | WECC | - | WECC-SRSG | % | Reference Margin Level |  | 14.12% | 18.05% | 18.48% | 18.14% | 17.9% | 17.2% | 14.99% | 16.74% | 16.62% | 16.37% | 16.15%
2021 | US | SERC | - | SERC-FP | MW | Energy Efficiency and Conservation |  | 129 | 178 | 221 | 263 | 306 | 343 | 381 | 421 | 462 | 500 | 466
2021 | US | SERC | - | SERC-FP | MW | Total Installed Photovoltaic |  | 490 | 593 | 694 | 806 | 925 | 1054 | 1186 | 1339 | 1505 | 1705 | 1870
2021 | US | SERC | - | SERC-FP | MW | Photovoltaic On-Peak |  | 14 | 19 | 22 | 26 | 31 | 35 | 40 | 45 | 52 | 57 | 57
2021 | US | SERC | - | SERC-FP | MW | Total Internal Demand |  | 46074 | 46262 | 47079 | 47343 | 47903 | 48316 | 48140 | 48726 | 49186 | 49630 | 47205
2021 | US | SERC | - | SERC-FP | MW | Controllable and Dispatchable Demand Response - Available |  | 1571 | 1581 | 1583 | 1588 | 1594 | 1599 | 1605 | 1611 | 1536 | 1505 | 1410
2021 | US | SERC | - | SERC-FP | MW | Net Internal Demand |  | 44503 | 44681 | 45496 | 45755 | 46309 | 46717 | 46535 | 47115 | 47650 | 48125 | 45795
2021 | US | SERC | - | SERC-FP | MW | Behind the Meter Generation - Capacity |  | 0 | 0 | 0 | 0 | 0 | 0 | 0 | 0 | 0 | 0 | 0
2021 | US | SERC | - | SERC-FP | MW | Other Capacity Adjustments - Additions |  | 0 | 0 | 0 | 0 | 0 | 0 | 0 | 0 | 0 | 0 | 0
2021 | US | SERC | - | SERC-FP | MW | Other Capacity Adjustments - Reductions |  | 0 | 0 | 0 | 0 | 0 | 0 | 0 | 0 | 0 | 0 | 0
2021 | US | SERC | - | SERC-FP | MW | Confirmed Retirements |  | 156 | 2926 | 3002 | 3520.7 | 4157.79 | 4525.79 | 4604.79 | 5678.45 | 5678.45 | 5678.45 | 5678.45
2021 | US | SERC | - | SERC-FP | MW | Unconfirmed Retirements |  | 0 | 0 | 0 | 0 | 0 | 0 | 0 | 0 | 0 | 0 | 0
2021 | US | SERC | - | SERC-FP | MW | Scheduled Outages |  | 0 | 0 | 0 | 0 | 0 | 0 | 0 | 0 | 0 | 0 | 0
2021 | US | SERC | - | SERC-FP | MW | Transmission Limitations |  | 0 | 0 | 0 | 0 | 0 | 0 | 0 | 0 | 0 | 0 | 0
2021 | US | SERC | - | SERC-FP | MW | Existing-Certain |  | 57693.76 | 54951.76 | 54540.76 | 54334.87 | 54181.87 | 53844.87 | 52714.48 | 52714.48 | 52714.48 | 52714.48 | 52714.48
2021 | US | SERC | - | SERC-FP | MW | Existing-Other |  | 1146.87 | 1146.87 | 1146.87 | 1146.87 | 1146.87 | 1146.87 | 1146.6 | 1146.6 | 1146.6 | 168.4 | 168.4
2021 | US | SERC | - | SERC-FP | MW | Additions - Tier 1 |  | 1169 | 3811 | 3811 | 3948 | 3998 | 5936 | 5986 | 6036 | 6086 | 6136 | 6136
2021 | US | SERC | - | SERC-FP | MW | Additions - Tier 2 |  | 0 | 299.2 | 673.7 | 973.3 | 973.3 | 1123.1 | 1272.9 | 1580.5 | 1655.4 | 2262.6 | 2337.5
2021 | US | SERC | - | SERC-FP | MW | Additions - Tier 3 |  | 0 | 0 | 0 | 0 | 0 | 0 | 0 | 0 | 0 | 0 | 0
2021 | US | SERC | - | SERC-FP | MW | Firm Imports |  | 1414 | 1464 | 579 | 579 | 579 | 479 | 479 | 479 | 479 | 479 | 479
2021 | US | SERC | - | SERC-FP | MW | Firm Exports |  | 0 | 0 | 0 | 0 | 0 | 0 | 0 | 0 | 0 | 0 | 0
2021 | US | SERC | - | SERC-FP | MW | Net Firm Capacity Transfers |  | 1414 | 1464 | 579 | 579 | 579 | 479 | 479 | 479 | 479 | 479 | 479
2021 | US | SERC | - | SERC-FP | MW | Expected Imports |  | 0 | 0 | 0 | 0 | 0 | 0 | 0 | 0 | 0 | 0 | 0
2021 | US | SERC | - | SERC-FP | MW | Expected Exports |  | 0 | 0 | 0 | 0 | 0 | 0 | 0 | 0 | 0 | 0 | 0
2021 | US | SERC | - | SERC-FP | MW | Net Expected Transfers |  | 0 | 0 | 0 | 0 | 0 | 0 | 0 | 0 | 0 | 0 | 0
2021 | US | SERC | - | SERC-FP | MW | Existing-Certain & Net Firm Transfers |  | 59107.76 | 56415.76 | 55119.76 | 54913.87 | 54760.87 | 54323.87 | 53193.48 | 53193.48 | 53193.48 | 53193.48 | 53193.48
2021 | US | SERC | - | SERC-FP | MW | Anticipated Resources |  | 60276.76 | 60226.76 | 58930.76 | 58861.87 | 58758.87 | 60259.87 | 59179.48 | 59229.48 | 59279.48 | 59329.48 | 59329.48
2021 | US | SERC | - | SERC-FP | MW | Prospective Resources |  | 61423.63 | 61672.83 | 60751.33 | 60982.04 | 60879.04 | 62529.84 | 61598.98 | 61956.58 | 62081.48 | 61760.48 | 61835.38
2021 | US | SERC | - | SERC-FP | MW | Existing-Certain and Net Firm Transfers Excess/Shortfall |  | 7929.31 | 5032.61 | 2799.36 | 2295.62 | 1505.52 | 599.32 | -321.77 | -988.77 | -1604.02 | -2150.27 | 529.23
2021 | US | SERC | - | SERC-FP | MW | Anticipated Excess/Shortfall |  | 9098.31 | 8843.61 | 6610.36 | 6243.62 | 5503.52 | 6535.32 | 5664.23 | 5047.23 | 4481.98 | 3985.73 | 6665.23
2021 | US | SERC | - | SERC-FP | MW | Prospective Excess/Shortfall |  | 10245.18 | 10289.68 | 8430.93 | 8363.79 | 7623.69 | 8805.29 | 8083.73 | 7774.33 | 7283.98 | 6416.73 | 9171.13
2021 | US | SERC | - | SERC-FP | % | Existing-Certain and Net Firm Transfers Reserve Margin |  | 32.82% | 26.26% | 21.15% | 20.02% | 18.25% | 16.28% | 14.31% | 12.9% | 11.63% | 10.53% | 16.16%
2021 | US | SERC | - | SERC-FP | % | Anticipated Reserve Margin |  | 35.44% | 34.79% | 29.53% | 28.65% | 26.88% | 28.99% | 27.17% | 25.71% | 24.41% | 23.28% | 29.55%
2021 | US | SERC | - | SERC-FP | % | Prospective Reserve Margin |  | 38.02% | 38.03% | 33.53% | 33.28% | 31.46% | 33.85% | 32.37% | 31.5% | 30.29% | 28.33% | 35.03%
2021 | US | SERC | - | SERC-FP | % | Reference Margin Level |  | 15% | 15% | 15% | 15% | 15% | 15% | 15% | 15% | 15% | 15% | 15%
2022 | US | MRO | - | SPP | MW | Energy Efficiency and Conservation |  | 30.442 | 36.528 | 40.706 | 48.385 | 55.367 | 65.45 | 70.536 | 77.224 | 82.515 | 87.819 | 94.127
2022 | US | MRO | - | SPP | MW | Total Installed Photovoltaic |  | 62.5 | 62.5 | 62.5 | 62.5 | 62.5 | 62.5 | 62.5 | 62.5 | 62.5 | 62.5 | 62.5
2022 | US | MRO | - | SPP | MW | Photovoltaic On-Peak |  | 21.44 | 21.46 | 21.48 | 21.5 | 21.52 | 21.54 | 21.56 | 21.58 | 21.6 | 21.62 | 21.62
2022 | US | MRO | - | SPP | MW | Total Internal Demand |  | 41650.02 | 42174.29 | 42569.09 | 43200.35 | 43557.03 | 43640.48 | 43945.69 | 44938.51 | 45204.69 | 45475.11 | 45746.11
2022 | US | MRO | - | SPP | MW | Controllable and Dispatchable Demand Response - Available |  | 13.2 | 209.4 | 197.4 | 197.4 | 197.4 | 195 | 195 | 195 | 195 | 195 | 195
2022 | US | MRO | - | SPP | MW | Net Internal Demand |  | 41636.82 | 41964.89 | 42371.69 | 43002.95 | 43359.63 | 43445.48 | 43750.69 | 44743.51 | 45009.69 | 45280.11 | 45551.11
2022 | US | MRO | - | SPP | MW | Behind the Meter Generation - Capacity |  | 0 | 0 | 0 | 0 | 0 | 0 | 0 | 0 | 0 | 0 | 0
2022 | US | MRO | - | SPP | MW | Other Capacity Adjustments - Additions |  | 6.6 | 14.2 | 29.7 | 69.2 | 105.5 | 114.5 | 116.5 | 121 | 118.4 | 115.3 | 112.7
2022 | US | MRO | - | SPP | MW | Other Capacity Adjustments - Reductions |  | 172.647 | 172.647 | 172.647 | 172.647 | 172.647 | 172.647 | 172.647 | 172.647 | 172.647 | 172.647 | 172.647
2022 | US | MRO | - | SPP | MW | Confirmed Retirements |  | 13 | 164 | 164 | 164 | 164 | 164 | 164 | 164 | 164.801 | 212.601 | 212.601
2022 | US | MRO | - | SPP | MW | Unconfirmed Retirements |  | 0 | 1759.488 | 1759.488 | 2208.488 | 2848.488 | 3037.488 | 3037.488 | 3037.488 | 3037.488 | 3037.488 | 3795.288
2022 | US | MRO | - | SPP | MW | Scheduled Outages |  | 72.3 | 72.3 | 43 | 492.5 | 43 | 43 | 492.5 | 503 | 43 | 43 | 43
2022 | US | MRO | - | SPP | MW | Transmission Limitations |  | 0 | 0 | 0 | 0 | 0 | 0 | 0 | 0 | 0 | 0 | 0
2022 | US | MRO | - | SPP | MW | Existing-Certain |  | 71131.4962 | 71149.0962 | 71206.3962 | 70795.5962 | 71263.1962 | 71266.8962 | 70814.0962 | 70805.7962 | 71258.8962 | 71249.4962 | 71244.5962
2022 | US | MRO | - | SPP | MW | Existing-Other |  | 0 | 0 | 0 | 0 | 0 | 0 | 0 | 0 | 0 | 0 | 0
2022 | US | MRO | - | SPP | MW | Additions - Tier 1 |  | 2850 | 4902 | 7630 | 10880 | 10880 | 10880 | 10880 | 10880 | 10880 | 10880 | 10880
2022 | US | MRO | - | SPP | MW | Additions - Tier 2 |  | 200 | 575 | 1175 | 1175 | 1175 | 1175 | 1175 | 1175 | 1175 | 1175 | 1175
2022 | US | MRO | - | SPP | MW | Additions - Tier 3 |  | 2937 | 17985 | 25658 | 44484 | 48088 | 50588 | 50588 | 50588 | 50588 | 50588 | 50588
2022 | US | MRO | - | SPP | MW | Firm Imports |  | 1250.4045 | 1340.1045 | 1340.0045 | 1359.8045 | 1379.7045 | 1323.6045 | 1328.5045 | 1328.3045 | 1328.2045 | 1328.1045 | 1328.0045
2022 | US | MRO | - | SPP | MW | Firm Exports |  | 1609.816 | 1609.816 | 1584.816 | 1584.816 | 1584.816 | 1586.608 | 1516.608 | 1516.608 | 1516.608 | 1516.608 | 1516.608
2022 | US | MRO | - | SPP | MW | Net Firm Capacity Transfers |  | -359.4115 | -269.7115 | -244.8115 | -225.0115 | -205.1115 | -263.0035 | -188.1035 | -188.3035 | -188.4035 | -188.5035 | -188.6035
2022 | US | MRO | - | SPP | MW | Expected Imports |  | 0 | 0 | 0 | 0 | 0 | 0 | 0 | 0 | 0 | 0 | 0
2022 | US | MRO | - | SPP | MW | Expected Exports |  | 46 | 46 | 46 | 46 | 46 | 46 | 46 | 46 | 46 | 46 | 46
2022 | US | MRO | - | SPP | MW | Net Expected Transfers |  | -46 | -46 | -46 | -46 | -46 | -46 | -46 | -46 | -46 | -46 | -46
2022 | US | MRO | - | SPP | MW | Existing-Certain & Net Firm Transfers |  | 70772.0847 | 70879.3847 | 70961.5847 | 70570.5847 | 71058.0847 | 71003.8927 | 70625.9927 | 70617.4927 | 71070.4927 | 71060.9927 | 71055.9927
2022 | US | MRO | - | SPP | MW | Anticipated Resources |  | 73622.0847 | 75781.3847 | 78591.5847 | 81450.5847 | 81938.0847 | 81883.8927 | 81505.9927 | 81497.4927 | 81950.4927 | 81940.9927 | 81935.9927
2022 | US | MRO | - | SPP | MW | Prospective Resources |  | 73776.0847 | 74550.8967 | 77961.0967 | 80371.0967 | 80218.5967 | 79975.4047 | 79597.5047 | 79589.0047 | 80042.0047 | 80032.5047 | 79269.7047
2022 | US | MRO | - | SPP | MW | Existing-Certain and Net Firm Transfers Excess/Shortfall |  | 22473.3735 | 22200.1123 | 21810.4243 | 20687.1627 | 20760.9139 | 20607.1359 | 19875.1923 | 18715.0211 | 18859.2523 | 18536.0651 | 18216.7051
2022 | US | MRO | - | SPP | MW | Anticipated Excess/Shortfall |  | 25323.3735 | 27102.1123 | 29440.4243 | 31567.1627 | 31640.9139 | 31487.1359 | 30755.1923 | 29595.0211 | 29739.2523 | 29416.0651 | 29096.7051
2022 | US | MRO | - | SPP | MW | Prospective Excess/Shortfall |  | 25477.3735 | 25871.6243 | 28809.9363 | 30487.6747 | 29921.4259 | 29578.6479 | 28846.7043 | 27686.5331 | 27830.7643 | 27507.5771 | 26430.4171
2022 | US | MRO | - | SPP | % | Existing-Certain and Net Firm Transfers Reserve Margin |  | 69.97% | 68.9% | 67.47% | 64.11% | 63.88% | 63.43% | 61.43% | 57.83% | 57.9% | 56.94% | 55.99%
2022 | US | MRO | - | SPP | % | Anticipated Reserve Margin |  | 76.82% | 80.58% | 85.48% | 89.41% | 88.97% | 88.48% | 86.3% | 82.14% | 82.07% | 80.96% | 79.88%
2022 | US | MRO | - | SPP | % | Prospective Reserve Margin |  | 77.19% | 77.65% | 83.99% | 86.9% | 85.01% | 84.08% | 81.93% | 77.88% | 77.83% | 76.75% | 74.02%
2022 | US | MRO | - | SPP | % | Reference Margin Level |  | 16% | 16% | 16% | 16% | 16% | 16% | 16% | 16% | 16% | 16% | 16%
2022 | US | TRE-ERCOT | - | TRE-ERCOT | MW | Energy Efficiency and Conservation |  | 2800.7 | 3262.3502 | 3681.1416 | 4098.8616 | 4516.5817 | 4934.3017 | 5352.0218 | 5769.7419 | 6187.4619 | 6605.182 | 7022.902
2022 | US | TRE-ERCOT | - | TRE-ERCOT | MW | Total Installed Photovoltaic |  | 2031.2369 | 2531.2369 | 3031.2369 | 3531.2369 | 4031.2369 | 4531.2369 | 5031.2369 | 5531.2369 | 6031.2369 | 6531.2369 | 7031.2369
2022 | US | TRE-ERCOT | - | TRE-ERCOT | MW | Photovoltaic On-Peak |  | 0 | 0 | 0 | 0 | 0 | 0 | 0 | 0 | 0 | 0 | 0
2022 | US | TRE-ERCOT | - | TRE-ERCOT | MW | Total Internal Demand |  | 64960.8128 | 66454.2891 | 67699.4281 | 68858.0128 | 69793.0825 | 70697.4498 | 71558.417 | 72391.6114 | 73178.3107 | 73931.1852 | 74660.4042
2022 | US | TRE-ERCOT | - | TRE-ERCOT | MW | Controllable and Dispatchable Demand Response - Available |  | 2686.3393 | 2686.3393 | 2686.3393 | 2686.3393 | 2686.3393 | 2686.3393 | 2686.3393 | 2686.3393 | 2686.3393 | 2686.3393 | 2686.3393
2022 | US | TRE-ERCOT | - | TRE-ERCOT | MW | Net Internal Demand |  | 62274.4735 | 63767.9498 | 65013.0888 | 66171.6735 | 67106.7432 | 68011.1105 | 68872.0777 | 69705.272 | 70491.9714 | 71244.8459 | 71974.0649
2022 | US | TRE-ERCOT | - | TRE-ERCOT | MW | Behind the Meter Generation - Capacity |  | 4599 | 4599 | 4599 | 4599 | 4599 | 4594 | 4594 | 4594 | 4594 | 4594 | 4594
2022 | US | TRE-ERCOT | - | TRE-ERCOT | MW | Other Capacity Adjustments - Additions |  | 0 | 0 | 0 | 0 | 0 | 0 | 0 | 0 | 0 | 0 | 0
2022 | US | TRE-ERCOT | - | TRE-ERCOT | MW | Other Capacity Adjustments - Reductions |  | 0 | 0 | 0 | 0 | 0 | 0 | 0 | 0 | 0 | 0 | 0
2022 | US | TRE-ERCOT | - | TRE-ERCOT | MW | Confirmed Retirements |  | 18004.52 | 18017.12 | 18445.12 | 18445.12 | 18445.12 | 18445.12 | 18445.12 | 18445.12 | 18445.12 | 18445.12 | 18445.12
2022 | US | TRE-ERCOT | - | TRE-ERCOT | MW | Unconfirmed Retirements |  | 0 | 0 | 859 | 859 | 2427 | 3082 | 3082 | 3082 | 3082 | 3082 | 3082
2022 | US | TRE-ERCOT | - | TRE-ERCOT | MW | Scheduled Outages |  | 0 | 0 | 0 | 0 | 0 | 0 | 0 | 0 | 0 | 0 | 0
2022 | US | TRE-ERCOT | - | TRE-ERCOT | MW | Transmission Limitations |  | 0 | 0 | 0 | 0 | 0 | 0 | 0 | 0 | 0 | 0 | 0
2022 | US | TRE-ERCOT | - | TRE-ERCOT | MW | Existing-Certain |  | 85834.7713 | 86519.7713 | 86519.7713 | 86519.7713 | 86519.7713 | 86514.7713 | 86514.7713 | 86514.7713 | 86514.7713 | 86514.7713 | 86514.7713
2022 | US | TRE-ERCOT | - | TRE-ERCOT | MW | Existing-Other |  | 0 | 0 | 0 | 0 | 0 | 0 | 0 | 0 | 0 | 0 | 0
2022 | US | TRE-ERCOT | - | TRE-ERCOT | MW | Additions - Tier 1 |  | 859.046 | 3290.9789 | 4801.6218 | 4999.0608 | 4999.0608 | 4999.0608 | 4999.0608 | 4999.0608 | 4999.0608 | 4999.0608 | 4999.0608
2022 | US | TRE-ERCOT | - | TRE-ERCOT | MW | Additions - Tier 2 |  | 0 | 3561.7169 | 8771.3247 | 10834.2641 | 12521.5981 | 12521.5981 | 12521.5981 | 12521.5981 | 12521.5981 | 12521.5981 | 12521.5981
2022 | US | TRE-ERCOT | - | TRE-ERCOT | MW | Additions - Tier 3 |  | 0 | 5672.9357 | 7286.8937 | 8569.7336 | 8696.6131 | 8787.8218 | 9500.2805 | 9500.2805 | 9500.2805 | 9500.2805 | 9500.2805
2022 | US | TRE-ERCOT | - | TRE-ERCOT | MW | Firm Imports |  | 50 | 50 | 50 | 50 | 50 | 50 | 50 | 50 | 50 | 50 | 50
2022 | US | TRE-ERCOT | - | TRE-ERCOT | MW | Firm Exports |  | 30 | 30 | 30 | 30 | 30 | 30 | 30 | 30 | 30 | 30 | 30
2022 | US | TRE-ERCOT | - | TRE-ERCOT | MW | Net Firm Capacity Transfers |  | 20 | 20 | 20 | 20 | 20 | 20 | 20 | 20 | 20 | 20 | 20
2022 | US | TRE-ERCOT | - | TRE-ERCOT | MW | Expected Imports |  | 568 | 568 | 568 | 568 | 568 | 568 | 568 | 568 | 568 | 568 | 568
2022 | US | TRE-ERCOT | - | TRE-ERCOT | MW | Expected Exports |  | 0 | 0 | 0 | 0 | 0 | 0 | 0 | 0 | 0 | 0 | 0
2022 | US | TRE-ERCOT | - | TRE-ERCOT | MW | Net Expected Transfers |  | 568 | 568 | 568 | 568 | 568 | 568 | 568 | 568 | 568 | 568 | 568
2022 | US | TRE-ERCOT | - | TRE-ERCOT | MW | Existing-Certain & Net Firm Transfers |  | 85854.7713 | 86539.7713 | 86539.7713 | 86539.7713 | 86539.7713 | 86534.7713 | 86534.7713 | 86534.7713 | 86534.7713 | 86534.7713 | 86534.7713
2022 | US | TRE-ERCOT | - | TRE-ERCOT | MW | Anticipated Resources |  | 86713.8173 | 89830.7502 | 91341.3931 | 91538.8321 | 91538.8321 | 91533.8321 | 91533.8321 | 91533.8321 | 91533.8321 | 91533.8321 | 91533.8321
2022 | US | TRE-ERCOT | - | TRE-ERCOT | MW | Prospective Resources |  | 87281.8173 | 93960.4671 | 99821.7178 | 102082.0962 | 102201.4302 | 101541.4302 | 101541.4302 | 101541.4302 | 101541.4302 | 101541.4302 | 101541.4302
2022 | US | TRE-ERCOT | - | TRE-ERCOT | MW | Existing-Certain and Net Firm Transfers Excess/Shortfall |  | 15017.5576 | 14003.7284 | 12587.3828 | 11269.4927 | 10205.8508 | 9172.1331 | 8192.7829 | 7245.0243 | 6350.1538 | 5493.759 | 4664.2725
2022 | US | TRE-ERCOT | - | TRE-ERCOT | MW | Anticipated Excess/Shortfall |  | 15876.6036 | 17294.7073 | 17389.0046 | 16268.5535 | 15204.9116 | 14171.1939 | 13191.8437 | 12244.0851 | 11349.2146 | 10492.8198 | 9663.3333
2022 | US | TRE-ERCOT | - | TRE-ERCOT | MW | Prospective Excess/Shortfall |  | 16444.6036 | 21424.4242 | 25869.3293 | 26811.8176 | 25867.5097 | 24178.792 | 23199.4418 | 22251.6832 | 21356.8127 | 20500.4179 | 19670.9314
2022 | US | TRE-ERCOT | - | TRE-ERCOT | % | Existing-Certain and Net Firm Transfers Reserve Margin |  | 37.87% | 35.71% | 33.11% | 30.78% | 28.96% | 27.24% | 25.65% | 24.14% | 22.76% | 21.46% | 20.23%
2022 | US | TRE-ERCOT | - | TRE-ERCOT | % | Anticipated Reserve Margin |  | 39.24% | 40.87% | 40.5% | 38.34% | 36.41% | 34.59% | 32.9% | 31.32% | 29.85% | 28.48% | 27.18%
2022 | US | TRE-ERCOT | - | TRE-ERCOT | % | Prospective Reserve Margin |  | 40.16% | 47.35% | 53.54% | 54.27% | 52.3% | 49.3% | 47.43% | 45.67% | 44.05% | 42.52% | 41.08%
2022 | US | TRE-ERCOT | - | TRE-ERCOT | % | Reference Margin Level |  | 13.75% | 13.75% | 13.75% | 13.75% | 13.75% | 13.75% | 13.75% | 13.75% | 13.75% | 13.75% | 13.75%
2022 | CA | MRO | - | MRO-Manitoba Hydro | MW | Energy Efficiency and Conservation |  | 266.5794 | 302.1073 | 348.8147 | 391.204 | 439.4656 | 328.884 | 377.7106 | 431.2519 | 485.0715 | 535.9713 | 599.3746
2022 | CA | MRO | - | MRO-Manitoba Hydro | MW | Total Installed Photovoltaic |  | 37.6 | 39.8 | 42 | 44.2878 | 47.048 | 50.3762 | 54.3871 | 59.2172 | 65.0288 | 72.0141 | 80.4
2022 | CA | MRO | - | MRO-Manitoba Hydro | MW | Photovoltaic On-Peak |  | 0 | 0 | 0 | 0 | 0 | 0 | 0 | 0 | 0 | 0 | 0
2022 | CA | MRO | - | MRO-Manitoba Hydro | MW | Total Internal Demand |  | 4588 | 4622 | 4628.194 | 4638.3254 | 4650.0578 | 4843.613 | 4861.7846 | 4894.1996 | 4945.1265 | 5008.1638 | 5080.4192
2022 | CA | MRO | - | MRO-Manitoba Hydro | MW | Controllable and Dispatchable Demand Response - Available |  | 0 | 0 | 0 | 0 | 0 | 0 | 0 | 0 | 0 | 0 | 0
2022 | CA | MRO | - | MRO-Manitoba Hydro | MW | Net Internal Demand |  | 4588 | 4622 | 4628.194 | 4638.3254 | 4650.0578 | 4843.613 | 4861.7846 | 4894.1996 | 4945.1265 | 5008.1638 | 5080.4192
2022 | CA | MRO | - | MRO-Manitoba Hydro | MW | Behind the Meter Generation - Capacity |  | 0 | 0 | 0 | 0 | 0 | 0 | 0 | 0 | 0 | 0 | 0
2022 | CA | MRO | - | MRO-Manitoba Hydro | MW | Other Capacity Adjustments - Additions |  | 0 | 0 | 0 | 0 | 0 | 0 | 0 | 0 | 0 | 0 | 0
2022 | CA | MRO | - | MRO-Manitoba Hydro | MW | Other Capacity Adjustments - Reductions |  | 0 | 0 | 0 | 0 | 0 | 0 | 0 | 0 | 0 | 0 | 0
2022 | CA | MRO | - | MRO-Manitoba Hydro | MW | Confirmed Retirements |  | 0 | 0 | 0 | 0 | 0 | 0 | 0 | 0 | 0 | 0 | 0
2022 | CA | MRO | - | MRO-Manitoba Hydro | MW | Unconfirmed Retirements |  | 0 | 0 | 0 | 0 | 0 | 0 | 0 | 0 | 0 | 0 | 0
2022 | CA | MRO | - | MRO-Manitoba Hydro | MW | Scheduled Outages |  | 135 | 135 | 135 | 150 | 150 | 150 | 150 | 150 | 150 | 150 | 150
2022 | CA | MRO | - | MRO-Manitoba Hydro | MW | Transmission Limitations |  | 0 | 0 | 0 | 0 | 0 | 0 | 0 | 0 | 0 | 0 | 0
2022 | CA | MRO | - | MRO-Manitoba Hydro | MW | Existing-Certain |  | 5704.9345 | 5704.9345 | 5704.9345 | 5689.9345 | 5669.1345 | 5669.1345 | 5669.1345 | 5650.7401 | 5650.7401 | 5650.7401 | 5650.7401
2022 | CA | MRO | - | MRO-Manitoba Hydro | MW | Existing-Other |  | 32.6855 | 32.6855 | 32.6855 | 32.6855 | 32.6855 | 32.6855 | 32.6855 | 32.6855 | 32.6855 | 32.6855 | 32.6855
2022 | CA | MRO | - | MRO-Manitoba Hydro | MW | Additions - Tier 1 |  | 279.1522 | 279.1522 | 279.1522 | 279.1522 | 331.1522 | 340.1522 | 340.1522 | 336.5536 | 336.5536 | 336.5536 | 336.5536
2022 | CA | MRO | - | MRO-Manitoba Hydro | MW | Additions - Tier 2 |  | 0 | 0 | 0 | 0 | 0 | 0 | 0 | 0 | 0 | 0 | 0
2022 | CA | MRO | - | MRO-Manitoba Hydro | MW | Additions - Tier 3 |  | 0 | 0 | 0 | 0 | 0 | 0 | 0 | 0 | 0 | 0 | 0
2022 | CA | MRO | - | MRO-Manitoba Hydro | MW | Firm Imports |  | 600 | 600 | 600 | 250 | 250 | 200 | 200 | 200 | 0 | 0 | 0
2022 | CA | MRO | - | MRO-Manitoba Hydro | MW | Firm Exports |  | 1166.0626 | 1221.8418 | 1226.9127 | 837.4085 | 837.4085 | 742.4794 | 666.4168 | 671.4876 | 565 | 565 | 565
2022 | CA | MRO | - | MRO-Manitoba Hydro | MW | Net Firm Capacity Transfers |  | -566.0626 | -621.8418 | -626.9127 | -587.4085 | -587.4085 | -542.4794 | -466.4168 | -471.4876 | -565 | -565 | -565
2022 | CA | MRO | - | MRO-Manitoba Hydro | MW | Expected Imports |  | 0 | 0 | 0 | 0 | 0 | 0 | 0 | 0 | 0 | 0 | 0
2022 | CA | MRO | - | MRO-Manitoba Hydro | MW | Expected Exports |  | 0 | 0 | 0 | 0 | 0 | 0 | 0 | 0 | 0 | 0 | 0
2022 | CA | MRO | - | MRO-Manitoba Hydro | MW | Net Expected Transfers |  | 0 | 0 | 0 | 0 | 0 | 0 | 0 | 0 | 0 | 0 | 0
2022 | CA | MRO | - | MRO-Manitoba Hydro | MW | Existing-Certain & Net Firm Transfers |  | 5138.8719 | 5083.0927 | 5078.0219 | 5102.526 | 5081.726 | 5126.6551 | 5202.7177 | 5179.2525 | 5085.7401 | 5085.7401 | 5085.7401
2022 | CA | MRO | - | MRO-Manitoba Hydro | MW | Anticipated Resources |  | 5418.0242 | 5362.245 | 5357.1741 | 5381.6782 | 5412.8782 | 5466.8074 | 5542.87 | 5515.8061 | 5422.2938 | 5422.2938 | 5422.2938
2022 | CA | MRO | - | MRO-Manitoba Hydro | MW | Prospective Resources |  | 5450.7097 | 5394.9304 | 5389.8596 | 5414.3637 | 5445.5637 | 5499.4929 | 5575.5555 | 5548.4916 | 5454.9792 | 5454.9792 | 5454.9792
2022 | CA | MRO | - | MRO-Manitoba Hydro | MW | Existing-Certain and Net Firm Transfers Excess/Shortfall |  | 0.31194 | -93.5473 | -105.5554 | -92.3985 | -126.3387 | -298.1915 | -242.481 | -302.251 | -452.8015 | -523.4033 | -604.3294
2022 | CA | MRO | - | MRO-Manitoba Hydro | MW | Anticipated Excess/Shortfall |  | 279.4642 | 185.605 | 173.5968 | 186.7538 | 204.8135 | 41.9608 | 97.6712 | 34.3026 | -116.2478 | -186.8497 | -267.7758
2022 | CA | MRO | - | MRO-Manitoba Hydro | MW | Prospective Excess/Shortfall |  | 312.1497 | 218.2904 | 206.2823 | 219.4393 | 237.499 | 74.6463 | 130.3567 | 66.9881 | -83.5624 | -154.1642 | -235.0903
2022 | CA | MRO | - | MRO-Manitoba Hydro | % | Existing-Certain and Net Firm Transfers Reserve Margin |  | 12.01% | 9.976% | 9.719% | 10.01% | 9.283% | 5.844% | 7.013% | 5.824% | 2.843% | 1.549% | 0.1047%
2022 | CA | MRO | - | MRO-Manitoba Hydro | % | Anticipated Reserve Margin |  | 18.09% | 16.02% | 15.75% | 16.03% | 16.4% | 12.87% | 14.01% | 12.7% | 9.649% | 8.269% | 6.729%
2022 | CA | MRO | - | MRO-Manitoba Hydro | % | Prospective Reserve Margin |  | 18.8% | 16.72% | 16.46% | 16.73% | 17.11% | 13.54% | 14.68% | 13.37% | 10.31% | 8.922% | 7.373%
2022 | CA | MRO | - | MRO-Manitoba Hydro | % | Reference Margin Level |  | 12% | 12% | 12% | 12% | 12% | 12% | 12% | 12% | 12% | 12% | 12%
2022 | CA | NPCC | - | NPCC-Maritimes | MW | Energy Efficiency and Conservation |  | 92.7 | 135.3 | 187.7 | 238.7223 | 288.946 | 339.541 | 386.0903 | 432.2602 | 478.6422 | 525.4126 | 550.0403
2022 | CA | NPCC | - | NPCC-Maritimes | MW | Total Installed Photovoltaic |  | 87.6725 | 108.1648 | 125.1034 | 145.834 | 168.9836 | 197.1331 | 230.0043 | 267.8934 | 301.9176 | 325.9927 | 348.8278
2022 | CA | NPCC | - | NPCC-Maritimes | MW | Photovoltaic On-Peak |  | 0 | 0 | 0 | 0 | 0 | 0 | 0 | 0 | 0 | 0 | 0
2022 | CA | NPCC | - | NPCC-Maritimes | MW | Total Internal Demand |  | 5636.2433 | 5636.2433 | 5726.8417 | 5750.2079 | 5771.9154 | 5805.1693 | 5839.513 | 5862.4177 | 5905.1836 | 5944.8999 | 5993.7884
2022 | CA | NPCC | - | NPCC-Maritimes | MW | Controllable and Dispatchable Demand Response - Available |  | 293.9542 | 302.2268 | 320.4681 | 333.2196 | 336.5076 | 335.8324 | 335.2707 | 334.625 | 333.9955 | 333.4215 | 332.8741
2022 | CA | NPCC | - | NPCC-Maritimes | MW | Net Internal Demand |  | 5342.2891 | 5334.0165 | 5406.3736 | 5416.9883 | 5435.4078 | 5469.3369 | 5504.2423 | 5527.7927 | 5571.1882 | 5611.4784 | 5660.9143
2022 | CA | NPCC | - | NPCC-Maritimes | MW | Behind the Meter Generation - Capacity |  | 0 | 0 | 0 | 0 | 0 | 0 | 0 | 0 | 0 | 0 | 0
2022 | CA | NPCC | - | NPCC-Maritimes | MW | Other Capacity Adjustments - Additions |  | 0 | 0 | 0 | 0 | 0 | 0 | 0 | 0 | 0 | 0 | 0
2022 | CA | NPCC | - | NPCC-Maritimes | MW | Other Capacity Adjustments - Reductions |  | 0 | 0 | 0 | 0 | 0 | 0 | 0 | 0 | 0 | 0 | 0
2022 | CA | NPCC | - | NPCC-Maritimes | MW | Confirmed Retirements |  | 84.3 | 122.3 | 122.3 | 125.636 | 125.636 | 125.636 | 125.636 | 125.636 | 125.636 | 125.636 | 125.636
2022 | CA | NPCC | - | NPCC-Maritimes | MW | Unconfirmed Retirements |  | 4 | 152 | 550 | 550 | 550 | 550 | 550 | 550 | 550 | 550 | 550
2022 | CA | NPCC | - | NPCC-Maritimes | MW | Scheduled Outages |  | 100 | 100 | 100 | 100 | 100 | 100 | 100 | 100 | 100 | 100 | 100
2022 | CA | NPCC | - | NPCC-Maritimes | MW | Transmission Limitations |  | 0 | 0 | 0 | 0 | 0 | 0 | 0 | 0 | 0 | 0 | 0
2022 | CA | NPCC | - | NPCC-Maritimes | MW | Existing-Certain |  | 6613.49 | 6628.154 | 6628.154 | 6628.154 | 6636.154 | 6526.154 | 6526.154 | 6526.154 | 6526.154 | 6526.154 | 6529.254
2022 | CA | NPCC | - | NPCC-Maritimes | MW | Existing-Other |  | 0 | 0 | 0 | 0 | 0 | 0 | 0 | 0 | 0 | 0 | 0
2022 | CA | NPCC | - | NPCC-Maritimes | MW | Additions - Tier 1 |  | 0 | 14.4 | 39.4 | 39.4 | 39.4 | 39.4 | 39.4 | 39.4 | 39.4 | 39.4 | 39.4
2022 | CA | NPCC | - | NPCC-Maritimes | MW | Additions - Tier 2 |  | 0 | 0 | 254 | 254 | 254 | 254 | 254 | 254 | 254 | 254 | 254
2022 | CA | NPCC | - | NPCC-Maritimes | MW | Additions - Tier 3 |  | 0 | 4.5 | 20.5 | 176.5 | 236.5 | 486.5 | 554 | 754 | 804 | 804 | 804
2022 | CA | NPCC | - | NPCC-Maritimes | MW | Firm Imports |  | 153 | 153 | 153 | 153 | 153 | 153 | 153 | 153 | 153 | 153 | 153
2022 | CA | NPCC | - | NPCC-Maritimes | MW | Firm Exports |  | 149 | 72 | 90 | 122 | 0 | 0 | 0 | 0 | 0 | 0 | 0
2022 | CA | NPCC | - | NPCC-Maritimes | MW | Net Firm Capacity Transfers |  | 4 | 81 | 63 | 31 | 153 | 153 | 153 | 153 | 153 | 153 | 153
2022 | CA | NPCC | - | NPCC-Maritimes | MW | Expected Imports |  | 0 | 85 | 85 | 85 | 85 | 85 | 85 | 85 | 85 | 85 | 85
2022 | CA | NPCC | - | NPCC-Maritimes | MW | Expected Exports |  | 0 | 0 | 0 | 0 | 0 | 0 | 0 | 0 | 0 | 0 | 0
2022 | CA | NPCC | - | NPCC-Maritimes | MW | Net Expected Transfers |  | 0 | 85 | 85 | 85 | 85 | 85 | 85 | 85 | 85 | 85 | 85
2022 | CA | NPCC | - | NPCC-Maritimes | MW | Existing-Certain & Net Firm Transfers |  | 6617.49 | 6709.154 | 6691.154 | 6659.154 | 6789.154 | 6679.154 | 6679.154 | 6679.154 | 6679.154 | 6679.154 | 6682.254
2022 | CA | NPCC | - | NPCC-Maritimes | MW | Anticipated Resources |  | 6617.49 | 6723.554 | 6730.554 | 6698.554 | 6828.554 | 6718.554 | 6718.554 | 6718.554 | 6718.554 | 6718.554 | 6721.654
2022 | CA | NPCC | - | NPCC-Maritimes | MW | Prospective Resources |  | 6613.49 | 6656.554 | 6519.554 | 6487.554 | 6617.554 | 6507.554 | 6507.554 | 6507.554 | 6507.554 | 6507.554 | 6510.654
2022 | CA | NPCC | - | NPCC-Maritimes | MW | Existing-Certain and Net Firm Transfers Excess/Shortfall |  | 206.7431 | 308.3342 | 203.5057 | 158.768 | 266.6647 | 115.9497 | 74.0632 | 45.8028 | -6.2718 | -54.6201 | -110.8431
2022 | CA | NPCC | - | NPCC-Maritimes | MW | Anticipated Excess/Shortfall |  | 206.7431 | 322.7342 | 242.9057 | 198.168 | 306.0647 | 155.3497 | 113.4632 | 85.2028 | 33.1282 | -15.2201 | -71.4431
2022 | CA | NPCC | - | NPCC-Maritimes | MW | Prospective Excess/Shortfall |  | 202.7431 | 255.7342 | 31.9057 | -12.832 | 95.0647 | -55.6503 | -97.5368 | -125.7972 | -177.8718 | -226.2201 | -282.4431
2022 | CA | NPCC | - | NPCC-Maritimes | % | Existing-Certain and Net Firm Transfers Reserve Margin |  | 23.87% | 25.78% | 23.76% | 22.93% | 24.91% | 22.12% | 21.35% | 20.83% | 19.89% | 19.03% | 18.04%
2022 | CA | NPCC | - | NPCC-Maritimes | % | Anticipated Reserve Margin |  | 23.87% | 26.05% | 24.49% | 23.66% | 25.63% | 22.84% | 22.06% | 21.54% | 20.59% | 19.73% | 18.74%
2022 | CA | NPCC | - | NPCC-Maritimes | % | Prospective Reserve Margin |  | 23.8% | 24.79% | 20.59% | 19.76% | 21.75% | 18.98% | 18.23% | 17.72% | 16.81% | 15.97% | 15.01%
2022 | CA | NPCC | - | NPCC-Maritimes | % | Reference Margin Level |  | 20% | 20% | 20% | 20% | 20% | 20% | 20% | 20% | 20% | 20% | 20%
2022 | US | MRO | - | MRO-MISO | MW | Energy Efficiency and Conservation |  | 0 | 0 | 0 | 0 | 0 | 0 | 0 | 0 | 0 | 0 | 0
2022 | US | MRO | - | MRO-MISO | MW | Total Installed Photovoltaic |  | 861 | 861 | 861 | 861 | 861 | 861 | 861 | 861 | 861 | 861 | 861
2022 | US | MRO | - | MRO-MISO | MW | Photovoltaic On-Peak |  | 430.5 | 430.5 | 430.5 | 430.5 | 430.5 | 430.5 | 430.5 | 430.5 | 430.5 | 430.5 | 430.5
2022 | US | MRO | - | MRO-MISO | MW | Total Internal Demand |  | 102379.9308 | 102502.6956 | 105147.9057 | 105123.3431 | 105281.1491 | 105707.6533 | 105994.7132 | 106410.1618 | 106878.1483 | 107211.4012 | 107409.9841
2022 | US | MRO | - | MRO-MISO | MW | Controllable and Dispatchable Demand Response - Available |  | 5720.8 | 5767.8 | 6860.8 | 6832.4 | 6839.5 | 6839.4 | 6839.7 | 6839.9 | 6840.2 | 6840.8 | 6840.8
2022 | US | MRO | - | MRO-MISO | MW | Net Internal Demand |  | 96659.1308 | 96734.8956 | 98287.1057 | 98290.9431 | 98441.6491 | 98868.2533 | 99155.0132 | 99570.2618 | 100037.9483 | 100370.6012 | 100569.1841
2022 | US | MRO | - | MRO-MISO | MW | Behind the Meter Generation - Capacity |  | 4266 | 4446.6 | 4609.6 | 4806.7 | 4808 | 4793.9 | 4793.1 | 4793.1 | 4793.1 | 4793.1 | 4895.3333
2022 | US | MRO | - | MRO-MISO | MW | Other Capacity Adjustments - Additions |  | 0 | 0 | 0 | 0 | 0 | 0 | 0 | 0 | 0 | 0 | 0
2022 | US | MRO | - | MRO-MISO | MW | Other Capacity Adjustments - Reductions |  | 0 | 0 | 0 | 0 | 0 | 0 | 0 | 0 | 0 | 0 | 0
2022 | US | MRO | - | MRO-MISO | MW | Confirmed Retirements |  | 0 | 0 | 0 | 2522.4 | 5841.7 | 9184.4 | 12949.5 | 15525.1 | 18995.3 | 21616.6 | 23043.4
2022 | US | MRO | - | MRO-MISO | MW | Unconfirmed Retirements |  | 0 | 1372.1 | 1423.6 | 4352.7 | 4352.7 | 4960 | 4960 | 4960 | 4960 | 4960 | 4960
2022 | US | MRO | - | MRO-MISO | MW | Scheduled Outages |  | 0 | 0 | 0 | 0 | 0 | 0 | 0 | 0 | 0 | 0 | 0
2022 | US | MRO | - | MRO-MISO | MW | Transmission Limitations |  | 2577.1935 | 3701.9274 | 4672.3665 | 3836.4614 | 2999.8709 | 1704.0582 | 0 | 0 | 0 | 0 | 0
2022 | US | MRO | - | MRO-MISO | MW | Existing-Certain |  | 130833.3973 | 129889.2634 | 129081.8243 | 130114.8294 | 130952.7199 | 132234.4326 | 133937.6908 | 133937.6908 | 133937.6908 | 133937.6908 | 134039.9241
2022 | US | MRO | - | MRO-MISO | MW | Existing-Other |  | 0 | 0 | 0 | 0 | 0 | 0 | 0 | 0 | 0 | 0 | 0
2022 | US | MRO | - | MRO-MISO | MW | Additions - Tier 1 |  | 0 | 5476.8282 | 7124.9773 | 7660.3093 | 7660.3093 | 7660.3093 | 7660.3093 | 7660.3093 | 7660.3093 | 7660.3093 | 7660.3093
2022 | US | MRO | - | MRO-MISO | MW | Additions - Tier 2 |  | 0 | 2322.0597 | 30795.8059 | 35517.0559 | 76576.1249 | 78070.5749 | 78095.5749 | 78095.5749 | 78095.5749 | 78095.5749 | 78095.5749
2022 | US | MRO | - | MRO-MISO | MW | Additions - Tier 3 |  | 60 | 2253.4 | 3563.608 | 5083.808 | 5637.808 | 8164.108 | 8913.708 | 10120.908 | 11203.508 | 11808.608 | 11991.808
2022 | US | MRO | - | MRO-MISO | MW | Firm Imports |  | 3625 | 3690.8 | 3695.8 | 2864.8 | 2864.8 | 2761.1 | 2690.6 | 2695.6 | 2590.6 | 2590.6 | 2252.55
2022 | US | MRO | - | MRO-MISO | MW | Firm Exports |  | 2097.9 | 2097.9 | 2097.9 | 2097.9 | 2097.9 | 2097.9 | 2097.9 | 2097.9 | 2097.9 | 2097.9 | 2097.9
2022 | US | MRO | - | MRO-MISO | MW | Net Firm Capacity Transfers |  | 1527.1 | 1592.9 | 1597.9 | 766.9 | 766.9 | 663.2 | 592.7 | 597.7 | 492.7 | 492.7 | 154.65
2022 | US | MRO | - | MRO-MISO | MW | Expected Imports |  | 0 | 0 | 0 | 0 | 0 | 0 | 0 | 0 | 0 | 0 | 0
2022 | US | MRO | - | MRO-MISO | MW | Expected Exports |  | 0 | 0 | 0 | 0 | 0 | 0 | 0 | 0 | 0 | 0 | 0
2022 | US | MRO | - | MRO-MISO | MW | Net Expected Transfers |  | 0 | 0 | 0 | 0 | 0 | 0 | 0 | 0 | 0 | 0 | 0
2022 | US | MRO | - | MRO-MISO | MW | Existing-Certain & Net Firm Transfers |  | 132360.4973 | 131482.1634 | 130679.7243 | 130881.7294 | 131719.6199 | 132897.6326 | 134530.3908 | 134535.3908 | 134430.3908 | 134430.3908 | 134194.5741
2022 | US | MRO | - | MRO-MISO | MW | Anticipated Resources |  | 132360.4973 | 136958.9916 | 137804.7016 | 138542.0387 | 139379.9292 | 140557.9419 | 142190.7001 | 142195.7001 | 142090.7001 | 142090.7001 | 141854.8834
2022 | US | MRO | - | MRO-MISO | MW | Prospective Resources |  | 132360.4973 | 137908.9513 | 167176.9075 | 169706.3946 | 211603.3542 | 213668.5169 | 215326.2751 | 215331.2751 | 215226.2751 | 215226.2751 | 214990.4584
2022 | US | MRO | - | MRO-MISO | MW | Existing-Certain and Net Firm Transfers Excess/Shortfall |  | 18399.382 | 17915.396 | 15683.8107 | 16372.7807 | 16739.7737 | 17221.7763 | 19014.8004 | 18735.1764 | 18286.3328 | 18100.864 | 16629.198
2022 | US | MRO | - | MRO-MISO | MW | Anticipated Excess/Shortfall |  | 18399.382 | 23392.2241 | 22808.788 | 24033.09 | 24400.083 | 24882.0856 | 26675.1097 | 26395.4857 | 25946.6421 | 25761.1733 | 24289.5073
2022 | US | MRO | - | MRO-MISO | MW | Prospective Excess/Shortfall |  | 18399.382 | 24342.1839 | 52180.9939 | 55197.4458 | 96623.508 | 97992.6605 | 99810.6847 | 99531.0606 | 99082.2171 | 98896.7483 | 97425.0822
2022 | US | MRO | - | MRO-MISO | % | Existing-Certain and Net Firm Transfers Reserve Margin |  | 36.94% | 35.92% | 32.96% | 33.16% | 33.8% | 34.42% | 35.68% | 35.12% | 34.38% | 33.93% | 33.44%
2022 | US | MRO | - | MRO-MISO | % | Anticipated Reserve Margin |  | 36.94% | 41.58% | 40.21% | 40.95% | 41.59% | 42.17% | 43.4% | 42.81% | 42.04% | 41.57% | 41.05%
2022 | US | MRO | - | MRO-MISO | % | Prospective Reserve Margin |  | 36.94% | 42.56% | 70.09% | 72.66% | 115% | 116.1% | 117.2% | 116.3% | 115.1% | 114.4% | 113.8%
2022 | US | MRO | - | MRO-MISO | % | Reference Margin Level |  | 17.9% | 17.4% | 17% | 16.5% | 16.8% | 17% | 16.5% | 16.3% | 16.1% | 15.9% | 16.9%
2022 | CA | MRO | - | MRO-SaskPower | MW | Energy Efficiency and Conservation |  | 0 | 0 | 0 | 0 | 0 | 0 | 0 | 0 | 0 | 0 | 0
2022 | CA | MRO | - | MRO-SaskPower | MW | Total Installed Photovoltaic |  | 36 | 39 | 42 | 45 | 48 | 51 | 51 | 51 | 51 | 51 | 51
2022 | CA | MRO | - | MRO-SaskPower | MW | Photovoltaic On-Peak |  | 0 | 0 | 0 | 0 | 0 | 0 | 0 | 0 | 0 | 0 | 0
2022 | CA | MRO | - | MRO-SaskPower | MW | Total Internal Demand |  | 3781 | 3804 | 3827 | 3916 | 3940 | 3999 | 4056 | 4101 | 4128 | 4156 | 4178
2022 | CA | MRO | - | MRO-SaskPower | MW | Controllable and Dispatchable Demand Response - Available |  | 67 | 67 | 67 | 67 | 67 | 67 | 67 | 67 | 67 | 67 | 67
2022 | CA | MRO | - | MRO-SaskPower | MW | Net Internal Demand |  | 3714 | 3737 | 3760 | 3849 | 3873 | 3932 | 3989 | 4034 | 4061 | 4089 | 4111
2022 | CA | MRO | - | MRO-SaskPower | MW | Behind the Meter Generation - Capacity |  | 0 | 0 | 0 | 0 | 0 | 0 | 0 | 0 | 0 | 0 | 0
2022 | CA | MRO | - | MRO-SaskPower | MW | Other Capacity Adjustments - Additions |  | 0 | 0 | 0 | 0 | 0 | 0 | 0 | 0 | 0 | 0 | 0
2022 | CA | MRO | - | MRO-SaskPower | MW | Other Capacity Adjustments - Reductions |  | 0 | 0 | 0 | 0 | 0 | 0 | 0 | 0 | 0 | 0 | 0
2022 | CA | MRO | - | MRO-SaskPower | MW | Confirmed Retirements |  | 0 | 0 | 2.24 | 97.24 | 276.54 | 276.54 | 281.74 | 283.86 | 299.46 | 299.46 | 299.46
2022 | CA | MRO | - | MRO-SaskPower | MW | Unconfirmed Retirements |  | 0 | 0 | 0 | 0 | 0 | 0 | 300 | 358 | 1258 | 1258 | 1287.88
2022 | CA | MRO | - | MRO-SaskPower | MW | Scheduled Outages |  | 57.5 | 41.4561 | 42.6561 | 124.4 | 0 | 62 | 62 | 62 | 14.8 | 13.8 | 13.8
2022 | CA | MRO | - | MRO-SaskPower | MW | Transmission Limitations |  | 0 | 0 | 0 | 0 | 0 | 0 | 0 | 0 | 0 | 0 | 0
2022 | CA | MRO | - | MRO-SaskPower | MW | Existing-Certain |  | 4488.48 | 4410.5239 | 4409.3239 | 4148.28 | 4272.68 | 4205.48 | 4187.76 | 4187.76 | 4234.96 | 4235.96 | 4235.96
2022 | CA | MRO | - | MRO-SaskPower | MW | Existing-Other |  | 0 | 0 | 0 | 0 | 0 | 0 | 0 | 0 | 0 | 0 | 0
2022 | CA | MRO | - | MRO-SaskPower | MW | Additions - Tier 1 |  | 0 | 40 | 460.8 | 505.6 | 505.6 | 505.6 | 505.6 | 505.6 | 505.6 | 505.6 | 505.6
2022 | CA | MRO | - | MRO-SaskPower | MW | Additions - Tier 2 |  | 0 | 0 | 0 | 0 | 0 | 302.8 | 302.8 | 560.8 | 1452.8 | 1452.8 | 1452.8
2022 | CA | MRO | - | MRO-SaskPower | MW | Additions - Tier 3 |  | 0 | 0 | 0 | 0 | 0 | 0 | 0 | 0 | 0 | 0 | 0
2022 | CA | MRO | - | MRO-SaskPower | MW | Firm Imports |  | 290 | 290 | 290 | 290 | 290 | 290 | 290 | 290 | 290 | 290 | 290
2022 | CA | MRO | - | MRO-SaskPower | MW | Firm Exports |  | 0 | 0 | 0 | 0 | 0 | 0 | 0 | 0 | 0 | 0 | 0
2022 | CA | MRO | - | MRO-SaskPower | MW | Net Firm Capacity Transfers |  | 290 | 290 | 290 | 290 | 290 | 290 | 290 | 290 | 290 | 290 | 290
2022 | CA | MRO | - | MRO-SaskPower | MW | Expected Imports |  | 0 | 0 | 0 | 0 | 0 | 0 | 0 | 0 | 0 | 0 | 0
2022 | CA | MRO | - | MRO-SaskPower | MW | Expected Exports |  | 0 | 0 | 0 | 0 | 0 | 0 | 0 | 0 | 0 | 0 | 0
2022 | CA | MRO | - | MRO-SaskPower | MW | Net Expected Transfers |  | 0 | 0 | 0 | 0 | 0 | 0 | 0 | 0 | 0 | 0 | 0
2022 | CA | MRO | - | MRO-SaskPower | MW | Existing-Certain & Net Firm Transfers |  | 4778.48 | 4700.5239 | 4699.3239 | 4438.28 | 4562.68 | 4495.48 | 4477.76 | 4477.76 | 4524.96 | 4525.96 | 4525.96
2022 | CA | MRO | - | MRO-SaskPower | MW | Anticipated Resources |  | 4778.48 | 4740.5239 | 5160.1239 | 4943.88 | 5068.28 | 5001.08 | 4983.36 | 4983.36 | 5030.56 | 5031.56 | 5031.56
2022 | CA | MRO | - | MRO-SaskPower | MW | Prospective Resources |  | 4778.48 | 4740.5239 | 5160.1239 | 4943.88 | 5068.28 | 5303.88 | 4986.16 | 5186.16 | 5225.36 | 5226.36 | 5196.48
2022 | CA | MRO | - | MRO-SaskPower | MW | Existing-Certain and Net Firm Transfers Excess/Shortfall |  | 507.38 | 402.9739 | 375.3239 | 11.93 | 108.73 | -26.32 | -109.59 | -161.34 | -145.19 | -176.39 | -201.69
2022 | CA | MRO | - | MRO-SaskPower | MW | Anticipated Excess/Shortfall |  | 507.38 | 442.9739 | 836.1239 | 517.53 | 614.33 | 479.28 | 396.01 | 344.26 | 360.41 | 329.21 | 303.91
2022 | CA | MRO | - | MRO-SaskPower | MW | Prospective Excess/Shortfall |  | 507.38 | 442.9739 | 836.1239 | 517.53 | 614.33 | 782.08 | 398.81 | 547.06 | 555.21 | 524.01 | 468.83
2022 | CA | MRO | - | MRO-SaskPower | % | Existing-Certain and Net Firm Transfers Reserve Margin |  | 28.66% | 25.78% | 24.98% | 15.31% | 17.81% | 14.33% | 12.25% | 11% | 11.42% | 10.69% | 10.09%
2022 | CA | MRO | - | MRO-SaskPower | % | Anticipated Reserve Margin |  | 28.66% | 26.85% | 37.24% | 28.45% | 30.86% | 27.19% | 24.93% | 23.53% | 23.87% | 23.05% | 22.39%
2022 | CA | MRO | - | MRO-SaskPower | % | Prospective Reserve Margin |  | 28.66% | 26.85% | 37.24% | 28.45% | 30.86% | 34.89% | 25% | 28.56% | 28.67% | 27.82% | 26.4%
2022 | CA | MRO | - | MRO-SaskPower | % | Reference Margin Level |  | 15% | 15% | 15% | 15% | 15% | 15% | 15% | 15% | 15% | 15% | 15%
2022 | US | NPCC | - | NPCC-New England | MW | Energy Efficiency and Conservation |  | 2022 | 2148 | 2274 | 2401 | 2557 | 2693 | 2809 | 2903 | 2976 | 3029 | 3082.9439
2022 | US | NPCC | - | NPCC-New England | MW | Total Installed Photovoltaic |  | 0 | 0 | 0 | 0 | 0 | 0 | 0 | 0 | 0 | 0 | 0
2022 | US | NPCC | - | NPCC-New England | MW | Photovoltaic On-Peak |  | 0 | 0 | 0 | 0 | 0 | 0 | 0 | 0 | 0 | 0 | 0
2022 | US | NPCC | - | NPCC-New England | MW | Total Internal Demand |  | 20009 | 20090 | 20223 | 20405 | 20607 | 20881 | 21236 | 21678 | 22226 | 22852 | 23496
2022 | US | NPCC | - | NPCC-New England | MW | Controllable and Dispatchable Demand Response - Available |  | 610.466 | 592.043 | 678.865 | 765.35 | 765.35 | 765.35 | 765.35 | 765.35 | 765.35 | 765.35 | 765.35
2022 | US | NPCC | - | NPCC-New England | MW | Net Internal Demand |  | 19398.534 | 19497.957 | 19544.135 | 19639.65 | 19841.65 | 20115.65 | 20470.65 | 20912.65 | 21460.65 | 22086.65 | 22730.65
2022 | US | NPCC | - | NPCC-New England | MW | Behind the Meter Generation - Capacity |  | 0 | 0 | 0 | 0 | 0 | 0 | 0 | 0 | 0 | 0 | 0
2022 | US | NPCC | - | NPCC-New England | MW | Other Capacity Adjustments - Additions |  | 0 | 0 | 0 | 0 | 0 | 0 | 0 | 0 | 0 | 0 | 0
2022 | US | NPCC | - | NPCC-New England | MW | Other Capacity Adjustments - Reductions |  | 0 | 0 | 0 | 0 | 0 | 0 | 0 | 0 | 0 | 0 | 0
2022 | US | NPCC | - | NPCC-New England | MW | Confirmed Retirements |  | 0 | 0 | 0 | 202.668 | 1889.824 | 2112.263 | 2112.263 | 2112.263 | 2112.263 | 2112.263 | 2112.263
2022 | US | NPCC | - | NPCC-New England | MW | Unconfirmed Retirements |  | 0 | 0 | 0 | 0 | 0 | 0 | 0 | 0 | 0 | 0 | 0
2022 | US | NPCC | - | NPCC-New England | MW | Scheduled Outages |  | 0 | 0 | 0 | 0 | 0 | 0 | 0 | 0 | 0 | 0 | 0
2022 | US | NPCC | - | NPCC-New England | MW | Transmission Limitations |  | 0 | 0 | 0 | 0 | 0 | 0 | 0 | 0 | 0 | 0 | 0
2022 | US | NPCC | - | NPCC-New England | MW | Existing-Certain |  | 32129.161 | 31926.845 | 30240.659 | 30018.22 | 30018.22 | 30018.22 | 30018.22 | 30018.22 | 30018.22 | 30018.22 | 30018.22
2022 | US | NPCC | - | NPCC-New England | MW | Existing-Other |  | 141.658 | 141.306 | 140.336 | 140.336 | 140.336 | 140.336 | 140.336 | 140.336 | 140.336 | 140.336 | 140.336
2022 | US | NPCC | - | NPCC-New England | MW | Additions - Tier 1 |  | 161.986 | 635.289 | 1837.449 | 1837.449 | 2277.449 | 2277.449 | 2277.449 | 2277.449 | 2277.449 | 2277.449 | 2277.449
2022 | US | NPCC | - | NPCC-New England | MW | Additions - Tier 2 |  | 265.536 | 2226.246 | 2445.828 | 5820.728 | 7537.648 | 9034.368 | 9034.368 | 9034.368 | 9034.368 | 9034.368 | 9034.368
2022 | US | NPCC | - | NPCC-New England | MW | Additions - Tier 3 |  | 13.4692 | 786.1062 | 2559.0202 | 3173.8274 | 4402.9634 | 5292.7634 | 5292.7634 | 5940.7634 | 5940.7634 | 5940.7634 | 5940.7634
2022 | US | NPCC | - | NPCC-New England | MW | Firm Imports |  | 1070.22 | 1058.72 | 1454.059 | 1504 | 0 | 0 | 0 | 0 | 0 | 0 | 0
2022 | US | NPCC | - | NPCC-New England | MW | Firm Exports |  | 0 | 0 | 0 | 0 | 0 | 0 | 0 | 0 | 0 | 0 | 0
2022 | US | NPCC | - | NPCC-New England | MW | Net Firm Capacity Transfers |  | 1070.22 | 1058.72 | 1454.059 | 1504 | 0 | 0 | 0 | 0 | 0 | 0 | 0
2022 | US | NPCC | - | NPCC-New England | MW | Expected Imports |  | 0 | 0 | 0 | 0 | 0 | 0 | 0 | 0 | 0 | 0 | 0
2022 | US | NPCC | - | NPCC-New England | MW | Expected Exports |  | 0 | 0 | 0 | 0 | 0 | 0 | 0 | 0 | 0 | 0 | 0
2022 | US | NPCC | - | NPCC-New England | MW | Net Expected Transfers |  | 0 | 0 | 0 | 0 | 0 | 0 | 0 | 0 | 0 | 0 | 0
2022 | US | NPCC | - | NPCC-New England | MW | Existing-Certain & Net Firm Transfers |  | 33199.381 | 32985.565 | 31694.718 | 31522.22 | 30018.22 | 30018.22 | 30018.22 | 30018.22 | 30018.22 | 30018.22 | 30018.22
2022 | US | NPCC | - | NPCC-New England | MW | Anticipated Resources |  | 33361.367 | 33620.854 | 33532.167 | 33359.669 | 32295.669 | 32295.669 | 32295.669 | 32295.669 | 32295.669 | 32295.669 | 32295.669
2022 | US | NPCC | - | NPCC-New England | MW | Prospective Resources |  | 33768.561 | 35988.406 | 36118.331 | 39320.733 | 39973.653 | 41470.373 | 41470.373 | 41470.373 | 41470.373 | 41470.373 | 41470.373
2022 | US | NPCC | - | NPCC-New England | MW | Existing-Certain and Net Firm Transfers Excess/Shortfall |  | 11032.6762 | 10865.1328 | 9424.1762 | 9345.1272 | 7696.3637 | 7589.2702 | 7254.8572 | 6805.1785 | 6196.8985 | 5457.8652 | 4741.7372
2022 | US | NPCC | - | NPCC-New England | MW | Anticipated Excess/Shortfall |  | 11194.6622 | 11500.4218 | 11261.6252 | 11182.5762 | 9973.8127 | 9866.7192 | 9532.3062 | 9082.6275 | 8474.3475 | 7735.3142 | 7019.1862
2022 | US | NPCC | - | NPCC-New England | MW | Prospective Excess/Shortfall |  | 11601.8562 | 13867.9738 | 13847.7892 | 17143.6402 | 17651.7967 | 19041.4232 | 18707.0102 | 18257.3315 | 17649.0515 | 16910.0182 | 16193.8902
2022 | US | NPCC | - | NPCC-New England | % | Existing-Certain and Net Firm Transfers Reserve Margin |  | 71.14% | 69.17% | 62.17% | 60.5% | 51.29% | 49.23% | 46.64% | 43.54% | 39.88% | 35.91% | 32.06%
2022 | US | NPCC | - | NPCC-New England | % | Anticipated Reserve Margin |  | 71.98% | 72.43% | 71.57% | 69.86% | 62.77% | 60.55% | 57.77% | 54.43% | 50.49% | 46.22% | 42.08%
2022 | US | NPCC | - | NPCC-New England | % | Prospective Reserve Margin |  | 74.08% | 84.58% | 84.8% | 100.2% | 101.5% | 106.2% | 102.6% | 98.3% | 93.24% | 87.76% | 82.44%
2022 | US | NPCC | - | NPCC-New England | % | Reference Margin Level |  | 14.27% | 13.45% | 13.95% | 12.92% | 12.5% | 11.5% | 11.2% | 11% | 11% | 11.2% | 11.2%
2022 | US | NPCC | - | NPCC-New York | MW | Energy Efficiency and Conservation |  | 227 | 483 | 763 | 1074 | 1393 | 1715 | 2031 | 2338 | 2645 | 2947 | 3212
2022 | US | NPCC | - | NPCC-New York | MW | Total Installed Photovoltaic |  | 4269 | 5152 | 6071 | 6926 | 7740 | 8500 | 9162 | 9705 | 10068 | 10302 | 10484
2022 | US | NPCC | - | NPCC-New York | MW | Photovoltaic On-Peak |  | 0 | 0 | 0 | 0 | 0 | 0 | 0 | 0 | 0 | 0 | 0
2022 | US | NPCC | - | NPCC-New York | MW | Total Internal Demand |  | 23893 | 24287 | 24481 | 24735 | 25098 | 25575 | 26171 | 26884 | 27719 | 28756 | 29954
2022 | US | NPCC | - | NPCC-New York | MW | Controllable and Dispatchable Demand Response - Available |  | 484.7 | 484.7 | 484.7 | 484.7 | 484.7 | 484.7 | 484.7 | 484.7 | 484.7 | 484.7 | 484.7
2022 | US | NPCC | - | NPCC-New York | MW | Net Internal Demand |  | 23408.3 | 23802.3 | 23996.3 | 24250.3 | 24613.3 | 25090.3 | 25686.3 | 26399.3 | 27234.3 | 28271.3 | 29469.3
2022 | US | NPCC | - | NPCC-New York | MW | Behind the Meter Generation - Capacity |  | 0 | 0 | 0 | 0 | 0 | 0 | 0 | 0 | 0 | 0 | 0
2022 | US | NPCC | - | NPCC-New York | MW | Other Capacity Adjustments - Additions |  | 0 | 0 | 0 | 0 | 0 | 0 | 0 | 0 | 0 | 0 | 0
2022 | US | NPCC | - | NPCC-New York | MW | Other Capacity Adjustments - Reductions |  | 0 | 0 | 0 | 0 | 0 | 0 | 0 | 0 | 0 | 0 | 0
2022 | US | NPCC | - | NPCC-New York | MW | Confirmed Retirements |  | 0 | 0 | 395.6 | 1327.7 | 1327.7 | 1361.6 | 1361.6 | 1361.6 | 1361.6 | 1361.6 | 1361.6
2022 | US | NPCC | - | NPCC-New York | MW | Unconfirmed Retirements |  | 0 | 134.6 | 134.6 | 134.6 | 134.6 | 134.6 | 134.6 | 134.6 | 134.6 | 134.6 | 134.6
2022 | US | NPCC | - | NPCC-New York | MW | Scheduled Outages |  | 0 | 0 | 0 | 0 | 0 | 0 | 0 | 0 | 0 | 0 | 0
2022 | US | NPCC | - | NPCC-New York | MW | Transmission Limitations |  | 0 | 0 | 0 | 0 | 0 | 0 | 0 | 0 | 0 | 0 | 0
2022 | US | NPCC | - | NPCC-New York | MW | Existing-Certain |  | 38333.51 | 37056.81 | 37056.81 | 37022.91 | 37022.91 | 37022.91 | 37022.91 | 37022.91 | 37022.91 | 37022.91 | 37022.91
2022 | US | NPCC | - | NPCC-New York | MW | Existing-Other |  | 0 | 0 | 0 | 0 | 0 | 0 | 0 | 0 | 0 | 0 | 0
2022 | US | NPCC | - | NPCC-New York | MW | Additions - Tier 1 |  | 55.5 | 253.4 | 254.1 | 254.1 | 254.1 | 254.1 | 254.1 | 254.1 | 254.1 | 254.1 | 254.1
2022 | US | NPCC | - | NPCC-New York | MW | Additions - Tier 2 |  | 745.6 | 3893.6 | 3993.5 | 5043.5 | 5751.7 | 5964.8 | 5964.8 | 5964.8 | 5964.8 | 5964.8 | 5964.8
2022 | US | NPCC | - | NPCC-New York | MW | Additions - Tier 3 |  | 1146.6 | 2995.9 | 3039.7 | 3803.4 | 4495.3 | 4808.6 | 4808.6 | 4808.6 | 4808.6 | 4808.6 | 4808.6
2022 | US | NPCC | - | NPCC-New York | MW | Firm Imports |  | 2097.1 | 1198.18 | 1023.8 | 906.5 | 1359.9 | 1359.9 | 1359.9 | 1359.9 | 1359.9 | 1359.9 | 1359.9
2022 | US | NPCC | - | NPCC-New York | MW | Firm Exports |  | 0 | 0 | 0 | 0 | 0 | 0 | 0 | 0 | 0 | 0 | 0
2022 | US | NPCC | - | NPCC-New York | MW | Net Firm Capacity Transfers |  | 2097.1 | 1198.18 | 1023.8 | 906.5 | 1359.9 | 1359.9 | 1359.9 | 1359.9 | 1359.9 | 1359.9 | 1359.9
2022 | US | NPCC | - | NPCC-New York | MW | Expected Imports |  | 0 | 0 | 0 | 0 | 0 | 0 | 0 | 0 | 0 | 0 | 0
2022 | US | NPCC | - | NPCC-New York | MW | Expected Exports |  | 0 | 0 | 0 | 0 | 0 | 0 | 0 | 0 | 0 | 0 | 0
2022 | US | NPCC | - | NPCC-New York | MW | Net Expected Transfers |  | 0 | 0 | 0 | 0 | 0 | 0 | 0 | 0 | 0 | 0 | 0
2022 | US | NPCC | - | NPCC-New York | MW | Existing-Certain & Net Firm Transfers |  | 40430.61 | 38254.99 | 38080.61 | 37929.41 | 38382.81 | 38382.81 | 38382.81 | 38382.81 | 38382.81 | 38382.81 | 38382.81
2022 | US | NPCC | - | NPCC-New York | MW | Anticipated Resources |  | 40486.11 | 38508.39 | 38334.71 | 38183.51 | 38636.91 | 38636.91 | 38636.91 | 38636.91 | 38636.91 | 38636.91 | 38636.91
2022 | US | NPCC | - | NPCC-New York | MW | Prospective Resources |  | 41231.71 | 42267.39 | 42193.61 | 43092.41 | 44254.01 | 44467.11 | 44467.11 | 44467.11 | 44467.11 | 44467.11 | 44467.11
2022 | US | NPCC | - | NPCC-New York | MW | Existing-Certain and Net Firm Transfers Excess/Shortfall |  | 13511.065 | 10882.345 | 10484.865 | 10041.565 | 10077.515 | 9528.965 | 8843.565 | 8023.615 | 7063.365 | 5870.815 | 4493.115
2022 | US | NPCC | - | NPCC-New York | MW | Anticipated Excess/Shortfall |  | 13566.565 | 11135.745 | 10738.965 | 10295.665 | 10331.615 | 9783.065 | 9097.665 | 8277.715 | 7317.465 | 6124.915 | 4747.215
2022 | US | NPCC | - | NPCC-New York | MW | Prospective Excess/Shortfall |  | 14312.165 | 14894.745 | 14597.865 | 15204.565 | 15948.715 | 15613.265 | 14927.865 | 14107.915 | 13147.665 | 11955.115 | 10577.415
2022 | US | NPCC | - | NPCC-New York | % | Existing-Certain and Net Firm Transfers Reserve Margin |  | 72.72% | 60.72% | 58.69% | 56.41% | 55.94% | 52.98% | 49.43% | 45.39% | 40.94% | 35.77% | 30.25%
2022 | US | NPCC | - | NPCC-New York | % | Anticipated Reserve Margin |  | 72.96% | 61.78% | 59.75% | 57.46% | 56.98% | 53.99% | 50.42% | 46.36% | 41.87% | 36.66% | 31.11%
2022 | US | NPCC | - | NPCC-New York | % | Prospective Reserve Margin |  | 76.14% | 77.58% | 75.83% | 77.7% | 79.8% | 77.23% | 73.12% | 68.44% | 63.28% | 57.29% | 50.89%
2022 | US | NPCC | - | NPCC-New York | % | Reference Margin Level |  | 15% | 15% | 15% | 15% | 15% | 15% | 15% | 15% | 15% | 15% | 15%
2022 | CA | NPCC | - | NPCC-Ontario | MW | Energy Efficiency and Conservation |  | 3411.3018 | 3521.7844 | 3536.4632 | 3563.7067 | 3469.8168 | 3550.486 | 3555.8313 | 3418.6388 | 3237.1208 | 3273.9366 | 3395.2248
2022 | CA | NPCC | - | NPCC-Ontario | MW | Total Installed Photovoltaic |  | 2189.6217 | 2189.6217 | 2189.6217 | 2189.6217 | 2189.6217 | 2189.6217 | 2189.6217 | 2189.6217 | 2189.6217 | 2189.6217 | 2189.6217
2022 | CA | NPCC | - | NPCC-Ontario | MW | Photovoltaic On-Peak |  | 0 | 0 | 0 | 0 | 0 | 0 | 0 | 0 | 36.0135 | 44.5722 | 0
2022 | CA | NPCC | - | NPCC-Ontario | MW | Total Internal Demand |  | 21404.5216 | 22041.9616 | 22277.2404 | 22819.6055 | 22915.6455 | 23279.6862 | 23933.0826 | 24056.1322 | 24315.9589 | 24542.3979 | 24793.7842
2022 | CA | NPCC | - | NPCC-Ontario | MW | Controllable and Dispatchable Demand Response - Available |  | 613.7714 | 719.9294 | 797.9294 | 524.9294 | 524.9294 | 524.9294 | 524.9294 | 524.9294 | 524.9294 | 524.9294 | 524.9294
2022 | CA | NPCC | - | NPCC-Ontario | MW | Net Internal Demand |  | 20790.7502 | 21322.0322 | 21479.311 | 22294.6761 | 22390.7161 | 22754.7568 | 23408.1532 | 23531.2028 | 23791.0295 | 24017.4685 | 24268.8548
2022 | CA | NPCC | - | NPCC-Ontario | MW | Behind the Meter Generation - Capacity |  | 0 | 0 | 0 | 0 | 0 | 0 | 0 | 0 | 0 | 0 | 0
2022 | CA | NPCC | - | NPCC-Ontario | MW | Other Capacity Adjustments - Additions |  | 0 | 0 | 0 | 0 | 0 | 0 | 0 | 0 | 0 | 0 | 0
2022 | CA | NPCC | - | NPCC-Ontario | MW | Other Capacity Adjustments - Reductions |  | 0 | 0 | 0 | 0 | 0 | 0 | 0 | 0 | 0 | 0 | 0
2022 | CA | NPCC | - | NPCC-Ontario | MW | Confirmed Retirements |  | 0 | 0 | 0 | 0 | 0 | 0 | 0 | 0 | 0 | 0 | 0
2022 | CA | NPCC | - | NPCC-Ontario | MW | Unconfirmed Retirements |  | 0 | 0 | 0 | 2064 | 0 | 0 | 0 | 0 | 0 | 0 | 0
2022 | CA | NPCC | - | NPCC-Ontario | MW | Scheduled Outages |  | 0 | 0 | 0 | 0 | 0 | 0 | 0 | 0 | 0 | 0 | 0
2022 | CA | NPCC | - | NPCC-Ontario | MW | Transmission Limitations |  | 0 | 0 | 0 | 0 | 0 | 0 | 0 | 0 | 0 | 0 | 0
2022 | CA | NPCC | - | NPCC-Ontario | MW | Existing-Certain |  | 28995.9381 | 29024.9524 | 27208.9524 | 28086.9524 | 26861.9524 | 27647.9524 | 26834.9524 | 27651.9524 | 26832.9524 | 27645.9524 | 27645.9524
2022 | CA | NPCC | - | NPCC-Ontario | MW | Existing-Other |  | 0 | 0 | 0 | 0 | 0 | 0 | 0 | 0 | 0 | 0 | 0
2022 | CA | NPCC | - | NPCC-Ontario | MW | Additions - Tier 1 |  | 144.5697 | 144.5697 | 144.5697 | 144.5697 | 144.5697 | 144.5697 | 144.5697 | 144.5697 | 144.5697 | 144.5697 | 144.5697
2022 | CA | NPCC | - | NPCC-Ontario | MW | Additions - Tier 2 |  | 0 | 0 | 0 | 223.25 | 223.25 | 223.25 | 223.25 | 508.25 | 508.25 | 508.25 | 508.25
2022 | CA | NPCC | - | NPCC-Ontario | MW | Additions - Tier 3 |  | 0 | 0 | 0 | 0 | 0 | 0 | 0 | 0 | 0 | 0 | 0
2022 | CA | NPCC | - | NPCC-Ontario | MW | Firm Imports |  | 0 | 0 | 0 | 0 | 0 | 0 | 0 | 0 | 0 | 0 | 0
2022 | CA | NPCC | - | NPCC-Ontario | MW | Firm Exports |  | 500 | 0 | 0 | 0 | 0 | 0 | 0 | 0 | 0 | 0 | 0
2022 | CA | NPCC | - | NPCC-Ontario | MW | Net Firm Capacity Transfers |  | -500 | 0 | 0 | 0 | 0 | 0 | 0 | 0 | 0 | 0 | 0
2022 | CA | NPCC | - | NPCC-Ontario | MW | Expected Imports |  | 240 | 240 | 240 | 240 | 240 | 240 | 240 | 240 | 240 | 240 | 240
2022 | CA | NPCC | - | NPCC-Ontario | MW | Expected Exports |  | 0 | 0 | 0 | 0 | 0 | 0 | 0 | 0 | 0 | 0 | 0
2022 | CA | NPCC | - | NPCC-Ontario | MW | Net Expected Transfers |  | 240 | 240 | 240 | 240 | 240 | 240 | 240 | 240 | 240 | 240 | 240
2022 | CA | NPCC | - | NPCC-Ontario | MW | Existing-Certain & Net Firm Transfers |  | 28495.9381 | 29024.9524 | 27208.9524 | 28086.9524 | 26861.9524 | 27647.9524 | 26834.9524 | 27651.9524 | 26832.9524 | 27645.9524 | 27645.9524
2022 | CA | NPCC | - | NPCC-Ontario | MW | Anticipated Resources |  | 28640.5078 | 29169.5221 | 27353.5221 | 28231.5221 | 27006.5221 | 27792.5221 | 26979.5221 | 27796.5221 | 26977.5221 | 27790.5221 | 27790.5221
2022 | CA | NPCC | - | NPCC-Ontario | MW | Prospective Resources |  | 28880.5078 | 29409.5221 | 27593.5221 | 26630.7721 | 27469.7721 | 28255.7721 | 27442.7721 | 28544.7721 | 27725.7721 | 28538.7721 | 28538.7721
2022 | CA | NPCC | - | NPCC-Ontario | MW | Existing-Certain and Net Firm Transfers Excess/Shortfall |  | 5245.6422 | 1030.3366 | 870.2723 | 252.0493 | -1763.0405 | -623.5968 | -1222.0543 | -472.7917 | -1614.6557 | -1315.6249 | -734.5533
2022 | CA | NPCC | - | NPCC-Ontario | MW | Anticipated Excess/Shortfall |  | 5390.2119 | 1174.9063 | 1014.842 | 396.619 | -1618.4708 | -479.0272 | -1077.4846 | -328.222 | -1470.0861 | -1171.0552 | -589.9836
2022 | CA | NPCC | - | NPCC-Ontario | MW | Prospective Excess/Shortfall |  | 5630.2119 | 1414.9063 | 1254.842 | -1204.131 | -1155.2208 | -15.7772 | -614.2346 | 420.028 | -721.8361 | -422.8052 | 158.2664
2022 | CA | NPCC | - | NPCC-Ontario | % | Existing-Certain and Net Firm Transfers Reserve Margin |  | 37.06% | 36.13% | 26.68% | 25.98% | 19.97% | 21.5% | 14.64% | 17.51% | 12.79% | 15.11% | 13.92%
2022 | CA | NPCC | - | NPCC-Ontario | % | Anticipated Reserve Margin |  | 37.76% | 36.8% | 27.35% | 26.63% | 20.61% | 22.14% | 15.26% | 18.13% | 13.39% | 15.71% | 14.51%
2022 | CA | NPCC | - | NPCC-Ontario | % | Prospective Reserve Margin |  | 38.91% | 37.93% | 28.47% | 19.45% | 22.68% | 24.18% | 17.24% | 21.31% | 16.54% | 18.83% | 17.59%
2022 | CA | NPCC | - | NPCC-Ontario | % | Reference Margin Level |  | 11.83% | 31.29% | 22.62% | 24.85% | 27.84% | 24.24% | 19.86% | 19.52% | 19.57% | 20.59% | 16.94%
2022 | CA | NPCC | - | NPCC-Quebec | MW | Energy Efficiency and Conservation |  | 152 | 167 | 167 | 167 | 172 | 172 | 177 | 177 | 177 | 177 | 177
2022 | CA | NPCC | - | NPCC-Quebec | MW | Total Installed Photovoltaic |  | 27 | 56 | 96 | 147 | 206 | 272 | 341 | 420 | 513 | 622 | 622
2022 | CA | NPCC | - | NPCC-Quebec | MW | Photovoltaic On-Peak |  | 1 | 1 | 2 | 3 | 4 | 5 | 7 | 8 | 10 | 12 | 12
2022 | CA | NPCC | - | NPCC-Quebec | MW | Total Internal Demand |  | 39975.8798 | 40389.8442 | 40554.0588 | 40768.6364 | 41102.1614 | 41444.6294 | 41822.4003 | 42089.9357 | 42332.7062 | 42546.8458 | 42863.8716
2022 | CA | NPCC | - | NPCC-Quebec | MW | Controllable and Dispatchable Demand Response - Available |  | 2758.5424 | 3348.1701 | 3650.3771 | 3883.0131 | 3989.2156 | 4181.1223 | 4208.8997 | 4240.6697 | 4240.6697 | 4240.6697 | 4240.6697
2022 | CA | NPCC | - | NPCC-Quebec | MW | Net Internal Demand |  | 37217.3374 | 37041.6742 | 36903.6817 | 36885.6232 | 37112.9458 | 37263.5072 | 37613.5006 | 37849.266 | 38092.0365 | 38306.176 | 38623.2019
2022 | CA | NPCC | - | NPCC-Quebec | MW | Behind the Meter Generation - Capacity |  | 0 | 0 | 0 | 0 | 0 | 0 | 0 | 0 | 0 | 0 | 0
2022 | CA | NPCC | - | NPCC-Quebec | MW | Other Capacity Adjustments - Additions |  | 0 | 0 | 0 | 0 | 0 | 0 | 0 | 0 | 0 | 0 | 0
2022 | CA | NPCC | - | NPCC-Quebec | MW | Other Capacity Adjustments - Reductions |  | 0 | 0 | 0 | 0 | 0 | 0 | 0 | 0 | 0 | 0 | 0
2022 | CA | NPCC | - | NPCC-Quebec | MW | Confirmed Retirements |  | 0 | 0 | 0 | 0 | 0 | 0 | 0 | 0 | 0 | 0 | 0
2022 | CA | NPCC | - | NPCC-Quebec | MW | Unconfirmed Retirements |  | 0 | 0 | 0 | 0 | 0 | 0 | 0 | 0 | 0 | 0 | 0
2022 | CA | NPCC | - | NPCC-Quebec | MW | Scheduled Outages |  | 0 | 0 | 0 | 0 | 0 | 0 | 0 | 0 | 0 | 0 | 0
2022 | CA | NPCC | - | NPCC-Quebec | MW | Transmission Limitations |  | 0 | 0 | 0 | 0 | 0 | 0 | 0 | 0 | 0 | 0 | 0
2022 | CA | NPCC | - | NPCC-Quebec | MW | Existing-Certain |  | 42113.0475 | 42113.5904 | 42119.2332 | 42106.0841 | 42053.5149 | 41910.1778 | 41871.8506 | 41826.5055 | 41819.2484 | 41751.3332 | 41476.1081
2022 | CA | NPCC | - | NPCC-Quebec | MW | Existing-Other |  | 0 | 0 | 0 | 0 | 0 | 0 | 0 | 0 | 0 | 0 | 0
2022 | CA | NPCC | - | NPCC-Quebec | MW | Additions - Tier 1 |  | 254.5 | 254.5 | 368.64 | 368.64 | 368.64 | 368.64 | 368.64 | 368.64 | 368.64 | 368.64 | 368.64
2022 | CA | NPCC | - | NPCC-Quebec | MW | Additions - Tier 2 |  | 0 | 0 | 0 | 0 | 0 | 0 | 0 | 0 | 0 | 0 | 0
2022 | CA | NPCC | - | NPCC-Quebec | MW | Additions - Tier 3 |  | 0 | 0 | 0 | 0 | 0 | 0 | 0 | 0 | 0 | 0 | 0
2022 | CA | NPCC | - | NPCC-Quebec | MW | Firm Imports |  | 500 | 0 | 0 | 0 | 0 | 0 | 0 | 0 | 0 | 0 | 0
2022 | CA | NPCC | - | NPCC-Quebec | MW | Firm Exports |  | 917 | 888 | 1079 | 989.8 | 145 | 145 | 145 | 145 | 145 | 145 | 145
2022 | CA | NPCC | - | NPCC-Quebec | MW | Net Firm Capacity Transfers |  | -417 | -888 | -1079 | -989.8 | -145 | -145 | -145 | -145 | -145 | -145 | -145
2022 | CA | NPCC | - | NPCC-Quebec | MW | Expected Imports |  | 1100 | 1100 | 1100 | 1100 | 1100 | 1100 | 1100 | 1100 | 1100 | 1100 | 1100
2022 | CA | NPCC | - | NPCC-Quebec | MW | Expected Exports |  | 0 | 0 | 0 | 0 | 0 | 0 | 0 | 0 | 0 | 0 | 0
2022 | CA | NPCC | - | NPCC-Quebec | MW | Net Expected Transfers |  | 1100 | 1100 | 1100 | 1100 | 1100 | 1100 | 1100 | 1100 | 1100 | 1100 | 1100
2022 | CA | NPCC | - | NPCC-Quebec | MW | Existing-Certain & Net Firm Transfers |  | 41696.0475 | 41225.5904 | 41040.2332 | 41116.2841 | 41908.5149 | 41765.1778 | 41726.8506 | 41681.5055 | 41674.2484 | 41606.3332 | 41331.1081
2022 | CA | NPCC | - | NPCC-Quebec | MW | Anticipated Resources |  | 41950.5475 | 41480.0904 | 41408.8732 | 41484.9241 | 42277.1549 | 42133.8178 | 42095.4906 | 42050.1455 | 42042.8884 | 41974.9732 | 41699.7481
2022 | CA | NPCC | - | NPCC-Quebec | MW | Prospective Resources |  | 43050.5475 | 42580.0904 | 42508.8732 | 42584.9241 | 43377.1549 | 43233.8178 | 43195.4906 | 43150.1455 | 43142.8884 | 43074.9732 | 42799.7481
2022 | CA | NPCC | - | NPCC-Quebec | MW | Existing-Certain and Net Firm Transfers Excess/Shortfall |  | 273.1509 | -1.793 | -33.5645 | 62.5854 | 601.8063 | 290.8943 | -136.9755 | -444.7276 | -722.1883 | -1028.4407 | -1656.5156
2022 | CA | NPCC | - | NPCC-Quebec | MW | Anticipated Excess/Shortfall |  | 527.6509 | 252.707 | 335.0755 | 431.2254 | 970.4463 | 659.5343 | 231.6645 | -76.0876 | -353.5483 | -659.8007 | -1287.8756
2022 | CA | NPCC | - | NPCC-Quebec | MW | Prospective Excess/Shortfall |  | 1627.6509 | 1352.707 | 1435.0755 | 1531.2254 | 2070.4463 | 1759.5343 | 1331.6645 | 1023.9124 | 746.4517 | 440.1993 | -187.8756
2022 | CA | NPCC | - | NPCC-Quebec | % | Existing-Certain and Net Firm Transfers Reserve Margin |  | 12.03% | 11.3% | 11.21% | 11.47% | 12.92% | 12.08% | 10.94% | 10.13% | 9.404% | 8.615% | 7.011%
2022 | CA | NPCC | - | NPCC-Quebec | % | Anticipated Reserve Margin |  | 12.72% | 11.98% | 12.21% | 12.47% | 13.91% | 13.07% | 11.92% | 11.1% | 10.37% | 9.578% | 7.966%
2022 | CA | NPCC | - | NPCC-Quebec | % | Prospective Reserve Margin |  | 15.67% | 14.95% | 15.19% | 15.45% | 16.88% | 16.02% | 14.84% | 14.01% | 13.26% | 12.45% | 10.81%
2022 | CA | NPCC | - | NPCC-Quebec | % | Reference Margin Level |  | 11.3% | 11.3% | 11.3% | 11.3% | 11.3% | 11.3% | 11.3% | 11.3% | 11.3% | 11.3% | 11.3%
2022 | US | RF | - | PJM | MW | Energy Efficiency and Conservation |  | 0 | 0 | 0 | 0 | 0 | 0 | 0 | 0 | 0 | 0 | 0
2022 | US | RF | - | PJM | MW | Total Installed Photovoltaic |  | 8289.4737 | 9205.2632 | 10055.2632 | 10615.7895 | 11115.7895 | 12228.9474 | 12802.6316 | 13547.3684 | 14847.3684 | 15721.0526 | 17639.4737
2022 | US | RF | - | PJM | MW | Photovoltaic On-Peak |  | 0 | 0 | 0 | 0 | 0 | 0 | 0 | 0 | 0 | 0 | 0
2022 | US | RF | - | PJM | MW | Total Internal Demand |  | 132980 | 134360 | 135521 | 136923 | 137943 | 138809 | 139318 | 140109 | 140682 | 141516 | 142314
2022 | US | RF | - | PJM | MW | Controllable and Dispatchable Demand Response - Available |  | 6583 | 6730 | 6766 | 6795 | 6824 | 6832 | 6841 | 6864 | 6884 | 6899 | 6907
2022 | US | RF | - | PJM | MW | Net Internal Demand |  | 126397 | 127630 | 128755 | 130128 | 131119 | 131977 | 132477 | 133245 | 133798 | 134617 | 135407
2022 | US | RF | - | PJM | MW | Behind the Meter Generation - Capacity |  | 0 | 0 | 0 | 0 | 0 | 0 | 0 | 0 | 0 | 0 | 0
2022 | US | RF | - | PJM | MW | Other Capacity Adjustments - Additions |  | 0 | 0 | 0 | 0 | 0 | 0 | 0 | 0 | 0 | 0 | 0
2022 | US | RF | - | PJM | MW | Other Capacity Adjustments - Reductions |  | 0 | 0 | 0 | 0 | 0 | 0 | 0 | 0 | 0 | 0 | 0
2022 | US | RF | - | PJM | MW | Confirmed Retirements |  | 25309.1 | 26389.3 | 29812.5 | 33798.6 | 33798.6 | 33798.6 | 34240.6 | 34240.6 | 34240.6 | 34240.6 | 34240.6
2022 | US | RF | - | PJM | MW | Unconfirmed Retirements |  | 0 | 4175.1 | 4175.1 | 6971.2 | 6971.2 | 8728 | 8728 | 8728 | 8728 | 8728 | 8728
2022 | US | RF | - | PJM | MW | Scheduled Outages |  | 0 | 0 | 0 | 0 | 0 | 0 | 0 | 0 | 0 | 0 | 0
2022 | US | RF | - | PJM | MW | Transmission Limitations |  | 0 | 0 | 0 | 0 | 0 | 0 | 0 | 0 | 0 | 0 | 0
2022 | US | RF | - | PJM | MW | Existing-Certain |  | 183612 | 180135.1 | 178519.8 | 178519.8 | 178107.9 | 178107.9 | 178107.9 | 178107.9 | 178107.9 | 178107.9 | 178107.9
2022 | US | RF | - | PJM | MW | Existing-Other |  | 0 | 0 | 0 | 0 | 0 | 0 | 0 | 0 | 0 | 0 | 0
2022 | US | RF | - | PJM | MW | Additions - Tier 1 |  | 0 | 6832.36 | 9963.61 | 10834.07 | 11651.57 | 11919.07 | 11919.07 | 11919.07 | 11919.07 | 11919.07 | 11919.07
2022 | US | RF | - | PJM | MW | Additions - Tier 2 |  | 0 | 22583.732 | 41031.9607 | 50666.1507 | 56249.6107 | 58319.2307 | 58912.2307 | 59559.3307 | 59707.8307 | 59707.8307 | 59667.8307
2022 | US | RF | - | PJM | MW | Additions - Tier 3 |  | 0 | 0 | 0 | 0 | 0 | 0 | 0 | 0 | 0 | 0 | 0
2022 | US | RF | - | PJM | MW | Firm Imports |  | 1671.1 | 1623.2 | 1623.2 | 0 | 0 | 0 | 0 | 0 | 0 | 0 | 0
2022 | US | RF | - | PJM | MW | Firm Exports |  | 2396.9 | 1540.9 | 321 | 321 | 95 | 299.3 | 299.3 | 299.3 | 299.3 | 299.3 | 299.3
2022 | US | RF | - | PJM | MW | Net Firm Capacity Transfers |  | -725.8 | 82.3 | 1302.2 | -321 | -95 | -299.3 | -299.3 | -299.3 | -299.3 | -299.3 | -299.3
2022 | US | RF | - | PJM | MW | Expected Imports |  | 0 | 0 | 0 | 1623.2 | 1623.2 | 1623.2 | 1623.2 | 1623.2 | 1623.2 | 1623.2 | 1623.2
2022 | US | RF | - | PJM | MW | Expected Exports |  | 0 | 0 | 1219 | 1219 | 1219 | 1219 | 1219 | 1219 | 1219 | 1219 | 1219
2022 | US | RF | - | PJM | MW | Net Expected Transfers |  | 0 | 0 | -1219 | 404.2 | 404.2 | 404.2 | 404.2 | 404.2 | 404.2 | 404.2 | 404.2
2022 | US | RF | - | PJM | MW | Existing-Certain & Net Firm Transfers |  | 182886.2 | 180217.4 | 179822 | 178198.8 | 178012.9 | 177808.6 | 177808.6 | 177808.6 | 177808.6 | 177808.6 | 177808.6
2022 | US | RF | - | PJM | MW | Anticipated Resources |  | 182886.2 | 187049.76 | 189785.61 | 189032.87 | 189664.47 | 189727.67 | 189727.67 | 189727.67 | 189727.67 | 189727.67 | 189727.67
2022 | US | RF | - | PJM | MW | Prospective Resources |  | 182886.2 | 205458.392 | 225423.4707 | 233132.0207 | 239347.0807 | 239723.1007 | 240316.1007 | 240963.2007 | 241111.7007 | 241111.7007 | 241071.7007
2022 | US | RF | - | PJM | MW | Existing-Certain and Net Firm Transfers Excess/Shortfall |  | 37656.047 | 33698.16 | 32140.015 | 28941.984 | 27619.407 | 26430.981 | 25857.481 | 24976.585 | 24342.294 | 23402.901 | 22496.771
2022 | US | RF | - | PJM | MW | Anticipated Excess/Shortfall |  | 37656.047 | 40530.52 | 42103.625 | 39776.054 | 39270.977 | 38350.051 | 37776.551 | 36895.655 | 36261.364 | 35321.971 | 34415.841
2022 | US | RF | - | PJM | MW | Prospective Excess/Shortfall |  | 37656.047 | 58939.152 | 77741.4857 | 83875.2047 | 88953.5877 | 88345.4817 | 88364.9817 | 88131.1857 | 87645.3947 | 86706.0017 | 85759.8717
2022 | US | RF | - | PJM | % | Existing-Certain and Net Firm Transfers Reserve Margin |  | 44.69% | 41.2% | 39.66% | 36.94% | 35.76% | 34.73% | 34.22% | 33.44% | 32.89% | 32.08% | 31.31%
2022 | US | RF | - | PJM | % | Anticipated Reserve Margin |  | 44.69% | 46.56% | 47.4% | 45.27% | 44.65% | 43.76% | 43.22% | 42.39% | 41.8% | 40.94% | 40.12%
2022 | US | RF | - | PJM | % | Prospective Reserve Margin |  | 44.69% | 60.98% | 75.08% | 79.16% | 82.54% | 81.64% | 81.4% | 80.84% | 80.21% | 79.11% | 78.03%
2022 | US | RF | - | PJM | % | Reference Margin Level |  | 14.9% | 14.8% | 14.7% | 14.7% | 14.7% | 14.7% | 14.7% | 14.7% | 14.7% | 14.7% | 14.7%
2022 | US | SERC | - | SERC-C | MW | Energy Efficiency and Conservation |  | 381 | 388 | 395 | 396 | 398 | 399 | 400 | 402 | 403 | 404 | 406
2022 | US | SERC | - | SERC-C | MW | Total Installed Photovoltaic |  | 49 | 49 | 49 | 49 | 49 | 49 | 49 | 49 | 49 | 49 | 49
2022 | US | SERC | - | SERC-C | MW | Photovoltaic On-Peak |  | 0 | 0 | 0 | 0 | 0 | 0 | 0 | 0 | 0 | 0 | 0
2022 | US | SERC | - | SERC-C | MW | Total Internal Demand |  | 41745 | 42119 | 42080 | 42128 | 42190 | 42328 | 42403 | 42509 | 42606 | 42793 | 42848
2022 | US | SERC | - | SERC-C | MW | Controllable and Dispatchable Demand Response - Available |  | 1671 | 1638 | 1643 | 1648 | 1654 | 1654 | 1654 | 1654 | 1654 | 1654 | 1654
2022 | US | SERC | - | SERC-C | MW | Net Internal Demand |  | 40074 | 40481 | 40437 | 40480 | 40536 | 40674 | 40749 | 40855 | 40952 | 41139 | 41194
2022 | US | SERC | - | SERC-C | MW | Behind the Meter Generation - Capacity |  | 0 | 0 | 0 | 0 | 0 | 0 | 0 | 0 | 0 | 0 | 0
2022 | US | SERC | - | SERC-C | MW | Other Capacity Adjustments - Additions |  | 0 | 0 | 0 | 0 | 0 | 0 | 0 | 0 | 0 | 0 | 0
2022 | US | SERC | - | SERC-C | MW | Other Capacity Adjustments - Reductions |  | 0 | 0 | 0 | 0 | 0 | 0 | 0 | 0 | 0 | 0 | 0
2022 | US | SERC | - | SERC-C | MW | Confirmed Retirements |  | 1281.93 | 1324.93 | 1324.93 | 2196.93 | 3300.93 | 3300.93 | 5104.93 | 6020.93 | 7285.93 | 7883.93 | 7883.93
2022 | US | SERC | - | SERC-C | MW | Unconfirmed Retirements |  | 0 | 0 | 0 | 300 | 300 | 300 | 300 | 300 | 300 | 300 | 300
2022 | US | SERC | - | SERC-C | MW | Scheduled Outages |  | 0 | 0 | 0 | 0 | 0 | 0 | 0 | 0 | 0 | 0 | 0
2022 | US | SERC | - | SERC-C | MW | Transmission Limitations |  | 0 | 0 | 0 | 0 | 0 | 0 | 0 | 0 | 0 | 0 | 0
2022 | US | SERC | - | SERC-C | MW | Existing-Certain |  | 51007.78 | 51071.78 | 50331.78 | 49323.78 | 49323.78 | 47737.78 | 46997.78 | 45867.78 | 45827.78 | 45827.78 | 44855.78
2022 | US | SERC | - | SERC-C | MW | Existing-Other |  | 3601.37 | 3489.37 | 3393.37 | 3393.37 | 3175.37 | 2999.37 | 2864.37 | 2864.37 | 2490.37 | 2490.37 | 2490.37
2022 | US | SERC | - | SERC-C | MW | Additions - Tier 1 |  | 0 | 1574 | 2243 | 2243 | 3772 | 5301 | 6507 | 6507 | 6507 | 8968 | 10826
2022 | US | SERC | - | SERC-C | MW | Additions - Tier 2 |  | 0 | 20 | 20 | 1086 | 1086 | 1086 | 1086 | 1086 | 1086 | 1086 | 1086
2022 | US | SERC | - | SERC-C | MW | Additions - Tier 3 |  | 0 | 0 | 100 | 200 | 505 | 655 | 805 | 855 | 855 | 855 | 855
2022 | US | SERC | - | SERC-C | MW | Firm Imports |  | 296 | 375 | 375 | 175 | 175 | 0 | 0 | 0 | 0 | 0 | 0
2022 | US | SERC | - | SERC-C | MW | Firm Exports |  | 1164 | 939 | 939 | 939 | 939 | 939 | 939 | 939 | 939 | 939 | 939
2022 | US | SERC | - | SERC-C | MW | Net Firm Capacity Transfers |  | -868 | -564 | -564 | -764 | -764 | -939 | -939 | -939 | -939 | -939 | -939
2022 | US | SERC | - | SERC-C | MW | Expected Imports |  | 0 | 0 | 0 | 0 | 0 | 0 | 0 | 0 | 0 | 0 | 0
2022 | US | SERC | - | SERC-C | MW | Expected Exports |  | 0 | 0 | 0 | 0 | 0 | 0 | 0 | 0 | 0 | 0 | 0
2022 | US | SERC | - | SERC-C | MW | Net Expected Transfers |  | 0 | 0 | 0 | 0 | 0 | 0 | 0 | 0 | 0 | 0 | 0
2022 | US | SERC | - | SERC-C | MW | Existing-Certain & Net Firm Transfers |  | 50139.78 | 50507.78 | 49767.78 | 48559.78 | 48559.78 | 46798.78 | 46058.78 | 44928.78 | 44888.78 | 44888.78 | 43916.78
2022 | US | SERC | - | SERC-C | MW | Anticipated Resources |  | 50139.78 | 52081.78 | 52010.78 | 50802.78 | 52331.78 | 52099.78 | 52565.78 | 51435.78 | 51395.78 | 53856.78 | 54742.78
2022 | US | SERC | - | SERC-C | MW | Prospective Resources |  | 53741.15 | 55591.15 | 55424.15 | 54982.15 | 56293.15 | 55885.15 | 56216.15 | 55086.15 | 54672.15 | 57133.15 | 58019.15
2022 | US | SERC | - | SERC-C | MW | Existing-Certain and Net Firm Transfers Excess/Shortfall |  | 4054.68 | 3954.63 | 3265.23 | 2007.78 | 1943.38 | 23.68 | -802.57 | -2054.47 | -2206.02 | -2421.07 | -3456.32
2022 | US | SERC | - | SERC-C | MW | Anticipated Excess/Shortfall |  | 4054.68 | 5528.63 | 5508.23 | 4250.78 | 5715.38 | 5324.68 | 5704.43 | 4452.53 | 4300.98 | 6546.93 | 7369.68
2022 | US | SERC | - | SERC-C | MW | Prospective Excess/Shortfall |  | 7656.05 | 9038 | 8921.6 | 8430.15 | 9676.75 | 9110.05 | 9354.8 | 8102.9 | 7577.35 | 9823.3 | 10646.05
2022 | US | SERC | - | SERC-C | % | Existing-Certain and Net Firm Transfers Reserve Margin |  | 25.12% | 24.77% | 23.07% | 19.96% | 19.79% | 15.06% | 13.03% | 9.971% | 9.613% | 9.115% | 6.61%
2022 | US | SERC | - | SERC-C | % | Anticipated Reserve Margin |  | 25.12% | 28.66% | 28.62% | 25.5% | 29.1% | 28.09% | 29% | 25.9% | 25.5% | 30.91% | 32.89%
2022 | US | SERC | - | SERC-C | % | Prospective Reserve Margin |  | 34.1% | 37.33% | 37.06% | 35.83% | 38.87% | 37.4% | 37.96% | 34.83% | 33.5% | 38.88% | 40.84%
2022 | US | SERC | - | SERC-C | % | Reference Margin Level |  | 15% | 15% | 15% | 15% | 15% | 15% | 15% | 15% | 15% | 15% | 15%
2022 | US | SERC | - | SERC-E | MW | Energy Efficiency and Conservation |  | 329 | 419 | 526 | 674 | 763 | 834 | 892 | 923 | 923 | 909 | 889
2022 | US | SERC | - | SERC-E | MW | Total Installed Photovoltaic |  | 587 | 668 | 737 | 803 | 870 | 938 | 1007 | 1076 | 1147 | 1219 | 1290
2022 | US | SERC | - | SERC-E | MW | Photovoltaic On-Peak |  | 6 | 6 | 7 | 8 | 8 | 9 | 10 | 11 | 12 | 12 | 13
2022 | US | SERC | - | SERC-E | MW | Total Internal Demand |  | 44648 | 44878 | 44996 | 45091 | 45320 | 45490 | 45953 | 46135 | 46706 | 47164 | 47636
2022 | US | SERC | - | SERC-E | MW | Controllable and Dispatchable Demand Response - Available |  | 1180 | 1130 | 1131 | 1136 | 1141 | 1142 | 1143 | 1144 | 1145 | 1146 | 1147
2022 | US | SERC | - | SERC-E | MW | Net Internal Demand |  | 43468 | 43748 | 43865 | 43955 | 44179 | 44348 | 44810 | 44991 | 45561 | 46018 | 46489
2022 | US | SERC | - | SERC-E | MW | Behind the Meter Generation - Capacity |  | 0 | 0 | 0 | 0 | 0 | 0 | 0 | 0 | 0 | 0 | 0
2022 | US | SERC | - | SERC-E | MW | Other Capacity Adjustments - Additions |  | 0 | 0 | 0 | 0 | 0 | 0 | 0 | 0 | 0 | 0 | 0
2022 | US | SERC | - | SERC-E | MW | Other Capacity Adjustments - Reductions |  | 0 | 0 | 0 | 0 | 0 | 0 | 0 | 0 | 0 | 0 | 0
2022 | US | SERC | - | SERC-E | MW | Confirmed Retirements |  | 898 | 1732 | 1732 | 1991 | 2158 | 2158 | 2158 | 3540 | 3540 | 3540 | 4332
2022 | US | SERC | - | SERC-E | MW | Unconfirmed Retirements |  | 0 | 0 | 0 | 0 | 544 | 544 | 544 | 544 | 544 | 544 | 544
2022 | US | SERC | - | SERC-E | MW | Scheduled Outages |  | 0 | 0 | 0 | 0 | 0 | 0 | 0 | 0 | 0 | 0 | 0
2022 | US | SERC | - | SERC-E | MW | Transmission Limitations |  | 0 | 0 | 0 | 0 | 0 | 0 | 0 | 0 | 0 | 0 | 0
2022 | US | SERC | - | SERC-E | MW | Existing-Certain |  | 53286.64 | 53482.14 | 53238.14 | 53071.14 | 53071.14 | 52839.14 | 51689.14 | 51689.14 | 51689.14 | 50917.14 | 49864.14
2022 | US | SERC | - | SERC-E | MW | Existing-Other |  | 2.5 | 2.5 | 2.5 | 2.5 | 2.5 | 2.5 | 2.5 | 2.5 | 2.5 | 2.5 | 2.5
2022 | US | SERC | - | SERC-E | MW | Additions - Tier 1 |  | 587.97 | 642.97 | 1044.97 | 1501.97 | 1958.97 | 3329.97 | 5923.97 | 6380.97 | 6837.97 | 6837.97 | 7751.97
2022 | US | SERC | - | SERC-E | MW | Additions - Tier 2 |  | 0 | 0.47653 | 298.1657 | 302.771 | 310.1682 | 319.8842 | 329.272 | 338.3753 | 347.1472 | 355.6548 | 361.0097
2022 | US | SERC | - | SERC-E | MW | Additions - Tier 3 |  | 37.5 | 101.75 | 233.9921 | 3198.2445 | 5525.148 | 5573.0488 | 6494.5384 | 6505.4103 | 6538.1423 | 6610.1145 | 6638.54
2022 | US | SERC | - | SERC-E | MW | Firm Imports |  | 778 | 778 | 778 | 778 | 778 | 778 | 778 | 778 | 778 | 778 | 778
2022 | US | SERC | - | SERC-E | MW | Firm Exports |  | 265 | 265 | 265 | 265 | 265 | 265 | 265 | 265 | 265 | 265 | 265
2022 | US | SERC | - | SERC-E | MW | Net Firm Capacity Transfers |  | 513 | 513 | 513 | 513 | 513 | 513 | 513 | 513 | 513 | 513 | 513
2022 | US | SERC | - | SERC-E | MW | Expected Imports |  | 0 | 0 | 0 | 0 | 0 | 0 | 0 | 0 | 0 | 0 | 0
2022 | US | SERC | - | SERC-E | MW | Expected Exports |  | 0 | 0 | 0 | 0 | 0 | 0 | 0 | 0 | 0 | 0 | 0
2022 | US | SERC | - | SERC-E | MW | Net Expected Transfers |  | 0 | 0 | 0 | 0 | 0 | 0 | 0 | 0 | 0 | 0 | 0
2022 | US | SERC | - | SERC-E | MW | Existing-Certain & Net Firm Transfers |  | 53799.64 | 53995.14 | 53751.14 | 53584.14 | 53584.14 | 53352.14 | 52202.14 | 52202.14 | 52202.14 | 51430.14 | 50377.14
2022 | US | SERC | - | SERC-E | MW | Anticipated Resources |  | 54387.61 | 54638.11 | 54796.11 | 55086.11 | 55543.11 | 56682.11 | 58126.11 | 58583.11 | 59040.11 | 58268.11 | 58129.11
2022 | US | SERC | - | SERC-E | MW | Prospective Resources |  | 54390.11 | 54641.0865 | 55096.7757 | 55391.381 | 55311.7782 | 56460.4942 | 57913.882 | 58379.9853 | 58845.7572 | 58082.2648 | 57948.6197
2022 | US | SERC | - | SERC-E | MW | Existing-Certain and Net Firm Transfers Excess/Shortfall |  | 3811.44 | 3684.94 | 3306.39 | 3035.89 | 2778.29 | 2351.94 | 670.64 | 462.49 | -193.01 | -1490.56 | -3085.21
2022 | US | SERC | - | SERC-E | MW | Anticipated Excess/Shortfall |  | 4399.41 | 4327.91 | 4351.36 | 4537.86 | 4737.26 | 5681.91 | 6594.61 | 6843.46 | 6644.96 | 5347.41 | 4666.76
2022 | US | SERC | - | SERC-E | MW | Prospective Excess/Shortfall |  | 4401.91 | 4330.8865 | 4652.0257 | 4843.131 | 4505.9282 | 5460.2942 | 6382.382 | 6640.3353 | 6450.6072 | 5161.5648 | 4486.2697
2022 | US | SERC | - | SERC-E | % | Existing-Certain and Net Firm Transfers Reserve Margin |  | 23.77% | 23.42% | 22.54% | 21.91% | 21.29% | 20.3% | 16.5% | 16.03% | 14.58% | 11.76% | 8.364%
2022 | US | SERC | - | SERC-E | % | Anticipated Reserve Margin |  | 25.12% | 24.89% | 24.92% | 25.32% | 25.72% | 27.81% | 29.72% | 30.21% | 29.58% | 26.62% | 25.04%
2022 | US | SERC | - | SERC-E | % | Prospective Reserve Margin |  | 25.13% | 24.9% | 25.61% | 26.02% | 25.2% | 27.31% | 29.24% | 29.76% | 29.16% | 26.22% | 24.65%
2022 | US | SERC | - | SERC-E | % | Reference Margin Level |  | 15% | 15% | 15% | 15% | 15% | 15% | 15% | 15% | 15% | 15% | 15%
2022 | US | SERC | - | SERC-SE | MW | Energy Efficiency and Conservation |  | 0 | 0 | 0 | 0 | 0 | 0 | 0 | 0 | 0 | 0 | 0
2022 | US | SERC | - | SERC-SE | MW | Total Installed Photovoltaic |  | 0 | 0 | 0 | 0 | 0 | 0 | 0 | 0 | 0 | 0 | 0
2022 | US | SERC | - | SERC-SE | MW | Photovoltaic On-Peak |  | 0 | 0 | 0 | 0 | 0 | 0 | 0 | 0 | 0 | 0 | 0
2022 | US | SERC | - | SERC-SE | MW | Total Internal Demand |  | 46513 | 46451 | 45288 | 45474 | 45733 | 44877 | 45161 | 45376 | 45719 | 46034 | 46411
2022 | US | SERC | - | SERC-SE | MW | Controllable and Dispatchable Demand Response - Available |  | 1954 | 1206 | 2127 | 2138 | 2233 | 2231 | 2231 | 2222 | 2100 | 2101 | 2101
2022 | US | SERC | - | SERC-SE | MW | Net Internal Demand |  | 44559 | 45245 | 43161 | 43336 | 43500 | 42646 | 42930 | 43154 | 43619 | 43933 | 44310
2022 | US | SERC | - | SERC-SE | MW | Behind the Meter Generation - Capacity |  | 0 | 0 | 0 | 0 | 0 | 0 | 0 | 0 | 0 | 0 | 0
2022 | US | SERC | - | SERC-SE | MW | Other Capacity Adjustments - Additions |  | 0 | 0 | 0 | 0 | 0 | 0 | 0 | 0 | 0 | 0 | 0
2022 | US | SERC | - | SERC-SE | MW | Other Capacity Adjustments - Reductions |  | 0 | 0 | 0 | 0 | 0 | 0 | 0 | 0 | 0 | 0 | 0
2022 | US | SERC | - | SERC-SE | MW | Confirmed Retirements |  | 525 | 1369 | 1369 | 1369 | 1369 | 1369 | 1369 | 1369 | 1369 | 1369 | 1369
2022 | US | SERC | - | SERC-SE | MW | Unconfirmed Retirements |  | 0 | 0 | 0 | 0 | 0 | 0 | 0 | 0 | 0 | 0 | 0
2022 | US | SERC | - | SERC-SE | MW | Scheduled Outages |  | 0 | 0 | 0 | 0 | 0 | 0 | 0 | 0 | 0 | 0 | 0
2022 | US | SERC | - | SERC-SE | MW | Transmission Limitations |  | 0 | 0 | 0 | 0 | 0 | 0 | 0 | 0 | 0 | 0 | 0
2022 | US | SERC | - | SERC-SE | MW | Existing-Certain |  | 60096.9 | 60179.9 | 60959.9 | 61023.9 | 61023.9 | 61023.9 | 61023.9 | 61023.9 | 61023.9 | 61023.9 | 61023.9
2022 | US | SERC | - | SERC-SE | MW | Existing-Other |  | 2894.99 | 2894.99 | 2894.99 | 2894.99 | 2894.99 | 2894.99 | 2894.99 | 2894.99 | 2894.99 | 2894.99 | 2894.99
2022 | US | SERC | - | SERC-SE | MW | Additions - Tier 1 |  | 1101.5 | 2201.5 | 2201.5 | 2201.5 | 2201.5 | 2201.5 | 2201.5 | 2201.5 | 2201.5 | 2201.5 | 2201.5
2022 | US | SERC | - | SERC-SE | MW | Additions - Tier 2 |  | 0 | 0 | 0 | 0 | 0 | 0 | 0 | 0 | 0 | 0 | 0
2022 | US | SERC | - | SERC-SE | MW | Additions - Tier 3 |  | 0 | 0 | 0 | 0 | 0 | 0 | 0 | 0 | 0 | 0 | 0
2022 | US | SERC | - | SERC-SE | MW | Firm Imports |  | 321 | 341 | 312 | 335 | 333 | 335 | 336 | 339 | 342 | 340 | 342
2022 | US | SERC | - | SERC-SE | MW | Firm Exports |  | 2845 | 1752 | 1204 | 1206 | 1154 | 1156 | 1157 | 1159 | 1204 | 1206 | 1208
2022 | US | SERC | - | SERC-SE | MW | Net Firm Capacity Transfers |  | -2524 | -1411 | -892 | -871 | -821 | -821 | -821 | -820 | -862 | -866 | -866
2022 | US | SERC | - | SERC-SE | MW | Expected Imports |  | 0 | 0 | 0 | 0 | 0 | 0 | 0 | 0 | 0 | 0 | 0
2022 | US | SERC | - | SERC-SE | MW | Expected Exports |  | 0 | 0 | 0 | 0 | 0 | 0 | 0 | 0 | 0 | 0 | 0
2022 | US | SERC | - | SERC-SE | MW | Net Expected Transfers |  | 0 | 0 | 0 | 0 | 0 | 0 | 0 | 0 | 0 | 0 | 0
2022 | US | SERC | - | SERC-SE | MW | Existing-Certain & Net Firm Transfers |  | 57572.9 | 58768.9 | 60067.9 | 60152.9 | 60202.9 | 60202.9 | 60202.9 | 60203.9 | 60161.9 | 60157.9 | 60157.9
2022 | US | SERC | - | SERC-SE | MW | Anticipated Resources |  | 58674.4 | 60970.4 | 62269.4 | 62354.4 | 62404.4 | 62404.4 | 62404.4 | 62405.4 | 62363.4 | 62359.4 | 62359.4
2022 | US | SERC | - | SERC-SE | MW | Prospective Resources |  | 61569.39 | 63865.39 | 65164.39 | 65249.39 | 65299.39 | 65299.39 | 65299.39 | 65300.39 | 65258.39 | 65254.39 | 65254.39
2022 | US | SERC | - | SERC-SE | MW | Existing-Certain and Net Firm Transfers Excess/Shortfall |  | 6330.05 | 6737.15 | 10432.75 | 10316.5 | 10177.9 | 11160 | 10833.4 | 10576.8 | 10000.05 | 9634.95 | 9201.4
2022 | US | SERC | - | SERC-SE | MW | Anticipated Excess/Shortfall |  | 7431.55 | 8938.65 | 12634.25 | 12518 | 12379.4 | 13361.5 | 13034.9 | 12778.3 | 12201.55 | 11836.45 | 11402.9
2022 | US | SERC | - | SERC-SE | MW | Prospective Excess/Shortfall |  | 10326.54 | 11833.64 | 15529.24 | 15412.99 | 15274.39 | 16256.49 | 15929.89 | 15673.29 | 15096.54 | 14731.44 | 14297.89
2022 | US | SERC | - | SERC-SE | % | Existing-Certain and Net Firm Transfers Reserve Margin |  | 29.21% | 29.89% | 39.17% | 38.81% | 38.4% | 41.17% | 40.24% | 39.51% | 37.93% | 36.93% | 35.77%
2022 | US | SERC | - | SERC-SE | % | Anticipated Reserve Margin |  | 31.68% | 34.76% | 44.27% | 43.89% | 43.46% | 46.33% | 45.36% | 44.61% | 42.97% | 41.94% | 40.73%
2022 | US | SERC | - | SERC-SE | % | Prospective Reserve Margin |  | 38.17% | 41.15% | 50.98% | 50.57% | 50.11% | 53.12% | 52.11% | 51.32% | 49.61% | 48.53% | 47.27%
2022 | US | SERC | - | SERC-SE | % | Reference Margin Level |  | 15% | 15% | 15% | 15% | 15% | 15% | 15% | 15% | 15% | 15% | 15%
2022 | CA | WECC | - | WECC-AB | MW | Energy Efficiency and Conservation |  | 0 | 0 | 0 | 0 | 0 | 0 | 0 | 0 | 0 | 0 | 0
2022 | CA | WECC | - | WECC-AB | MW | Total Installed Photovoltaic |  | 115 | 128 | 142 | 155 | 192 | 228 | 264 | 300 | 336 | 396 | 456
2022 | CA | WECC | - | WECC-AB | MW | Photovoltaic On-Peak |  | 115 | 128 | 142 | 155 | 192 | 228 | 264 | 300 | 336 | 396 | 456
2022 | CA | WECC | - | WECC-AB | MW | Total Internal Demand |  | 11900.7055 | 11961.1208 | 11961.1208 | 12064.8379 | 12154.3441 | 12256.875 | 12373.2441 | 12362.0829 | 12413.3697 | 12547.8723 | 12621.9433
2022 | CA | WECC | - | WECC-AB | MW | Controllable and Dispatchable Demand Response - Available |  | 0 | 0 | 0 | 0 | 0 | 0 | 0 | 0 | 0 | 0 | 0
2022 | CA | WECC | - | WECC-AB | MW | Net Internal Demand |  | 11900.7055 | 11961.1208 | 11961.1208 | 12064.8379 | 12154.3441 | 12256.875 | 12373.2441 | 12362.0829 | 12413.3697 | 12547.8723 | 12621.9433
2022 | CA | WECC | - | WECC-AB | MW | Behind the Meter Generation - Capacity |  | 0 | 0 | 0 | 0 | 0 | 0 | 0 | 0 | 0 | 0 | 0
2022 | CA | WECC | - | WECC-AB | MW | Other Capacity Adjustments - Additions |  | 0 | 0 | 0 | 0 | 0 | 0 | 0 | 0 | 0 | 0 | 0
2022 | CA | WECC | - | WECC-AB | MW | Other Capacity Adjustments - Reductions |  | 0 | 0 | 0 | 0 | 0 | 0 | 0 | 0 | 0 | 0 | 0
2022 | CA | WECC | - | WECC-AB | MW | Confirmed Retirements |  | 0 | 0 | 262.8 | 262.8 | 262.8 | 262.8 | 262.8 | 262.8 | 262.8 | 262.8 | 262.8
2022 | CA | WECC | - | WECC-AB | MW | Unconfirmed Retirements |  | 0 | 0 | 0 | 0 | 0 | 0 | 0 | 0 | 0 | 0 | 0
2022 | CA | WECC | - | WECC-AB | MW | Scheduled Outages |  | 0 | 0 | 0 | 0 | 0 | 0 | 0 | 0 | 0 | 0 | 0
2022 | CA | WECC | - | WECC-AB | MW | Transmission Limitations |  | 0 | 0 | 0 | 0 | 0 | 0 | 0 | 0 | 0 | 0 | 0
2022 | CA | WECC | - | WECC-AB | MW | Existing-Certain |  | 13143.9554 | 12924.886 | 12924.886 | 12947.6537 | 12947.6537 | 12947.6537 | 13147.5251 | 12948.8437 | 12948.8437 | 12948.8437 | 12948.8437
2022 | CA | WECC | - | WECC-AB | MW | Existing-Other |  | 0 | 0 | 0 | 0 | 0 | 0 | 0 | 0 | 0 | 0 | 0
2022 | CA | WECC | - | WECC-AB | MW | Additions - Tier 1 |  | 1233.6206 | 2043.7351 | 2830.1493 | 2851.6899 | 2851.6899 | 2851.6899 | 2962.0796 | 2851.9166 | 2851.9166 | 2851.9166 | 2851.9166
2022 | CA | WECC | - | WECC-AB | MW | Additions - Tier 2 |  | 0 | 0 | 0 | 0 | 0 | 0 | 0 | 0 | 0 | 0 | 0
2022 | CA | WECC | - | WECC-AB | MW | Additions - Tier 3 |  | 0 | 967.6644 | 1846.0521 | 2215.5517 | 2531.8405 | 2648.4155 | 2700.8055 | 3240.8284 | 4033.1426 | 4103.0876 | 4103.0876
2022 | CA | WECC | - | WECC-AB | MW | Firm Imports |  | 0 | 0 | 0 | 0 | 0 | 0 | 0 | 0 | 0 | 0 | 0
2022 | CA | WECC | - | WECC-AB | MW | Firm Exports |  | 0 | 0 | 0 | 0 | 0 | 0 | 0 | 0 | 0 | 0 | 0
2022 | CA | WECC | - | WECC-AB | MW | Net Firm Capacity Transfers |  | 0 | 0 | 0 | 0 | 0 | 0 | 0 | 0 | 0 | 0 | 0
2022 | CA | WECC | - | WECC-AB | MW | Expected Imports |  | 0 | 0 | 0 | 0 | 0 | 0 | 0 | 0 | 0 | 0 | 0
2022 | CA | WECC | - | WECC-AB | MW | Expected Exports |  | 0 | 0 | 0 | 0 | 0 | 0 | 0 | 0 | 0 | 0 | 0
2022 | CA | WECC | - | WECC-AB | MW | Net Expected Transfers |  | 0 | 0 | 0 | 0 | 0 | 0 | 0 | 0 | 0 | 0 | 0
2022 | CA | WECC | - | WECC-AB | MW | Existing-Certain & Net Firm Transfers |  | 13143.9554 | 12924.886 | 12924.886 | 12947.6537 | 12947.6537 | 12947.6537 | 13147.5251 | 12948.8437 | 12948.8437 | 12948.8437 | 12948.8437
2022 | CA | WECC | - | WECC-AB | MW | Anticipated Resources |  | 14377.576 | 14968.6212 | 15755.0354 | 15799.3436 | 15799.3436 | 15799.3436 | 16109.6048 | 15800.7602 | 15800.7602 | 15800.7602 | 15800.7602
2022 | CA | WECC | - | WECC-AB | MW | Prospective Resources |  | 14377.576 | 14968.6212 | 15755.0354 | 15799.3436 | 15799.3436 | 15799.3436 | 16109.6048 | 15800.7602 | 15800.7602 | 15800.7602 | 15800.7602
2022 | CA | WECC | - | WECC-AB | MW | Existing-Certain and Net Firm Transfers Excess/Shortfall |  | -77.3175 | -859.4465 | -393.8794 | -504.2449 | -593.0255 | -698.0018 | -606.0713 | -584.5965 | -778.1766 | -983.1838 | -1053.359
2022 | CA | WECC | - | WECC-AB | MW | Anticipated Excess/Shortfall |  | 1156.3032 | 1184.2887 | 2436.2699 | 2347.445 | 2258.6644 | 2153.6881 | 2356.0083 | 2267.3201 | 2073.74 | 1868.7328 | 1798.5576
2022 | CA | WECC | - | WECC-AB | MW | Prospective Excess/Shortfall |  | 1156.3032 | 1184.2887 | 2436.2699 | 2347.445 | 2258.6644 | 2153.6881 | 2356.0083 | 2267.3201 | 2073.74 | 1868.7328 | 1798.5576
2022 | CA | WECC | - | WECC-AB | % | Existing-Certain and Net Firm Transfers Reserve Margin |  | 10.45% | 8.057% | 8.057% | 7.317% | 6.527% | 5.636% | 6.258% | 4.746% | 4.314% | 3.196% | 2.59%
2022 | CA | WECC | - | WECC-AB | % | Anticipated Reserve Margin |  | 20.81% | 25.14% | 31.72% | 30.95% | 29.99% | 28.9% | 30.2% | 27.82% | 27.29% | 25.92% | 25.18%
2022 | CA | WECC | - | WECC-AB | % | Prospective Reserve Margin |  | 20.81% | 25.14% | 31.72% | 30.95% | 29.99% | 28.9% | 30.2% | 27.82% | 27.29% | 25.92% | 25.18%
2022 | CA | WECC | - | WECC-AB | % | Reference Margin Level |  | 11.1% | 15.24% | 11.35% | 11.5% | 11.41% | 11.33% | 11.16% | 9.475% | 10.58% | 11.03% | 10.94%
2022 | CA | WECC | - | WECC-BC | MW | Energy Efficiency and Conservation |  | 0 | 0 | 0 | 0 | 0 | 0 | 0 | 0 | 0 | 0 | 0
2022 | CA | WECC | - | WECC-BC | MW | Total Installed Photovoltaic |  | 0 | 0 | 0 | 0 | 0 | 0 | 0 | 0 | 0 | 0 | 0
2022 | CA | WECC | - | WECC-BC | MW | Photovoltaic On-Peak |  | 0 | 0 | 0 | 0 | 0 | 0 | 0 | 0 | 0 | 0 | 0
2022 | CA | WECC | - | WECC-BC | MW | Total Internal Demand |  | 11395.4835 | 11551.5132 | 11571.8286 | 11711.3583 | 11849.7916 | 11991.534 | 12121.649 | 12235.6205 | 12357.0146 | 12483.1089 | 12634.5411
2022 | CA | WECC | - | WECC-BC | MW | Controllable and Dispatchable Demand Response - Available |  | 0 | 0 | 0 | 0 | 0 | 0 | 0 | 0 | 0 | 0 | 0
2022 | CA | WECC | - | WECC-BC | MW | Net Internal Demand |  | 11395.4835 | 11551.5132 | 11571.8286 | 11711.3583 | 11849.7916 | 11991.534 | 12121.649 | 12235.6205 | 12357.0146 | 12483.1089 | 12634.5411
2022 | CA | WECC | - | WECC-BC | MW | Behind the Meter Generation - Capacity |  | 0 | 0 | 0 | 0 | 0 | 0 | 0 | 0 | 0 | 0 | 0
2022 | CA | WECC | - | WECC-BC | MW | Other Capacity Adjustments - Additions |  | 0 | 0 | 0 | 0 | 0 | 0 | 0 | 0 | 0 | 0 | 0
2022 | CA | WECC | - | WECC-BC | MW | Other Capacity Adjustments - Reductions |  | 0 | 0 | 0 | 0 | 0 | 0 | 0 | 0 | 0 | 0 | 0
2022 | CA | WECC | - | WECC-BC | MW | Confirmed Retirements |  | 0 | 0 | 0 | 0 | 0 | 0 | 0 | 275 | 275 | 380 | 380
2022 | CA | WECC | - | WECC-BC | MW | Unconfirmed Retirements |  | 0 | 0 | 0 | 0 | 0 | 0 | 0 | 0 | 0 | 0 | 0
2022 | CA | WECC | - | WECC-BC | MW | Scheduled Outages |  | 0 | 0 | 0 | 0 | 0 | 0 | 0 | 0 | 0 | 0 | 0
2022 | CA | WECC | - | WECC-BC | MW | Transmission Limitations |  | 0 | 0 | 0 | 0 | 0 | 0 | 0 | 0 | 0 | 0 | 0
2022 | CA | WECC | - | WECC-BC | MW | Existing-Certain |  | 13222.9931 | 13056.1647 | 13056.1647 | 13517.9105 | 13517.6542 | 13231.0182 | 12934.3556 | 13119.2213 | 13119.2213 | 13119.2213 | 13119.2213
2022 | CA | WECC | - | WECC-BC | MW | Existing-Other |  | 0 | 0 | 0 | 0 | 0 | 0 | 0 | 0 | 0 | 0 | 0
2022 | CA | WECC | - | WECC-BC | MW | Additions - Tier 1 |  | 19.9241 | 288.8555 | 827.2117 | 899.213 | 939.4211 | 979.6293 | 994.4051 | 1019.8375 | 1019.8375 | 1019.8375 | 1019.8375
2022 | CA | WECC | - | WECC-BC | MW | Additions - Tier 2 |  | 0 | 0 | 0 | 3.8817 | 3.8817 | 3.8817 | 3.7849 | 3.8817 | 3.8817 | 3.8817 | 3.8817
2022 | CA | WECC | - | WECC-BC | MW | Additions - Tier 3 |  | 0 | 0 | 0 | 0 | 39.1084 | 39.1084 | 38.2264 | 39.1084 | 91.8404 | 91.8404 | 91.8404
2022 | CA | WECC | - | WECC-BC | MW | Firm Imports |  | 0 | 0 | 0 | 0 | 0 | 0 | 0 | 0 | 0 | 0 | 0
2022 | CA | WECC | - | WECC-BC | MW | Firm Exports |  | 0 | 0 | 0 | 0 | 0 | 0 | 0 | 0 | 0 | 0 | 0
2022 | CA | WECC | - | WECC-BC | MW | Net Firm Capacity Transfers |  | 0 | 0 | 0 | 0 | 0 | 0 | 0 | 0 | 0 | 0 | 0
2022 | CA | WECC | - | WECC-BC | MW | Expected Imports |  | 0 | 0 | 0 | 0 | 0 | 0 | 0 | 0 | 0 | 0 | 0
2022 | CA | WECC | - | WECC-BC | MW | Expected Exports |  | 0 | 0 | 0 | 0 | 0 | 0 | 0 | 0 | 0 | 0 | 0
2022 | CA | WECC | - | WECC-BC | MW | Net Expected Transfers |  | 0 | 0 | 0 | 0 | 0 | 0 | 0 | 0 | 0 | 0 | 0
2022 | CA | WECC | - | WECC-BC | MW | Existing-Certain & Net Firm Transfers |  | 13222.9931 | 13056.1647 | 13056.1647 | 13517.9105 | 13517.6542 | 13231.0182 | 12934.3556 | 13119.2213 | 13119.2213 | 13119.2213 | 13119.2213
2022 | CA | WECC | - | WECC-BC | MW | Anticipated Resources |  | 13242.9172 | 13345.0202 | 13883.3764 | 14417.1235 | 14457.0753 | 14210.6475 | 13928.7607 | 14139.0588 | 14139.0588 | 14139.0588 | 14139.0588
2022 | CA | WECC | - | WECC-BC | MW | Prospective Resources |  | 13242.9172 | 13345.0202 | 13883.3764 | 14421.0051 | 14460.957 | 14214.5291 | 13932.5456 | 14142.9404 | 14142.9404 | 14142.9404 | 14142.9404
2022 | CA | WECC | - | WECC-BC | MW | Existing-Certain and Net Firm Transfers Excess/Shortfall |  | 563.0045 | -256.1245 | 170.878 | 460.1301 | 316.2649 | -119.2316 | -539.5779 | -275.7737 | -545.4801 | -740.8987 | -896.9568
2022 | CA | WECC | - | WECC-BC | MW | Anticipated Excess/Shortfall |  | 582.9286 | 32.731 | 998.0896 | 1359.3431 | 1255.6861 | 860.3977 | 454.8272 | 744.0637 | 474.3574 | 278.9388 | 122.8806
2022 | CA | WECC | - | WECC-BC | MW | Prospective Excess/Shortfall |  | 582.9286 | 32.731 | 998.0896 | 1363.2247 | 1259.5677 | 864.2794 | 458.6121 | 747.9454 | 478.2391 | 282.8205 | 126.7623
2022 | CA | WECC | - | WECC-BC | % | Existing-Certain and Net Firm Transfers Reserve Margin |  | 16.04% | 13.03% | 12.83% | 15.43% | 14.08% | 10.34% | 6.705% | 7.222% | 6.168% | 5.096% | 3.836%
2022 | CA | WECC | - | WECC-BC | % | Anticipated Reserve Margin |  | 16.21% | 15.53% | 19.98% | 23.1% | 22% | 18.51% | 14.91% | 15.56% | 14.42% | 13.27% | 11.91%
2022 | CA | WECC | - | WECC-BC | % | Prospective Reserve Margin |  | 16.21% | 15.53% | 19.98% | 23.14% | 22.04% | 18.54% | 14.94% | 15.59% | 14.45% | 13.3% | 11.94%
2022 | CA | WECC | - | WECC-BC | % | Reference Margin Level |  | 11.1% | 15.24% | 11.35% | 11.5% | 11.41% | 11.33% | 11.16% | 9.475% | 10.58% | 11.03% | 10.94%
2022 | US/MX | WECC | - | WECC-CAMX | MW | Energy Efficiency and Conservation |  | 518.8458 | 935.9481 | 1286.8641 | 1476.0946 | 1871.2072 | 2036.6827 | 2188.7923 | 2443.2756 | 2430.0324 | 2524.6244 | 2846.5249
2022 | US/MX | WECC | - | WECC-CAMX | MW | Total Installed Photovoltaic |  | 8173.729 | 9298.1143 | 10382.8452 | 11379.6546 | 12429.377 | 13514.9822 | 14589.8064 | 15768.4425 | 17011.303 | 18204.418 | 19347.583
2022 | US/MX | WECC | - | WECC-CAMX | MW | Photovoltaic On-Peak |  | 0 | 304.69 | 284.72 | 352.95 | 342.99 | 358.97 | 386.12 | 408.04 | 444.65 | 460.41 | 448.42
2022 | US/MX | WECC | - | WECC-CAMX | MW | Total Internal Demand |  | 38978.209 | 39585.1007 | 39585.1007 | 40153.3768 | 40655.2233 | 41207.2925 | 41795.5893 | 42229.2661 | 42933.9317 | 43406.8412 | 44017.0425
2022 | US/MX | WECC | - | WECC-CAMX | MW | Controllable and Dispatchable Demand Response - Available |  | 748.532 | 768.628 | 783.2118 | 796.5234 | 809.1634 | 821.3658 | 833.4027 | 845.3613 | 857.2865 | 869.2273 | 869.2273
2022 | US/MX | WECC | - | WECC-CAMX | MW | Net Internal Demand |  | 38229.677 | 38816.4727 | 38801.8889 | 39356.8534 | 39846.0599 | 40385.9267 | 40962.1867 | 41383.9048 | 42076.6452 | 42537.614 | 43147.8152
2022 | US/MX | WECC | - | WECC-CAMX | MW | Behind the Meter Generation - Capacity |  | 0 | 0 | 0 | 0 | 0 | 0 | 0 | 0 | 0 | 0 | 0
2022 | US/MX | WECC | - | WECC-CAMX | MW | Other Capacity Adjustments - Additions |  | 0 | 0 | 0 | 0 | 0 | 0 | 0 | 0 | 0 | 0 | 0
2022 | US/MX | WECC | - | WECC-CAMX | MW | Other Capacity Adjustments - Reductions |  | 0 | 0 | 0 | 0 | 0 | 0 | 0 | 0 | 0 | 0 | 0
2022 | US/MX | WECC | - | WECC-CAMX | MW | Confirmed Retirements |  | 0 | 0 | 901.0712 | 3783.9612 | 4933.9612 | 7433.9612 | 7433.9612 | 7433.9612 | 7433.9612 | 7433.9612 | 7433.9612
2022 | US/MX | WECC | - | WECC-CAMX | MW | Unconfirmed Retirements |  | 0 | 0 | 293.5 | 293.5 | 293.5 | 757.3 | 757.3 | 755.9 | 755.9 | 755.9 | 755.9
2022 | US/MX | WECC | - | WECC-CAMX | MW | Scheduled Outages |  | 0 | 0 | 0 | 0 | 0 | 0 | 0 | 0 | 0 | 0 | 0
2022 | US/MX | WECC | - | WECC-CAMX | MW | Transmission Limitations |  | 0 | 0 | 0 | 0 | 0 | 0 | 0 | 0 | 0 | 0 | 0
2022 | US/MX | WECC | - | WECC-CAMX | MW | Existing-Certain |  | 55287.4112 | 54993.2716 | 51185.0656 | 48974.0066 | 48974.0066 | 48974.0066 | 48635.3507 | 48872.4155 | 48872.4155 | 48872.4155 | 48872.4155
2022 | US/MX | WECC | - | WECC-CAMX | MW | Existing-Other |  | 0 | 0 | 0 | 0 | 0 | 0 | 0 | 0 | 0 | 0 | 0
2022 | US/MX | WECC | - | WECC-CAMX | MW | Additions - Tier 1 |  | 1943.1671 | 3085.313 | 3624.893 | 4650.1879 | 4843.5374 | 4843.5374 | 4835.7082 | 5098.8407 | 5098.8407 | 5098.8407 | 5098.8407
2022 | US/MX | WECC | - | WECC-CAMX | MW | Additions - Tier 2 |  | 95.7969 | 519.8258 | 519.8258 | 571.3993 | 571.3993 | 571.3993 | 560.1877 | 570.5041 | 570.5041 | 570.5041 | 570.5041
2022 | US/MX | WECC | - | WECC-CAMX | MW | Additions - Tier 3 |  | 802.3 | 1609.986 | 1609.986 | 1609.986 | 1609.986 | 1609.986 | 1609.986 | 1900.3238 | 11719.3781 | 11719.3781 | 11719.3781
2022 | US/MX | WECC | - | WECC-CAMX | MW | Firm Imports |  | 0 | 0 | 0 | 0 | 0 | 0 | 65 | 181 | 395 | 533 | 668
2022 | US/MX | WECC | - | WECC-CAMX | MW | Firm Exports |  | 0 | 0 | 0 | 0 | 0 | 0 | 0 | 0 | 0 | 0 | 0
2022 | US/MX | WECC | - | WECC-CAMX | MW | Net Firm Capacity Transfers |  | 0 | 0 | 0 | 0 | 0 | 0 | 65 | 181 | 395 | 533 | 668
2022 | US/MX | WECC | - | WECC-CAMX | MW | Expected Imports |  | 0 | 0 | 0 | 0 | 0 | 0 | 0 | 0 | 0 | 0 | 0
2022 | US/MX | WECC | - | WECC-CAMX | MW | Expected Exports |  | 0 | 0 | 0 | 0 | 0 | 0 | 0 | 0 | 0 | 0 | 0
2022 | US/MX | WECC | - | WECC-CAMX | MW | Net Expected Transfers |  | 0 | 0 | 0 | 0 | 0 | 0 | 0 | 0 | 0 | 0 | 0
2022 | US/MX | WECC | - | WECC-CAMX | MW | Existing-Certain & Net Firm Transfers |  | 55287.4112 | 54993.2716 | 51185.0656 | 48974.0066 | 48974.0066 | 48974.0066 | 48700.3507 | 49053.4155 | 49267.4155 | 49405.4155 | 49540.4155
2022 | US/MX | WECC | - | WECC-CAMX | MW | Anticipated Resources |  | 57230.5782 | 58078.5846 | 54809.9586 | 53624.1945 | 53817.544 | 53817.544 | 53536.0589 | 54152.2562 | 54366.2562 | 54504.2562 | 54639.2562
2022 | US/MX | WECC | - | WECC-CAMX | MW | Prospective Resources |  | 57326.3751 | 58598.4104 | 55036.2844 | 53902.0938 | 54095.4433 | 53631.6433 | 53338.9466 | 53966.8603 | 54180.8603 | 54318.8603 | 54453.8603
2022 | US/MX | WECC | - | WECC-CAMX | MW | Existing-Certain and Net Firm Transfers Excess/Shortfall |  | 13839.3073 | 12784.7965 | 9057.7678 | 6426.2875 | 5956.4584 | 5395.94 | 4567.9941 | 4328.6289 | 3791.8637 | 3623.353 | 3130.0447
2022 | US/MX | WECC | - | WECC-CAMX | MW | Anticipated Excess/Shortfall |  | 15782.4743 | 15870.1095 | 12682.6608 | 11076.4754 | 10799.9958 | 10239.4775 | 9403.7023 | 9427.4696 | 8890.7044 | 8722.1937 | 8228.8854
2022 | US/MX | WECC | - | WECC-CAMX | MW | Prospective Excess/Shortfall |  | 15878.2712 | 16389.9353 | 12908.9866 | 11354.3747 | 11077.8951 | 10053.5767 | 9206.59 | 9242.0737 | 8705.3085 | 8536.7978 | 8043.4895
2022 | US/MX | WECC | - | WECC-CAMX | % | Existing-Certain and Net Firm Transfers Reserve Margin |  | 44.62% | 41.68% | 31.91% | 24.44% | 22.91% | 21.27% | 18.89% | 18.53% | 17.09% | 16.15% | 14.82%
2022 | US/MX | WECC | - | WECC-CAMX | % | Anticipated Reserve Margin |  | 49.7% | 49.62% | 41.26% | 36.25% | 35.06% | 33.26% | 30.7% | 30.85% | 29.21% | 28.13% | 26.63%
2022 | US/MX | WECC | - | WECC-CAMX | % | Prospective Reserve Margin |  | 49.95% | 50.96% | 41.84% | 36.96% | 35.76% | 32.8% | 30.22% | 30.41% | 28.77% | 27.7% | 26.2%
2022 | US/MX | WECC | - | WECC-CAMX | % | Reference Margin Level |  | 8.419% | 8.739% | 8.57% | 8.108% | 7.959% | 7.904% | 7.739% | 8.073% | 8.078% | 7.627% | 7.561%
2022 | US | WECC | - | WECC-WPP | MW | Energy Efficiency and Conservation |  | 655.0019 | 887.7026 | 1173.1447 | 1389.1203 | 1603.947 | 1810.9874 | 2026.8287 | 2241.581 | 2441.8324 | 2634.2189 | 2729.213
2022 | US | WECC | - | WECC-WPP | MW | Total Installed Photovoltaic |  | 2862.1905 | 3138.6873 | 3363.2745 | 3592.3472 | 3829.3959 | 4083.9152 | 4360.4094 | 4665.6677 | 4989.4021 | 5290.8371 | 4052.9853
2022 | US | WECC | - | WECC-WPP | MW | Photovoltaic On-Peak |  | 27.7102 | 32.9696 | 37.1597 | 40.0992 | 46.5354 | 53.1451 | 76.887 | 85.9093 | 71.0934 | 80.2062 | 67.7839
2022 | US | WECC | - | WECC-WPP | MW | Total Internal Demand |  | 58605.1248 | 59505.6084 | 60540.8405 | 61290.5569 | 61474.8794 | 62075.5621 | 62568.6069 | 63159.3945 | 63639.8923 | 64251.9623 | 64944.3623
2022 | US | WECC | - | WECC-WPP | MW | Controllable and Dispatchable Demand Response - Available |  | 707.2549 | 720.5834 | 727.3998 | 733.1527 | 735.1849 | 737.0849 | 738.5743 | 741.823 | 742.9378 | 743.8103 | 744.8527
2022 | US | WECC | - | WECC-WPP | MW | Net Internal Demand |  | 57897.8699 | 58785.025 | 59813.4407 | 60557.4041 | 60739.6945 | 61338.4773 | 61830.0326 | 62417.5716 | 62896.9545 | 63508.1519 | 64199.5096
2022 | US | WECC | - | WECC-WPP | MW | Behind the Meter Generation - Capacity |  | 0 | 0 | 0 | 0 | 0 | 0 | 0 | 0 | 0 | 0 | 0
2022 | US | WECC | - | WECC-WPP | MW | Other Capacity Adjustments - Additions |  | 0 | 0 | 0 | 0 | 0 | 0 | 0 | 0 | 0 | 0 | 0
2022 | US | WECC | - | WECC-WPP | MW | Other Capacity Adjustments - Reductions |  | 0 | 0 | 0 | 0 | 0 | 0 | 0 | 0 | 0 | 0 | 0
2022 | US | WECC | - | WECC-WPP | MW | Confirmed Retirements |  | 0 | 353 | 1837.5448 | 3327.7248 | 4169.5248 | 6890.8948 | 7389.4148 | 9683.6448 | 10767.8183 | 11856.3183 | 12140.6483
2022 | US | WECC | - | WECC-WPP | MW | Unconfirmed Retirements |  | 0 | 0 | 0 | 339.1 | 336.8 | 336.8 | 339.1 | 337.5 | 0 | 0 | 0
2022 | US | WECC | - | WECC-WPP | MW | Scheduled Outages |  | 0 | 0 | 0 | 0 | 0 | 0 | 0 | 0 | 0 | 0 | 0
2022 | US | WECC | - | WECC-WPP | MW | Transmission Limitations |  | 0 | 0 | 0 | 0 | 0 | 0 | 0 | 0 | 0 | 0 | 0
2022 | US | WECC | - | WECC-WPP | MW | Existing-Certain |  | 76477.1821 | 76999.4736 | 76137.1187 | 75124.3876 | 72131.554 | 71479.1814 | 70423.9858 | 68625.5736 | 67636.9302 | 67386.1696 | 65727.0796
2022 | US | WECC | - | WECC-WPP | MW | Existing-Other |  | 0 | 0 | 0 | 0 | 0 | 0 | 0 | 0 | 0 | 0 | 0
2022 | US | WECC | - | WECC-WPP | MW | Additions - Tier 1 |  | 987.9089 | 1857.0786 | 3109.7585 | 3114.7585 | 3090.1203 | 3563.7269 | 3685.8564 | 3532.5174 | 3532.5174 | 3532.5174 | 3532.5174
2022 | US | WECC | - | WECC-WPP | MW | Additions - Tier 2 |  | 265.0034 | 300.1232 | 303.6597 | 306.6697 | 450.6863 | 412.4363 | 462.1077 | 404.4678 | 404.4678 | 404.4678 | 404.4678
2022 | US | WECC | - | WECC-WPP | MW | Additions - Tier 3 |  | 103.2519 | 496.1515 | 1543.0099 | 2216.8419 | 2242.9678 | 2754.6758 | 3369.5284 | 4637.8338 | 5387.5598 | 5420.2298 | 5420.2298
2022 | US | WECC | - | WECC-WPP | MW | Firm Imports |  | 0 | 0 | 0 | 0 | 0 | 0 | 0 | 0 | 0 | 10 | 523
2022 | US | WECC | - | WECC-WPP | MW | Firm Exports |  | 0 | 0 | 0 | 0 | 0 | 0 | 0 | 0 | 0 | 0 | 0
2022 | US | WECC | - | WECC-WPP | MW | Net Firm Capacity Transfers |  | 0 | 0 | 0 | 0 | 0 | 0 | 0 | 0 | 0 | 10 | 523
2022 | US | WECC | - | WECC-WPP | MW | Expected Imports |  | 0 | 0 | 0 | 0 | 0 | 0 | 0 | 0 | 0 | 0 | 0
2022 | US | WECC | - | WECC-WPP | MW | Expected Exports |  | 0 | 0 | 0 | 0 | 0 | 0 | 0 | 0 | 0 | 0 | 0
2022 | US | WECC | - | WECC-WPP | MW | Net Expected Transfers |  | 0 | 0 | 0 | 0 | 0 | 0 | 0 | 0 | 0 | 0 | 0
2022 | US | WECC | - | WECC-WPP | MW | Existing-Certain & Net Firm Transfers |  | 76477.1821 | 76999.4736 | 76137.1187 | 75124.3876 | 72131.554 | 71479.1814 | 70423.9858 | 68625.5736 | 67636.9302 | 67396.1696 | 66250.0796
2022 | US | WECC | - | WECC-WPP | MW | Anticipated Resources |  | 77465.091 | 78856.5522 | 79246.8771 | 78239.1461 | 75221.6743 | 75042.9083 | 74109.8422 | 72158.091 | 71169.4476 | 70928.687 | 69782.5969
2022 | US | WECC | - | WECC-WPP | MW | Prospective Resources |  | 77730.0944 | 79156.6754 | 79550.5368 | 78206.7158 | 75335.5606 | 75118.5446 | 74232.8498 | 72225.0587 | 71573.9153 | 71333.1547 | 70187.0647
2022 | US | WECC | - | WECC-WPP | MW | Existing-Certain and Net Firm Transfers Excess/Shortfall |  | 11018.8031 | 10677.5822 | 9030.3613 | 6910.3311 | 3672.2451 | 2981.6895 | 1130.3588 | -1256.7513 | -2710.3984 | -3698.0613 | -5592.8497
2022 | US | WECC | - | WECC-WPP | MW | Anticipated Excess/Shortfall |  | 12006.712 | 12534.6608 | 12140.1198 | 10025.0896 | 6762.3654 | 6545.4165 | 4816.2152 | 2275.7661 | 822.119 | -165.5439 | -2060.3323
2022 | US | WECC | - | WECC-WPP | MW | Prospective Excess/Shortfall |  | 12271.7154 | 12834.784 | 12443.7794 | 9992.6592 | 6876.2516 | 6621.0528 | 4939.2228 | 2342.7338 | 1226.5867 | 238.9238 | -1655.8646
2022 | US | WECC | - | WECC-WPP | % | Existing-Certain and Net Firm Transfers Reserve Margin |  | 32.09% | 30.98% | 27.29% | 24.05% | 18.76% | 16.53% | 13.9% | 9.946% | 7.536% | 6.122% | 3.194%
2022 | US | WECC | - | WECC-WPP | % | Anticipated Reserve Margin |  | 33.8% | 34.14% | 32.49% | 29.2% | 23.84% | 22.34% | 19.86% | 15.61% | 13.15% | 11.68% | 8.696%
2022 | US | WECC | - | WECC-WPP | % | Prospective Reserve Margin |  | 34.25% | 34.65% | 33% | 29.14% | 24.03% | 22.47% | 20.06% | 15.71% | 13.8% | 12.32% | 9.326%
2022 | US | WECC | - | WECC-WPP | % | Reference Margin Level |  | 13.06% | 12.82% | 12.19% | 12.64% | 12.71% | 11.67% | 12.07% | 11.96% | 11.85% | 11.95% | 11.91%
2022 | US | WECC | - | WECC-SRSG | MW | Energy Efficiency and Conservation |  | 29.8453 | 44.8327 | 60.3714 | 90.5855 | 102.5891 | 132.164 | 154.4474 | 149.2254 | 195.2432 | 223.3817 | 205.0903
2022 | US | WECC | - | WECC-SRSG | MW | Total Installed Photovoltaic |  | 2012.9402 | 2223.2911 | 2479.695 | 2792.706 | 3166.2464 | 3603.3919 | 4106.6439 | 4676.097 | 5314.1741 | 6021.9028 | 6801.4699
2022 | US | WECC | - | WECC-SRSG | MW | Photovoltaic On-Peak |  | 105.9668 | 110.8937 | 65.5522 | 67.8081 | 32.8247 | 71.1374 | 31.4487 | 97.9561 | 101.7569 | 105.5291 | 119.0775
2022 | US | WECC | - | WECC-SRSG | MW | Total Internal Demand |  | 16004.0869 | 16587.9438 | 16199.9002 | 16896.0471 | 17446.646 | 18033.619 | 18497.0999 | 18926.4642 | 19294.4982 | 19637.2783 | 19928.8015
2022 | US | WECC | - | WECC-SRSG | MW | Controllable and Dispatchable Demand Response - Available |  | 318.3824 | 326.3824 | 290.3824 | 342.3824 | 345.3824 | 359.3824 | 338.3824 | 342.3824 | 345.3824 | 359.3824 | 331.3824
2022 | US | WECC | - | WECC-SRSG | MW | Net Internal Demand |  | 15685.7045 | 16261.5613 | 15909.5178 | 16553.6647 | 17101.2636 | 17674.2366 | 18158.7175 | 18584.0818 | 18949.1158 | 19277.8959 | 19597.4191
2022 | US | WECC | - | WECC-SRSG | MW | Behind the Meter Generation - Capacity |  | 0 | 0 | 0 | 0 | 0 | 0 | 0 | 0 | 0 | 0 | 0
2022 | US | WECC | - | WECC-SRSG | MW | Other Capacity Adjustments - Additions |  | 0 | 0 | 0 | 0 | 0 | 0 | 0 | 0 | 0 | 0 | 0
2022 | US | WECC | - | WECC-SRSG | MW | Other Capacity Adjustments - Reductions |  | 0 | 0 | 0 | 0 | 0 | 0 | 0 | 0 | 0 | 0 | 0
2022 | US | WECC | - | WECC-SRSG | MW | Confirmed Retirements |  | 0 | 0 | 820.624 | 820.624 | 1207.624 | 1207.624 | 1538.624 | 2137.024 | 2137.024 | 2200.024 | 2330.024
2022 | US | WECC | - | WECC-SRSG | MW | Unconfirmed Retirements |  | 0 | 0 | 0 | 0 | 0 | 0 | 0 | 0 | 0 | 0 | 0
2022 | US | WECC | - | WECC-SRSG | MW | Scheduled Outages |  | 0 | 0 | 0 | 0 | 0 | 0 | 0 | 0 | 0 | 0 | 0
2022 | US | WECC | - | WECC-SRSG | MW | Transmission Limitations |  | 0 | 0 | 0 | 0 | 0 | 0 | 0 | 0 | 0 | 0 | 0
2022 | US | WECC | - | WECC-SRSG | MW | Existing-Certain |  | 29798.8728 | 28565.6206 | 28363.9238 | 28363.9238 | 27993.9105 | 28120.8237 | 27588.0296 | 27023.103 | 27023.103 | 27006.8554 | 25788.453
2022 | US | WECC | - | WECC-SRSG | MW | Existing-Other |  | 0 | 0 | 0 | 0 | 0 | 0 | 0 | 0 | 0 | 0 | 0
2022 | US | WECC | - | WECC-SRSG | MW | Additions - Tier 1 |  | 553.1941 | 1048.9081 | 1825.6219 | 2014.8369 | 2135.6647 | 2255.6691 | 2132.838 | 2132.838 | 2132.838 | 2402.7068 | 2402.7068
2022 | US | WECC | - | WECC-SRSG | MW | Additions - Tier 2 |  | 0 | 0 | 373.766 | 373.766 | 428.373 | 441.7167 | 427.223 | 427.223 | 427.223 | 427.223 | 427.223
2022 | US | WECC | - | WECC-SRSG | MW | Additions - Tier 3 |  | 0 | 21.4684 | 124.7876 | 209.7131 | 670.485 | 1088.2405 | 1082.8694 | 1088.4894 | 1099.7294 | 1120.8325 | 1273.4075
2022 | US | WECC | - | WECC-SRSG | MW | Firm Imports |  | 0 | 0 | 0 | 0 | 0 | 0 | 0 | 0 | 0 | 0 | 0
2022 | US | WECC | - | WECC-SRSG | MW | Firm Exports |  | 0 | 0 | 0 | 0 | 0 | 0 | 0 | 0 | 0 | 0 | 0
2022 | US | WECC | - | WECC-SRSG | MW | Net Firm Capacity Transfers |  | 0 | 0 | 0 | 0 | 0 | 0 | 0 | 0 | 0 | 0 | 0
2022 | US | WECC | - | WECC-SRSG | MW | Expected Imports |  | 0 | 0 | 0 | 0 | 0 | 0 | 0 | 0 | 0 | 0 | 0
2022 | US | WECC | - | WECC-SRSG | MW | Expected Exports |  | 0 | 0 | 0 | 0 | 0 | 0 | 0 | 0 | 0 | 0 | 0
2022 | US | WECC | - | WECC-SRSG | MW | Net Expected Transfers |  | 0 | 0 | 0 | 0 | 0 | 0 | 0 | 0 | 0 | 0 | 0
2022 | US | WECC | - | WECC-SRSG | MW | Existing-Certain & Net Firm Transfers |  | 29798.8728 | 28565.6206 | 28363.9238 | 28363.9238 | 27993.9105 | 28120.8237 | 27588.0296 | 27023.103 | 27023.103 | 27006.8554 | 25788.453
2022 | US | WECC | - | WECC-SRSG | MW | Anticipated Resources |  | 30352.0668 | 29614.5287 | 30189.5456 | 30378.7606 | 30129.5752 | 30376.4928 | 29720.8676 | 29155.941 | 29155.941 | 29409.5622 | 28191.1598
2022 | US | WECC | - | WECC-SRSG | MW | Prospective Resources |  | 30352.0668 | 29614.5287 | 30563.3116 | 30752.5266 | 30557.9482 | 30818.2095 | 30148.0906 | 29583.164 | 29583.164 | 29836.7852 | 28618.3828
2022 | US | WECC | - | WECC-SRSG | MW | Existing-Certain and Net Firm Transfers Excess/Shortfall |  | 12198.5001 | 9847.777 | 10103.145 | 9410.9171 | 8467.4429 | 7846.7948 | 6860.2188 | 5872.8488 | 5478.1564 | 5169.7112 | 3634.1381
2022 | US | WECC | - | WECC-SRSG | MW | Anticipated Excess/Shortfall |  | 12751.6942 | 10896.6851 | 11928.7669 | 11425.754 | 10603.1075 | 10102.4639 | 8993.0568 | 8005.6867 | 7610.9943 | 7572.418 | 6036.8449
2022 | US | WECC | - | WECC-SRSG | MW | Prospective Excess/Shortfall |  | 12751.6942 | 10896.6851 | 12302.5329 | 11799.52 | 11031.4805 | 10544.1806 | 9420.2798 | 8432.9097 | 8038.2173 | 7999.641 | 6464.0679
2022 | US | WECC | - | WECC-SRSG | % | Existing-Certain and Net Firm Transfers Reserve Margin |  | 89.97% | 75.66% | 78.28% | 71.35% | 63.69% | 59.11% | 51.93% | 45.41% | 42.61% | 40.09% | 31.59%
2022 | US | WECC | - | WECC-SRSG | % | Anticipated Reserve Margin |  | 93.5% | 82.11% | 89.76% | 83.52% | 76.18% | 71.87% | 63.67% | 56.89% | 53.86% | 52.56% | 43.85%
2022 | US | WECC | - | WECC-SRSG | % | Prospective Reserve Margin |  | 93.5% | 82.11% | 92.11% | 85.77% | 78.69% | 74.37% | 66.03% | 59.19% | 56.12% | 54.77% | 46.03%
2022 | US | WECC | - | WECC-SRSG | % | Reference Margin Level |  | 12.21% | 15.1% | 14.78% | 14.49% | 14.18% | 14.71% | 14.15% | 13.81% | 13.7% | 13.28% | 13.05%
2022 | US | SERC | - | SERC-FP | MW | Energy Efficiency and Conservation |  | 130 | 165 | 187 | 205 | 225 | 242 | 259 | 277 | 293 | 310 | 327
2022 | US | SERC | - | SERC-FP | MW | Total Installed Photovoltaic |  | 1215 | 1577 | 1856 | 2093 | 2360 | 2639 | 2966 | 3325 | 3745 | 4106 | 4424
2022 | US | SERC | - | SERC-FP | MW | Photovoltaic On-Peak |  | 25 | 34 | 44 | 55 | 65 | 76 | 88 | 102 | 117 | 134 | 134
2022 | US | SERC | - | SERC-FP | MW | Total Internal Demand |  | 48582 | 49014 | 49239 | 49764 | 50246 | 50127 | 50684 | 51228 | 51773 | 52420 | 53008
2022 | US | SERC | - | SERC-FP | MW | Controllable and Dispatchable Demand Response - Available |  | 2870 | 2892 | 2913 | 2950 | 2989 | 3035 | 3083 | 3134 | 3148 | 3159 | 3169
2022 | US | SERC | - | SERC-FP | MW | Net Internal Demand |  | 45712 | 46122 | 46326 | 46814 | 47257 | 47092 | 47601 | 48094 | 48625 | 49261 | 49839
2022 | US | SERC | - | SERC-FP | MW | Behind the Meter Generation - Capacity |  | 0 | 0 | 0 | 0 | 0 | 0 | 0 | 0 | 0 | 0 | 0
2022 | US | SERC | - | SERC-FP | MW | Other Capacity Adjustments - Additions |  | 0 | 0 | 0 | 0 | 0 | 0 | 0 | 0 | 0 | 0 | 0
2022 | US | SERC | - | SERC-FP | MW | Other Capacity Adjustments - Reductions |  | 0 | 0 | 0 | 0 | 0 | 0 | 0 | 0 | 0 | 0 | 0
2022 | US | SERC | - | SERC-FP | MW | Confirmed Retirements |  | 156 | 893 | 893 | 1411.7 | 2048.79 | 2431.79 | 2948.69 | 5736.35 | 5736.35 | 5736.35 | 5736.35
2022 | US | SERC | - | SERC-FP | MW | Unconfirmed Retirements |  | 639 | 639 | 639 | 639 | 639 | 1112.4 | 1112.4 | 1112.4 | 1112.4 | 1112.4 | 1112.4
2022 | US | SERC | - | SERC-FP | MW | Scheduled Outages |  | 0 | 0 | 0 | 0 | 0 | 0 | 0 | 0 | 0 | 0 | 0
2022 | US | SERC | - | SERC-FP | MW | Transmission Limitations |  | 0 | 0 | 0 | 0 | 0 | 0 | 0 | 0 | 0 | 0 | 0
2022 | US | SERC | - | SERC-FP | MW | Existing-Certain |  | 60366.76 | 60185.06 | 59832.58 | 60139.5 | 59850.52 | 58253.83 | 56539.83 | 56539.83 | 56539.83 | 56539.83 | 56539.83
2022 | US | SERC | - | SERC-FP | MW | Existing-Other |  | 1951.11 | 1951.11 | 1951.11 | 1951.11 | 1951.11 | 1950.84 | 1950.84 | 1950.84 | 1950.84 | 1950.84 | 1950.84
2022 | US | SERC | - | SERC-FP | MW | Additions - Tier 1 |  | 3398.6 | 3729.99 | 3995.02 | 4119.93 | 4155.09 | 4540.25 | 5021.21 | 6023.96 | 6676.71 | 7783.88 | 7783.88
2022 | US | SERC | - | SERC-FP | MW | Additions - Tier 2 |  | 0 | 299.2 | 673.7 | 973.3 | 973.3 | 1123.1 | 1272.9 | 1580.5 | 1655.4 | 2262.6 | 2337.5
2022 | US | SERC | - | SERC-FP | MW | Additions - Tier 3 |  | 0 | 0 | 0 | 0 | 0 | 0 | 0 | 0 | 0 | 0 | 0
2022 | US | SERC | - | SERC-FP | MW | Firm Imports |  | 250 | 406 | 406 | 406 | 306 | 306 | 306 | 306 | 306 | 306 | 306
2022 | US | SERC | - | SERC-FP | MW | Firm Exports |  | 0 | 0 | 0 | 0 | 0 | 0 | 0 | 0 | 0 | 0 | 0
2022 | US | SERC | - | SERC-FP | MW | Net Firm Capacity Transfers |  | 250 | 406 | 406 | 406 | 306 | 306 | 306 | 306 | 306 | 306 | 306
2022 | US | SERC | - | SERC-FP | MW | Expected Imports |  | 0 | 0 | 0 | 0 | 0 | 0 | 0 | 0 | 0 | 0 | 0
2022 | US | SERC | - | SERC-FP | MW | Expected Exports |  | 0 | 0 | 0 | 0 | 0 | 0 | 0 | 0 | 0 | 0 | 0
2022 | US | SERC | - | SERC-FP | MW | Net Expected Transfers |  | 0 | 0 | 0 | 0 | 0 | 0 | 0 | 0 | 0 | 0 | 0
2022 | US | SERC | - | SERC-FP | MW | Existing-Certain & Net Firm Transfers |  | 60616.76 | 60591.06 | 60238.58 | 60545.5 | 60156.52 | 58559.83 | 56845.83 | 56845.83 | 56845.83 | 56845.83 | 56845.83
2022 | US | SERC | - | SERC-FP | MW | Anticipated Resources |  | 64015.36 | 64321.05 | 64233.6 | 64665.43 | 64311.61 | 63100.08 | 61867.04 | 62869.79 | 63522.54 | 64629.71 | 64629.71
2022 | US | SERC | - | SERC-FP | MW | Prospective Resources |  | 65327.47 | 65932.36 | 66219.41 | 66950.84 | 66597.02 | 65061.62 | 63978.38 | 65288.73 | 66016.38 | 67730.75 | 67805.65
2022 | US | SERC | - | SERC-FP | MW | Existing-Certain and Net Firm Transfers Excess/Shortfall |  | 8047.96 | 7550.76 | 6963.68 | 6709.4 | 5810.97 | 4404.03 | 2104.68 | 1537.73 | 927.08 | 195.68 | -469.02
2022 | US | SERC | - | SERC-FP | MW | Anticipated Excess/Shortfall |  | 11446.56 | 11280.75 | 10958.7 | 10829.33 | 9966.06 | 8944.28 | 7125.89 | 7561.69 | 7603.79 | 7979.56 | 7314.86
2022 | US | SERC | - | SERC-FP | MW | Prospective Excess/Shortfall |  | 12758.67 | 12892.06 | 12944.51 | 13114.74 | 12251.47 | 10905.82 | 9237.23 | 9980.63 | 10097.63 | 11080.6 | 10490.8
2022 | US | SERC | - | SERC-FP | % | Existing-Certain and Net Firm Transfers Reserve Margin |  | 32.61% | 31.37% | 30.03% | 29.33% | 27.3% | 24.35% | 19.42% | 18.2% | 16.91% | 15.4% | 14.06%
2022 | US | SERC | - | SERC-FP | % | Anticipated Reserve Margin |  | 40.04% | 39.46% | 38.66% | 38.13% | 36.09% | 33.99% | 29.97% | 30.72% | 30.64% | 31.2% | 29.68%
2022 | US | SERC | - | SERC-FP | % | Prospective Reserve Margin |  | 42.91% | 42.95% | 42.94% | 43.01% | 40.93% | 38.16% | 34.41% | 35.75% | 35.77% | 37.49% | 36.05%
2022 | US | SERC | - | SERC-FP | % | Reference Margin Level |  | 15% | 15% | 15% | 15% | 15% | 15% | 15% | 15% | 15% | 15% | 15%
2023 | US | MRO | - | MRO-MISO | MW | Energy Efficiency and Conservation |  | 5 | 5 | 5 | 5 | 5 | 5 | 5 | 5 | 5 | 5 | 5
2023 | US | MRO | - | MRO-MISO | MW | Total Installed Photovoltaic |  | 0 | 0 | 0 | 0 | 0 | 0 | 0 | 0 | 0 | 0 | 0
2023 | US | MRO | - | MRO-MISO | MW | Photovoltaic On-Peak |  | 0 | 0 | 0 | 0 | 0 | 0 | 0 | 0 | 0 | 0 | 0
2023 | US | MRO | - | MRO-MISO | MW | Total Internal Demand |  | 102075 | 98622.0089 | 101396.4294 | 101963.7001 | 102811.0158 | 103248.1374 | 103685.2589 | 104186.1087 | 104771.331 | 105349.3726 | 105349.3726
2023 | US | MRO | - | MRO-MISO | MW | Controllable and Dispatchable Demand Response - Available |  | 7694 | 6417 | 6338 | 6354 | 6254 | 6254 | 6254 | 6254 | 6247 | 6247 | 6247
2023 | US | MRO | - | MRO-MISO | MW | Net Internal Demand |  | 94381 | 92205.0089 | 95058.4294 | 95609.7001 | 96557.0158 | 96994.1374 | 97431.2589 | 97932.1087 | 98524.331 | 99102.3726 | 99102.3726
2023 | US | MRO | - | MRO-MISO | MW | Behind the Meter Generation - Capacity |  | 4129 | 3432.7 | 3438.3 | 3432.2 | 3420.9 | 3418.5 | 3385.3 | 3361.6 | 3286.6 | 3286.6 | 4185.6
2023 | US | MRO | - | MRO-MISO | MW | Other Capacity Adjustments - Additions |  | 0 | 0 | 0 | 0 | 0 | 0 | 0 | 0 | 0 | 0 | 0
2023 | US | MRO | - | MRO-MISO | MW | Other Capacity Adjustments - Reductions |  | 0 | 0 | 0 | 0 | 0 | 0 | 0 | 0 | 0 | 0 | 0
2023 | US | MRO | - | MRO-MISO | MW | Confirmed Retirements |  | 0 | 0 | 0 | 0 | 0 | 0 | 0 | 0 | 0 | 0 | 0
2023 | US | MRO | - | MRO-MISO | MW | Unconfirmed Retirements |  | 0 | 0 | 0 | 0 | 0 | 0 | 0 | 0 | 0 | 0 | 0
2023 | US | MRO | - | MRO-MISO | MW | Scheduled Outages |  | 0 | 0 | 0 | 0 | 0 | 0 | 0 | 0 | 0 | 0 | 0
2023 | US | MRO | - | MRO-MISO | MW | Transmission Limitations |  | 0 | 0 | 0 | 0 | 0 | 0 | 0 | 0 | 0 | 0 | 0
2023 | US | MRO | - | MRO-MISO | MW | Existing-Certain |  | 145114 | 139693.6 | 138295.3 | 133904.7 | 131444.5 | 125781.5 | 123433.1 | 120694.4 | 117262.4 | 116396.6 | 117295.6
2023 | US | MRO | - | MRO-MISO | MW | Existing-Other |  | 0 | 0 | 0 | 0 | 0 | 0 | 0 | 0 | 0 | 0 | 0
2023 | US | MRO | - | MRO-MISO | MW | Additions - Tier 1 |  | 0 | 1113.9862 | 2375.7829 | 4449.8885 | 4883.2455 | 5001.5727 | 5003.3681 | 5003.3681 | 5003.3681 | 5003.3681 | 5003.3681
2023 | US | MRO | - | MRO-MISO | MW | Additions - Tier 2 |  | 0 | 1126.902 | 2523.1213 | 4343.3988 | 4784.6898 | 4883.0324 | 4928.0684 | 4928.0684 | 4928.0684 | 4928.0684 | 4928.0684
2023 | US | MRO | - | MRO-MISO | MW | Additions - Tier 3 |  | 0 | 92.4768 | 569.8491 | 1658.7502 | 3412.7359 | 5141.6518 | 6401.5461 | 6879.508 | 6993.1346 | 6993.1346 | 6993.1346
2023 | US | MRO | - | MRO-MISO | MW | Firm Imports |  | 4072 | 3812.6 | 3159 | 3189 | 3135.6 | 2985.1 | 2990.1 | 2885.1 | 2884 | 2884 | 2884
2023 | US | MRO | - | MRO-MISO | MW | Firm Exports |  | 2819 | 2819 | 2469 | 2469 | 2469 | 2419 | 2419 | 2419 | 2219 | 2219 | 2219
2023 | US | MRO | - | MRO-MISO | MW | Net Firm Capacity Transfers |  | 1253 | 993.6 | 690 | 720 | 666.6 | 566.1 | 571.1 | 466.1 | 665 | 665 | 665
2023 | US | MRO | - | MRO-MISO | MW | Expected Imports |  | 0 | 0 | 0 | 0 | 0 | 0 | 0 | 0 | 0 | 0 | 0
2023 | US | MRO | - | MRO-MISO | MW | Expected Exports |  | 0 | 0 | 0 | 0 | 0 | 0 | 0 | 0 | 0 | 0 | 0
2023 | US | MRO | - | MRO-MISO | MW | Net Expected Transfers |  | 0 | 0 | 0 | 0 | 0 | 0 | 0 | 0 | 0 | 0 | 0
2023 | US | MRO | - | MRO-MISO | MW | Existing-Certain & Net Firm Transfers |  | 146367 | 140687.2 | 138985.3 | 134624.7 | 132111.1 | 126347.6 | 124004.2 | 121160.5 | 117927.4 | 117061.6 | 117960.6
2023 | US | MRO | - | MRO-MISO | MW | Anticipated Resources |  | 146367 | 141801.1862 | 141361.0829 | 139074.5885 | 136994.3455 | 131349.1727 | 129007.5681 | 126163.8681 | 122930.7681 | 122064.9681 | 122963.9681
2023 | US | MRO | - | MRO-MISO | MW | Prospective Resources |  | 146367 | 142928.0881 | 143884.2042 | 143417.9873 | 141779.0354 | 136232.2052 | 133935.6366 | 131091.9366 | 127858.8366 | 126993.0366 | 127892.0366
2023 | US | MRO | - | MRO-MISO | MW | Existing-Certain and Net Firm Transfers Excess/Shortfall |  | 13101.028 | 10585.9325 | 4952.9146 | -89.3674 | -4227.4063 | -10899.1044 | -13763.6001 | -17413.4338 | -21484.5283 | -23168.2573 | -22269.2573
2023 | US | MRO | - | MRO-MISO | MW | Anticipated Excess/Shortfall |  | 13101.028 | 11699.9186 | 7328.6975 | 4360.5211 | 655.8392 | -5897.5316 | -8760.232 | -12410.0657 | -16481.1602 | -18164.8892 | -17265.8892
2023 | US | MRO | - | MRO-MISO | MW | Prospective Excess/Shortfall |  | 13101.028 | 12826.8206 | 9851.8188 | 8703.92 | 5440.5291 | -1014.4992 | -3832.1636 | -7481.9972 | -11553.0918 | -13236.8207 | -12337.8207
2023 | US | MRO | - | MRO-MISO | % | Existing-Certain and Net Firm Transfers Reserve Margin |  | 55.08% | 52.58% | 46.21% | 40.81% | 36.82% | 30.26% | 27.27% | 23.72% | 19.69% | 18.12% | 19.03%
2023 | US | MRO | - | MRO-MISO | % | Anticipated Reserve Margin |  | 55.08% | 53.79% | 48.71% | 45.46% | 41.88% | 35.42% | 32.41% | 28.83% | 24.77% | 23.17% | 24.08%
2023 | US | MRO | - | MRO-MISO | % | Prospective Reserve Margin |  | 55.08% | 55.01% | 51.36% | 50% | 46.83% | 40.45% | 37.47% | 33.86% | 29.77% | 28.14% | 29.05%
2023 | US | MRO | - | MRO-MISO | % | Reference Margin Level |  | 41.2% | 41.1% | 41% | 40.9% | 41.2% | 41.5% | 41.4% | 41.5% | 41.5% | 41.5% | 41.5%
2023 | CA | NPCC | - | NPCC-Maritimes | MW | Energy Efficiency and Conservation |  | 87.5 | 133.9 | 185.9223 | 238.146 | 291.741 | 340.2903 | 388.4602 | 436.8422 | 484.6126 | 529.2403 | 551.3098
2023 | CA | NPCC | - | NPCC-Maritimes | MW | Total Installed Photovoltaic |  | 127.7319 | 167.714 | 204.8148 | 248.3943 | 299.3321 | 358.8946 | 427.9348 | 505.495 | 592.7 | 668.5721 | 742.4272
2023 | CA | NPCC | - | NPCC-Maritimes | MW | Photovoltaic On-Peak |  | 0 | 0 | 0 | 0 | 0 | 0 | 0 | 0 | 0 | 0 | 0
2023 | CA | NPCC | - | NPCC-Maritimes | MW | Total Internal Demand |  | 5862.8714 | 5910.52 | 5950.5007 | 5998.9295 | 6052.4088 | 6104.8926 | 6171.2075 | 6240.4984 | 6313.8463 | 6381.4381 | 6451.0325
2023 | CA | NPCC | - | NPCC-Maritimes | MW | Controllable and Dispatchable Demand Response - Available |  | 253.4396 | 266.266 | 285.2323 | 290.2269 | 289.5483 | 289.0323 | 288.436 | 287.8547 | 287.3288 | 286.8292 | 286.3199
2023 | CA | NPCC | - | NPCC-Maritimes | MW | Net Internal Demand |  | 5609.4317 | 5644.254 | 5665.2684 | 5708.7026 | 5762.8606 | 5815.8603 | 5882.7715 | 5952.6437 | 6026.5176 | 6094.6088 | 6164.7126
2023 | CA | NPCC | - | NPCC-Maritimes | MW | Behind the Meter Generation - Capacity |  | 0 | 0 | 0 | 0 | 0 | 0 | 0 | 0 | 0 | 0 | 0
2023 | CA | NPCC | - | NPCC-Maritimes | MW | Other Capacity Adjustments - Additions |  | 0 | 0 | 0 | 0 | 0 | 0 | 0 | 0 | 0 | 0 | 0
2023 | CA | NPCC | - | NPCC-Maritimes | MW | Other Capacity Adjustments - Reductions |  | 0 | 0 | 0 | 0 | 0 | 0 | 0 | 0 | 0 | 0 | 0
2023 | CA | NPCC | - | NPCC-Maritimes | MW | Confirmed Retirements |  | 5.5 | 5.5 | 11.086 | 11.086 | 11.086 | 11.086 | 11.086 | 11.086 | 11.086 | 11.086 | 11.086
2023 | CA | NPCC | - | NPCC-Maritimes | MW | Unconfirmed Retirements |  | 0 | 246 | 246 | 246 | 246 | 396 | 855 | 855 | 855 | 855 | 855
2023 | CA | NPCC | - | NPCC-Maritimes | MW | Scheduled Outages |  | 107.2 | 6.5 | 6.5 | 6.5 | 6.5 | 6.5 | 6.5 | 6.5 | 6.5 | 6.5 | 100
2023 | CA | NPCC | - | NPCC-Maritimes | MW | Transmission Limitations |  | 0 | 0 | 0 | 0 | 0 | 0 | 0 | 0 | 0 | 0 | 0
2023 | CA | NPCC | - | NPCC-Maritimes | MW | Existing-Certain |  | 6642.2523 | 6785.9523 | 6768.1527 | 6771.1527 | 6661.1527 | 6661.1527 | 6661.1527 | 6570.1527 | 6570.1527 | 6570.1527 | 6586.6527
2023 | CA | NPCC | - | NPCC-Maritimes | MW | Existing-Other |  | 0 | 0 | 0 | 0 | 0 | 0 | 0 | 0 | 0 | 0 | 0
2023 | CA | NPCC | - | NPCC-Maritimes | MW | Additions - Tier 1 |  | 1.8 | 34.2 | 34.2 | 52 | 52 | 52 | 52 | 52 | 52 | 52 | 52
2023 | CA | NPCC | - | NPCC-Maritimes | MW | Additions - Tier 2 |  | 10 | 10 | 35.6 | 93.2 | 276.2 | 451.3 | 960.3 | 1083.2 | 1103.2 | 1253.2 | 1253.2
2023 | CA | NPCC | - | NPCC-Maritimes | MW | Additions - Tier 3 |  | 0 | 0 | 31.9 | 105.3 | 125.3 | 495.3 | 515.3 | 535.3 | 555.3 | 575.3 | 590.3
2023 | CA | NPCC | - | NPCC-Maritimes | MW | Firm Imports |  | 145.4 | 145.4 | 145.4 | 145.4 | 145.4 | 145.4 | 145.4 | 145.4 | 145.4 | 145.4 | 145.4
2023 | CA | NPCC | - | NPCC-Maritimes | MW | Firm Exports |  | 72 | 90 | 122 | 177 | 0 | 0 | 0 | 0 | 0 | 0 | 0
2023 | CA | NPCC | - | NPCC-Maritimes | MW | Net Firm Capacity Transfers |  | 73.4 | 55.4 | 23.4 | -31.6 | 145.4 | 145.4 | 145.4 | 145.4 | 145.4 | 145.4 | 145.4
2023 | CA | NPCC | - | NPCC-Maritimes | MW | Expected Imports |  | 0 | 0 | 0 | 0 | 0 | 0 | 0 | 0 | 0 | 0 | 0
2023 | CA | NPCC | - | NPCC-Maritimes | MW | Expected Exports |  | 0 | 0 | 0 | 0 | 0 | 0 | 0 | 0 | 0 | 0 | 0
2023 | CA | NPCC | - | NPCC-Maritimes | MW | Net Expected Transfers |  | 0 | 0 | 0 | 0 | 0 | 0 | 0 | 0 | 0 | 0 | 0
2023 | CA | NPCC | - | NPCC-Maritimes | MW | Existing-Certain & Net Firm Transfers |  | 6715.6523 | 6841.3523 | 6791.5527 | 6739.5527 | 6806.5527 | 6806.5527 | 6806.5527 | 6715.5527 | 6715.5527 | 6715.5527 | 6732.0527
2023 | CA | NPCC | - | NPCC-Maritimes | MW | Anticipated Resources |  | 6717.4523 | 6875.5523 | 6825.7527 | 6791.5527 | 6858.5527 | 6858.5527 | 6858.5527 | 6767.5527 | 6767.5527 | 6767.5527 | 6784.0527
2023 | CA | NPCC | - | NPCC-Maritimes | MW | Prospective Resources |  | 6727.4523 | 6639.5523 | 6615.3527 | 6638.7527 | 6888.7527 | 6913.8527 | 6963.8527 | 6995.7527 | 7015.7527 | 7165.7527 | 7182.2527
2023 | CA | NPCC | - | NPCC-Maritimes | MW | Existing-Certain and Net Firm Transfers Excess/Shortfall |  | -15.6658 | 68.2475 | -6.7694 | -110.8904 | -108.88 | -172.4796 | -252.7732 | -427.6197 | -516.2684 | -597.9779 | -665.6024
2023 | CA | NPCC | - | NPCC-Maritimes | MW | Anticipated Excess/Shortfall |  | -13.8658 | 102.4475 | 27.4306 | -58.8904 | -56.88 | -120.4796 | -200.7732 | -375.6197 | -464.2684 | -545.9779 | -613.6024
2023 | CA | NPCC | - | NPCC-Maritimes | MW | Prospective Excess/Shortfall |  | -3.8658 | -133.5525 | -182.9694 | -211.6904 | -26.68 | -65.1796 | -95.4732 | -147.4197 | -216.0684 | -147.7779 | -215.4024
2023 | CA | NPCC | - | NPCC-Maritimes | % | Existing-Certain and Net Firm Transfers Reserve Margin |  | 19.72% | 21.21% | 19.88% | 18.06% | 18.11% | 17.03% | 15.7% | 12.82% | 11.43% | 10.19% | 9.203%
2023 | CA | NPCC | - | NPCC-Maritimes | % | Anticipated Reserve Margin |  | 19.75% | 21.82% | 20.48% | 18.97% | 19.01% | 17.93% | 16.59% | 13.69% | 12.3% | 11.04% | 10.05%
2023 | CA | NPCC | - | NPCC-Maritimes | % | Prospective Reserve Margin |  | 19.93% | 17.63% | 16.77% | 16.29% | 19.54% | 18.88% | 18.38% | 17.52% | 16.41% | 17.58% | 16.51%
2023 | CA | NPCC | - | NPCC-Maritimes | % | Reference Margin Level |  | 20% | 20% | 20% | 20% | 20% | 20% | 20% | 20% | 20% | 20% | 20%
2023 | CA | MRO | - | MRO-Manitoba Hydro | MW | Energy Efficiency and Conservation |  | 302.1073 | 348.8147 | 391.204 | 439.4656 | 490.884 | 377.7106 | 431.2519 | 485.0715 | 535.9713 | 599.3746 | 664.311
2023 | CA | MRO | - | MRO-Manitoba Hydro | MW | Total Installed Photovoltaic |  | 39.8 | 42 | 44.2878 | 47.048 | 50.3762 | 54.3871 | 59.2172 | 65.0288 | 72.0141 | 80.4 | 90.45
2023 | CA | MRO | - | MRO-Manitoba Hydro | MW | Photovoltaic On-Peak |  | 0 | 0 | 0 | 0 | 0 | 0 | 0 | 0 | 0 | 0 | 0
2023 | CA | MRO | - | MRO-Manitoba Hydro | MW | Total Internal Demand |  | 4623.2921 | 4629.2502 | 4635.8911 | 4656.1474 | 4664.4555 | 4862.5068 | 4895.0647 | 4946.0105 | 5009.1088 | 5081.3643 | 5174.4142
2023 | CA | MRO | - | MRO-Manitoba Hydro | MW | Controllable and Dispatchable Demand Response - Available |  | 0 | 0 | 0 | 0 | 0 | 0 | 0 | 0 | 0 | 0 | 0
2023 | CA | MRO | - | MRO-Manitoba Hydro | MW | Net Internal Demand |  | 4623.2921 | 4629.2502 | 4635.8911 | 4656.1474 | 4664.4555 | 4862.5068 | 4895.0647 | 4946.0105 | 5009.1088 | 5081.3643 | 5174.4142
2023 | CA | MRO | - | MRO-Manitoba Hydro | MW | Behind the Meter Generation - Capacity |  | 0 | 0 | 0 | 0 | 0 | 0 | 0 | 0 | 0 | 0 | 0
2023 | CA | MRO | - | MRO-Manitoba Hydro | MW | Other Capacity Adjustments - Additions |  | 0 | 0 | 0 | 0 | 0 | 0 | 0 | 0 | 0 | 0 | 0
2023 | CA | MRO | - | MRO-Manitoba Hydro | MW | Other Capacity Adjustments - Reductions |  | 0 | 0 | 0 | 0 | 0 | 0 | 0 | 0 | 0 | 0 | 0
2023 | CA | MRO | - | MRO-Manitoba Hydro | MW | Confirmed Retirements |  | 0 | 0 | 0 | 0 | 0 | 0 | 0 | 0 | 0 | 0 | 0
2023 | CA | MRO | - | MRO-Manitoba Hydro | MW | Unconfirmed Retirements |  | 0 | 0 | 0 | 0 | 0 | 0 | 22.6215 | 22.6215 | 22.6215 | 22.6215 | 22.6215
2023 | CA | MRO | - | MRO-Manitoba Hydro | MW | Scheduled Outages |  | 150 | 150 | 150 | 150 | 150 | 150 | 150 | 150 | 150 | 150 | 150
2023 | CA | MRO | - | MRO-Manitoba Hydro | MW | Transmission Limitations |  | 0 | 0 | 19 | 39 | 0 | 0 | 0 | 0 | 0 | 0 | 0
2023 | CA | MRO | - | MRO-Manitoba Hydro | MW | Existing-Certain |  | 5864.2166 | 5871.6166 | 5852.6166 | 5811.8166 | 5855.6266 | 5855.6266 | 5855.6266 | 5855.6266 | 5855.6266 | 5855.6266 | 5855.6266
2023 | CA | MRO | - | MRO-Manitoba Hydro | MW | Existing-Other |  | 35.8 | 35.8 | 35.8 | 35.8 | 35.8 | 35.8 | 35.8 | 35.8 | 35.8 | 35.8 | 35.8
2023 | CA | MRO | - | MRO-Manitoba Hydro | MW | Additions - Tier 1 |  | 89.8282 | 91.0282 | 111.3682 | 138.8082 | 152.3682 | 152.3682 | 152.3682 | 152.3682 | 152.3682 | 152.3682 | 152.3682
2023 | CA | MRO | - | MRO-Manitoba Hydro | MW | Additions - Tier 2 |  | 0 | 0 | 0 | 0 | 0 | 0 | 0 | 0 | 0 | 0 | 0
2023 | CA | MRO | - | MRO-Manitoba Hydro | MW | Additions - Tier 3 |  | 0 | 0 | 0 | 0 | 0 | 0 | 0 | 0 | 0 | 0 | 0
2023 | CA | MRO | - | MRO-Manitoba Hydro | MW | Firm Imports |  | 600 | 600 | 250 | 250 | 200 | 200 | 200 | 0 | 0 | 0 | 0
2023 | CA | MRO | - | MRO-Manitoba Hydro | MW | Firm Exports |  | 1222.1761 | 1227.2598 | 812.8456 | 837.8456 | 742.9293 | 666.6739 | 671.7576 | 565 | 565 | 565 | 565
2023 | CA | MRO | - | MRO-Manitoba Hydro | MW | Net Firm Capacity Transfers |  | -622.1761 | -627.2598 | -562.8456 | -587.8456 | -542.9293 | -466.6739 | -471.7576 | -565 | -565 | -565 | -565
2023 | CA | MRO | - | MRO-Manitoba Hydro | MW | Expected Imports |  | 0 | 0 | 0 | 0 | 0 | 0 | 0 | 0 | 0 | 0 | 0
2023 | CA | MRO | - | MRO-Manitoba Hydro | MW | Expected Exports |  | 0 | 0 | 0 | 0 | 0 | 0 | 0 | 0 | 0 | 0 | 0
2023 | CA | MRO | - | MRO-Manitoba Hydro | MW | Net Expected Transfers |  | 0 | 0 | 0 | 0 | 0 | 0 | 0 | 0 | 0 | 0 | 0
2023 | CA | MRO | - | MRO-Manitoba Hydro | MW | Existing-Certain & Net Firm Transfers |  | 5242.0405 | 5244.3568 | 5289.7709 | 5223.9709 | 5312.6972 | 5388.9527 | 5383.869 | 5290.6266 | 5290.6266 | 5290.6266 | 5290.6266
2023 | CA | MRO | - | MRO-Manitoba Hydro | MW | Anticipated Resources |  | 5331.8687 | 5335.385 | 5401.1392 | 5362.7792 | 5465.0655 | 5541.3209 | 5536.2372 | 5442.9948 | 5442.9948 | 5442.9948 | 5442.9948
2023 | CA | MRO | - | MRO-Manitoba Hydro | MW | Prospective Resources |  | 5367.6687 | 5371.185 | 5436.9392 | 5398.5792 | 5500.8655 | 5577.1209 | 5549.4157 | 5456.1733 | 5456.1733 | 5456.1733 | 5456.1733
2023 | CA | MRO | - | MRO-Manitoba Hydro | MW | Existing-Certain and Net Firm Transfers Excess/Shortfall |  | 63.9533 | 59.5966 | 97.5729 | 9.0858 | 88.5071 | -57.055 | -98.6035 | -248.9052 | -319.5753 | -400.5014 | -504.7174
2023 | CA | MRO | - | MRO-Manitoba Hydro | MW | Anticipated Excess/Shortfall |  | 153.7816 | 150.6248 | 208.9411 | 147.8941 | 240.8753 | 95.3133 | 53.7647 | -96.537 | -167.2071 | -248.1332 | -352.3491
2023 | CA | MRO | - | MRO-Manitoba Hydro | MW | Prospective Excess/Shortfall |  | 189.5816 | 186.4248 | 244.7411 | 183.6941 | 276.6753 | 131.1133 | 66.9432 | -83.3585 | -154.0286 | -234.9547 | -339.1706
2023 | CA | MRO | - | MRO-Manitoba Hydro | % | Existing-Certain and Net Firm Transfers Reserve Margin |  | 13.38% | 13.29% | 14.1% | 12.2% | 13.9% | 10.83% | 9.986% | 6.968% | 5.62% | 4.118% | 2.246%
2023 | CA | MRO | - | MRO-Manitoba Hydro | % | Anticipated Reserve Margin |  | 15.33% | 15.25% | 16.51% | 15.18% | 17.16% | 13.96% | 13.1% | 10.05% | 8.662% | 7.117% | 5.191%
2023 | CA | MRO | - | MRO-Manitoba Hydro | % | Prospective Reserve Margin |  | 16.1% | 16.03% | 17.28% | 15.95% | 17.93% | 14.7% | 13.37% | 10.31% | 8.925% | 7.376% | 5.445%
2023 | CA | MRO | - | MRO-Manitoba Hydro | % | Reference Margin Level |  | 12% | 12% | 12% | 12% | 12% | 12% | 12% | 12% | 12% | 12% | 12%
2023 | CA | MRO | - | MRO-SaskPower | MW | Energy Efficiency and Conservation |  | 0 | 0 | 0 | 0 | 0 | 0 | 0 | 0 | 0 | 0 | 0
2023 | CA | MRO | - | MRO-SaskPower | MW | Total Installed Photovoltaic |  | 40 | 45 | 50 | 55 | 60 | 65 | 70 | 75 | 80 | 85 | 90
2023 | CA | MRO | - | MRO-SaskPower | MW | Photovoltaic On-Peak |  | 0 | 0 | 0 | 0 | 0 | 0 | 0 | 0 | 0 | 0 | 0
2023 | CA | MRO | - | MRO-SaskPower | MW | Total Internal Demand |  | 3839.1 | 3880.2 | 3941 | 4018.9 | 4064.7 | 4095.7 | 4131.1 | 4152.7 | 4188.8 | 4260.8 | 4324.1
2023 | CA | MRO | - | MRO-SaskPower | MW | Controllable and Dispatchable Demand Response - Available |  | 67 | 67 | 67 | 67 | 67 | 67 | 67 | 67 | 67 | 67 | 67
2023 | CA | MRO | - | MRO-SaskPower | MW | Net Internal Demand |  | 3772.1 | 3813.2 | 3874 | 3951.9 | 3997.7 | 4028.7 | 4064.1 | 4085.7 | 4121.8 | 4193.8 | 4257.1
2023 | CA | MRO | - | MRO-SaskPower | MW | Behind the Meter Generation - Capacity |  | 0 | 0 | 0 | 0 | 0 | 0 | 0 | 0 | 0 | 0 | 0
2023 | CA | MRO | - | MRO-SaskPower | MW | Other Capacity Adjustments - Additions |  | 0 | 0 | 0 | 0 | 0 | 0 | 0 | 0 | 0 | 0 | 0
2023 | CA | MRO | - | MRO-SaskPower | MW | Other Capacity Adjustments - Reductions |  | 0 | 0 | 0 | 0 | 0 | 0 | 0 | 0 | 0 | 0 | 0
2023 | CA | MRO | - | MRO-SaskPower | MW | Confirmed Retirements |  | 0 | 179.6 | 179.6 | 184.8 | 186.92 | 202.52 | 202.52 | 202.52 | 202.52 | 202.52 | 202.52
2023 | CA | MRO | - | MRO-SaskPower | MW | Unconfirmed Retirements |  | 0 | 0 | 0 | 0 | 300 | 300 | 1200 | 1200 | 1229.9 | 1229.88 | 1229.88
2023 | CA | MRO | - | MRO-SaskPower | MW | Scheduled Outages |  | 42.329 | 101.1161 | 148 | 0 | 62 | 62 | 62 | 14.8 | 13.8 | 13.8 | 13.8
2023 | CA | MRO | - | MRO-SaskPower | MW | Transmission Limitations |  | 0 | 0 | 0 | 0 | 0 | 0 | 0 | 0 | 0 | 0 | 0
2023 | CA | MRO | - | MRO-SaskPower | MW | Existing-Certain |  | 4429.851 | 4114.9639 | 4145.78 | 4288.58 | 4224.46 | 4208.86 | 4208.86 | 4256.06 | 4257.06 | 4256.46 | 4256.46
2023 | CA | MRO | - | MRO-SaskPower | MW | Existing-Other |  | 0 | 0 | 0 | 0 | 0 | 0 | 0 | 0 | 0 | 0 | 0
2023 | CA | MRO | - | MRO-SaskPower | MW | Additions - Tier 1 |  | 0 | 416 | 506.2 | 506.2 | 506.2 | 506.2 | 506.2 | 506.2 | 506.2 | 506.2 | 506.2
2023 | CA | MRO | - | MRO-SaskPower | MW | Additions - Tier 2 |  | 0 | 0 | 0 | 0 | 421.1 | 421.1 | 1173.1 | 1173.1 | 1173.1 | 1173.1 | 1173.1
2023 | CA | MRO | - | MRO-SaskPower | MW | Additions - Tier 3 |  | 0 | 0 | 0 | 0 | 80 | 80 | 80 | 80 | 80 | 80 | 80
2023 | CA | MRO | - | MRO-SaskPower | MW | Firm Imports |  | 290 | 290 | 315 | 315 | 315 | 315 | 315 | 315 | 315 | 315 | 315
2023 | CA | MRO | - | MRO-SaskPower | MW | Firm Exports |  | 0 | 0 | 0 | 0 | 0 | 0 | 0 | 0 | 0 | 0 | 0
2023 | CA | MRO | - | MRO-SaskPower | MW | Net Firm Capacity Transfers |  | 290 | 290 | 315 | 315 | 315 | 315 | 315 | 315 | 315 | 315 | 315
2023 | CA | MRO | - | MRO-SaskPower | MW | Expected Imports |  | 0 | 0 | 0 | 0 | 0 | 0 | 0 | 0 | 0 | 0 | 0
2023 | CA | MRO | - | MRO-SaskPower | MW | Expected Exports |  | 0 | 0 | 0 | 0 | 0 | 0 | 0 | 0 | 0 | 0 | 0
2023 | CA | MRO | - | MRO-SaskPower | MW | Net Expected Transfers |  | 0 | 0 | 0 | 0 | 0 | 0 | 0 | 0 | 0 | 0 | 0
2023 | CA | MRO | - | MRO-SaskPower | MW | Existing-Certain & Net Firm Transfers |  | 4719.851 | 4404.9639 | 4460.78 | 4603.58 | 4539.46 | 4523.86 | 4523.86 | 4571.06 | 4572.06 | 4571.46 | 4571.46
2023 | CA | MRO | - | MRO-SaskPower | MW | Anticipated Resources |  | 4719.851 | 4820.9639 | 4966.98 | 5109.78 | 5045.66 | 5030.06 | 5030.06 | 5077.26 | 5078.26 | 5077.66 | 5077.66
2023 | CA | MRO | - | MRO-SaskPower | MW | Prospective Resources |  | 4719.851 | 4820.9639 | 4966.98 | 5109.78 | 5166.76 | 5151.16 | 5003.16 | 5050.36 | 5021.46 | 5020.88 | 5020.88
2023 | CA | MRO | - | MRO-SaskPower | MW | Existing-Certain and Net Firm Transfers Excess/Shortfall |  | 381.936 | 19.7839 | 5.68 | 58.895 | -57.895 | -109.145 | -149.855 | -127.495 | -168.01 | -251.41 | -324.205
2023 | CA | MRO | - | MRO-SaskPower | MW | Anticipated Excess/Shortfall |  | 381.936 | 435.7839 | 511.88 | 565.095 | 448.305 | 397.055 | 356.345 | 378.705 | 338.19 | 254.79 | 181.995
2023 | CA | MRO | - | MRO-SaskPower | MW | Prospective Excess/Shortfall |  | 381.936 | 435.7839 | 511.88 | 565.095 | 569.405 | 518.155 | 329.445 | 351.805 | 281.39 | 198.01 | 125.215
2023 | CA | MRO | - | MRO-SaskPower | % | Existing-Certain and Net Firm Transfers Reserve Margin |  | 25.13% | 15.52% | 15.15% | 16.49% | 13.55% | 12.29% | 11.31% | 11.88% | 10.92% | 9.005% | 7.384%
2023 | CA | MRO | - | MRO-SaskPower | % | Anticipated Reserve Margin |  | 25.13% | 26.43% | 28.21% | 29.3% | 26.21% | 24.86% | 23.77% | 24.27% | 23.2% | 21.08% | 19.28%
2023 | CA | MRO | - | MRO-SaskPower | % | Prospective Reserve Margin |  | 25.13% | 26.43% | 28.21% | 29.3% | 29.24% | 27.86% | 23.11% | 23.61% | 21.83% | 19.72% | 17.94%
2023 | CA | MRO | - | MRO-SaskPower | % | Reference Margin Level |  | 15% | 15% | 15% | 15% | 15% | 15% | 15% | 15% | 15% | 15% | 15%
2023 | US | NPCC | - | NPCC-New England | MW | Energy Efficiency and Conservation |  | 1784 | 1889 | 1994 | 2099 | 2217 | 2318 | 2401 | 2465 | 2512 | 2543 | 2574.3826
2023 | US | NPCC | - | NPCC-New England | MW | Total Installed Photovoltaic |  | 0 | 0 | 0 | 0 | 0 | 0 | 0 | 0 | 0 | 0 | 0
2023 | US | NPCC | - | NPCC-New England | MW | Photovoltaic On-Peak |  | 0 | 0 | 0 | 0 | 0 | 0 | 0 | 0 | 0 | 0 | 0
2023 | US | NPCC | - | NPCC-New England | MW | Total Internal Demand |  | 20269 | 20207 | 20964 | 21442 | 21963 | 22578 | 23301 | 24145 | 25133 | 26267 | 27452.166
2023 | US | NPCC | - | NPCC-New England | MW | Controllable and Dispatchable Demand Response - Available |  | 570 | 666 | 674 | 625 | 625 | 625 | 625 | 625 | 625 | 625 | 625
2023 | US | NPCC | - | NPCC-New England | MW | Net Internal Demand |  | 19699 | 19541 | 20290 | 20817 | 21338 | 21953 | 22676 | 23520 | 24508 | 25642 | 26827.166
2023 | US | NPCC | - | NPCC-New England | MW | Behind the Meter Generation - Capacity |  | 0 | 0 | 0 | 0 | 0 | 0 | 0 | 0 | 0 | 0 | 0
2023 | US | NPCC | - | NPCC-New England | MW | Other Capacity Adjustments - Additions |  | 0 | 0 | 0 | 0 | 0 | 0 | 0 | 0 | 0 | 0 | 0
2023 | US | NPCC | - | NPCC-New England | MW | Other Capacity Adjustments - Reductions |  | 0 | 0 | 0 | 0 | 0 | 0 | 0 | 0 | 0 | 0 | 0
2023 | US | NPCC | - | NPCC-New England | MW | Confirmed Retirements |  | 0 | 1693.686 | 1885.963 | 1900.399 | 1900.399 | 1900.399 | 1900.399 | 1900.399 | 1900.399 | 1900.399 | 1900.399
2023 | US | NPCC | - | NPCC-New England | MW | Unconfirmed Retirements |  | 0 | 0 | 0 | 0 | 0 | 0 | 0 | 0 | 0 | 0 | 0
2023 | US | NPCC | - | NPCC-New England | MW | Scheduled Outages |  | 0 | 0 | 0 | 0 | 0 | 0 | 0 | 0 | 0 | 0 | 0
2023 | US | NPCC | - | NPCC-New England | MW | Transmission Limitations |  | 0 | 0 | 0 | 0 | 0 | 0 | 0 | 0 | 0 | 0 | 0
2023 | US | NPCC | - | NPCC-New England | MW | Existing-Certain |  | 31794.95 | 30102.354 | 30001.192 | 29987.05 | 29987.05 | 29987.05 | 29987.05 | 29987.05 | 29987.05 | 29987.05 | 29987.05
2023 | US | NPCC | - | NPCC-New England | MW | Existing-Other |  | 201.258 | 200.168 | 200.168 | 199.874 | 199.874 | 199.874 | 199.874 | 199.874 | 199.874 | 199.874 | 199.874
2023 | US | NPCC | - | NPCC-New England | MW | Additions - Tier 1 |  | 186.5463 | 1136.2277 | 1152.6767 | 1563.9967 | 1563.9967 | 1563.9967 | 1563.9967 | 1563.9967 | 1563.9967 | 1563.9967 | 1563.9967
2023 | US | NPCC | - | NPCC-New England | MW | Additions - Tier 2 |  | 500.325 | 1203.553 | 2971.8302 | 6578.7342 | 8976.1042 | 9217.9042 | 9217.9042 | 9217.9042 | 9217.9042 | 9217.9042 | 9217.9042
2023 | US | NPCC | - | NPCC-New England | MW | Additions - Tier 3 |  | 435.038 | 1354.228 | 2286.258 | 6658.736 | 10584.7041 | 10584.7041 | 12167.9041 | 12661.8241 | 12661.8241 | 12661.8241 | 12661.8241
2023 | US | NPCC | - | NPCC-New England | MW | Firm Imports |  | 958.38 | 1264.132 | 1503.842 | 566.998 | 83.6 | 83.6 | 83.6 | 83.6 | 83.6 | 83.6 | 83.6
2023 | US | NPCC | - | NPCC-New England | MW | Firm Exports |  | 0 | 0 | 0 | 0 | 0 | 0 | 0 | 0 | 0 | 0 | 0
2023 | US | NPCC | - | NPCC-New England | MW | Net Firm Capacity Transfers |  | 958.38 | 1264.132 | 1503.842 | 566.998 | 83.6 | 83.6 | 83.6 | 83.6 | 83.6 | 83.6 | 83.6
2023 | US | NPCC | - | NPCC-New England | MW | Expected Imports |  | 0 | 0 | 0 | 0 | 0 | 0 | 0 | 0 | 0 | 0 | 0
2023 | US | NPCC | - | NPCC-New England | MW | Expected Exports |  | 0 | 0 | 0 | 0 | 0 | 0 | 0 | 0 | 0 | 0 | 0
2023 | US | NPCC | - | NPCC-New England | MW | Net Expected Transfers |  | 0 | 0 | 0 | 0 | 0 | 0 | 0 | 0 | 0 | 0 | 0
2023 | US | NPCC | - | NPCC-New England | MW | Existing-Certain & Net Firm Transfers |  | 32753.33 | 31366.486 | 31505.034 | 30554.048 | 30070.65 | 30070.65 | 30070.65 | 30070.65 | 30070.65 | 30070.65 | 30070.65
2023 | US | NPCC | - | NPCC-New England | MW | Anticipated Resources |  | 32939.8763 | 32502.7137 | 32657.7107 | 32118.0447 | 31634.6467 | 31634.6467 | 31634.6467 | 31634.6467 | 31634.6467 | 31634.6467 | 31634.6467
2023 | US | NPCC | - | NPCC-New England | MW | Prospective Resources |  | 33641.4593 | 33906.4347 | 35829.7089 | 38896.6529 | 40810.6249 | 41052.4249 | 41052.4249 | 41052.4249 | 41052.4249 | 41052.4249 | 41052.4249
2023 | US | NPCC | - | NPCC-New England | MW | Existing-Certain and Net Firm Transfers Excess/Shortfall |  | 10625.8201 | 9300.2306 | 8658.8959 | 7443.9599 | 6382.1714 | 5702.82 | 4900.29 | 4198.65 | 3111.85 | 1608.03 | 292.4957
2023 | US | NPCC | - | NPCC-New England | MW | Anticipated Excess/Shortfall |  | 10812.3664 | 10436.4583 | 9811.5726 | 9007.9566 | 7946.1681 | 7266.8167 | 6464.2867 | 5762.6467 | 4675.8467 | 3172.0267 | 1856.4924
2023 | US | NPCC | - | NPCC-New England | MW | Prospective Excess/Shortfall |  | 11513.9494 | 11840.1793 | 12983.5708 | 15786.5648 | 17122.1463 | 16684.5949 | 15882.0649 | 15180.4249 | 14093.6249 | 12589.8049 | 11274.2706
2023 | US | NPCC | - | NPCC-New England | % | Existing-Certain and Net Firm Transfers Reserve Margin |  | 66.27% | 60.52% | 55.27% | 46.77% | 40.93% | 36.98% | 32.61% | 27.85% | 22.7% | 17.27% | 12.09%
2023 | US | NPCC | - | NPCC-New England | % | Anticipated Reserve Margin |  | 67.22% | 66.33% | 60.95% | 54.29% | 48.25% | 44.1% | 39.51% | 34.5% | 29.08% | 23.37% | 17.92%
2023 | US | NPCC | - | NPCC-New England | % | Prospective Reserve Margin |  | 70.78% | 73.51% | 76.59% | 86.85% | 91.26% | 87% | 81.04% | 74.54% | 67.51% | 60.1% | 53.03%
2023 | US | NPCC | - | NPCC-New England | % | Reference Margin Level |  | 12.33% | 12.92% | 12.6% | 11.02% | 11.02% | 11% | 11% | 10% | 10% | 11% | 11%
2023 | US | NPCC | - | NPCC-New York | MW | Energy Efficiency and Conservation |  | 310 | 684 | 1066 | 1441 | 1795 | 2148 | 2493 | 2857 | 3205 | 3563 | 3902
2023 | US | NPCC | - | NPCC-New York | MW | Total Installed Photovoltaic |  | 5234 | 6186 | 7097 | 7919 | 8625 | 9208 | 9670 | 10032 | 10360 | 10660 | 10936
2023 | US | NPCC | - | NPCC-New York | MW | Photovoltaic On-Peak |  | 0 | 0 | 0 | 0 | 0 | 0 | 0 | 0 | 0 | 0 | 0
2023 | US | NPCC | - | NPCC-New York | MW | Total Internal Demand |  | 24220 | 24530 | 25100 | 25700 | 26300 | 26990 | 27920 | 28970 | 30160 | 31530 | 32980
2023 | US | NPCC | - | NPCC-New York | MW | Controllable and Dispatchable Demand Response - Available |  | 563.1 | 563.1 | 563.1 | 563.1 | 563.1 | 563.1 | 563.1 | 563.1 | 563.1 | 563.1 | 563.1
2023 | US | NPCC | - | NPCC-New York | MW | Net Internal Demand |  | 23656.9 | 23966.9 | 24536.9 | 25136.9 | 25736.9 | 26426.9 | 27356.9 | 28406.9 | 29596.9 | 30966.9 | 32416.9
2023 | US | NPCC | - | NPCC-New York | MW | Behind the Meter Generation - Capacity |  | 0 | 0 | 0 | 0 | 0 | 0 | 0 | 0 | 0 | 0 | 0
2023 | US | NPCC | - | NPCC-New York | MW | Other Capacity Adjustments - Additions |  | 0 | 0 | 0 | 0 | 0 | 0 | 0 | 0 | 0 | 0 | 0
2023 | US | NPCC | - | NPCC-New York | MW | Other Capacity Adjustments - Reductions |  | 0 | 0 | 0 | 0 | 0 | 0 | 0 | 0 | 0 | 0 | 0
2023 | US | NPCC | - | NPCC-New York | MW | Confirmed Retirements |  | 849.8 | 849.8 | 884.4 | 884.4 | 884.4 | 884.4 | 884.4 | 884.4 | 884.4 | 884.4 | 884.4
2023 | US | NPCC | - | NPCC-New York | MW | Unconfirmed Retirements |  | 0 | 0 | 0 | 0 | 0 | 0 | 0 | 0 | 0 | 0 | 0
2023 | US | NPCC | - | NPCC-New York | MW | Scheduled Outages |  | 0 | 0 | 0 | 0 | 0 | 0 | 0 | 0 | 0 | 0 | 0
2023 | US | NPCC | - | NPCC-New York | MW | Transmission Limitations |  | 0 | 0 | 0 | 0 | 0 | 0 | 0 | 0 | 0 | 0 | 0
2023 | US | NPCC | - | NPCC-New York | MW | Existing-Certain |  | 37015.1 | 37015.1 | 36980.5 | 36980.5 | 36980.5 | 36980.5 | 36980.5 | 36980.5 | 36980.5 | 36980.5 | 36980.5
2023 | US | NPCC | - | NPCC-New York | MW | Existing-Other |  | 0 | 0 | 0 | 0 | 0 | 0 | 0 | 0 | 0 | 0 | 0
2023 | US | NPCC | - | NPCC-New York | MW | Additions - Tier 1 |  | 207 | 213.9 | 298.6 | 298.6 | 298.6 | 298.6 | 298.6 | 298.6 | 298.6 | 298.6 | 298.6
2023 | US | NPCC | - | NPCC-New York | MW | Additions - Tier 2 |  | 303.3 | 607 | 1593.9 | 3045.6 | 4067.3 | 4067.3 | 4067.3 | 4067.3 | 4067.3 | 4067.3 | 4067.3
2023 | US | NPCC | - | NPCC-New York | MW | Additions - Tier 3 |  | 3856.9 | 4303.7 | 6327.6 | 8906.5 | 10155.9 | 10155.9 | 10155.9 | 10155.9 | 10155.9 | 10155.9 | 10155.9
2023 | US | NPCC | - | NPCC-New York | MW | Firm Imports |  | 1588.58 | 1049.8 | 932.5 | 1079.5 | 1385.9 | 1385.9 | 1385.9 | 1385.9 | 1385.9 | 1385.9 | 1385.9
2023 | US | NPCC | - | NPCC-New York | MW | Firm Exports |  | 0 | 0 | 0 | 0 | 0 | 0 | 0 | 0 | 0 | 0 | 0
2023 | US | NPCC | - | NPCC-New York | MW | Net Firm Capacity Transfers |  | 1588.58 | 1049.8 | 932.5 | 1079.5 | 1385.9 | 1385.9 | 1385.9 | 1385.9 | 1385.9 | 1385.9 | 1385.9
2023 | US | NPCC | - | NPCC-New York | MW | Expected Imports |  | 0 | 0 | 0 | 0 | 0 | 0 | 0 | 0 | 0 | 0 | 0
2023 | US | NPCC | - | NPCC-New York | MW | Expected Exports |  | 0 | 0 | 0 | 0 | 0 | 0 | 0 | 0 | 0 | 0 | 0
2023 | US | NPCC | - | NPCC-New York | MW | Net Expected Transfers |  | 0 | 0 | 0 | 0 | 0 | 0 | 0 | 0 | 0 | 0 | 0
2023 | US | NPCC | - | NPCC-New York | MW | Existing-Certain & Net Firm Transfers |  | 38603.68 | 38064.9 | 37913 | 38060 | 38366.4 | 38366.4 | 38366.4 | 38366.4 | 38366.4 | 38366.4 | 38366.4
2023 | US | NPCC | - | NPCC-New York | MW | Anticipated Resources |  | 38810.68 | 38278.8 | 38211.6 | 38358.6 | 38665 | 38665 | 38665 | 38665 | 38665 | 38665 | 38665
2023 | US | NPCC | - | NPCC-New York | MW | Prospective Resources |  | 39113.98 | 38885.8 | 39805.5 | 41404.2 | 42732.3 | 42732.3 | 42732.3 | 42732.3 | 42732.3 | 42732.3 | 42732.3
2023 | US | NPCC | - | NPCC-New York | MW | Existing-Certain and Net Firm Transfers Excess/Shortfall |  | 11398.245 | 10502.965 | 9695.565 | 9152.565 | 8768.965 | 7975.465 | 6905.965 | 5698.465 | 4329.965 | 2754.465 | 1086.965
2023 | US | NPCC | - | NPCC-New York | MW | Anticipated Excess/Shortfall |  | 11605.245 | 10716.865 | 9994.165 | 9451.165 | 9067.565 | 8274.065 | 7204.565 | 5997.065 | 4628.565 | 3053.065 | 1385.565
2023 | US | NPCC | - | NPCC-New York | MW | Prospective Excess/Shortfall |  | 11908.545 | 11323.865 | 11588.065 | 12496.765 | 13134.865 | 12341.365 | 11271.865 | 10064.365 | 8695.865 | 7120.365 | 5452.865
2023 | US | NPCC | - | NPCC-New York | % | Existing-Certain and Net Firm Transfers Reserve Margin |  | 63.18% | 58.82% | 54.51% | 51.41% | 49.07% | 45.18% | 40.24% | 35.06% | 29.63% | 23.89% | 18.35%
2023 | US | NPCC | - | NPCC-New York | % | Anticipated Reserve Margin |  | 64.06% | 59.72% | 55.73% | 52.6% | 50.23% | 46.31% | 41.34% | 36.11% | 30.64% | 24.86% | 19.27%
2023 | US | NPCC | - | NPCC-New York | % | Prospective Reserve Margin |  | 65.34% | 62.25% | 62.23% | 64.71% | 66.04% | 61.7% | 56.2% | 50.43% | 44.38% | 37.99% | 31.82%
2023 | US | NPCC | - | NPCC-New York | % | Reference Margin Level |  | 15% | 15% | 15% | 15% | 15% | 15% | 15% | 15% | 15% | 15% | 15%
2023 | CA | NPCC | - | NPCC-Ontario | MW | Energy Efficiency and Conservation |  | 3707.3147 | 3795.5365 | 3900.4702 | 3989.5183 | 3989.4506 | 3963.993 | 3896.4201 | 3911.6429 | 4003.4223 | 4023.961 | 4053.0923
2023 | CA | NPCC | - | NPCC-Ontario | MW | Total Installed Photovoltaic |  | 2171.5586 | 2171.5586 | 2171.5586 | 2171.5586 | 2171.5586 | 2171.5586 | 2171.5586 | 2171.5586 | 2171.5586 | 2171.5586 | 2171.5586
2023 | CA | NPCC | - | NPCC-Ontario | MW | Photovoltaic On-Peak |  | 0.12298 | 0.11652 | 0.15668 | 0.1571 | 0.1571 | 0.11437 | 0.007336 | 0.0079208 | 0.0079208 | 0.0024776 | 0.0084283
2023 | CA | NPCC | - | NPCC-Ontario | MW | Total Internal Demand |  | 21963.2029 | 22832.7821 | 23135.1202 | 23723.4078 | 23551.0631 | 24242.7078 | 24840.1049 | 25280.1183 | 25271.4956 | 25671.3176 | 26315.6999
2023 | CA | NPCC | - | NPCC-Ontario | MW | Controllable and Dispatchable Demand Response - Available |  | 776.8694 | 634.9294 | 634.9294 | 634.9294 | 634.9294 | 634.9294 | 634.9294 | 634.9294 | 634.9294 | 634.9294 | 634.9294
2023 | CA | NPCC | - | NPCC-Ontario | MW | Net Internal Demand |  | 21186.3335 | 22197.8527 | 22500.1908 | 23088.4784 | 22916.1337 | 23607.7784 | 24205.1755 | 24645.1889 | 24636.5662 | 25036.3882 | 25680.7705
2023 | CA | NPCC | - | NPCC-Ontario | MW | Behind the Meter Generation - Capacity |  | 0 | 0 | 0 | 0 | 0 | 0 | 0 | 0 | 0 | 0 | 0
2023 | CA | NPCC | - | NPCC-Ontario | MW | Other Capacity Adjustments - Additions |  | 0 | 0 | 0 | 0 | 0 | 0 | 0 | 0 | 0 | 0 | 0
2023 | CA | NPCC | - | NPCC-Ontario | MW | Other Capacity Adjustments - Reductions |  | 0 | 0 | 0 | 0 | 0 | 0 | 0 | 0 | 0 | 0 | 0
2023 | CA | NPCC | - | NPCC-Ontario | MW | Confirmed Retirements |  | 0 | 1030 | 3094 | 3094 | 3094 | 3094 | 3094 | 3094 | 3094 | 3094 | 3094
2023 | CA | NPCC | - | NPCC-Ontario | MW | Unconfirmed Retirements |  | 0 | 0 | 2064 | 0 | 0 | 0 | 0 | 0 | 0 | 0 | 0
2023 | CA | NPCC | - | NPCC-Ontario | MW | Scheduled Outages |  | 0 | 0 | 0 | 0 | 0 | 0 | 0 | 0 | 0 | 0 | 0
2023 | CA | NPCC | - | NPCC-Ontario | MW | Transmission Limitations |  | 0 | 0 | 0 | 0 | 0 | 0 | 0 | 0 | 0 | 0 | 0
2023 | CA | NPCC | - | NPCC-Ontario | MW | Existing-Certain |  | 28545.9673 | 26731.9673 | 27771.8673 | 26587.8273 | 27371.8273 | 26551.8273 | 27365.3673 | 26545.3673 | 27365.3673 | 27365.3673 | 27365.3673
2023 | CA | NPCC | - | NPCC-Ontario | MW | Existing-Other |  | 0 | 0 | 0 | 0 | 0 | 0 | 0 | 0 | 0 | 0 | 0
2023 | CA | NPCC | - | NPCC-Ontario | MW | Additions - Tier 1 |  | 17.4 | 17.4 | 520.65 | 1679.1177 | 1679.1177 | 1679.1177 | 1961.1177 | 1961.1177 | 1961.1177 | 1961.1177 | 1961.1177
2023 | CA | NPCC | - | NPCC-Ontario | MW | Additions - Tier 2 |  | 0 | 0 | 0 | 0 | 0 | 0 | 0 | 0 | 0 | 0 | 0
2023 | CA | NPCC | - | NPCC-Ontario | MW | Additions - Tier 3 |  | 0 | 0 | 0 | 0 | 0 | 0 | 0 | 0 | 0 | 0 | 0
2023 | CA | NPCC | - | NPCC-Ontario | MW | Firm Imports |  | 17 | 0 | 0 | 0 | 0 | 0 | 0 | 0 | 0 | 0 | 0
2023 | CA | NPCC | - | NPCC-Ontario | MW | Firm Exports |  | 0 | 600 | 600 | 0 | 600 | 600 | 600 | 600 | 0 | 0 | 0
2023 | CA | NPCC | - | NPCC-Ontario | MW | Net Firm Capacity Transfers |  | 17 | -600 | -600 | 0 | -600 | -600 | -600 | -600 | 0 | 0 | 0
2023 | CA | NPCC | - | NPCC-Ontario | MW | Expected Imports |  | 240 | 240 | 240 | 240 | 240 | 240 | 240 | 240 | 240 | 240 | 240
2023 | CA | NPCC | - | NPCC-Ontario | MW | Expected Exports |  | 0 | 0 | 0 | 0 | 0 | 0 | 0 | 0 | 0 | 0 | 0
2023 | CA | NPCC | - | NPCC-Ontario | MW | Net Expected Transfers |  | 240 | 240 | 240 | 240 | 240 | 240 | 240 | 240 | 240 | 240 | 240
2023 | CA | NPCC | - | NPCC-Ontario | MW | Existing-Certain & Net Firm Transfers |  | 28562.9673 | 26131.9673 | 27171.8673 | 26587.8273 | 26771.8273 | 25951.8273 | 26765.3673 | 25945.3673 | 27365.3673 | 27365.3673 | 27365.3673
2023 | CA | NPCC | - | NPCC-Ontario | MW | Anticipated Resources |  | 28580.3673 | 26149.3673 | 27692.5173 | 28266.945 | 28450.945 | 27630.945 | 28726.485 | 27906.485 | 29326.485 | 29326.485 | 29326.485
2023 | CA | NPCC | - | NPCC-Ontario | MW | Prospective Resources |  | 28820.3673 | 26389.3673 | 25868.5173 | 28506.945 | 28690.945 | 27870.945 | 28966.485 | 28146.485 | 29566.485 | 29566.485 | 29566.485
2023 | CA | NPCC | - | NPCC-Ontario | MW | Existing-Certain and Net Firm Transfers Excess/Shortfall |  | 3479.6 | 1118.6 | 1914.75 | 555.9359 | -33.0641 | -1003.0641 | -872.0641 | -1815.0641 | -1919.0641 | -1113.0641 | -987.7347
2023 | CA | NPCC | - | NPCC-Ontario | MW | Anticipated Excess/Shortfall |  | 3497 | 1136 | 2435.4 | 2235.0536 | 1646.0536 | 676.0536 | 1089.0536 | 146.0536 | 42.0536 | 848.0536 | 973.383
2023 | CA | NPCC | - | NPCC-Ontario | MW | Prospective Excess/Shortfall |  | 3737 | 1376 | 611.4 | 2475.0536 | 1886.0536 | 916.0536 | 1329.0536 | 386.0536 | 282.0536 | 1088.0536 | 1213.383
2023 | CA | NPCC | - | NPCC-Ontario | % | Existing-Certain and Net Firm Transfers Reserve Margin |  | 34.82% | 17.72% | 20.76% | 15.16% | 16.83% | 9.929% | 10.58% | 5.276% | 11.08% | 9.302% | 6.56%
2023 | CA | NPCC | - | NPCC-Ontario | % | Anticipated Reserve Margin |  | 34.9% | 17.8% | 23.08% | 22.43% | 24.15% | 17.04% | 18.68% | 13.23% | 19.04% | 17.14% | 14.2%
2023 | CA | NPCC | - | NPCC-Ontario | % | Prospective Reserve Margin |  | 36.03% | 18.88% | 14.97% | 23.47% | 25.2% | 18.06% | 19.67% | 14.21% | 20.01% | 18.09% | 15.13%
2023 | CA | NPCC | - | NPCC-Ontario | % | Reference Margin Level |  | 18.39% | 12.68% | 12.25% | 12.75% | 16.97% | 14.18% | 14.18% | 12.64% | 18.87% | 13.75% | 10.41%
2023 | CA | NPCC | - | NPCC-Quebec | MW | Energy Efficiency and Conservation |  | 168 | 170 | 170 | 176 | 184 | 194 | 183 | 213 | 217 | 217 | 217
2023 | CA | NPCC | - | NPCC-Quebec | MW | Total Installed Photovoltaic |  | 34 | 62 | 97 | 139 | 189 | 248 | 316 | 394 | 485 | 592 | 718
2023 | CA | NPCC | - | NPCC-Quebec | MW | Photovoltaic On-Peak |  | 1 | 2 | 3 | 5 | 5 | 6 | 7 | 7 | 6 | 6 | 5
2023 | CA | NPCC | - | NPCC-Quebec | MW | Total Internal Demand |  | 40641.5105 | 41035.8443 | 41488.0996 | 41945.7663 | 42467.7994 | 43376.6079 | 44061.9786 | 44776.0235 | 45569.1749 | 46627.0243 | 47820.35
2023 | CA | NPCC | - | NPCC-Quebec | MW | Controllable and Dispatchable Demand Response - Available |  | 4268.8514 | 4451.5106 | 4732.183 | 4896.3284 | 5068.2638 | 5258.3049 | 5322.1527 | 5376.7558 | 5388.549 | 5388.549 | 5388.549
2023 | CA | NPCC | - | NPCC-Quebec | MW | Net Internal Demand |  | 36372.659 | 36584.3337 | 36755.9166 | 37049.4379 | 37399.5356 | 38118.303 | 38739.8259 | 39399.2676 | 40180.6259 | 41238.4753 | 42431.8009
2023 | CA | NPCC | - | NPCC-Quebec | MW | Behind the Meter Generation - Capacity |  | 0 | 0 | 0 | 0 | 0 | 0 | 0 | 0 | 0 | 0 | 0
2023 | CA | NPCC | - | NPCC-Quebec | MW | Other Capacity Adjustments - Additions |  | 0 | 0 | 0 | 0 | 0 | 0 | 0 | 0 | 0 | 0 | 0
2023 | CA | NPCC | - | NPCC-Quebec | MW | Other Capacity Adjustments - Reductions |  | 0 | 0 | 0 | 0 | 0 | 0 | 0 | 0 | 0 | 0 | 0
2023 | CA | NPCC | - | NPCC-Quebec | MW | Confirmed Retirements |  | 0 | 0 | 0 | 0 | 0 | 0 | 0 | 0 | 0 | 0 | 0
2023 | CA | NPCC | - | NPCC-Quebec | MW | Unconfirmed Retirements |  | 0 | 0 | 0 | 0 | 0 | 0 | 0 | 0 | 0 | 0 | 0
2023 | CA | NPCC | - | NPCC-Quebec | MW | Scheduled Outages |  | 0 | 0 | 0 | 0 | 0 | 0 | 0 | 0 | 0 | 0 | 0
2023 | CA | NPCC | - | NPCC-Quebec | MW | Transmission Limitations |  | 0 | 0 | 0 | 0 | 0 | 0 | 0 | 0 | 0 | 0 | 0
2023 | CA | NPCC | - | NPCC-Quebec | MW | Existing-Certain |  | 41237.8553 | 41545.1813 | 41556.4333 | 41391.4873 | 41385.0073 | 41338.3473 | 41278.7013 | 41282.0413 | 41221.8905 | 41059.5545 | 40676.5385
2023 | CA | NPCC | - | NPCC-Quebec | MW | Existing-Other |  | 0 | 0 | 0 | 0 | 0 | 0 | 0 | 0 | 0 | 0 | 0
2023 | CA | NPCC | - | NPCC-Quebec | MW | Additions - Tier 1 |  | 0 | 73.44 | 73.44 | 559.36 | 687.36 | 815.36 | 815.36 | 815.36 | 815.36 | 815.36 | 815.36
2023 | CA | NPCC | - | NPCC-Quebec | MW | Additions - Tier 2 |  | 0 | 0 | 0 | 0 | 0 | 0 | 0 | 0 | 0 | 0 | 0
2023 | CA | NPCC | - | NPCC-Quebec | MW | Additions - Tier 3 |  | 0 | 0 | 0 | 0 | 0 | 0 | 0 | 0 | 0 | 0 | 0
2023 | CA | NPCC | - | NPCC-Quebec | MW | Firm Imports |  | 0 | 600 | 600 | 0 | 600 | 600 | 600 | 600 | 0 | 0 | 0
2023 | CA | NPCC | - | NPCC-Quebec | MW | Firm Exports |  | 760 | 934 | 844.8 | 145 | 145 | 145 | 145 | 0 | 0 | 0 | 0
2023 | CA | NPCC | - | NPCC-Quebec | MW | Net Firm Capacity Transfers |  | -760 | -334 | -244.8 | -145 | 455 | 455 | 455 | 600 | 0 | 0 | 0
2023 | CA | NPCC | - | NPCC-Quebec | MW | Expected Imports |  | 1100 | 1100 | 1100 | 0 | 1100 | 1100 | 1100 | 1100 | 1100 | 1100 | 1100
2023 | CA | NPCC | - | NPCC-Quebec | MW | Expected Exports |  | 0 | 0 | 0 | 0 | 0 | 0 | 0 | 0 | 0 | 0 | 0
2023 | CA | NPCC | - | NPCC-Quebec | MW | Net Expected Transfers |  | 1100 | 1100 | 1100 | 0 | 1100 | 1100 | 1100 | 1100 | 1100 | 1100 | 1100
2023 | CA | NPCC | - | NPCC-Quebec | MW | Existing-Certain & Net Firm Transfers |  | 40477.8553 | 41211.1813 | 41311.6333 | 41246.4873 | 41840.0073 | 41793.3473 | 41733.7013 | 41882.0413 | 41221.8905 | 41059.5545 | 40676.5385
2023 | CA | NPCC | - | NPCC-Quebec | MW | Anticipated Resources |  | 40477.8553 | 41284.6213 | 41385.0733 | 41805.8473 | 42527.3673 | 42608.7073 | 42549.0613 | 42697.4013 | 42037.2505 | 41874.9145 | 41491.8985
2023 | CA | NPCC | - | NPCC-Quebec | MW | Prospective Resources |  | 41577.8553 | 42384.6213 | 42485.0733 | 41805.8473 | 43627.3673 | 43708.7073 | 43649.0613 | 43797.4013 | 43137.2505 | 42974.9145 | 42591.8985
2023 | CA | NPCC | - | NPCC-Quebec | MW | Existing-Certain and Net Firm Transfers Excess/Shortfall |  | 286.0671 | 785.4925 | 696.3454 | 306.8584 | 513.5204 | -327.3775 | -1073.8063 | -1654.1494 | -3177.7011 | -4508.9607 | -6210.6015
2023 | CA | NPCC | - | NPCC-Quebec | MW | Anticipated Excess/Shortfall |  | 286.0671 | 858.9325 | 769.7854 | 866.2184 | 1200.8804 | 487.9825 | -258.4463 | -838.7894 | -2362.3411 | -3693.6007 | -5395.2415
2023 | CA | NPCC | - | NPCC-Quebec | MW | Prospective Excess/Shortfall |  | 1386.0671 | 1958.9325 | 1869.7854 | 866.2184 | 2300.8804 | 1587.9825 | 841.5537 | 261.2106 | -1262.3411 | -2593.6007 | -4295.2415
2023 | CA | NPCC | - | NPCC-Quebec | % | Existing-Certain and Net Firm Transfers Reserve Margin |  | 11.29% | 12.65% | 12.39% | 11.33% | 11.87% | 9.641% | 7.728% | 6.302% | 2.591% | -0.4339% | -4.137%
2023 | CA | NPCC | - | NPCC-Quebec | % | Anticipated Reserve Margin |  | 11.29% | 12.85% | 12.59% | 12.84% | 13.71% | 11.78% | 9.833% | 8.371% | 4.621% | 1.543% | -2.215%
2023 | CA | NPCC | - | NPCC-Quebec | % | Prospective Reserve Margin |  | 14.31% | 15.85% | 15.59% | 12.84% | 16.65% | 14.67% | 12.67% | 11.16% | 7.358% | 4.211% | 0.3773%
2023 | CA | NPCC | - | NPCC-Quebec | % | Reference Margin Level |  | 10.5% | 10.5% | 10.5% | 10.5% | 10.5% | 10.5% | 10.5% | 10.5% | 10.5% | 10.5% | 10.5%
2023 | US | RF | - | PJM | MW | Energy Efficiency and Conservation |  | 0 | 0 | 0 | 0 | 0 | 0 | 0 | 0 | 0 | 0 | 0
2023 | US | RF | - | PJM | MW | Total Installed Photovoltaic |  | 7600 | 8602.6316 | 9384.2105 | 10107.8947 | 10618.4211 | 11013.1579 | 11478.9474 | 11755.2632 | 12173.6842 | 12139.4737 | 12131.5789
2023 | US | RF | - | PJM | MW | Photovoltaic On-Peak |  | 0 | 0 | 0 | 0 | 0 | 0 | 0 | 0 | 0 | 0 | 0
2023 | US | RF | - | PJM | MW | Total Internal Demand |  | 132667 | 133274 | 135094 | 136812 | 139262 | 139907 | 141280 | 142553 | 144378 | 144992 | 145978
2023 | US | RF | - | PJM | MW | Controllable and Dispatchable Demand Response - Available |  | 5189 | 5208 | 5253 | 5307 | 5357 | 5396 | 5426 | 5456 | 5484 | 5509 | 5534
2023 | US | RF | - | PJM | MW | Net Internal Demand |  | 127478 | 128066 | 129841 | 131505 | 133905 | 134511 | 135854 | 137097 | 138894 | 139483 | 140444
2023 | US | RF | - | PJM | MW | Behind the Meter Generation - Capacity |  | 0 | 0 | 0 | 0 | 0 | 0 | 0 | 0 | 0 | 0 | 0
2023 | US | RF | - | PJM | MW | Other Capacity Adjustments - Additions |  | 0 | 0 | 0 | 0 | 0 | 0 | 0 | 0 | 0 | 0 | 0
2023 | US | RF | - | PJM | MW | Other Capacity Adjustments - Reductions |  | 0 | 0 | 0 | 0 | 0 | 0 | 0 | 0 | 0 | 0 | 0
2023 | US | RF | - | PJM | MW | Confirmed Retirements |  | 6681.4 | 6853.1 | 8293.4 | 8703.4 | 8703.4 | 8703.4 | 8703.4 | 8703.4 | 8703.4 | 8703.4 | 8703.4
2023 | US | RF | - | PJM | MW | Unconfirmed Retirements |  | 0 | 0 | 0 | 0 | 0 | 0 | 0 | 0 | 0 | 0 | 0
2023 | US | RF | - | PJM | MW | Scheduled Outages |  | 0 | 0 | 0 | 0 | 0 | 0 | 0 | 0 | 0 | 0 | 0
2023 | US | RF | - | PJM | MW | Transmission Limitations |  | 0 | 0 | 0 | 0 | 0 | 0 | 0 | 0 | 0 | 0 | 0
2023 | US | RF | - | PJM | MW | Existing-Certain |  | 179932.3 | 180001.3 | 176609.4 | 176015.5 | 176013.1 | 176013.1 | 176013.1 | 176013.1 | 176013.1 | 176013.1 | 176013.1
2023 | US | RF | - | PJM | MW | Existing-Other |  | 0 | 0 | 0 | 0 | 0 | 0 | 0 | 0 | 0 | 0 | 0
2023 | US | RF | - | PJM | MW | Additions - Tier 1 |  | 0 | 6802.2682 | 9775.42 | 11270.52 | 11270.52 | 11270.52 | 11270.52 | 11270.52 | 11270.52 | 11270.52 | 11270.52
2023 | US | RF | - | PJM | MW | Additions - Tier 2 |  | 0 | 9372.77 | 47709.7487 | 61137.0087 | 71070.1867 | 76909.5067 | 79718.9067 | 81116.2067 | 81264.7067 | 83629.3067 | 83629.3067
2023 | US | RF | - | PJM | MW | Additions - Tier 3 |  | 0 | 0 | 0 | 0 | 0 | 0 | 0 | 0 | 0 | 0 | 0
2023 | US | RF | - | PJM | MW | Firm Imports |  | 1648 | 1723 | 2021 | 0 | 0 | 0 | 0 | 0 | 0 | 0 | 0
2023 | US | RF | - | PJM | MW | Firm Exports |  | 2520 | 2330 | 2126 | 0 | 0 | 0 | 0 | 0 | 0 | 0 | 0
2023 | US | RF | - | PJM | MW | Net Firm Capacity Transfers |  | -872 | -607 | -105 | 0 | 0 | 0 | 0 | 0 | 0 | 0 | 0
2023 | US | RF | - | PJM | MW | Expected Imports |  | 0 | 0 | 0 | 2021 | 2021 | 2021 | 2021 | 2021 | 2021 | 2021 | 2021
2023 | US | RF | - | PJM | MW | Expected Exports |  | 0 | 0 | 0 | 2126 | 2126 | 2126 | 2126 | 2126 | 2126 | 2126 | 2126
2023 | US | RF | - | PJM | MW | Net Expected Transfers |  | 0 | 0 | 0 | -105 | -105 | -105 | -105 | -105 | -105 | -105 | -105
2023 | US | RF | - | PJM | MW | Existing-Certain & Net Firm Transfers |  | 179060.3 | 179394.3 | 176504.4 | 176015.5 | 176013.1 | 176013.1 | 176013.1 | 176013.1 | 176013.1 | 176013.1 | 176013.1
2023 | US | RF | - | PJM | MW | Anticipated Resources |  | 179060.3 | 186196.5682 | 186279.82 | 187286.02 | 187283.62 | 187283.62 | 187283.62 | 187283.62 | 187283.62 | 187283.62 | 187283.62
2023 | US | RF | - | PJM | MW | Prospective Resources |  | 179060.3 | 195569.3382 | 233989.5687 | 248318.0287 | 258248.8067 | 264088.1267 | 266897.5267 | 268294.8267 | 268443.3267 | 270807.9267 | 270807.9267
2023 | US | RF | - | PJM | MW | Existing-Certain and Net Firm Transfers Excess/Shortfall |  | 32588.078 | 32374.532 | 27576.773 | 25179.265 | 22424.065 | 21728.983 | 20188.562 | 18762.841 | 16701.682 | 16026.099 | 14923.832
2023 | US | RF | - | PJM | MW | Anticipated Excess/Shortfall |  | 32588.078 | 39176.8002 | 37352.193 | 36449.785 | 33694.585 | 32999.503 | 31459.082 | 30033.361 | 27972.202 | 27296.619 | 26194.352
2023 | US | RF | - | PJM | MW | Prospective Excess/Shortfall |  | 32588.078 | 48549.5702 | 85061.9417 | 97481.7937 | 104659.7717 | 109804.0097 | 111072.9887 | 111044.5677 | 109131.9087 | 110820.9257 | 109718.6587
2023 | US | RF | - | PJM | % | Existing-Certain and Net Firm Transfers Reserve Margin |  | 40.46% | 40.08% | 35.94% | 33.85% | 31.45% | 30.85% | 29.56% | 28.39% | 26.72% | 26.19% | 25.33%
2023 | US | RF | - | PJM | % | Anticipated Reserve Margin |  | 40.46% | 45.39% | 43.47% | 42.42% | 39.86% | 39.23% | 37.86% | 36.61% | 34.84% | 34.27% | 33.35%
2023 | US | RF | - | PJM | % | Prospective Reserve Margin |  | 40.46% | 52.71% | 80.21% | 88.83% | 92.86% | 96.33% | 96.46% | 95.7% | 93.27% | 94.15% | 92.82%
2023 | US | RF | - | PJM | % | Reference Margin Level |  | 14.9% | 14.8% | 14.7% | 14.7% | 14.7% | 14.7% | 14.7% | 14.7% | 14.7% | 14.7% | 14.7%
2023 | US | SERC | - | SERC-C | MW | Energy Efficiency and Conservation |  | 460 | 548 | 610 | 751 | 842 | 871 | 943 | 1083 | 1061 | 1310 | 1372
2023 | US | SERC | - | SERC-C | MW | Total Installed Photovoltaic |  | 18 | 20 | 22 | 24 | 26 | 27 | 29 | 30 | 31 | 33 | 34
2023 | US | SERC | - | SERC-C | MW | Photovoltaic On-Peak |  | 0 | 0 | 0 | 0 | 0 | 0 | 0 | 0 | 0 | 0 | 0
2023 | US | SERC | - | SERC-C | MW | Total Internal Demand |  | 42282 | 42622 | 42711 | 42793 | 42843 | 42896 | 42963 | 42729 | 42840 | 42764 | 42690
2023 | US | SERC | - | SERC-C | MW | Controllable and Dispatchable Demand Response - Available |  | 1753 | 1694 | 1679 | 1684 | 1689 | 1689 | 1689 | 1689 | 1689 | 1689 | 1689
2023 | US | SERC | - | SERC-C | MW | Net Internal Demand |  | 40529 | 40928 | 41032 | 41109 | 41154 | 41207 | 41274 | 41040 | 41151 | 41075 | 41001
2023 | US | SERC | - | SERC-C | MW | Behind the Meter Generation - Capacity |  | 0 | 0 | 0 | 0 | 0 | 0 | 0 | 0 | 0 | 0 | 0
2023 | US | SERC | - | SERC-C | MW | Other Capacity Adjustments - Additions |  | 0 | 0 | 0 | 0 | 0 | 0 | 0 | 0 | 0 | 0 | 0
2023 | US | SERC | - | SERC-C | MW | Other Capacity Adjustments - Reductions |  | 0 | 0 | 0 | 0 | 0 | 0 | 0 | 0 | 0 | 0 | 0
2023 | US | SERC | - | SERC-C | MW | Confirmed Retirements |  | 803 | 1811 | 1811 | 3416 | 4155 | 5310 | 5350 | 5350 | 6322 | 6322 | 7429
2023 | US | SERC | - | SERC-C | MW | Unconfirmed Retirements |  | 0 | 0 | 0 | 0 | 0 | 0 | 0 | 0 | 0 | 0 | 0
2023 | US | SERC | - | SERC-C | MW | Scheduled Outages |  | 0 | 0 | 0 | 0 | 0 | 0 | 0 | 0 | 0 | 0 | 0
2023 | US | SERC | - | SERC-C | MW | Transmission Limitations |  | 0 | 0 | 0 | 0 | 0 | 0 | 0 | 0 | 0 | 0 | 0
2023 | US | SERC | - | SERC-C | MW | Existing-Certain |  | 50195.91 | 49435.91 | 48427.91 | 48427.91 | 46822.91 | 46083.91 | 44928.91 | 44888.91 | 44888.91 | 43916.91 | 43916.91
2023 | US | SERC | - | SERC-C | MW | Existing-Other |  | 1255.21 | 1255.21 | 1255.21 | 1255.21 | 1255.21 | 1255.21 | 1255.21 | 1255.21 | 1255.21 | 1255.21 | 1255.21
2023 | US | SERC | - | SERC-C | MW | Additions - Tier 1 |  | 1386 | 2097 | 2097 | 3545 | 5922 | 6834 | 6834 | 6834 | 8739 | 10125 | 10818
2023 | US | SERC | - | SERC-C | MW | Additions - Tier 2 |  | 20 | 20 | 70 | 70 | 70 | 70 | 70 | 70 | 70 | 70 | 70
2023 | US | SERC | - | SERC-C | MW | Additions - Tier 3 |  | 0 | 0 | 100 | 250 | 400 | 550 | 700 | 700 | 700 | 700 | 700
2023 | US | SERC | - | SERC-C | MW | Firm Imports |  | 2070 | 475 | 175 | 175 | 175 | 175 | 175 | 175 | 175 | 175 | 175
2023 | US | SERC | - | SERC-C | MW | Firm Exports |  | 925 | 925 | 925 | 925 | 925 | 925 | 925 | 925 | 925 | 925 | 925
2023 | US | SERC | - | SERC-C | MW | Net Firm Capacity Transfers |  | 1145 | -450 | -750 | -750 | -750 | -750 | -750 | -750 | -750 | -750 | -750
2023 | US | SERC | - | SERC-C | MW | Expected Imports |  | 0 | 0 | 0 | 0 | 0 | 0 | 0 | 0 | 0 | 0 | 0
2023 | US | SERC | - | SERC-C | MW | Expected Exports |  | 0 | 0 | 0 | 0 | 0 | 0 | 0 | 0 | 0 | 0 | 0
2023 | US | SERC | - | SERC-C | MW | Net Expected Transfers |  | 0 | 0 | 0 | 0 | 0 | 0 | 0 | 0 | 0 | 0 | 0
2023 | US | SERC | - | SERC-C | MW | Existing-Certain & Net Firm Transfers |  | 51340.91 | 48985.91 | 47677.91 | 47677.91 | 46072.91 | 45333.91 | 44178.91 | 44138.91 | 44138.91 | 43166.91 | 43166.91
2023 | US | SERC | - | SERC-C | MW | Anticipated Resources |  | 52726.91 | 51082.91 | 49774.91 | 51222.91 | 51994.91 | 52167.91 | 51012.91 | 50972.91 | 52877.91 | 53291.91 | 53984.91
2023 | US | SERC | - | SERC-C | MW | Prospective Resources |  | 54002.12 | 52358.12 | 51100.12 | 52548.12 | 53320.12 | 53493.12 | 52338.12 | 52298.12 | 54203.12 | 54617.12 | 55310.12
2023 | US | SERC | - | SERC-C | MW | Existing-Certain and Net Firm Transfers Excess/Shortfall |  | 4732.56 | 1918.71 | 491.11 | 402.56 | -1254.19 | -2054.14 | -3286.19 | -3057.09 | -3184.74 | -4069.34 | -3984.24
2023 | US | SERC | - | SERC-C | MW | Anticipated Excess/Shortfall |  | 6118.56 | 4015.71 | 2588.11 | 3947.56 | 4667.81 | 4779.86 | 3547.81 | 3776.91 | 5554.26 | 6055.66 | 6833.76
2023 | US | SERC | - | SERC-C | MW | Prospective Excess/Shortfall |  | 7393.77 | 5290.92 | 3913.32 | 5272.77 | 5993.02 | 6105.07 | 4873.02 | 5102.12 | 6879.47 | 7380.87 | 8158.97
2023 | US | SERC | - | SERC-C | % | Existing-Certain and Net Firm Transfers Reserve Margin |  | 26.68% | 19.69% | 16.2% | 15.98% | 11.95% | 10.02% | 7.038% | 7.551% | 7.261% | 5.093% | 5.283%
2023 | US | SERC | - | SERC-C | % | Anticipated Reserve Margin |  | 30.1% | 24.81% | 21.31% | 24.6% | 26.34% | 26.6% | 23.6% | 24.2% | 28.5% | 29.74% | 31.67%
2023 | US | SERC | - | SERC-C | % | Prospective Reserve Margin |  | 33.24% | 27.93% | 24.54% | 27.83% | 29.56% | 29.82% | 26.81% | 27.43% | 31.72% | 32.97% | 34.9%
2023 | US | SERC | - | SERC-C | % | Reference Margin Level |  | 15% | 15% | 15% | 15% | 15% | 15% | 15% | 15% | 15% | 15% | 15%
2023 | US | SERC | - | SERC-E | MW | Energy Efficiency and Conservation |  | 190 | 307 | 417 | 524 | 632 | 769 | 889 | 933 | 996 | 1043 | 1084
2023 | US | SERC | - | SERC-E | MW | Total Installed Photovoltaic |  | 771 | 915 | 1066 | 1202 | 1314 | 1433 | 1560 | 1692 | 1831 | 1971 | 2107
2023 | US | SERC | - | SERC-E | MW | Photovoltaic On-Peak |  | 43 | 52 | 62 | 71 | 78 | 86 | 94 | 103 | 112 | 120 | 129
2023 | US | SERC | - | SERC-E | MW | Total Internal Demand |  | 45044 | 45312 | 45509 | 45599 | 45697 | 46230 | 46323 | 46691 | 47162 | 47528 | 47908
2023 | US | SERC | - | SERC-E | MW | Controllable and Dispatchable Demand Response - Available |  | 912 | 891 | 896 | 900 | 906 | 906 | 907 | 908 | 909 | 910 | 911
2023 | US | SERC | - | SERC-E | MW | Net Internal Demand |  | 44132 | 44421 | 44613 | 44699 | 44791 | 45324 | 45416 | 45783 | 46253 | 46618 | 46997
2023 | US | SERC | - | SERC-E | MW | Behind the Meter Generation - Capacity |  | 0 | 0 | 0 | 0 | 0 | 0 | 0 | 0 | 0 | 0 | 0
2023 | US | SERC | - | SERC-E | MW | Other Capacity Adjustments - Additions |  | 0 | 0 | 0 | 0 | 0 | 0 | 0 | 0 | 0 | 0 | 0
2023 | US | SERC | - | SERC-E | MW | Other Capacity Adjustments - Reductions |  | 0 | 0 | 0 | 0 | 0 | 0 | 0 | 0 | 0 | 0 | 0
2023 | US | SERC | - | SERC-E | MW | Confirmed Retirements |  | 916 | 1342 | 1342 | 1342 | 2724 | 2724 | 2724 | 2724 | 2724 | 3777 | 3777
2023 | US | SERC | - | SERC-E | MW | Unconfirmed Retirements |  | 0 | 0 | 0 | 0 | 0 | 0 | 0 | 0 | 0 | 0 | 0
2023 | US | SERC | - | SERC-E | MW | Scheduled Outages |  | 0 | 0 | 0 | 0 | 0 | 0 | 0 | 0 | 0 | 0 | 0
2023 | US | SERC | - | SERC-E | MW | Transmission Limitations |  | 0 | 0 | 0 | 0 | 0 | 0 | 0 | 0 | 0 | 0 | 0
2023 | US | SERC | - | SERC-E | MW | Existing-Certain |  | 54228.88 | 54435.88 | 54095.38 | 54095.38 | 53863.38 | 52713.38 | 52713.38 | 52713.38 | 52733.38 | 51680.38 | 51680.38
2023 | US | SERC | - | SERC-E | MW | Existing-Other |  | 2.5 | 2.5 | 2.5 | 2.5 | 2.5 | 2.5 | 2.5 | 2.5 | 2.5 | 2.5 | 2.5
2023 | US | SERC | - | SERC-E | MW | Additions - Tier 1 |  | 55 | 512 | 1037 | 2343 | 2343 | 2343 | 2343 | 2343 | 2343 | 2343 | 2343
2023 | US | SERC | - | SERC-E | MW | Additions - Tier 2 |  | 0 | 0 | 0 | 0 | 0 | 0 | 0 | 0 | 0 | 0 | 0
2023 | US | SERC | - | SERC-E | MW | Additions - Tier 3 |  | 0 | 0 | 0 | 0 | 0 | 0 | 0 | 0 | 0 | 0 | 0
2023 | US | SERC | - | SERC-E | MW | Firm Imports |  | 889 | 889 | 889 | 889 | 889 | 889 | 889 | 889 | 889 | 889 | 889
2023 | US | SERC | - | SERC-E | MW | Firm Exports |  | 265 | 265 | 265 | 265 | 265 | 265 | 265 | 265 | 265 | 265 | 265
2023 | US | SERC | - | SERC-E | MW | Net Firm Capacity Transfers |  | 624 | 624 | 624 | 624 | 624 | 624 | 624 | 624 | 624 | 624 | 624
2023 | US | SERC | - | SERC-E | MW | Expected Imports |  | 0 | 0 | 0 | 0 | 0 | 0 | 0 | 0 | 0 | 0 | 0
2023 | US | SERC | - | SERC-E | MW | Expected Exports |  | 0 | 0 | 0 | 0 | 0 | 0 | 0 | 0 | 0 | 0 | 0
2023 | US | SERC | - | SERC-E | MW | Net Expected Transfers |  | 0 | 0 | 0 | 0 | 0 | 0 | 0 | 0 | 0 | 0 | 0
2023 | US | SERC | - | SERC-E | MW | Existing-Certain & Net Firm Transfers |  | 54852.88 | 55059.88 | 54719.38 | 54719.38 | 54487.38 | 53337.38 | 53337.38 | 53337.38 | 53357.38 | 52304.38 | 52304.38
2023 | US | SERC | - | SERC-E | MW | Anticipated Resources |  | 54907.88 | 55571.88 | 55756.38 | 57062.38 | 56830.38 | 55680.38 | 55680.38 | 55680.38 | 55700.38 | 54647.38 | 54647.38
2023 | US | SERC | - | SERC-E | MW | Prospective Resources |  | 54910.38 | 55574.38 | 55758.88 | 57064.88 | 56832.88 | 55682.88 | 55682.88 | 55682.88 | 55702.88 | 54649.88 | 54649.88
2023 | US | SERC | - | SERC-E | MW | Existing-Certain and Net Firm Transfers Excess/Shortfall |  | 4101.08 | 3975.73 | 3414.43 | 3315.53 | 2977.73 | 1214.78 | 1108.98 | 686.93 | 166.43 | -1306.32 | -1742.17
2023 | US | SERC | - | SERC-E | MW | Anticipated Excess/Shortfall |  | 4156.08 | 4487.73 | 4451.43 | 5658.53 | 5320.73 | 3557.78 | 3451.98 | 3029.93 | 2509.43 | 1036.68 | 600.83
2023 | US | SERC | - | SERC-E | MW | Prospective Excess/Shortfall |  | 4158.58 | 4490.23 | 4453.93 | 5661.03 | 5323.23 | 3560.28 | 3454.48 | 3032.43 | 2511.93 | 1039.18 | 603.33
2023 | US | SERC | - | SERC-E | % | Existing-Certain and Net Firm Transfers Reserve Margin |  | 24.29% | 23.95% | 22.65% | 22.42% | 21.65% | 17.68% | 17.44% | 16.5% | 15.36% | 12.2% | 11.29%
2023 | US | SERC | - | SERC-E | % | Anticipated Reserve Margin |  | 24.42% | 25.1% | 24.98% | 27.66% | 26.88% | 22.85% | 22.6% | 21.62% | 20.43% | 17.22% | 16.28%
2023 | US | SERC | - | SERC-E | % | Prospective Reserve Margin |  | 24.42% | 25.11% | 24.98% | 27.66% | 26.88% | 22.86% | 22.61% | 21.62% | 20.43% | 17.23% | 16.28%
2023 | US | SERC | - | SERC-E | % | Reference Margin Level |  | 15% | 15% | 15% | 15% | 15% | 15% | 15% | 15% | 15% | 15% | 15%
2023 | US | SERC | - | SERC-FP | MW | Energy Efficiency and Conservation |  | 142 | 166 | 194 | 224 | 255 | 286 | 312 | 338 | 364 | 388 | 413
2023 | US | SERC | - | SERC-FP | MW | Total Installed Photovoltaic |  | 1949 | 2466 | 3023 | 3614 | 4172 | 4777 | 5436 | 6084 | 6723 | 7276 | 7772
2023 | US | SERC | - | SERC-FP | MW | Photovoltaic On-Peak |  | 39 | 51 | 64 | 78 | 95 | 114 | 135 | 158 | 179 | 200 | 216
2023 | US | SERC | - | SERC-FP | MW | Total Internal Demand |  | 48470 | 48700 | 49340 | 49743 | 49581 | 50198 | 50761 | 51406 | 52106 | 52877 | 53435
2023 | US | SERC | - | SERC-FP | MW | Controllable and Dispatchable Demand Response - Available |  | 2753 | 2872 | 2905 | 2944 | 2985 | 3033 | 3083 | 3134 | 3185 | 3237 | 3289
2023 | US | SERC | - | SERC-FP | MW | Net Internal Demand |  | 45717 | 45828 | 46435 | 46799 | 46596 | 47165 | 47678 | 48272 | 48921 | 49640 | 50146
2023 | US | SERC | - | SERC-FP | MW | Behind the Meter Generation - Capacity |  | 0 | 0 | 0 | 0 | 0 | 0 | 0 | 0 | 0 | 0 | 0
2023 | US | SERC | - | SERC-FP | MW | Other Capacity Adjustments - Additions |  | 0 | 0 | 0 | 0 | 0 | 0 | 0 | 0 | 0 | 0 | 0
2023 | US | SERC | - | SERC-FP | MW | Other Capacity Adjustments - Reductions |  | 0 | 0 | 0 | 0 | 0 | 0 | 0 | 0 | 0 | 0 | 0
2023 | US | SERC | - | SERC-FP | MW | Confirmed Retirements |  | 1255.7 | 1892.79 | 2237.79 | 2734.69 | 5522.35 | 5522.35 | 5522.35 | 5522.35 | 5522.35 | 5522.35 | 5522.35
2023 | US | SERC | - | SERC-FP | MW | Unconfirmed Retirements |  | 0 | 0 | 0 | 0 | 0 | 0 | 0 | 0 | 0 | 0 | 0
2023 | US | SERC | - | SERC-FP | MW | Scheduled Outages |  | 0 | 0 | 0 | 0 | 0 | 0 | 0 | 0 | 0 | 0 | 0
2023 | US | SERC | - | SERC-FP | MW | Transmission Limitations |  | 0 | 0 | 0 | 0 | 0 | 0 | 0 | 0 | 0 | 0 | 0
2023 | US | SERC | - | SERC-FP | MW | Existing-Certain |  | 62678.61 | 62399.59 | 62721.97 | 62407.97 | 60835.03 | 59121.03 | 59121.03 | 59121.03 | 59121.03 | 59121.03 | 59121.03
2023 | US | SERC | - | SERC-FP | MW | Existing-Other |  | 1562.54 | 1562.54 | 1562.54 | 1562.54 | 1562.27 | 1562.27 | 1562.27 | 1562.27 | 1562.27 | 1562.27 | 1562.27
2023 | US | SERC | - | SERC-FP | MW | Additions - Tier 1 |  | 343.5 | 523.73 | 735.53 | 847.53 | 847.53 | 847.53 | 947.53 | 1584.53 | 2124.53 | 2964.53 | 2964.53
2023 | US | SERC | - | SERC-FP | MW | Additions - Tier 2 |  | 0 | 0 | 0 | 0 | 0 | 0 | 0 | 0 | 0 | 0 | 0
2023 | US | SERC | - | SERC-FP | MW | Additions - Tier 3 |  | 0 | 0 | 0 | 0 | 0 | 0 | 0 | 0 | 0 | 0 | 0
2023 | US | SERC | - | SERC-FP | MW | Firm Imports |  | 509 | 614 | 614 | 414 | 414 | 406 | 406 | 406 | 406 | 406 | 406
2023 | US | SERC | - | SERC-FP | MW | Firm Exports |  | 0 | 0 | 0 | 0 | 0 | 0 | 0 | 0 | 0 | 0 | 0
2023 | US | SERC | - | SERC-FP | MW | Net Firm Capacity Transfers |  | 509 | 614 | 614 | 414 | 414 | 406 | 406 | 406 | 406 | 406 | 406
2023 | US | SERC | - | SERC-FP | MW | Expected Imports |  | 0 | 0 | 0 | 0 | 0 | 0 | 0 | 0 | 0 | 0 | 0
2023 | US | SERC | - | SERC-FP | MW | Expected Exports |  | 0 | 0 | 0 | 0 | 0 | 0 | 0 | 0 | 0 | 0 | 0
2023 | US | SERC | - | SERC-FP | MW | Net Expected Transfers |  | 0 | 0 | 0 | 0 | 0 | 0 | 0 | 0 | 0 | 0 | 0
2023 | US | SERC | - | SERC-FP | MW | Existing-Certain & Net Firm Transfers |  | 63187.61 | 63013.59 | 63335.97 | 62821.97 | 61249.03 | 59527.03 | 59527.03 | 59527.03 | 59527.03 | 59527.03 | 59527.03
2023 | US | SERC | - | SERC-FP | MW | Anticipated Resources |  | 63531.11 | 63537.32 | 64071.5 | 63669.5 | 62096.56 | 60374.56 | 60474.56 | 61111.56 | 61651.56 | 62491.56 | 62491.56
2023 | US | SERC | - | SERC-FP | MW | Prospective Resources |  | 65093.65 | 65099.86 | 65634.04 | 65232.04 | 63658.83 | 61936.83 | 62036.83 | 62673.83 | 63213.83 | 64053.83 | 64053.83
2023 | US | SERC | - | SERC-FP | MW | Existing-Certain and Net Firm Transfers Excess/Shortfall |  | 10613.06 | 10311.39 | 9935.72 | 9003.12 | 7663.63 | 5287.28 | 4697.33 | 4014.23 | 3267.88 | 2441.03 | 1859.13
2023 | US | SERC | - | SERC-FP | MW | Anticipated Excess/Shortfall |  | 10956.56 | 10835.12 | 10671.25 | 9850.65 | 8511.16 | 6134.81 | 5644.86 | 5598.76 | 5392.41 | 5405.56 | 4823.66
2023 | US | SERC | - | SERC-FP | MW | Prospective Excess/Shortfall |  | 12519.1 | 12397.66 | 12233.79 | 11413.19 | 10073.43 | 7697.08 | 7207.13 | 7161.03 | 6954.68 | 6967.83 | 6385.93
2023 | US | SERC | - | SERC-FP | % | Existing-Certain and Net Firm Transfers Reserve Margin |  | 38.21% | 37.5% | 36.4% | 34.24% | 31.45% | 26.21% | 24.85% | 23.32% | 21.68% | 19.92% | 18.71%
2023 | US | SERC | - | SERC-FP | % | Anticipated Reserve Margin |  | 38.97% | 38.64% | 37.98% | 36.05% | 33.27% | 28.01% | 26.84% | 26.6% | 26.02% | 25.89% | 24.62%
2023 | US | SERC | - | SERC-FP | % | Prospective Reserve Margin |  | 42.38% | 42.05% | 41.35% | 39.39% | 36.62% | 31.32% | 30.12% | 29.83% | 29.22% | 29.04% | 27.73%
2023 | US | SERC | - | SERC-FP | % | Reference Margin Level |  | 15% | 15% | 15% | 15% | 15% | 15% | 15% | 15% | 15% | 15% | 15%
2023 | US | SERC | - | SERC-SE | MW | Energy Efficiency and Conservation |  | 0 | 0 | 0 | 0 | 0 | 0 | 0 | 0 | 0 | 0 | 0
2023 | US | SERC | - | SERC-SE | MW | Total Installed Photovoltaic |  | 0 | 0 | 0 | 0 | 0 | 0 | 0 | 0 | 0 | 0 | 0
2023 | US | SERC | - | SERC-SE | MW | Photovoltaic On-Peak |  | 0 | 0 | 0 | 0 | 0 | 0 | 0 | 0 | 0 | 0 | 0
2023 | US | SERC | - | SERC-SE | MW | Total Internal Demand |  | 45101 | 45506 | 44982 | 45652 | 46061 | 46446 | 46711 | 46959 | 47225 | 47520 | 47897
2023 | US | SERC | - | SERC-SE | MW | Controllable and Dispatchable Demand Response - Available |  | 2018 | 2075 | 2253 | 2348 | 2387 | 2290 | 2294 | 2293 | 2293 | 2293 | 2293
2023 | US | SERC | - | SERC-SE | MW | Net Internal Demand |  | 43083 | 43431 | 42729 | 43304 | 43674 | 44156 | 44417 | 44666 | 44932 | 45227 | 45604
2023 | US | SERC | - | SERC-SE | MW | Behind the Meter Generation - Capacity |  | 0 | 0 | 0 | 0 | 0 | 0 | 0 | 0 | 0 | 0 | 0
2023 | US | SERC | - | SERC-SE | MW | Other Capacity Adjustments - Additions |  | 0 | 0 | 0 | 0 | 0 | 0 | 0 | 0 | 0 | 0 | 0
2023 | US | SERC | - | SERC-SE | MW | Other Capacity Adjustments - Reductions |  | 0 | 0 | 0 | 0 | 0 | 0 | 0 | 0 | 0 | 0 | 0
2023 | US | SERC | - | SERC-SE | MW | Confirmed Retirements |  | 1864.6 | 1864.6 | 1864.6 | 1864.6 | 1864.6 | 1864.6 | 1864.6 | 1864.6 | 1864.6 | 1864.6 | 1864.6
2023 | US | SERC | - | SERC-SE | MW | Unconfirmed Retirements |  | 0 | 0 | 0 | 0 | 0 | 0 | 0 | 0 | 0 | 0 | 0
2023 | US | SERC | - | SERC-SE | MW | Scheduled Outages |  | 0 | 0 | 0 | 0 | 0 | 0 | 0 | 0 | 0 | 0 | 0
2023 | US | SERC | - | SERC-SE | MW | Transmission Limitations |  | 0 | 0 | 0 | 0 | 0 | 0 | 0 | 0 | 0 | 0 | 0
2023 | US | SERC | - | SERC-SE | MW | Existing-Certain |  | 60640.14 | 61444.14 | 61533.14 | 61533.14 | 61533.14 | 61533.14 | 61533.14 | 61533.14 | 61533.14 | 61533.14 | 61533.14
2023 | US | SERC | - | SERC-SE | MW | Existing-Other |  | 3090.49 | 3090.49 | 3090.49 | 3090.49 | 3090.49 | 3090.49 | 3090.49 | 3090.49 | 3090.49 | 3090.49 | 3090.49
2023 | US | SERC | - | SERC-SE | MW | Additions - Tier 1 |  | 1165 | 1165 | 1165 | 1430 | 1430 | 1430 | 1430 | 1430 | 1430 | 1430 | 1430
2023 | US | SERC | - | SERC-SE | MW | Additions - Tier 2 |  | 0 | 0 | 0 | 0 | 0 | 0 | 0 | 0 | 0 | 0 | 0
2023 | US | SERC | - | SERC-SE | MW | Additions - Tier 3 |  | 0 | 0 | 0 | 0 | 0 | 0 | 0 | 0 | 0 | 0 | 0
2023 | US | SERC | - | SERC-SE | MW | Firm Imports |  | 572 | 572 | 572 | 572 | 572 | 572 | 572 | 572 | 572 | 572 | 572
2023 | US | SERC | - | SERC-SE | MW | Firm Exports |  | 1387 | 1543 | 1043 | 1043 | 1043 | 1043 | 1043 | 828 | 828 | 828 | 828
2023 | US | SERC | - | SERC-SE | MW | Net Firm Capacity Transfers |  | -815 | -971 | -471 | -471 | -471 | -471 | -471 | -256 | -256 | -256 | -256
2023 | US | SERC | - | SERC-SE | MW | Expected Imports |  | 0 | 0 | 0 | 0 | 0 | 0 | 0 | 0 | 0 | 0 | 0
2023 | US | SERC | - | SERC-SE | MW | Expected Exports |  | 0 | 0 | 0 | 0 | 0 | 0 | 0 | 0 | 0 | 0 | 0
2023 | US | SERC | - | SERC-SE | MW | Net Expected Transfers |  | 0 | 0 | 0 | 0 | 0 | 0 | 0 | 0 | 0 | 0 | 0
2023 | US | SERC | - | SERC-SE | MW | Existing-Certain & Net Firm Transfers |  | 59825.14 | 60473.14 | 61062.14 | 61062.14 | 61062.14 | 61062.14 | 61062.14 | 61277.14 | 61277.14 | 61277.14 | 61277.14
2023 | US | SERC | - | SERC-SE | MW | Anticipated Resources |  | 60990.14 | 61638.14 | 62227.14 | 62492.14 | 62492.14 | 62492.14 | 62492.14 | 62707.14 | 62707.14 | 62707.14 | 62707.14
2023 | US | SERC | - | SERC-SE | MW | Prospective Resources |  | 64080.63 | 64728.63 | 65317.63 | 65582.63 | 65582.63 | 65582.63 | 65582.63 | 65797.63 | 65797.63 | 65797.63 | 65797.63
2023 | US | SERC | - | SERC-SE | MW | Existing-Certain and Net Firm Transfers Excess/Shortfall |  | 10279.69 | 10527.49 | 11923.79 | 11262.54 | 10837.04 | 10282.74 | 9982.59 | 9911.24 | 9605.34 | 9266.09 | 8832.54
2023 | US | SERC | - | SERC-SE | MW | Anticipated Excess/Shortfall |  | 11444.69 | 11692.49 | 13088.79 | 12692.54 | 12267.04 | 11712.74 | 11412.59 | 11341.24 | 11035.34 | 10696.09 | 10262.54
2023 | US | SERC | - | SERC-SE | MW | Prospective Excess/Shortfall |  | 14535.18 | 14782.98 | 16179.28 | 15783.03 | 15357.53 | 14803.23 | 14503.08 | 14431.73 | 14125.83 | 13786.58 | 13353.03
2023 | US | SERC | - | SERC-SE | % | Existing-Certain and Net Firm Transfers Reserve Margin |  | 38.86% | 39.24% | 42.91% | 41.01% | 39.81% | 38.29% | 37.47% | 37.19% | 36.38% | 35.49% | 34.37%
2023 | US | SERC | - | SERC-SE | % | Anticipated Reserve Margin |  | 41.56% | 41.92% | 45.63% | 44.31% | 43.09% | 41.53% | 40.69% | 40.39% | 39.56% | 38.65% | 37.5%
2023 | US | SERC | - | SERC-SE | % | Prospective Reserve Margin |  | 48.74% | 49.04% | 52.86% | 51.45% | 50.16% | 48.52% | 47.65% | 47.31% | 46.44% | 45.48% | 44.28%
2023 | US | SERC | - | SERC-SE | % | Reference Margin Level |  | 15% | 15% | 15% | 15% | 15% | 15% | 15% | 15% | 15% | 15% | 15%
2023 | US | MRO | - | SPP | MW | Energy Efficiency and Conservation |  | 24.37 | 33.283 | 43.902 | 52.441 | 63.907 | 73.933 | 84.751 | 92.616 | 102.315 | 103.927 | 103.576
2023 | US | MRO | - | SPP | MW | Total Installed Photovoltaic |  | 70.48 | 70.48 | 70.48 | 70.48 | 70.48 | 70.48 | 70.48 | 70.48 | 70.48 | 70.48 | 70.48
2023 | US | MRO | - | SPP | MW | Photovoltaic On-Peak |  | 37.06 | 37.08 | 37.1 | 37.12 | 37.14 | 37.16 | 37.18 | 37.2 | 37.22 | 37.22 | 37.22
2023 | US | MRO | - | SPP | MW | Total Internal Demand |  | 42659.8 | 43523.1 | 45083.0503 | 45981.0399 | 46448.1349 | 46649.3146 | 47679.2038 | 47961.0072 | 48243.317 | 48381.9904 | 48627.8708
2023 | US | MRO | - | SPP | MW | Controllable and Dispatchable Demand Response - Available |  | 277.8 | 330.6 | 322.9 | 516.1 | 529 | 528.6 | 556.2 | 556.7 | 556.3 | 759.2 | 758.8
2023 | US | MRO | - | SPP | MW | Net Internal Demand |  | 42382 | 43192.5 | 44760.1503 | 45464.9399 | 45919.1349 | 46120.7146 | 47123.0038 | 47404.3072 | 47687.017 | 47622.7904 | 47869.0708
2023 | US | MRO | - | SPP | MW | Behind the Meter Generation - Capacity |  | 0 | 0 | 0 | 0 | 0 | 0 | 0 | 0 | 0 | 0 | 0
2023 | US | MRO | - | SPP | MW | Other Capacity Adjustments - Additions |  | 0 | 0 | 0 | 0 | 0 | 0 | 0 | 0 | 0 | 0 | 0
2023 | US | MRO | - | SPP | MW | Other Capacity Adjustments - Reductions |  | 123.345 | 123.345 | 123.345 | 123.345 | 123.345 | 123.345 | 123.345 | 123.345 | 123.345 | 123.345 | 123.345
2023 | US | MRO | - | SPP | MW | Confirmed Retirements |  | 2203.367 | 2203.367 | 2203.367 | 2203.367 | 2203.367 | 2203.367 | 2203.367 | 2205.167 | 2245.967 | 2245.967 | 2245.967
2023 | US | MRO | - | SPP | MW | Unconfirmed Retirements |  | 765.888 | 971.788 | 1329.868 | 2259.768 | 3312.768 | 3312.768 | 3658.768 | 3671.768 | 3671.768 | 3775.768 | 3892.968
2023 | US | MRO | - | SPP | MW | Scheduled Outages |  | 43 | 43 | 43 | 43 | 43 | 492.5 | 503 | 43 | 503 | 43 | 43
2023 | US | MRO | - | SPP | MW | Transmission Limitations |  | 13.53 | 5.67 | 4.93 | 4.2 | 4.2 | 4.2 | 4.2 | 4.2 | 4.2 | 4.2 | 4.2
2023 | US | MRO | - | SPP | MW | Existing-Certain |  | 66466.5516 | 66474.4116 | 66475.1516 | 66475.8816 | 66475.8816 | 66026.3816 | 66015.8816 | 66475.8816 | 66015.8816 | 66475.8816 | 66475.8816
2023 | US | MRO | - | SPP | MW | Existing-Other |  | 0 | 0 | 0 | 0 | 0 | 0 | 0 | 0 | 0 | 0 | 0
2023 | US | MRO | - | SPP | MW | Additions - Tier 1 |  | 19.4 | 709.8 | 1293.8 | 1293.8 | 1293.8 | 1293.8 | 1293.8 | 1293.8 | 1293.8 | 1293.8 | 1293.8
2023 | US | MRO | - | SPP | MW | Additions - Tier 2 |  | 0 | 0 | 0 | 2436 | 2436 | 2436 | 7386 | 7386 | 7386 | 7386 | 7386
2023 | US | MRO | - | SPP | MW | Additions - Tier 3 |  | 0 | 0 | 0 | 4044 | 4044 | 4044 | 4044 | 4044 | 4044 | 4044 | 4044
2023 | US | MRO | - | SPP | MW | Firm Imports |  | 1175.2736 | 1219.8983 | 1239.6983 | 1259.3983 | 1151.6983 | 1156.3983 | 1156.1983 | 1155.8983 | 1155.6983 | 1153.3983 | 1153.1983
2023 | US | MRO | - | SPP | MW | Firm Exports |  | 1672.834 | 1647.834 | 1647.834 | 1647.834 | 1649.674 | 1649.674 | 1649.674 | 1579.674 | 1579.674 | 1579.674 | 1579.674
2023 | US | MRO | - | SPP | MW | Net Firm Capacity Transfers |  | -497.5604 | -427.9357 | -408.1356 | -388.4357 | -497.9756 | -493.2756 | -493.4756 | -423.7756 | -423.9756 | -426.2756 | -426.4756
2023 | US | MRO | - | SPP | MW | Expected Imports |  | 0 | 0 | 0 | 0 | 0 | 0 | 0 | 0 | 0 | 0 | 0
2023 | US | MRO | - | SPP | MW | Expected Exports |  | 46 | 46 | 46 | 46 | 46 | 46 | 46 | 46 | 46 | 46 | 46
2023 | US | MRO | - | SPP | MW | Net Expected Transfers |  | -46 | -46 | -46 | -46 | -46 | -46 | -46 | -46 | -46 | -46 | -46
2023 | US | MRO | - | SPP | MW | Existing-Certain & Net Firm Transfers |  | 65968.9912 | 66046.476 | 66067.016 | 66087.446 | 65977.906 | 65533.106 | 65522.406 | 66052.106 | 65591.906 | 66049.606 | 66049.406
2023 | US | MRO | - | SPP | MW | Anticipated Resources |  | 65988.3912 | 66756.276 | 67360.816 | 67381.246 | 67271.706 | 66826.906 | 66816.206 | 67345.906 | 66885.706 | 67343.406 | 67343.206
2023 | US | MRO | - | SPP | MW | Prospective Resources |  | 65176.5032 | 65738.488 | 65984.948 | 67511.478 | 66348.938 | 65904.138 | 70497.438 | 71014.138 | 70553.938 | 70907.638 | 70790.238
2023 | US | MRO | - | SPP | MW | Existing-Certain and Net Firm Transfers Excess/Shortfall |  | 15534.4112 | 14647.401 | 12802.4371 | 11984.1674 | 11334.1355 | 10649.4556 | 9446.0315 | 9640.9804 | 8844.3558 | 9378.4853 | 9085.2117
2023 | US | MRO | - | SPP | MW | Anticipated Excess/Shortfall |  | 15553.8112 | 15357.201 | 14096.2371 | 13277.9674 | 12627.9355 | 11943.2556 | 10739.8315 | 10934.7804 | 10138.1558 | 10672.2853 | 10379.0117
2023 | US | MRO | - | SPP | MW | Prospective Excess/Shortfall |  | 14741.9232 | 14339.413 | 12720.3691 | 13408.1994 | 11705.1675 | 11020.4876 | 14421.0635 | 14603.0124 | 13806.3878 | 14236.5173 | 13826.0437
2023 | US | MRO | - | SPP | % | Existing-Certain and Net Firm Transfers Reserve Margin |  | 55.65% | 52.91% | 47.6% | 45.36% | 43.68% | 42.09% | 39.05% | 39.34% | 37.55% | 38.69% | 37.98%
2023 | US | MRO | - | SPP | % | Anticipated Reserve Margin |  | 55.7% | 54.56% | 50.49% | 48.2% | 46.5% | 44.9% | 41.79% | 42.07% | 40.26% | 41.41% | 40.68%
2023 | US | MRO | - | SPP | % | Prospective Reserve Margin |  | 53.78% | 52.2% | 47.42% | 48.49% | 44.49% | 42.89% | 49.6% | 49.81% | 47.95% | 48.89% | 47.88%
2023 | US | MRO | - | SPP | % | Reference Margin Level |  | 19% | 19% | 19% | 19% | 19% | 19% | 19% | 19% | 19% | 19% | 19%
2023 | US | TRE-ERCOT | - | TRE-ERCOT | MW | Energy Efficiency and Conservation |  | 2932.6053 | 3310.5748 | 3687.4731 | 4064.3713 | 4441.2696 | 4818.1679 | 5195.0661 | 5571.9644 | 5948.8626 | 6325.7609 | 6702.6591
2023 | US | TRE-ERCOT | - | TRE-ERCOT | MW | Total Installed Photovoltaic |  | 2531.2369 | 3031.2369 | 3531.2369 | 4031.2369 | 4531.2369 | 5031.2369 | 5531.2369 | 6031.2369 | 6531.2369 | 7031.2369 | 7531.2369
2023 | US | TRE-ERCOT | - | TRE-ERCOT | MW | Photovoltaic On-Peak |  | 0 | 0 | 0 | 0 | 0 | 0 | 0 | 0 | 0 | 0 | 0
2023 | US | TRE-ERCOT | - | TRE-ERCOT | MW | Total Internal Demand |  | 69319 | 71474 | 73190 | 74900 | 75843 | 76634 | 77397 | 78117 | 78794 | 79456.0906 | 80091.621
2023 | US | TRE-ERCOT | - | TRE-ERCOT | MW | Controllable and Dispatchable Demand Response - Available |  | 3211 | 3275 | 3275 | 3275 | 3275 | 3275 | 3275 | 3275 | 3275 | 3275 | 3275
2023 | US | TRE-ERCOT | - | TRE-ERCOT | MW | Net Internal Demand |  | 66108 | 68199 | 69915 | 71625 | 72568 | 73359 | 74122 | 74842 | 75519 | 76181.0906 | 76816.621
2023 | US | TRE-ERCOT | - | TRE-ERCOT | MW | Behind the Meter Generation - Capacity |  | 3348 | 3578.925 | 3578.925 | 3578.925 | 3573.925 | 3573.925 | 3573.925 | 3573.925 | 3573.925 | 3573.925 | 3573.925
2023 | US | TRE-ERCOT | - | TRE-ERCOT | MW | Other Capacity Adjustments - Additions |  | 0 | 0 | 0 | 0 | 0 | 0 | 0 | 0 | 0 | 0 | 0
2023 | US | TRE-ERCOT | - | TRE-ERCOT | MW | Other Capacity Adjustments - Reductions |  | 0 | 0 | 0 | 0 | 0 | 0 | 0 | 0 | 0 | 0 | 0
2023 | US | TRE-ERCOT | - | TRE-ERCOT | MW | Confirmed Retirements |  | 0 | 0 | 0 | 0 | 0 | 0 | 0 | 0 | 0 | 0 | 0
2023 | US | TRE-ERCOT | - | TRE-ERCOT | MW | Unconfirmed Retirements |  | 0 | 0 | 0 | 0 | 0 | 0 | 0 | 0 | 0 | 0 | 0
2023 | US | TRE-ERCOT | - | TRE-ERCOT | MW | Scheduled Outages |  | 0 | 0 | 0 | 0 | 0 | 0 | 0 | 0 | 0 | 0 | 0
2023 | US | TRE-ERCOT | - | TRE-ERCOT | MW | Transmission Limitations |  | 0 | 0 | 0 | 0 | 0 | 0 | 0 | 0 | 0 | 0 | 0
2023 | US | TRE-ERCOT | - | TRE-ERCOT | MW | Existing-Certain |  | 90359.098 | 90590.023 | 90590.023 | 90590.023 | 90770.023 | 90770.023 | 90770.023 | 90770.023 | 90770.023 | 90770.023 | 90770.023
2023 | US | TRE-ERCOT | - | TRE-ERCOT | MW | Existing-Other |  | 828.5 | 828.5 | 828.5 | 828.5 | 828.5 | 828.5 | 828.5 | 828.5 | 828.5 | 828.5 | 828.5
2023 | US | TRE-ERCOT | - | TRE-ERCOT | MW | Additions - Tier 1 |  | 962.4956 | 5139.7468 | 7113.9298 | 7434.3978 | 7462.3978 | 7462.3978 | 7462.3978 | 7462.3978 | 7462.3978 | 7462.3978 | 7462.3978
2023 | US | TRE-ERCOT | - | TRE-ERCOT | MW | Additions - Tier 2 |  | 18830.3908 | 18830.3908 | 18830.3908 | 18830.3908 | 18830.3908 | 18830.3908 | 18830.3908 | 18830.3908 | 18830.3908 | 18830.3908 | 18830.3908
2023 | US | TRE-ERCOT | - | TRE-ERCOT | MW | Additions - Tier 3 |  | 5716.168 | 6168.736 | 8146.4796 | 11085.6436 | 12092.356 | 12122.4028 | 12192.988 | 12192.988 | 12192.988 | 12192.988 | 12192.988
2023 | US | TRE-ERCOT | - | TRE-ERCOT | MW | Firm Imports |  | 50 | 50 | 50 | 50 | 50 | 50 | 50 | 50 | 50 | 50 | 50
2023 | US | TRE-ERCOT | - | TRE-ERCOT | MW | Firm Exports |  | 30 | 30 | 30 | 30 | 30 | 30 | 30 | 30 | 30 | 30 | 30
2023 | US | TRE-ERCOT | - | TRE-ERCOT | MW | Net Firm Capacity Transfers |  | 20 | 20 | 20 | 20 | 20 | 20 | 20 | 20 | 20 | 20 | 20
2023 | US | TRE-ERCOT | - | TRE-ERCOT | MW | Expected Imports |  | 568 | 568 | 568 | 568 | 568 | 568 | 568 | 568 | 568 | 568 | 568
2023 | US | TRE-ERCOT | - | TRE-ERCOT | MW | Expected Exports |  | 0 | 0 | 0 | 0 | 0 | 0 | 0 | 0 | 0 | 0 | 0
2023 | US | TRE-ERCOT | - | TRE-ERCOT | MW | Net Expected Transfers |  | 568 | 568 | 568 | 568 | 568 | 568 | 568 | 568 | 568 | 568 | 568
2023 | US | TRE-ERCOT | - | TRE-ERCOT | MW | Existing-Certain & Net Firm Transfers |  | 90379.098 | 90610.023 | 90610.023 | 90610.023 | 90790.023 | 90790.023 | 90790.023 | 90790.023 | 90790.023 | 90790.023 | 90790.023
2023 | US | TRE-ERCOT | - | TRE-ERCOT | MW | Anticipated Resources |  | 91341.5936 | 95749.7698 | 97723.9528 | 98044.4208 | 98252.4208 | 98252.4208 | 98252.4208 | 98252.4208 | 98252.4208 | 98252.4208 | 98252.4208
2023 | US | TRE-ERCOT | - | TRE-ERCOT | MW | Prospective Resources |  | 111568.4844 | 115976.6606 | 117950.8436 | 118271.3116 | 118479.3116 | 118479.3116 | 118479.3116 | 118479.3116 | 118479.3116 | 118479.3116 | 118479.3116
2023 | US | TRE-ERCOT | - | TRE-ERCOT | MW | Existing-Certain and Net Firm Transfers Excess/Shortfall |  | 15181.248 | 13033.6605 | 11081.7105 | 9136.5855 | 8243.923 | 7344.1605 | 6476.248 | 5657.248 | 4887.1605 | 4134.0324 | 3411.1167
2023 | US | TRE-ERCOT | - | TRE-ERCOT | MW | Anticipated Excess/Shortfall |  | 16143.7436 | 18173.4073 | 18195.6403 | 16570.9833 | 15706.3208 | 14806.5583 | 13938.6458 | 13119.6458 | 12349.5583 | 11596.4302 | 10873.5145
2023 | US | TRE-ERCOT | - | TRE-ERCOT | MW | Prospective Excess/Shortfall |  | 36370.6344 | 38400.2981 | 38422.5311 | 36797.8741 | 35933.2116 | 35033.4491 | 34165.5366 | 33346.5366 | 32576.4491 | 31823.321 | 31100.4053
2023 | US | TRE-ERCOT | - | TRE-ERCOT | % | Existing-Certain and Net Firm Transfers Reserve Margin |  | 36.71% | 32.86% | 29.6% | 26.51% | 25.11% | 23.76% | 22.49% | 21.31% | 20.22% | 19.18% | 18.19%
2023 | US | TRE-ERCOT | - | TRE-ERCOT | % | Anticipated Reserve Margin |  | 38.17% | 40.4% | 39.78% | 36.89% | 35.39% | 33.93% | 32.56% | 31.28% | 30.1% | 28.97% | 27.91%
2023 | US | TRE-ERCOT | - | TRE-ERCOT | % | Prospective Reserve Margin |  | 68.77% | 70.06% | 68.71% | 65.13% | 63.27% | 61.51% | 59.84% | 58.31% | 56.89% | 55.52% | 54.24%
2023 | US | TRE-ERCOT | - | TRE-ERCOT | % | Reference Margin Level |  | 13.75% | 13.75% | 13.75% | 13.75% | 13.75% | 13.75% | 13.75% | 13.75% | 13.75% | 13.75% | 13.75%
2023 | CA | WECC | - | WECC-AB | MW | Energy Efficiency and Conservation |  | 0 | 0 | 0 | 0 | 0 | 0 | 0 | 0 | 0 | 0 | 0
2023 | CA | WECC | - | WECC-AB | MW | Total Installed Photovoltaic |  | 128 | 142 | 155 | 192 | 228 | 264 | 300 | 336 | 396 | 456 | 517
2023 | CA | WECC | - | WECC-AB | MW | Photovoltaic On-Peak |  | 0 | 0 | 0 | 0 | 0 | 0 | 0 | 0 | 0 | 0 | 0
2023 | CA | WECC | - | WECC-AB | MW | Total Internal Demand |  | 11961.1208 | 12064.8379 | 12064.8379 | 12154.3441 | 12256.875 | 12373.2441 | 12362.0829 | 12413.3697 | 12547.8723 | 12621.9433 | 12689.1264
2023 | CA | WECC | - | WECC-AB | MW | Controllable and Dispatchable Demand Response - Available |  | 0 | 0 | 0 | 0 | 0 | 0 | 0 | 0 | 0 | 0 | 0
2023 | CA | WECC | - | WECC-AB | MW | Net Internal Demand |  | 11961.1208 | 12064.8379 | 12064.8379 | 12154.3441 | 12256.875 | 12373.2441 | 12362.0829 | 12413.3697 | 12547.8723 | 12621.9433 | 12689.1264
2023 | CA | WECC | - | WECC-AB | MW | Behind the Meter Generation - Capacity |  | 0 | 0 | 0 | 0 | 0 | 0 | 0 | 0 | 0 | 0 | 0
2023 | CA | WECC | - | WECC-AB | MW | Other Capacity Adjustments - Additions |  | 0 | 0 | 0 | 0 | 0 | 0 | 0 | 0 | 0 | 0 | 0
2023 | CA | WECC | - | WECC-AB | MW | Other Capacity Adjustments - Reductions |  | 0 | 0 | 0 | 0 | 0 | 0 | 0 | 0 | 0 | 0 | 0
2023 | CA | WECC | - | WECC-AB | MW | Confirmed Retirements |  | 262.8 | 262.8 | 262.8 | 262.8 | 262.8 | 262.8 | 262.8 | 262.8 | 262.8 | 262.8 | 262.8
2023 | CA | WECC | - | WECC-AB | MW | Unconfirmed Retirements |  | 0 | 0 | 0 | 0 | 0 | 0 | 0 | 0 | 0 | 0 | 0
2023 | CA | WECC | - | WECC-AB | MW | Scheduled Outages |  | 0 | 0 | 0 | 0 | 0 | 0 | 0 | 0 | 0 | 0 | 0
2023 | CA | WECC | - | WECC-AB | MW | Transmission Limitations |  | 0 | 0 | 0 | 0 | 0 | 0 | 0 | 0 | 0 | 0 | 0
2023 | CA | WECC | - | WECC-AB | MW | Existing-Certain |  | 13694.1582 | 13694.1582 | 13694.1582 | 13694.1582 | 13694.1582 | 13434.8903 | 13686.9178 | 13686.9178 | 13686.9178 | 13686.9178 | 13686.9178
2023 | CA | WECC | - | WECC-AB | MW | Existing-Other |  | 0 | 0 | 0 | 0 | 0 | 0 | 0 | 0 | 0 | 0 | 0
2023 | CA | WECC | - | WECC-AB | MW | Additions - Tier 1 |  | 1510.7224 | 2579.1722 | 2579.1722 | 2579.1722 | 2579.1722 | 2436.987 | 2578.1042 | 2578.1042 | 2578.1042 | 2578.1042 | 2578.1042
2023 | CA | WECC | - | WECC-AB | MW | Additions - Tier 2 |  | 0 | 0 | 0 | 0 | 0 | 0 | 0 | 0 | 0 | 0 | 0
2023 | CA | WECC | - | WECC-AB | MW | Additions - Tier 3 |  | 769.6441 | 1349.8301 | 1771.3564 | 2087.9923 | 2215.7927 | 2187.1682 | 2432.876 | 2525.176 | 2578.8285 | 2646.7142 | 2700.3668
2023 | CA | WECC | - | WECC-AB | MW | Firm Imports |  | 0 | 0 | 0 | 0 | 0 | 0 | 0 | 0 | 0 | 0 | 0
2023 | CA | WECC | - | WECC-AB | MW | Firm Exports |  | 0 | 0 | 0 | 0 | 0 | 0 | 0 | 0 | 0 | 0 | 0
2023 | CA | WECC | - | WECC-AB | MW | Net Firm Capacity Transfers |  | 0 | 0 | 0 | 0 | 0 | 0 | 0 | 0 | 0 | 0 | 0
2023 | CA | WECC | - | WECC-AB | MW | Expected Imports |  | 0 | 0 | 0 | 0 | 0 | 0 | 0 | 0 | 0 | 0 | 0
2023 | CA | WECC | - | WECC-AB | MW | Expected Exports |  | 0 | 0 | 0 | 0 | 0 | 0 | 0 | 0 | 0 | 0 | 0
2023 | CA | WECC | - | WECC-AB | MW | Net Expected Transfers |  | 0 | 0 | 0 | 0 | 0 | 0 | 0 | 0 | 0 | 0 | 0
2023 | CA | WECC | - | WECC-AB | MW | Existing-Certain & Net Firm Transfers |  | 13694.1582 | 13694.1582 | 13694.1582 | 13694.1582 | 13694.1582 | 13434.8903 | 13686.9178 | 13686.9178 | 13686.9178 | 13686.9178 | 13686.9178
2023 | CA | WECC | - | WECC-AB | MW | Anticipated Resources |  | 15204.8806 | 16273.3304 | 16273.3304 | 16273.3304 | 16273.3304 | 15871.8773 | 16265.022 | 16265.022 | 16265.022 | 16265.022 | 16265.022
2023 | CA | WECC | - | WECC-AB | MW | Prospective Resources |  | 15204.8806 | 16273.3304 | 16273.3304 | 16273.3304 | 16273.3304 | 15871.8773 | 16265.022 | 16265.022 | 16265.022 | 16265.022 | 16265.022
2023 | CA | WECC | - | WECC-AB | MW | Existing-Certain and Net Firm Transfers Excess/Shortfall |  | 91.9541 | -48.7237 | -38.2497 | -120.3471 | -227.3595 | -406.7471 | -336.7177 | -386.623 | -522.3005 | -589.5363 | -658.5349
2023 | CA | WECC | - | WECC-AB | MW | Anticipated Excess/Shortfall |  | 1602.6765 | 2530.4485 | 2540.9225 | 2458.8251 | 2351.8127 | 2030.2398 | 2241.3865 | 2191.4812 | 2055.8037 | 1988.5679 | 1919.5693
2023 | CA | WECC | - | WECC-AB | MW | Prospective Excess/Shortfall |  | 1602.6765 | 2530.4485 | 2540.9225 | 2458.8251 | 2351.8127 | 2030.2398 | 2241.3865 | 2191.4812 | 2055.8037 | 1988.5679 | 1919.5693
2023 | CA | WECC | - | WECC-AB | % | Existing-Certain and Net Firm Transfers Reserve Margin |  | 14.49% | 13.5% | 13.5% | 12.67% | 11.73% | 8.58% | 10.72% | 10.26% | 9.078% | 8.437% | 7.863%
2023 | CA | WECC | - | WECC-AB | % | Anticipated Reserve Margin |  | 27.12% | 34.88% | 34.88% | 33.89% | 32.77% | 28.28% | 31.57% | 31.03% | 29.62% | 28.86% | 28.18%
2023 | CA | WECC | - | WECC-AB | % | Prospective Reserve Margin |  | 27.12% | 34.88% | 34.88% | 33.89% | 32.77% | 28.28% | 31.57% | 31.03% | 29.62% | 28.86% | 28.18%
2023 | CA | WECC | - | WECC-AB | % | Reference Margin Level |  | 13.72% | 13.91% | 13.82% | 13.66% | 13.58% | 11.87% | 13.44% | 13.37% | 13.24% | 13.11% | 13.05%
2023 | CA | WECC | - | WECC-BC | MW | Energy Efficiency and Conservation |  | 0 | 0 | 0 | 0 | 0 | 0 | 0 | 0 | 0 | 0 | 0
2023 | CA | WECC | - | WECC-BC | MW | Total Installed Photovoltaic |  | 0 | 0 | 0 | 0 | 0 | 0 | 0 | 0 | 0 | 0 | 0
2023 | CA | WECC | - | WECC-BC | MW | Photovoltaic On-Peak |  | 0 | 0 | 0 | 0 | 0 | 0 | 0 | 0 | 0 | 0 | 0
2023 | CA | WECC | - | WECC-BC | MW | Total Internal Demand |  | 11650.616 | 11785.7569 | 11897 | 12031 | 12159 | 12270 | 12389 | 12511 | 12657 | 12799 | 12943
2023 | CA | WECC | - | WECC-BC | MW | Controllable and Dispatchable Demand Response - Available |  | 0 | 0 | 0 | 0 | 0 | 0 | 0 | 0 | 0 | 0 | 0
2023 | CA | WECC | - | WECC-BC | MW | Net Internal Demand |  | 11650.616 | 11785.7569 | 11897 | 12031 | 12159 | 12270 | 12389 | 12511 | 12657 | 12799 | 12943
2023 | CA | WECC | - | WECC-BC | MW | Behind the Meter Generation - Capacity |  | 0 | 0 | 0 | 0 | 0 | 0 | 0 | 0 | 0 | 0 | 0
2023 | CA | WECC | - | WECC-BC | MW | Other Capacity Adjustments - Additions |  | 0 | 0 | 0 | 0 | 0 | 0 | 0 | 0 | 0 | 0 | 0
2023 | CA | WECC | - | WECC-BC | MW | Other Capacity Adjustments - Reductions |  | 0 | 0 | 0 | 0 | 0 | 0 | 0 | 0 | 0 | 0 | 0
2023 | CA | WECC | - | WECC-BC | MW | Confirmed Retirements |  | 0 | 0 | 0 | 315 | 798 | 1311 | 1467 | 1467 | 1467 | 1902 | 2337
2023 | CA | WECC | - | WECC-BC | MW | Unconfirmed Retirements |  | 0 | 0 | 0 | 0 | 0 | 0 | 0 | 0 | 0 | 0 | 0
2023 | CA | WECC | - | WECC-BC | MW | Scheduled Outages |  | 0 | 0 | 0 | 0 | 0 | 0 | 0 | 0 | 0 | 0 | 0
2023 | CA | WECC | - | WECC-BC | MW | Transmission Limitations |  | 0 | 0 | 0 | 0 | 0 | 0 | 0 | 0 | 0 | 0 | 0
2023 | CA | WECC | - | WECC-BC | MW | Existing-Certain |  | 13165.5382 | 13165.5382 | 13165.5382 | 12844.9012 | 12464.6736 | 12774.2926 | 11915.0116 | 11915.0116 | 11915.0116 | 11567.5258 | 11220.04
2023 | CA | WECC | - | WECC-BC | MW | Existing-Other |  | 0 | 0 | 0 | 0 | 0 | 0 | 0 | 0 | 0 | 0 | 0
2023 | CA | WECC | - | WECC-BC | MW | Additions - Tier 1 |  | 134.3682 | 671.8411 | 806.2093 | 806.2093 | 1158.2015 | 1626.5002 | 1560.8203 | 1599.4767 | 1599.4767 | 1912.8124 | 2226.1482
2023 | CA | WECC | - | WECC-BC | MW | Additions - Tier 2 |  | 0 | 0 | 0 | 0 | 3.7319 | 3.9877 | 3.7319 | 3.7319 | 3.7319 | 3.7319 | 3.7319
2023 | CA | WECC | - | WECC-BC | MW | Additions - Tier 3 |  | 0 | 0 | 0 | 2.238 | 43.7814 | 46.0185 | 44.4855 | 44.4855 | 95.1825 | 95.1825 | 95.1825
2023 | CA | WECC | - | WECC-BC | MW | Firm Imports |  | 110 | 0 | 0 | 198 | 334 | 0 | 0 | 0 | 0 | 0 | 0
2023 | CA | WECC | - | WECC-BC | MW | Firm Exports |  | 0 | 0 | 0 | 0 | 0 | 0 | 0 | 0 | 0 | 0 | 0
2023 | CA | WECC | - | WECC-BC | MW | Net Firm Capacity Transfers |  | 110 | 0 | 0 | 198 | 334 | 0 | 0 | 0 | 0 | 0 | 0
2023 | CA | WECC | - | WECC-BC | MW | Expected Imports |  | 0 | 0 | 0 | 0 | 0 | 0 | 0 | 0 | 0 | 0 | 0
2023 | CA | WECC | - | WECC-BC | MW | Expected Exports |  | 0 | 0 | 0 | 0 | 0 | 0 | 0 | 0 | 0 | 0 | 0
2023 | CA | WECC | - | WECC-BC | MW | Net Expected Transfers |  | 0 | 0 | 0 | 0 | 0 | 0 | 0 | 0 | 0 | 0 | 0
2023 | CA | WECC | - | WECC-BC | MW | Existing-Certain & Net Firm Transfers |  | 13275.5382 | 13165.5382 | 13165.5382 | 13042.9012 | 12798.6736 | 12774.2926 | 11915.0116 | 11915.0116 | 11915.0116 | 11567.5258 | 11220.04
2023 | CA | WECC | - | WECC-BC | MW | Anticipated Resources |  | 13409.9064 | 13837.3793 | 13971.7475 | 13849.1105 | 13956.8751 | 14400.7928 | 13475.8318 | 13514.4883 | 13514.4883 | 13480.3382 | 13446.1882
2023 | CA | WECC | - | WECC-BC | MW | Prospective Resources |  | 13409.9064 | 13837.3793 | 13971.7475 | 13849.1105 | 13960.6069 | 14404.7805 | 13479.5637 | 13518.2202 | 13518.2202 | 13484.0701 | 13449.92
2023 | CA | WECC | - | WECC-BC | MW | Existing-Certain and Net Firm Transfers Excess/Shortfall |  | 26.4406 | -259.4466 | -375.8336 | -631.4124 | -1011.6764 | -951.8482 | -2139.159 | -2269.2167 | -2417.783 | -2909.194 | -3412.4248
2023 | CA | WECC | - | WECC-BC | MW | Anticipated Excess/Shortfall |  | 160.8088 | 412.3945 | 430.3757 | 174.7969 | 146.525 | 674.652 | -578.3387 | -669.74 | -818.3063 | -996.3816 | -1186.2767
2023 | CA | WECC | - | WECC-BC | MW | Prospective Excess/Shortfall |  | 160.8088 | 412.3945 | 430.3757 | 174.7969 | 150.2569 | 678.6396 | -574.6069 | -666.0081 | -814.5744 | -992.6497 | -1182.5448
2023 | CA | WECC | - | WECC-BC | % | Existing-Certain and Net Firm Transfers Reserve Margin |  | 13.95% | 11.71% | 10.66% | 8.411% | 5.261% | 4.11% | -3.826% | -4.764% | -5.862% | -9.622% | -13.31%
2023 | CA | WECC | - | WECC-BC | % | Anticipated Reserve Margin |  | 15.1% | 17.41% | 17.44% | 15.11% | 14.79% | 17.37% | 8.773% | 8.021% | 6.775% | 5.323% | 3.888%
2023 | CA | WECC | - | WECC-BC | % | Prospective Reserve Margin |  | 15.1% | 17.41% | 17.44% | 15.11% | 14.82% | 17.4% | 8.803% | 8.051% | 6.804% | 5.353% | 3.917%
2023 | CA | WECC | - | WECC-BC | % | Reference Margin Level |  | 13.72% | 13.91% | 13.82% | 13.66% | 13.58% | 11.87% | 13.44% | 13.37% | 13.24% | 13.11% | 13.05%
2023 | US/MX | WECC | - | WECC-CAMX | MW | Energy Efficiency and Conservation |  | 949.9481 | 1305.8641 | 1494.0946 | 1889.2072 | 2053.6827 | 2204.7923 | 2460.2756 | 2446.0324 | 2544.6244 | 2859.5249 | 3053.0358
2023 | US/MX | WECC | - | WECC-CAMX | MW | Total Installed Photovoltaic |  | 9304.7743 | 10391.1152 | 11389.6346 | 12441.827 | 13528.3022 | 14603.9864 | 15783.4725 | 17027.183 | 18221.098 | 19365.043 | 20559.028
2023 | US/MX | WECC | - | WECC-CAMX | MW | Photovoltaic On-Peak |  | 304.69 | 284.72 | 352.95 | 342.99 | 358.97 | 386.12 | 408.04 | 444.65 | 460.41 | 448.42 | 475.86
2023 | US/MX | WECC | - | WECC-CAMX | MW | Total Internal Demand |  | 38327.7689 | 38887.4808 | 39410.5405 | 40228.184 | 40661.4693 | 41287.3315 | 42025.2506 | 42856.4966 | 43766.9902 | 44734.6682 | 45468.3784
2023 | US/MX | WECC | - | WECC-CAMX | MW | Controllable and Dispatchable Demand Response - Available |  | 754.8968 | 769.1606 | 775.7682 | 780.2873 | 787.1066 | 796.7115 | 799.8689 | 807.6678 | 810.3324 | 814.5069 | 814.5069
2023 | US/MX | WECC | - | WECC-CAMX | MW | Net Internal Demand |  | 37572.8721 | 38118.3202 | 38634.7723 | 39447.8966 | 39874.3627 | 40490.6201 | 41225.3817 | 42048.8288 | 42956.6578 | 43920.1613 | 44653.8715
2023 | US/MX | WECC | - | WECC-CAMX | MW | Behind the Meter Generation - Capacity |  | 0 | 0 | 0 | 0 | 0 | 0 | 0 | 0 | 0 | 0 | 0
2023 | US/MX | WECC | - | WECC-CAMX | MW | Other Capacity Adjustments - Additions |  | 0 | 0 | 0 | 0 | 0 | 0 | 0 | 0 | 0 | 0 | 0
2023 | US/MX | WECC | - | WECC-CAMX | MW | Other Capacity Adjustments - Reductions |  | 0 | 0 | 0 | 0 | 0 | 0 | 0 | 0 | 0 | 0 | 0
2023 | US/MX | WECC | - | WECC-CAMX | MW | Confirmed Retirements |  | 2859.3 | 2859.3 | 4209.3 | 4209.3 | 4209.3 | 4209.3 | 5349.3 | 6489.3 | 6489.3 | 6489.3 | 6489.3
2023 | US/MX | WECC | - | WECC-CAMX | MW | Unconfirmed Retirements |  | 0 | 0 | 0 | 0 | 0 | 0 | 0 | 0 | 0 | 0 | 0
2023 | US/MX | WECC | - | WECC-CAMX | MW | Scheduled Outages |  | 0 | 0 | 0 | 0 | 0 | 0 | 0 | 0 | 0 | 0 | 0
2023 | US/MX | WECC | - | WECC-CAMX | MW | Transmission Limitations |  | 0 | 0 | 0 | 0 | 0 | 0 | 0 | 0 | 0 | 0 | 0
2023 | US/MX | WECC | - | WECC-CAMX | MW | Existing-Certain |  | 56405.3321 | 53703.1993 | 52598.0443 | 52009.1459 | 52412.2834 | 52304.055 | 51492.2938 | 50095.135 | 49645.4631 | 49645.4631 | 50029.5155
2023 | US/MX | WECC | - | WECC-CAMX | MW | Existing-Other |  | 0 | 0 | 0 | 0 | 0 | 0 | 0 | 0 | 0 | 0 | 0
2023 | US/MX | WECC | - | WECC-CAMX | MW | Additions - Tier 1 |  | 5399.5465 | 5615.9806 | 6509.0896 | 6445.7559 | 6439.8838 | 6440.0236 | 6506.7657 | 6440.0236 | 6412.2875 | 6412.2875 | 6421.9107
2023 | US/MX | WECC | - | WECC-CAMX | MW | Additions - Tier 2 |  | 15.7433 | 935.2589 | 986.8104 | 977.8757 | 976.3512 | 976.687 | 984.5823 | 976.687 | 973.1018 | 973.1018 | 975.9846
2023 | US/MX | WECC | - | WECC-CAMX | MW | Additions - Tier 3 |  | 0 | 1355.2704 | 1355.2704 | 1220.78 | 1220.78 | 1220.78 | 1664.6753 | 11253.1975 | 11180.8064 | 11180.8064 | 11242.0623
2023 | US/MX | WECC | - | WECC-CAMX | MW | Firm Imports |  | 315 | 240 | 304 | 286 | 352 | 402 | 587 | 584 | 978 | 1300 | 1731
2023 | US/MX | WECC | - | WECC-CAMX | MW | Firm Exports |  | 0 | 0 | 0 | 0 | 0 | 0 | 0 | 0 | 0 | 0 | 0
2023 | US/MX | WECC | - | WECC-CAMX | MW | Net Firm Capacity Transfers |  | 315 | 240 | 304 | 286 | 352 | 402 | 587 | 584 | 978 | 1300 | 1731
2023 | US/MX | WECC | - | WECC-CAMX | MW | Expected Imports |  | 0 | 0 | 0 | 0 | 0 | 0 | 0 | 0 | 0 | 0 | 0
2023 | US/MX | WECC | - | WECC-CAMX | MW | Expected Exports |  | 0 | 0 | 0 | 0 | 0 | 0 | 0 | 0 | 0 | 0 | 0
2023 | US/MX | WECC | - | WECC-CAMX | MW | Net Expected Transfers |  | 0 | 0 | 0 | 0 | 0 | 0 | 0 | 0 | 0 | 0 | 0
2023 | US/MX | WECC | - | WECC-CAMX | MW | Existing-Certain & Net Firm Transfers |  | 56720.3321 | 53943.1993 | 52902.0443 | 52295.1459 | 52764.2834 | 52706.055 | 52079.2938 | 50679.135 | 50623.4631 | 50945.4631 | 51760.5155
2023 | US/MX | WECC | - | WECC-CAMX | MW | Anticipated Resources |  | 62119.8786 | 59559.1799 | 59411.1339 | 58740.9018 | 59204.1672 | 59146.0787 | 58586.0595 | 57119.1587 | 57035.7507 | 57357.7507 | 58182.4262
2023 | US/MX | WECC | - | WECC-CAMX | MW | Prospective Resources |  | 62135.6219 | 60494.4387 | 60397.9442 | 59718.7776 | 60180.5184 | 60122.7657 | 59570.6417 | 58095.8457 | 58008.8525 | 58330.8525 | 59158.4108
2023 | US/MX | WECC | - | WECC-CAMX | MW | Existing-Certain and Net Firm Transfers Excess/Shortfall |  | 15001.7504 | 11664.6999 | 10113.755 | 9534.9141 | 9107.4517 | 8662.4285 | 6636.624 | 5083.5073 | 4294.3485 | 3629.4317 | 3462.2016
2023 | US/MX | WECC | - | WECC-CAMX | MW | Anticipated Excess/Shortfall |  | 20401.2969 | 17280.6805 | 16622.8446 | 15980.67 | 15547.3355 | 15102.4522 | 13143.3897 | 11523.531 | 10706.636 | 10041.7193 | 9884.1123
2023 | US/MX | WECC | - | WECC-CAMX | MW | Prospective Excess/Shortfall |  | 20417.0402 | 18215.9394 | 17609.655 | 16958.5458 | 16523.6867 | 16079.1392 | 14127.972 | 12500.218 | 11679.7379 | 11014.8211 | 10860.0969
2023 | US/MX | WECC | - | WECC-CAMX | % | Existing-Certain and Net Firm Transfers Reserve Margin |  | 50.96% | 41.52% | 36.93% | 32.57% | 32.33% | 30.17% | 26.33% | 20.52% | 17.85% | 16% | 15.91%
2023 | US/MX | WECC | - | WECC-CAMX | % | Anticipated Reserve Margin |  | 65.33% | 56.25% | 53.78% | 48.91% | 48.48% | 46.07% | 42.11% | 35.84% | 32.78% | 30.6% | 30.3%
2023 | US/MX | WECC | - | WECC-CAMX | % | Prospective Reserve Margin |  | 65.37% | 58.7% | 56.33% | 51.39% | 50.93% | 48.49% | 44.5% | 38.16% | 35.04% | 32.81% | 32.48%
2023 | US/MX | WECC | - | WECC-CAMX | % | Reference Margin Level |  | 11.03% | 10.91% | 10.75% | 8.397% | 9.486% | 8.775% | 10.23% | 8.435% | 7.851% | 7.732% | 8.162%
2023 | US | WECC | - | WECC-NW | MW | Energy Efficiency and Conservation |  | 401.2698 | 604.4687 | 654.7097 | 761.6381 | 866.751 | 964.9012 | 1062.7274 | 1141.7637 | 1231.6855 | 1308.9833 | 1391.9173
2023 | US | WECC | - | WECC-NW | MW | Total Installed Photovoltaic |  | 3407.7573 | 3925.8459 | 4548.4405 | 5282.9792 | 6134.1854 | 7107.1792 | 8217.1355 | 9433.36 | 10819.514 | 12380.3592 | 14110.5947
2023 | US | WECC | - | WECC-NW | MW | Photovoltaic On-Peak |  | 25.5315 | 29.3782 | 34.4433 | 37.3827 | 42.7839 | 65.198 | 74.8598 | 56.9401 | 63.144 | 70.0955 | 79.6584
2023 | US | WECC | - | WECC-NW | MW | Total Internal Demand |  | 57407.6 | 58950.2 | 60321 | 61479 | 63002 | 64296 | 65134 | 65990 | 66758 | 67605 | 68408
2023 | US | WECC | - | WECC-NW | MW | Controllable and Dispatchable Demand Response - Available |  | 578.1726 | 583.9919 | 594.4345 | 607.326 | 620.8407 | 643.152 | 660.1248 | 673.7206 | 685.933 | 584.3787 | 595.9204
2023 | US | WECC | - | WECC-NW | MW | Net Internal Demand |  | 56829.4274 | 58366.2081 | 59726.5655 | 60871.674 | 62381.1593 | 63652.848 | 64473.8752 | 65316.2794 | 66072.067 | 67020.6213 | 67812.0796
2023 | US | WECC | - | WECC-NW | MW | Behind the Meter Generation - Capacity |  | 0 | 0 | 0 | 0 | 0 | 0 | 0 | 0 | 0 | 0 | 0
2023 | US | WECC | - | WECC-NW | MW | Other Capacity Adjustments - Additions |  | 0 | 0 | 0 | 0 | 0 | 0 | 0 | 0 | 0 | 0 | 0
2023 | US | WECC | - | WECC-NW | MW | Other Capacity Adjustments - Reductions |  | 0 | 0 | 0 | 0 | 0 | 0 | 0 | 0 | 0 | 0 | 0
2023 | US | WECC | - | WECC-NW | MW | Confirmed Retirements |  | 2839.02 | 3488.667 | 6737.107 | 7006.307 | 8487.777 | 9508.937 | 10757.737 | 12163.967 | 12946.957 | 14156.2668 | 16857.4503
2023 | US | WECC | - | WECC-NW | MW | Unconfirmed Retirements |  | 0 | 0 | 0 | 0 | 0 | 0 | 0 | 0 | 0 | 0 | 0
2023 | US | WECC | - | WECC-NW | MW | Scheduled Outages |  | 0 | 0 | 0 | 0 | 0 | 0 | 0 | 0 | 0 | 0 | 0
2023 | US | WECC | - | WECC-NW | MW | Transmission Limitations |  | 0 | 0 | 0 | 0 | 0 | 0 | 0 | 0 | 0 | 0 | 0
2023 | US | WECC | - | WECC-NW | MW | Existing-Certain |  | 77388.8835 | 75930.1859 | 74982.4384 | 72625.1879 | 72370.321 | 71340.1423 | 71202.0965 | 70028.9094 | 68804.3859 | 68314.359 | 67308.817
2023 | US | WECC | - | WECC-NW | MW | Existing-Other |  | 0 | 0 | 0 | 0 | 0 | 0 | 0 | 0 | 0 | 0 | 0
2023 | US | WECC | - | WECC-NW | MW | Additions - Tier 1 |  | 2187.6843 | 4006.2753 | 4481.4142 | 4486.4142 | 4602.5032 | 4871.8373 | 4931.2704 | 4986.2704 | 5041.2704 | 5141.2704 | 5077.2834
2023 | US | WECC | - | WECC-NW | MW | Additions - Tier 2 |  | 17.208 | 143.557 | 146.6869 | 398.8324 | 398.8324 | 390.9149 | 409.1856 | 409.1856 | 409.1856 | 409.1856 | 409.1856
2023 | US | WECC | - | WECC-NW | MW | Additions - Tier 3 |  | 247.4239 | 1124.6988 | 1885.8353 | 1927.1553 | 3820.1836 | 4045.91 | 4607.8228 | 4607.8228 | 4677.2577 | 5098.214 | 5098.214
2023 | US | WECC | - | WECC-NW | MW | Firm Imports |  | 1964 | 3269 | 4740 | 6437 | 6593 | 7515 | 7660 | 7579 | 7015 | 6844 | 7228
2023 | US | WECC | - | WECC-NW | MW | Firm Exports |  | 0 | 0 | 0 | 0 | 0 | 0 | 0 | 0 | 0 | 0 | 0
2023 | US | WECC | - | WECC-NW | MW | Net Firm Capacity Transfers |  | 1964 | 3269 | 4740 | 6437 | 6593 | 7515 | 7660 | 7579 | 7015 | 6844 | 7228
2023 | US | WECC | - | WECC-NW | MW | Expected Imports |  | 0 | 0 | 0 | 0 | 0 | 0 | 0 | 0 | 0 | 0 | 0
2023 | US | WECC | - | WECC-NW | MW | Expected Exports |  | 0 | 0 | 0 | 0 | 0 | 0 | 0 | 0 | 0 | 0 | 0
2023 | US | WECC | - | WECC-NW | MW | Net Expected Transfers |  | 0 | 0 | 0 | 0 | 0 | 0 | 0 | 0 | 0 | 0 | 0
2023 | US | WECC | - | WECC-NW | MW | Existing-Certain & Net Firm Transfers |  | 79352.8835 | 79199.1859 | 79722.4384 | 79062.1879 | 78963.321 | 78855.1423 | 78862.0965 | 77607.9094 | 75819.3859 | 75158.359 | 74536.817
2023 | US | WECC | - | WECC-NW | MW | Anticipated Resources |  | 81540.5678 | 83205.4611 | 84203.8526 | 83548.6022 | 83565.8242 | 83726.9796 | 83793.3669 | 82594.1798 | 80860.6563 | 80299.6294 | 79614.1004
2023 | US | WECC | - | WECC-NW | MW | Prospective Resources |  | 81557.7758 | 83349.0181 | 84350.5396 | 83947.4345 | 83964.6566 | 84117.8945 | 84202.5525 | 83003.3654 | 81269.8419 | 80708.815 | 80023.286
2023 | US | WECC | - | WECC-NW | MW | Existing-Certain and Net Firm Transfers Excess/Shortfall |  | 12623.1975 | 10864.0241 | 9802.5023 | 8089.7326 | 6438.8249 | 5423.216 | 4296.4069 | 2262.2512 | -214.5385 | -1817.0375 | -3193.5501
2023 | US | WECC | - | WECC-NW | MW | Anticipated Excess/Shortfall |  | 14810.8818 | 14870.2994 | 14283.9165 | 12576.1468 | 11041.3281 | 10295.0533 | 9227.6773 | 7248.5216 | 4826.732 | 3324.233 | 1883.7333
2023 | US | WECC | - | WECC-NW | MW | Prospective Excess/Shortfall |  | 14828.0898 | 15013.8563 | 14430.6035 | 12974.9792 | 11440.1605 | 10685.9682 | 9636.8629 | 7657.7072 | 5235.9176 | 3733.4186 | 2292.9189
2023 | US | WECC | - | WECC-NW | % | Existing-Certain and Net Firm Transfers Reserve Margin |  | 39.63% | 35.69% | 33.48% | 29.88% | 26.58% | 23.88% | 22.32% | 18.82% | 14.75% | 12.14% | 9.917%
2023 | US | WECC | - | WECC-NW | % | Anticipated Reserve Margin |  | 43.48% | 42.56% | 40.98% | 37.25% | 33.96% | 31.54% | 29.96% | 26.45% | 22.38% | 19.81% | 17.4%
2023 | US | WECC | - | WECC-NW | % | Prospective Reserve Margin |  | 43.51% | 42.8% | 41.23% | 37.91% | 34.6% | 32.15% | 30.6% | 27.08% | 23% | 20.42% | 18.01%
2023 | US | WECC | - | WECC-NW | % | Reference Margin Level |  | 17.42% | 17.08% | 17.07% | 16.59% | 16.26% | 15.36% | 15.65% | 15.36% | 15.08% | 14.85% | 14.63%
2023 | US | WECC | - | WECC-SW | MW | Energy Efficiency and Conservation |  | 56.8463 | 83.8721 | 112.2109 | 101.5349 | 124.7848 | 209.8843 | 224.711 | 245.947 | 261.4534 | 238.6422 | 258.3198
2023 | US | WECC | - | WECC-SW | MW | Total Installed Photovoltaic |  | 2207.7748 | 2576.9159 | 2945.4731 | 3297.2355 | 3639.2457 | 3921.438 | 4174.05 | 4400.1894 | 4645.2083 | 4886.5609 | 5090.1604
2023 | US | WECC | - | WECC-SW | MW | Photovoltaic On-Peak |  | 90.9823 | 39.3396 | 173.923 | 217.7232 | 103.6356 | 40.1132 | 41.5104 | 264.3894 | 224.7996 | 1196.9896 | 1095.6671
2023 | US | WECC | - | WECC-SW | MW | Total Internal Demand |  | 15742.6052 | 16451.4216 | 17022.9485 | 17693.0815 | 18220.8875 | 18560.9668 | 18870.5806 | 19003.792 | 19223.729 | 19630.58 | 20041.0008
2023 | US | WECC | - | WECC-SW | MW | Controllable and Dispatchable Demand Response - Available |  | 284.7025 | 287.7025 | 322.7025 | 317.7025 | 325.7025 | 317.7025 | 320.7025 | 322.7025 | 321.7025 | 325.7025 | 318.7025
2023 | US | WECC | - | WECC-SW | MW | Net Internal Demand |  | 15457.9027 | 16163.7191 | 16700.2461 | 17375.379 | 17895.185 | 18243.2643 | 18549.8781 | 18681.0895 | 18902.0265 | 19304.8776 | 19722.2984
2023 | US | WECC | - | WECC-SW | MW | Behind the Meter Generation - Capacity |  | 0 | 0 | 0 | 0 | 0 | 0 | 0 | 0 | 0 | 0 | 0
2023 | US | WECC | - | WECC-SW | MW | Other Capacity Adjustments - Additions |  | 0 | 0 | 0 | 0 | 0 | 0 | 0 | 0 | 0 | 0 | 0
2023 | US | WECC | - | WECC-SW | MW | Other Capacity Adjustments - Reductions |  | 0 | 0 | 0 | 0 | 0 | 0 | 0 | 0 | 0 | 0 | 0
2023 | US | WECC | - | WECC-SW | MW | Confirmed Retirements |  | 0 | 407 | 487 | 817 | 1415.4 | 1415.4 | 1429.4 | 1513.4 | 3026.63 | 3668.41 | 3864.31
2023 | US | WECC | - | WECC-SW | MW | Unconfirmed Retirements |  | 0 | 0 | 0 | 0 | 0 | 0 | 0 | 0 | 0 | 0 | 0
2023 | US | WECC | - | WECC-SW | MW | Scheduled Outages |  | 0 | 0 | 0 | 0 | 0 | 0 | 0 | 0 | 0 | 0 | 0
2023 | US | WECC | - | WECC-SW | MW | Transmission Limitations |  | 0 | 0 | 0 | 0 | 0 | 0 | 0 | 0 | 0 | 0 | 0
2023 | US | WECC | - | WECC-SW | MW | Existing-Certain |  | 28306.281 | 28276.7675 | 27829.2848 | 27829.2848 | 27523.0155 | 26706.3078 | 26686.2423 | 26665.8583 | 25431.1534 | 24860.6827 | 24729.7
2023 | US | WECC | - | WECC-SW | MW | Existing-Other |  | 0 | 0 | 0 | 0 | 0 | 0 | 0 | 0 | 0 | 0 | 0
2023 | US | WECC | - | WECC-SW | MW | Additions - Tier 1 |  | 1128.9633 | 1907.1618 | 2245.8878 | 2245.8878 | 2367.3014 | 2245.4986 | 2334.2886 | 2334.2886 | 2334.2886 | 2334.2886 | 2338.9645
2023 | US | WECC | - | WECC-SW | MW | Additions - Tier 2 |  | 151.66 | 156 | 345.78 | 350.402 | 386.144 | 340.4625 | 340.4625 | 340.4625 | 340.4625 | 340.4625 | 343.8325
2023 | US | WECC | - | WECC-SW | MW | Additions - Tier 3 |  | 200.9313 | 248.2581 | 843.6576 | 1313.4252 | 1640.8955 | 1675.5069 | 1684.1869 | 1982.9196 | 2135.6346 | 2688.327 | 2685.8897
2023 | US | WECC | - | WECC-SW | MW | Firm Imports |  | 0 | 0 | 0 | 0 | 0 | 0 | 0 | 0 | 0 | 0 | 0
2023 | US | WECC | - | WECC-SW | MW | Firm Exports |  | 0 | 0 | 0 | 0 | 0 | 0 | 0 | 0 | 0 | 0 | 0
2023 | US | WECC | - | WECC-SW | MW | Net Firm Capacity Transfers |  | 0 | 0 | 0 | 0 | 0 | 0 | 0 | 0 | 0 | 0 | 0
2023 | US | WECC | - | WECC-SW | MW | Expected Imports |  | 0 | 0 | 0 | 0 | 0 | 0 | 0 | 0 | 0 | 0 | 0
2023 | US | WECC | - | WECC-SW | MW | Expected Exports |  | 0 | 0 | 0 | 0 | 0 | 0 | 0 | 0 | 0 | 0 | 0
2023 | US | WECC | - | WECC-SW | MW | Net Expected Transfers |  | 0 | 0 | 0 | 0 | 0 | 0 | 0 | 0 | 0 | 0 | 0
2023 | US | WECC | - | WECC-SW | MW | Existing-Certain & Net Firm Transfers |  | 28306.281 | 28276.7675 | 27829.2848 | 27829.2848 | 27523.0155 | 26706.3078 | 26686.2423 | 26665.8583 | 25431.1534 | 24860.6827 | 24729.7
2023 | US | WECC | - | WECC-SW | MW | Anticipated Resources |  | 29435.2443 | 30183.9293 | 30075.1726 | 30075.1726 | 29890.3169 | 28951.8063 | 29020.5308 | 29000.1468 | 27765.442 | 27194.9713 | 27068.6645
2023 | US | WECC | - | WECC-SW | MW | Prospective Resources |  | 29586.9043 | 30339.9293 | 30420.9526 | 30425.5746 | 30276.4609 | 29292.2688 | 29360.9933 | 29340.6093 | 28105.9045 | 27535.4338 | 27412.497
2023 | US | WECC | - | WECC-SW | MW | Existing-Certain and Net Firm Transfers Excess/Shortfall |  | 10307.4057 | 9463.9147 | 8432.2001 | 7734.7932 | 6521.414 | 5776.9901 | 5426.2104 | 5265.8215 | 3857.5682 | 2890.6093 | 2250.0013
2023 | US | WECC | - | WECC-SW | MW | Anticipated Excess/Shortfall |  | 11436.369 | 11371.0766 | 10678.0879 | 9980.681 | 8888.7154 | 8022.4886 | 7760.4989 | 7600.11 | 6191.8568 | 5224.8978 | 4588.9658
2023 | US | WECC | - | WECC-SW | MW | Prospective Excess/Shortfall |  | 11588.029 | 11527.0766 | 11023.8679 | 10331.083 | 9274.8594 | 8362.9511 | 8100.9614 | 7940.5725 | 6532.3193 | 5565.3603 | 4932.7983
2023 | US | WECC | - | WECC-SW | % | Existing-Certain and Net Firm Transfers Reserve Margin |  | 83.12% | 74.94% | 66.64% | 60.17% | 53.8% | 46.39% | 43.86% | 42.74% | 34.54% | 28.78% | 25.39%
2023 | US | WECC | - | WECC-SW | % | Anticipated Reserve Margin |  | 90.42% | 86.74% | 80.09% | 73.09% | 67.03% | 58.7% | 56.45% | 55.24% | 46.89% | 40.87% | 37.25%
2023 | US | WECC | - | WECC-SW | % | Prospective Reserve Margin |  | 91.4% | 87.7% | 82.16% | 75.11% | 69.19% | 60.56% | 58.28% | 57.06% | 48.69% | 42.63% | 38.99%
2023 | US | WECC | - | WECC-SW | % | Reference Margin Level |  | 16.44% | 16.39% | 16.15% | 15.65% | 17.36% | 14.72% | 14.61% | 14.55% | 14.13% | 13.81% | 13.98%
2024 | US | MRO | - | MRO-MISO | MW | Energy Efficiency and Conservation |  | 22.5 | 21.2 | 21.2 | 21.2 | 21.2 | 21.2 | 21.2 | 21.2 | 21.2 | 21.2 | 21.2
2024 | US | MRO | - | MRO-MISO | MW | Total Installed Photovoltaic |  | 0 | 0 | 0 | 0 | 0 | 0 | 0 | 0 | 0 | 0 | 0
2024 | US | MRO | - | MRO-MISO | MW | Photovoltaic On-Peak |  | 0 | 0 | 0 | 0 | 0 | 0 | 0 | 0 | 0 | 0 | 0
2024 | US | MRO | - | MRO-MISO | MW | Total Internal Demand |  | 96134.0294 | 98069.4 | 99459 | 101990 | 102899 | 103595 | 104217 | 105432 | 105600 | 106476 | 106476
2024 | US | MRO | - | MRO-MISO | MW | Controllable and Dispatchable Demand Response - Available |  | 6218.7 | 6394.7 | 6395.8 | 6225.8 | 6226.3 | 6228.3 | 6229 | 6229.9 | 6224.5 | 6224.5 | 6224.5
2024 | US | MRO | - | MRO-MISO | MW | Net Internal Demand |  | 89915.3294 | 91674.7 | 93063.2 | 95764.2 | 96672.7 | 97366.7 | 97988 | 99202.1 | 99375.5 | 100251.5 | 100251.5
2024 | US | MRO | - | MRO-MISO | MW | Behind the Meter Generation - Capacity |  | 0 | 0 | 0 | 0 | 0 | 0 | 0 | 0 | 0 | 0 | 0
2024 | US | MRO | - | MRO-MISO | MW | Other Capacity Adjustments - Additions |  | 0 | 0 | 0 | 0 | 0 | 0 | 0 | 0 | 0 | 0 | 0
2024 | US | MRO | - | MRO-MISO | MW | Other Capacity Adjustments - Reductions |  | 0 | 0 | 0 | 0 | 0 | 0 | 0 | 0 | 0 | 0 | 0
2024 | US | MRO | - | MRO-MISO | MW | Confirmed Retirements |  | 2593 | 2593 | 2593 | 2593 | 2593 | 2593 | 2593 | 2593 | 2593 | 2593 | 2593
2024 | US | MRO | - | MRO-MISO | MW | Unconfirmed Retirements |  | 0 | 0 | 0 | 0 | 0 | 0 | 0 | 0 | 0 | 0 | 0
2024 | US | MRO | - | MRO-MISO | MW | Scheduled Outages |  | 0 | 0 | 0 | 0 | 0 | 0 | 0 | 0 | 0 | 0 | 0
2024 | US | MRO | - | MRO-MISO | MW | Transmission Limitations |  | 0 | 0 | 0 | 0 | 0 | 0 | 0 | 0 | 0 | 0 | 0
2024 | US | MRO | - | MRO-MISO | MW | Existing-Certain |  | 137034.2643 | 136145.5824 | 132379.85 | 130572.8779 | 127233.9904 | 124493.1049 | 120740.5873 | 118347.002 | 118347.002 | 114721.8422 | 114721.8422
2024 | US | MRO | - | MRO-MISO | MW | Existing-Other |  | 0 | 0 | 0 | 0 | 0 | 0 | 0 | 0 | 0 | 0 | 0
2024 | US | MRO | - | MRO-MISO | MW | Additions - Tier 1 |  | 121.8834 | 2552.9072 | 5258.5669 | 8667.009 | 9074.5998 | 9202.0398 | 9202.0398 | 9202.0398 | 9202.0398 | 9202.0398 | 9202.0398
2024 | US | MRO | - | MRO-MISO | MW | Additions - Tier 2 |  | 1.8713 | 239.508 | 483.344 | 803.2735 | 810.7075 | 810.7075 | 810.7075 | 810.7075 | 810.7075 | 810.7075 | 810.7075
2024 | US | MRO | - | MRO-MISO | MW | Additions - Tier 3 |  | 269.87 | 1561.705 | 3545.758 | 5930.2723 | 7233.039 | 7920.5481 | 8135.0672 | 8258.7214 | 8338.4738 | 8338.4738 | 8338.4738
2024 | US | MRO | - | MRO-MISO | MW | Firm Imports |  | 4510 | 3520 | 3470 | 3365 | 3125 | 3055 | 2950 | 2749 | 2749 | 2749 | 2749
2024 | US | MRO | - | MRO-MISO | MW | Firm Exports |  | 2200 | 2200 | 2200 | 2200 | 2200 | 2200 | 2200 | 2200 | 2200 | 2200 | 2200
2024 | US | MRO | - | MRO-MISO | MW | Net Firm Capacity Transfers |  | 2310 | 1320 | 1270 | 1165 | 925 | 855 | 750 | 549 | 549 | 549 | 549
2024 | US | MRO | - | MRO-MISO | MW | Expected Imports |  | 0 | 0 | 0 | 0 | 0 | 0 | 0 | 0 | 0 | 0 | 0
2024 | US | MRO | - | MRO-MISO | MW | Expected Exports |  | 0 | 0 | 0 | 0 | 0 | 0 | 0 | 0 | 0 | 0 | 0
2024 | US | MRO | - | MRO-MISO | MW | Net Expected Transfers |  | 0 | 0 | 0 | 0 | 0 | 0 | 0 | 0 | 0 | 0 | 0
2024 | US | MRO | - | MRO-MISO | MW | Existing-Certain & Net Firm Transfers |  | 139344.2643 | 137465.5824 | 133649.85 | 131737.8779 | 128158.9904 | 125348.1049 | 121490.5873 | 118896.002 | 118896.002 | 115270.8422 | 115270.8422
2024 | US | MRO | - | MRO-MISO | MW | Anticipated Resources |  | 139466.1476 | 140018.4896 | 138908.4169 | 140404.8869 | 137233.5902 | 134550.1447 | 130692.6271 | 128098.0418 | 128098.0418 | 124472.882 | 124472.882
2024 | US | MRO | - | MRO-MISO | MW | Prospective Resources |  | 139468.0189 | 140257.9976 | 139391.7609 | 141208.1604 | 138044.2977 | 135360.8522 | 131503.3346 | 128908.7493 | 128908.7493 | 125283.5895 | 125283.5895
2024 | US | MRO | - | MRO-MISO | MW | Existing-Certain and Net Firm Transfers Excess/Shortfall |  | 5010.7621 | 686.93 | -5014.318 | -10759.2517 | -15786.6599 | -19630.9114 | -24315.5567 | -28617.5207 | -28775.991 | -33602.6353 | -33602.6353
2024 | US | MRO | - | MRO-MISO | MW | Anticipated Excess/Shortfall |  | 5132.6455 | 3239.8372 | 244.2489 | -2092.2427 | -6712.0601 | -10428.8716 | -15113.5169 | -19415.4809 | -19573.9512 | -24400.5955 | -24400.5955
2024 | US | MRO | - | MRO-MISO | MW | Prospective Excess/Shortfall |  | 5134.5167 | 3479.3452 | 727.5929 | -1288.9692 | -5901.3526 | -9618.1641 | -14302.8094 | -18604.7734 | -18763.2437 | -23589.888 | -23589.888
2024 | US | MRO | - | MRO-MISO | % | Existing-Certain and Net Firm Transfers Reserve Margin |  | 54.97% | 49.95% | 43.61% | 37.56% | 32.57% | 28.74% | 23.99% | 19.85% | 19.64% | 14.98% | 14.98%
2024 | US | MRO | - | MRO-MISO | % | Anticipated Reserve Margin |  | 55.11% | 52.73% | 49.26% | 46.62% | 41.96% | 38.19% | 33.38% | 29.13% | 28.9% | 24.16% | 24.16%
2024 | US | MRO | - | MRO-MISO | % | Prospective Reserve Margin |  | 55.11% | 53% | 49.78% | 47.45% | 42.8% | 39.02% | 34.2% | 29.95% | 29.72% | 24.97% | 24.97%
2024 | US | MRO | - | MRO-MISO | % | Reference Margin Level |  | 49.4% | 49.2% | 49% | 48.8% | 48.9% | 48.9% | 48.8% | 48.7% | 48.6% | 48.5% | 48.5%
2024 | CA | NPCC | - | NPCC-Maritimes | MW | Energy Efficiency and Conservation |  | 167.71 | 222.51 | 267.82 | 323 | 367 | 421 | 464.1 | 516.7 | 568.1 | 609 | 628.7
2024 | CA | NPCC | - | NPCC-Maritimes | MW | Total Installed Photovoltaic |  | 102.582 | 153.2275 | 207.8963 | 267.1066 | 332.2522 | 401.4856 | 475.2313 | 557.5994 | 649.925 | 753.0793 | 829.5793
2024 | CA | NPCC | - | NPCC-Maritimes | MW | Photovoltaic On-Peak |  | 0 | 0 | 0 | 0 | 0 | 0 | 0 | 0 | 0 | 0 | 0
2024 | CA | NPCC | - | NPCC-Maritimes | MW | Total Internal Demand |  | 6166.5235 | 6200.8511 | 6055.6 | 6094.8 | 6141.4 | 6215.7 | 6271.6 | 6331.2 | 6397.9 | 6474.0969 | 6559.9949
2024 | CA | NPCC | - | NPCC-Maritimes | MW | Controllable and Dispatchable Demand Response - Available |  | 259.2 | 274.2 | 292.6 | 308.9 | 316.7 | 317.2 | 317.3 | 317.3 | 317.4 | 317.4 | 317.5
2024 | CA | NPCC | - | NPCC-Maritimes | MW | Net Internal Demand |  | 5907.3235 | 5926.6511 | 5763 | 5785.9 | 5824.7 | 5898.5 | 5954.3 | 6013.9 | 6080.5 | 6156.6969 | 6242.4949
2024 | CA | NPCC | - | NPCC-Maritimes | MW | Behind the Meter Generation - Capacity |  | 0 | 0 | 0 | 0 | 0 | 0 | 0 | 0 | 0 | 0 | 0
2024 | CA | NPCC | - | NPCC-Maritimes | MW | Other Capacity Adjustments - Additions |  | 0 | 0 | 0 | 0 | 0 | 0 | 0 | 0 | 0 | 0 | 0
2024 | CA | NPCC | - | NPCC-Maritimes | MW | Other Capacity Adjustments - Reductions |  | 0 | 0 | 0 | 0 | 0 | 0 | 0 | 0 | 0 | 0 | 0
2024 | CA | NPCC | - | NPCC-Maritimes | MW | Confirmed Retirements |  | 18.9 | 18.9 | 18.9 | 18.9 | 24.5 | 24.5 | 24.5 | 24.5 | 38.5 | 38.5 | 63.5
2024 | CA | NPCC | - | NPCC-Maritimes | MW | Unconfirmed Retirements |  | 0 | 0 | 0 | 300 | 448 | 1229 | 1229 | 1229 | 1229 | 1229 | 1229
2024 | CA | NPCC | - | NPCC-Maritimes | MW | Scheduled Outages |  | 0 | 0 | 0 | 0 | 0 | 0 | 0 | 0 | 0 | 0 | 0
2024 | CA | NPCC | - | NPCC-Maritimes | MW | Transmission Limitations |  | 0 | 0 | 0 | 0 | 0 | 0 | 0 | 0 | 0 | 0 | 0
2024 | CA | NPCC | - | NPCC-Maritimes | MW | Existing-Certain |  | 6646.7463 | 6748.9725 | 6740.8445 | 6743.1445 | 6626.0445 | 6626.0445 | 6626.0445 | 6534.0445 | 6520.0445 | 6520.0445 | 6606.5445
2024 | CA | NPCC | - | NPCC-Maritimes | MW | Existing-Other |  | 0 | 0 | 0 | 0 | 0 | 0 | 0 | 0 | 0 | 0 | 0
2024 | CA | NPCC | - | NPCC-Maritimes | MW | Additions - Tier 1 |  | 5.96 | 108.144 | 171.274 | 579.094 | 579.094 | 579.094 | 579.094 | 579.094 | 579.094 | 579.094 | 579.094
2024 | CA | NPCC | - | NPCC-Maritimes | MW | Additions - Tier 2 |  | 0 | 6 | 3.6 | 446.814 | 599.814 | 1397.914 | 1397.914 | 1397.914 | 1397.914 | 1397.914 | 1397.914
2024 | CA | NPCC | - | NPCC-Maritimes | MW | Additions - Tier 3 |  | 0 | 0 | 13.32 | 80.32 | 126.9867 | 197.32 | 255.32 | 267.32 | 279.32 | 291.32 | 291.32
2024 | CA | NPCC | - | NPCC-Maritimes | MW | Firm Imports |  | 371.4 | 289.4 | 322.4 | 215.4 | 145.4 | 145.4 | 145.4 | 145.4 | 145.4 | 145.4 | 145.4
2024 | CA | NPCC | - | NPCC-Maritimes | MW | Firm Exports |  | 0 | 0 | 0 | 0 | 0 | 0 | 0 | 0 | 0 | 0 | 0
2024 | CA | NPCC | - | NPCC-Maritimes | MW | Net Firm Capacity Transfers |  | 371.4 | 289.4 | 322.4 | 215.4 | 145.4 | 145.4 | 145.4 | 145.4 | 145.4 | 145.4 | 145.4
2024 | CA | NPCC | - | NPCC-Maritimes | MW | Expected Imports |  | 0 | 0 | 0 | 0 | 0 | 0 | 0 | 0 | 0 | 0 | 0
2024 | CA | NPCC | - | NPCC-Maritimes | MW | Expected Exports |  | 0 | 0 | 0 | 0 | 0 | 0 | 0 | 0 | 0 | 0 | 0
2024 | CA | NPCC | - | NPCC-Maritimes | MW | Net Expected Transfers |  | 0 | 0 | 0 | 0 | 0 | 0 | 0 | 0 | 0 | 0 | 0
2024 | CA | NPCC | - | NPCC-Maritimes | MW | Existing-Certain & Net Firm Transfers |  | 7018.1463 | 7038.3725 | 7063.2445 | 6958.5445 | 6771.4445 | 6771.4445 | 6771.4445 | 6679.4445 | 6665.4445 | 6665.4445 | 6751.9445
2024 | CA | NPCC | - | NPCC-Maritimes | MW | Anticipated Resources |  | 7024.1063 | 7146.5165 | 7234.5185 | 7537.6385 | 7350.5385 | 7350.5385 | 7350.5385 | 7258.5385 | 7244.5385 | 7244.5385 | 7331.0385
2024 | CA | NPCC | - | NPCC-Maritimes | MW | Prospective Resources |  | 7024.1063 | 7152.5165 | 7238.1185 | 7684.4525 | 7502.3525 | 7519.4525 | 7519.4525 | 7427.4525 | 7413.4525 | 7413.4525 | 7499.9525
2024 | CA | NPCC | - | NPCC-Maritimes | MW | Existing-Certain and Net Firm Transfers Excess/Shortfall |  | -70.6419 | -73.6088 | 147.6445 | 15.4645 | -218.1955 | -306.7555 | -373.7155 | -537.2355 | -631.1555 | -722.5918 | -739.0493
2024 | CA | NPCC | - | NPCC-Maritimes | MW | Anticipated Excess/Shortfall |  | -64.6819 | 34.5352 | 318.9185 | 594.5585 | 360.8985 | 272.3385 | 205.3785 | 41.8585 | -52.0615 | -143.4978 | -159.9553
2024 | CA | NPCC | - | NPCC-Maritimes | MW | Prospective Excess/Shortfall |  | -64.6819 | 40.5352 | 322.5185 | 741.3725 | 512.7125 | 441.2525 | 374.2925 | 210.7725 | 116.8525 | 25.4162 | 8.9587
2024 | CA | NPCC | - | NPCC-Maritimes | % | Existing-Certain and Net Firm Transfers Reserve Margin |  | 18.8% | 18.76% | 22.56% | 20.27% | 16.25% | 14.8% | 13.72% | 11.07% | 9.62% | 8.263% | 8.161%
2024 | CA | NPCC | - | NPCC-Maritimes | % | Anticipated Reserve Margin |  | 18.91% | 20.58% | 25.53% | 30.28% | 26.2% | 24.62% | 23.45% | 20.7% | 19.14% | 17.67% | 17.44%
2024 | CA | NPCC | - | NPCC-Maritimes | % | Prospective Reserve Margin |  | 18.91% | 20.68% | 25.6% | 32.81% | 28.8% | 27.48% | 26.29% | 23.5% | 21.92% | 20.41% | 20.14%
2024 | CA | NPCC | - | NPCC-Maritimes | % | Reference Margin Level |  | 20% | 20% | 20% | 20% | 20% | 20% | 20% | 20% | 20% | 20% | 20%
2024 | CA | MRO | - | MRO-Manitoba Hydro | MW | Energy Efficiency and Conservation |  | 220.9603 | 245.408 | 269.9062 | 300.6257 | 332.1334 | 206.6264 | 240.1047 | 274.5684 | 310.4114 | 347.6339 | 386.4328
2024 | CA | MRO | - | MRO-Manitoba Hydro | MW | Total Installed Photovoltaic |  | 43 | 47.0662 | 51.9669 | 57.8681 | 64.9667 | 73.4946 | 83.7242 | 95.9722 | 110.6046 | 128.0394 | 148.7473
2024 | CA | MRO | - | MRO-Manitoba Hydro | MW | Photovoltaic On-Peak |  | 0 | 0 | 0 | 0 | 0 | 0 | 0 | 0 | 0 | 0 | 0
2024 | CA | MRO | - | MRO-Manitoba Hydro | MW | Total Internal Demand |  | 4767.7161 | 4796.6055 | 4923.2791 | 4967.7646 | 5036.6466 | 5268.0014 | 5366.4433 | 5426.5188 | 5486.4973 | 5555.5292 | 5629.0299
2024 | CA | MRO | - | MRO-Manitoba Hydro | MW | Controllable and Dispatchable Demand Response - Available |  | 0 | 0 | 0 | 0 | 0 | 0 | 0 | 0 | 0 | 0 | 0
2024 | CA | MRO | - | MRO-Manitoba Hydro | MW | Net Internal Demand |  | 4767.7161 | 4796.6055 | 4923.2791 | 4967.7646 | 5036.6466 | 5268.0014 | 5366.4433 | 5426.5188 | 5486.4973 | 5555.5292 | 5629.0299
2024 | CA | MRO | - | MRO-Manitoba Hydro | MW | Behind the Meter Generation - Capacity |  | 0 | 0 | 0 | 0 | 0 | 0 | 0 | 0 | 0 | 0 | 0
2024 | CA | MRO | - | MRO-Manitoba Hydro | MW | Other Capacity Adjustments - Additions |  | 0 | 0 | 0 | 0 | 0 | 0 | 0 | 0 | 0 | 0 | 0
2024 | CA | MRO | - | MRO-Manitoba Hydro | MW | Other Capacity Adjustments - Reductions |  | 0 | 0 | 0 | 0 | 0 | 0 | 0 | 0 | 0 | 0 | 0
2024 | CA | MRO | - | MRO-Manitoba Hydro | MW | Confirmed Retirements |  | 0 | 0 | 0 | 0 | 0 | 0 | 0 | 0 | 0 | 0 | 0
2024 | CA | MRO | - | MRO-Manitoba Hydro | MW | Unconfirmed Retirements |  | 0 | 0 | 0 | 0 | 0 | 18.6416 | 18.6416 | 18.6416 | 18.6416 | 18.6416 | 18.6416
2024 | CA | MRO | - | MRO-Manitoba Hydro | MW | Scheduled Outages |  | 150 | 150 | 150 | 150 | 150 | 150 | 150 | 150 | 150 | 150 | 150
2024 | CA | MRO | - | MRO-Manitoba Hydro | MW | Transmission Limitations |  | 0 | 14.682 | 0 | 0 | 0 | 0 | 0 | 0 | 0 | 0 | 0
2024 | CA | MRO | - | MRO-Manitoba Hydro | MW | Existing-Certain |  | 5878.5175 | 5899.1237 | 5893.0057 | 5893.0057 | 5893.0057 | 5893.0057 | 5893.0057 | 5893.0057 | 5893.0057 | 5893.0057 | 5893.0057
2024 | CA | MRO | - | MRO-Manitoba Hydro | MW | Existing-Other |  | 17.7 | 17.7 | 17.7 | 17.7 | 17.7 | 17.7 | 17.7 | 17.7 | 17.7 | 17.7 | 17.7
2024 | CA | MRO | - | MRO-Manitoba Hydro | MW | Additions - Tier 1 |  | 10.1191 | 30.4591 | 50.7991 | 64.3591 | 64.3591 | 64.3591 | 64.3591 | 64.3591 | 64.3591 | 64.3591 | 64.3591
2024 | CA | MRO | - | MRO-Manitoba Hydro | MW | Additions - Tier 2 |  | 0 | 0 | 0 | 0 | 0 | 0 | 0 | 0 | 0 | 0 | 0
2024 | CA | MRO | - | MRO-Manitoba Hydro | MW | Additions - Tier 3 |  | 0 | 0 | 0 | 0 | 0 | 0 | 0 | 0 | 0 | 0 | 0
2024 | CA | MRO | - | MRO-Manitoba Hydro | MW | Firm Imports |  | 700 | 700 | 700 | 650 | 500 | 500 | 0 | 0 | 0 | 0 | 0
2024 | CA | MRO | - | MRO-Manitoba Hydro | MW | Firm Exports |  | 1227.2598 | 812.8456 | 812.8456 | 742.9293 | 666.6739 | 671.7576 | 565 | 565 | 565 | 565 | 565
2024 | CA | MRO | - | MRO-Manitoba Hydro | MW | Net Firm Capacity Transfers |  | -527.2598 | -112.8456 | -112.8456 | -92.9293 | -166.6739 | -171.7576 | -565 | -565 | -565 | -565 | -565
2024 | CA | MRO | - | MRO-Manitoba Hydro | MW | Expected Imports |  | 0 | 0 | 0 | 0 | 0 | 0 | 0 | 0 | 0 | 0 | 0
2024 | CA | MRO | - | MRO-Manitoba Hydro | MW | Expected Exports |  | 0 | 0 | 0 | 0 | 0 | 0 | 0 | 0 | 0 | 0 | 0
2024 | CA | MRO | - | MRO-Manitoba Hydro | MW | Net Expected Transfers |  | 0 | 0 | 0 | 0 | 0 | 0 | 0 | 0 | 0 | 0 | 0
2024 | CA | MRO | - | MRO-Manitoba Hydro | MW | Existing-Certain & Net Firm Transfers |  | 5351.2577 | 5786.2781 | 5780.1601 | 5800.0764 | 5726.3318 | 5721.2481 | 5328.0057 | 5328.0057 | 5328.0057 | 5328.0057 | 5328.0057
2024 | CA | MRO | - | MRO-Manitoba Hydro | MW | Anticipated Resources |  | 5361.3768 | 5816.7371 | 5830.9592 | 5864.4355 | 5790.6909 | 5785.6072 | 5392.3648 | 5392.3648 | 5392.3648 | 5392.3648 | 5392.3648
2024 | CA | MRO | - | MRO-Manitoba Hydro | MW | Prospective Resources |  | 5379.0768 | 5834.4371 | 5848.6592 | 5882.1355 | 5808.3909 | 5784.6656 | 5391.4232 | 5391.4232 | 5391.4232 | 5391.4232 | 5391.4232
2024 | CA | MRO | - | MRO-Manitoba Hydro | MW | Existing-Certain and Net Firm Transfers Excess/Shortfall |  | 11.4157 | 414.0799 | 266.0876 | 236.1801 | 85.2876 | -178.9135 | -682.4107 | -749.6953 | -816.8713 | -894.1869 | -976.5078
2024 | CA | MRO | - | MRO-Manitoba Hydro | MW | Anticipated Excess/Shortfall |  | 21.5348 | 444.539 | 316.8866 | 300.5391 | 149.6467 | -114.5544 | -618.0517 | -685.3362 | -752.5122 | -829.8279 | -912.1487
2024 | CA | MRO | - | MRO-Manitoba Hydro | MW | Prospective Excess/Shortfall |  | 39.2348 | 462.239 | 334.5866 | 318.2391 | 167.3467 | -115.496 | -618.9933 | -686.2778 | -753.4538 | -830.7695 | -913.0903
2024 | CA | MRO | - | MRO-Manitoba Hydro | % | Existing-Certain and Net Firm Transfers Reserve Margin |  | 12.24% | 20.63% | 17.4% | 16.75% | 13.69% | 8.604% | -0.7163% | -1.815% | -2.889% | -4.095% | -5.348%
2024 | CA | MRO | - | MRO-Manitoba Hydro | % | Anticipated Reserve Margin |  | 12.45% | 21.27% | 18.44% | 18.05% | 14.97% | 9.825% | 0.483% | -0.6294% | -1.716% | -2.937% | -4.204%
2024 | CA | MRO | - | MRO-Manitoba Hydro | % | Prospective Reserve Margin |  | 12.82% | 21.64% | 18.8% | 18.41% | 15.32% | 9.808% | 0.4655% | -0.6467% | -1.733% | -2.954% | -4.221%
2024 | CA | MRO | - | MRO-Manitoba Hydro | % | Reference Margin Level |  | 12% | 12% | 12% | 12% | 12% | 12% | 12% | 12% | 12% | 12% | 12%
2024 | CA | MRO | - | MRO-SaskPower | MW | Energy Efficiency and Conservation |  | 0 | 0 | 0 | 0 | 0 | 0 | 0 | 0 | 0 | 0 | 0
2024 | CA | MRO | - | MRO-SaskPower | MW | Total Installed Photovoltaic |  | 48 | 53 | 58 | 63 | 68 | 73 | 78 | 83 | 88 | 93 | 98
2024 | CA | MRO | - | MRO-SaskPower | MW | Photovoltaic On-Peak |  | 0 | 0 | 0 | 0 | 0 | 0 | 0 | 0 | 0 | 0 | 0
2024 | CA | MRO | - | MRO-SaskPower | MW | Total Internal Demand |  | 3851.6 | 3917.4 | 4025.2908 | 4149.3893 | 4188.7989 | 4209.8912 | 4241.9655 | 4271.2113 | 4314.6539 | 4358.9315 | 4408.4425
2024 | CA | MRO | - | MRO-SaskPower | MW | Controllable and Dispatchable Demand Response - Available |  | 72 | 72 | 72 | 72 | 72 | 72 | 72 | 72 | 72 | 72 | 72
2024 | CA | MRO | - | MRO-SaskPower | MW | Net Internal Demand |  | 3779.6 | 3845.4 | 3953.2908 | 4077.3893 | 4116.7989 | 4137.8912 | 4169.9655 | 4199.2113 | 4242.6539 | 4286.9315 | 4336.4425
2024 | CA | MRO | - | MRO-SaskPower | MW | Behind the Meter Generation - Capacity |  | 0 | 0 | 0 | 0 | 0 | 0 | 0 | 0 | 0 | 0 | 0
2024 | CA | MRO | - | MRO-SaskPower | MW | Other Capacity Adjustments - Additions |  | 0 | 0 | 0 | 0 | 0 | 0 | 0 | 0 | 0 | 0 | 0
2024 | CA | MRO | - | MRO-SaskPower | MW | Other Capacity Adjustments - Reductions |  | 0 | 0 | 0 | 0 | 0 | 0 | 0 | 0 | 0 | 0 | 0
2024 | CA | MRO | - | MRO-SaskPower | MW | Confirmed Retirements |  | 179.6 | 179.6 | 184.8 | 186.92 | 202.52 | 202.52 | 202.52 | 202.52 | 202.52 | 202.52 | 202.52
2024 | CA | MRO | - | MRO-SaskPower | MW | Unconfirmed Retirements |  | 0 | 0 | 0 | 300 | 300 | 1200 | 1200 | 1229.9 | 1229.88 | 1229.88 | 1229.88
2024 | CA | MRO | - | MRO-SaskPower | MW | Scheduled Outages |  | 108.7297 | 156.729 | 62 | 0 | 0 | 0 | 76.8 | 75.8 | 75.8 | 13.8 | 0
2024 | CA | MRO | - | MRO-SaskPower | MW | Transmission Limitations |  | 0 | 0 | 0 | 0 | 0 | 0 | 0 | 0 | 0 | 0 | 0
2024 | CA | MRO | - | MRO-SaskPower | MW | Existing-Certain |  | 4165.2503 | 4117.251 | 4206.78 | 4266.66 | 4251.06 | 4251.06 | 4174.26 | 4175.26 | 4175.26 | 4237.26 | 4251.06
2024 | CA | MRO | - | MRO-SaskPower | MW | Existing-Other |  | 0 | 0 | 0 | 0 | 0 | 0 | 0 | 0 | 0 | 0 | 0
2024 | CA | MRO | - | MRO-SaskPower | MW | Additions - Tier 1 |  | 416.5 | 506.7 | 506.7 | 883.2 | 883.2 | 883.2 | 883.2 | 883.2 | 883.2 | 883.2 | 883.2
2024 | CA | MRO | - | MRO-SaskPower | MW | Additions - Tier 2 |  | 0 | 0 | 55 | 175 | 175 | 928 | 928 | 928 | 928 | 928 | 928
2024 | CA | MRO | - | MRO-SaskPower | MW | Additions - Tier 3 |  | 0 | 0 | 0 | 0 | 0 | 0 | 0 | 0 | 0 | 0 | 0
2024 | CA | MRO | - | MRO-SaskPower | MW | Firm Imports |  | 290 | 290 | 290 | 315 | 315 | 315 | 315 | 315 | 315 | 315 | 315
2024 | CA | MRO | - | MRO-SaskPower | MW | Firm Exports |  | 0 | 0 | 0 | 0 | 0 | 0 | 0 | 0 | 0 | 0 | 0
2024 | CA | MRO | - | MRO-SaskPower | MW | Net Firm Capacity Transfers |  | 290 | 290 | 290 | 315 | 315 | 315 | 315 | 315 | 315 | 315 | 315
2024 | CA | MRO | - | MRO-SaskPower | MW | Expected Imports |  | 0 | 0 | 0 | 0 | 0 | 0 | 0 | 0 | 0 | 0 | 0
2024 | CA | MRO | - | MRO-SaskPower | MW | Expected Exports |  | 0 | 0 | 0 | 0 | 0 | 0 | 0 | 0 | 0 | 0 | 0
2024 | CA | MRO | - | MRO-SaskPower | MW | Net Expected Transfers |  | 0 | 0 | 0 | 0 | 0 | 0 | 0 | 0 | 0 | 0 | 0
2024 | CA | MRO | - | MRO-SaskPower | MW | Existing-Certain & Net Firm Transfers |  | 4455.2503 | 4407.251 | 4496.78 | 4581.66 | 4566.06 | 4566.06 | 4489.26 | 4490.26 | 4490.26 | 4552.26 | 4566.06
2024 | CA | MRO | - | MRO-SaskPower | MW | Anticipated Resources |  | 4871.7503 | 4913.951 | 5003.48 | 5464.86 | 5449.26 | 5449.26 | 5372.46 | 5373.46 | 5373.46 | 5435.46 | 5449.26
2024 | CA | MRO | - | MRO-SaskPower | MW | Prospective Resources |  | 4871.7503 | 4913.951 | 5058.48 | 5339.86 | 5324.26 | 5177.26 | 5100.46 | 5071.56 | 5071.58 | 5133.58 | 5147.38
2024 | CA | MRO | - | MRO-SaskPower | MW | Existing-Certain and Net Firm Transfers Excess/Shortfall |  | 108.7103 | -14.959 | -49.5044 | -107.3377 | -168.2588 | -192.5149 | -306.2003 | -338.833 | -388.792 | -377.7112 | -420.8489
2024 | CA | MRO | - | MRO-SaskPower | MW | Anticipated Excess/Shortfall |  | 525.2103 | 491.741 | 457.1956 | 775.8623 | 714.9412 | 690.6851 | 576.9997 | 544.367 | 494.408 | 505.4888 | 462.3511
2024 | CA | MRO | - | MRO-SaskPower | MW | Prospective Excess/Shortfall |  | 525.2103 | 491.741 | 512.1956 | 650.8623 | 589.9412 | 418.6851 | 304.9997 | 242.467 | 192.528 | 203.6088 | 160.4711
2024 | CA | MRO | - | MRO-SaskPower | % | Existing-Certain and Net Firm Transfers Reserve Margin |  | 17.88% | 14.61% | 13.75% | 12.37% | 10.91% | 10.35% | 7.657% | 6.931% | 5.836% | 6.189% | 5.295%
2024 | CA | MRO | - | MRO-SaskPower | % | Anticipated Reserve Margin |  | 28.9% | 27.79% | 26.56% | 34.03% | 32.37% | 31.69% | 28.84% | 27.96% | 26.65% | 26.79% | 25.66%
2024 | CA | MRO | - | MRO-SaskPower | % | Prospective Reserve Margin |  | 28.9% | 27.79% | 27.96% | 30.96% | 29.33% | 25.12% | 22.31% | 20.77% | 19.54% | 19.75% | 18.7%
2024 | CA | MRO | - | MRO-SaskPower | % | Reference Margin Level |  | 15% | 15% | 15% | 15% | 15% | 15% | 15% | 15% | 15% | 15% | 15%
2024 | US | NPCC | - | NPCC-New England | MW | Energy Efficiency and Conservation |  | 1676 | 1769 | 1862 | 1955 | 2030 | 2092 | 2140 | 2174 | 2194 | 2202 | 2210.0292
2024 | US | NPCC | - | NPCC-New England | MW | Total Installed Photovoltaic |  | 0 | 0 | 0 | 0 | 0 | 0 | 0 | 0 | 0 | 0 | 0
2024 | US | NPCC | - | NPCC-New England | MW | Photovoltaic On-Peak |  | 0 | 0 | 0 | 0 | 0 | 0 | 0 | 0 | 0 | 0 | 0
2024 | US | NPCC | - | NPCC-New England | MW | Total Internal Demand |  | 20308 | 20639 | 21075 | 21559 | 22136 | 22825 | 23628 | 24562 | 25608 | 26768 | 27980.5
2024 | US | NPCC | - | NPCC-New England | MW | Controllable and Dispatchable Demand Response - Available |  | 464 | 568 | 586 | 544 | 544 | 544 | 544 | 544 | 544 | 544 | 544
2024 | US | NPCC | - | NPCC-New England | MW | Net Internal Demand |  | 19844 | 20071 | 20489 | 21015 | 21592 | 22281 | 23084 | 24018 | 25064 | 26224 | 27436.5
2024 | US | NPCC | - | NPCC-New England | MW | Behind the Meter Generation - Capacity |  | 0 | 0 | 0 | 0 | 0 | 0 | 0 | 0 | 0 | 0 | 0
2024 | US | NPCC | - | NPCC-New England | MW | Other Capacity Adjustments - Additions |  | 0 | 0 | 0 | 0 | 0 | 0 | 0 | 0 | 0 | 0 | 0
2024 | US | NPCC | - | NPCC-New England | MW | Other Capacity Adjustments - Reductions |  | 0 | 0 | 0 | 0 | 0 | 0 | 0 | 0 | 0 | 0 | 0
2024 | US | NPCC | - | NPCC-New England | MW | Confirmed Retirements |  | 1829.391 | 2008.149 | 2008.149 | 2233.2675 | 2233.2675 | 2233.2675 | 2233.2675 | 2233.2675 | 2233.2675 | 2233.2675 | 2233.2675
2024 | US | NPCC | - | NPCC-New England | MW | Unconfirmed Retirements |  | 0 | 0 | 0 | 0 | 0 | 0 | 0 | 0 | 0 | 0 | 0
2024 | US | NPCC | - | NPCC-New England | MW | Scheduled Outages |  | 38 | 0 | 0 | 0 | 0 | 0 | 0 | 0 | 0 | 0 | 0
2024 | US | NPCC | - | NPCC-New England | MW | Transmission Limitations |  | 0 | 0 | 0 | 0 | 0 | 0 | 0 | 0 | 0 | 0 | 0
2024 | US | NPCC | - | NPCC-New England | MW | Existing-Certain |  | 29680.6282 | 29718.6282 | 29539.8702 | 29391.6982 | 29314.7517 | 29314.7517 | 29314.7517 | 29314.7517 | 29314.7517 | 29314.7517 | 29314.7517
2024 | US | NPCC | - | NPCC-New England | MW | Existing-Other |  | 305.9814 | 305.9814 | 305.9814 | 305.9814 | 305.9814 | 305.9814 | 305.9814 | 305.9814 | 305.9814 | 305.9814 | 305.9814
2024 | US | NPCC | - | NPCC-New England | MW | Additions - Tier 1 |  | 554.565 | 1684.918 | 2633.5847 | 3005.9847 | 3209.9847 | 3209.9847 | 3209.9847 | 3857.9847 | 3857.9847 | 3857.9847 | 3857.9847
2024 | US | NPCC | - | NPCC-New England | MW | Additions - Tier 2 |  | 151.968 | 941.7804 | 5180.7179 | 7884.6079 | 8126.4079 | 9623.2879 | 9623.2879 | 9623.2879 | 9623.2879 | 9623.2879 | 9623.2879
2024 | US | NPCC | - | NPCC-New England | MW | Additions - Tier 3 |  | 1110.27 | 1505.21 | 3953.7536 | 5913.5457 | 8535.0357 | 8931.6747 | 9749.7997 | 11296.6747 | 11296.6747 | 11296.6747 | 11296.6747
2024 | US | NPCC | - | NPCC-New England | MW | Firm Imports |  | 1160.583 | 1247.601 | 566.998 | 154.2 | 83.6 | 83.6 | 83.6 | 83.6 | 83.6 | 0 | 0
2024 | US | NPCC | - | NPCC-New England | MW | Firm Exports |  | 0 | 0 | 0 | 0 | 0 | 0 | 0 | 0 | 0 | 0 | 0
2024 | US | NPCC | - | NPCC-New England | MW | Net Firm Capacity Transfers |  | 1160.583 | 1247.601 | 566.998 | 154.2 | 83.6 | 83.6 | 83.6 | 83.6 | 83.6 | 0 | 0
2024 | US | NPCC | - | NPCC-New England | MW | Expected Imports |  | 0 | 0 | 0 | 0 | 0 | 0 | 0 | 0 | 0 | 0 | 0
2024 | US | NPCC | - | NPCC-New England | MW | Expected Exports |  | 0 | 0 | 0 | 0 | 0 | 0 | 0 | 0 | 0 | 0 | 0
2024 | US | NPCC | - | NPCC-New England | MW | Net Expected Transfers |  | 0 | 0 | 0 | 0 | 0 | 0 | 0 | 0 | 0 | 0 | 0
2024 | US | NPCC | - | NPCC-New England | MW | Existing-Certain & Net Firm Transfers |  | 30841.2112 | 30966.2292 | 30106.8682 | 29545.8982 | 29398.3517 | 29398.3517 | 29398.3517 | 29398.3517 | 29398.3517 | 29314.7517 | 29314.7517
2024 | US | NPCC | - | NPCC-New England | MW | Anticipated Resources |  | 31395.7762 | 32651.1472 | 32740.4529 | 32551.8829 | 32608.3364 | 32608.3364 | 32608.3364 | 33256.3364 | 33256.3364 | 33172.7364 | 33172.7364
2024 | US | NPCC | - | NPCC-New England | MW | Prospective Resources |  | 31853.7257 | 33898.9091 | 38227.1523 | 40742.4723 | 41040.7257 | 42537.6057 | 42537.6057 | 43185.6057 | 43185.6057 | 43102.0057 | 43102.0057
2024 | US | NPCC | - | NPCC-New England | MW | Existing-Certain and Net Firm Transfers Excess/Shortfall |  | 8512.3455 | 8346.2122 | 7196.888 | 6149.0581 | 5359.1144 | 4592.0231 | 3698.0111 | 2658.1516 | 1493.5979 | 118.5235 | -1231.4012
2024 | US | NPCC | - | NPCC-New England | MW | Anticipated Excess/Shortfall |  | 9066.9105 | 10031.1302 | 9830.4727 | 9155.0428 | 8569.0991 | 7802.0079 | 6907.9958 | 6516.1363 | 5351.5826 | 3976.5082 | 2626.5835
2024 | US | NPCC | - | NPCC-New England | MW | Prospective Excess/Shortfall |  | 9524.86 | 11278.8921 | 15317.172 | 17345.6322 | 17001.4885 | 17731.2772 | 16837.2652 | 16445.4056 | 15280.852 | 13905.7776 | 12555.8528
2024 | US | NPCC | - | NPCC-New England | % | Existing-Certain and Net Firm Transfers Reserve Margin |  | 55.42% | 54.28% | 46.94% | 40.59% | 36.15% | 31.94% | 27.35% | 22.4% | 17.29% | 11.79% | 6.846%
2024 | US | NPCC | - | NPCC-New England | % | Anticipated Reserve Margin |  | 58.21% | 62.68% | 59.8% | 54.9% | 51.02% | 46.35% | 41.26% | 38.46% | 32.69% | 26.5% | 20.91%
2024 | US | NPCC | - | NPCC-New England | % | Prospective Reserve Margin |  | 60.52% | 68.89% | 86.57% | 93.87% | 90.07% | 90.91% | 84.27% | 79.81% | 72.3% | 64.36% | 57.1%
2024 | US | NPCC | - | NPCC-New England | % | Reference Margin Level |  | 12.52% | 12.7% | 11.82% | 11.33% | 11.33% | 11.33% | 11.33% | 11.33% | 11.33% | 11.33% | 11.33%
2024 | US | NPCC | - | NPCC-New York | MW | Energy Efficiency and Conservation |  | 349 | 722 | 1065 | 1414 | 1759 | 2112 | 2470 | 2840 | 3221 | 3602 | 3974
2024 | US | NPCC | - | NPCC-New York | MW | Total Installed Photovoltaic |  | 6054 | 6886 | 7678 | 8400 | 9037 | 9574 | 10015 | 10371 | 10650 | 10868 | 11035
2024 | US | NPCC | - | NPCC-New York | MW | Photovoltaic On-Peak |  | 0 | 0 | 0 | 0 | 0 | 0 | 0 | 0 | 0 | 0 | 0
2024 | US | NPCC | - | NPCC-New York | MW | Total Internal Demand |  | 23800 | 24210 | 24730 | 25270 | 25760 | 26350 | 27020 | 27900 | 28850 | 29950 | 31480
2024 | US | NPCC | - | NPCC-New York | MW | Controllable and Dispatchable Demand Response - Available |  | 703.2 | 703.2 | 703.2 | 703.2 | 703.2 | 703.2 | 703.2 | 703.2 | 703.2 | 703.2 | 703.2
2024 | US | NPCC | - | NPCC-New York | MW | Net Internal Demand |  | 23096.8 | 23506.8 | 24026.8 | 24566.8 | 25056.8 | 25646.8 | 26316.8 | 27196.8 | 28146.8 | 29246.8 | 30776.8
2024 | US | NPCC | - | NPCC-New York | MW | Behind the Meter Generation - Capacity |  | 0 | 0 | 0 | 0 | 0 | 0 | 0 | 0 | 0 | 0 | 0
2024 | US | NPCC | - | NPCC-New York | MW | Other Capacity Adjustments - Additions |  | 0 | 0 | 0 | 0 | 0 | 0 | 0 | 0 | 0 | 0 | 0
2024 | US | NPCC | - | NPCC-New York | MW | Other Capacity Adjustments - Reductions |  | 0 | 0 | 0 | 0 | 0 | 0 | 0 | 0 | 0 | 0 | 0
2024 | US | NPCC | - | NPCC-New York | MW | Confirmed Retirements |  | 222.1 | 978.6 | 978.6 | 978.6 | 978.6 | 978.6 | 1390.2 | 1390.2 | 1390.2 | 1390.2 | 1390.2
2024 | US | NPCC | - | NPCC-New York | MW | Unconfirmed Retirements |  | 0 | 0 | 0 | 0 | 0 | 0 | 0 | 0 | 0 | 0 | 0
2024 | US | NPCC | - | NPCC-New York | MW | Scheduled Outages |  | 0 | 0 | 0 | 0 | 0 | 0 | 0 | 0 | 0 | 0 | 0
2024 | US | NPCC | - | NPCC-New York | MW | Transmission Limitations |  | 0 | 0 | 0 | 0 | 0 | 0 | 0 | 0 | 0 | 0 | 0
2024 | US | NPCC | - | NPCC-New York | MW | Existing-Certain |  | 37091.5 | 36392.2 | 36392.2 | 36392.2 | 36392.2 | 36392.2 | 36392.2 | 35980.6 | 35980.6 | 35980.6 | 35980.6
2024 | US | NPCC | - | NPCC-New York | MW | Existing-Other |  | 0 | 0 | 0 | 0 | 0 | 0 | 0 | 0 | 0 | 0 | 0
2024 | US | NPCC | - | NPCC-New York | MW | Additions - Tier 1 |  | 103.18 | 104.98 | 595.3 | 1027.78 | 1027.78 | 1027.78 | 1027.78 | 1027.78 | 1027.78 | 1027.78 | 1027.78
2024 | US | NPCC | - | NPCC-New York | MW | Additions - Tier 2 |  | 280.6 | 1104.8 | 2105.3 | 3008 | 3008 | 3008 | 3008 | 3008 | 3008 | 3008 | 3008
2024 | US | NPCC | - | NPCC-New York | MW | Additions - Tier 3 |  | 600.6 | 2678.4 | 3786.7 | 5208.1 | 5972.2 | 5972.2 | 5972.2 | 5972.2 | 5972.2 | 5972.2 | 5972.2
2024 | US | NPCC | - | NPCC-New York | MW | Firm Imports |  | 758.97 | 600.9 | 747.9 | 1053.7 | 1054.3 | 1054.3 | 1054.3 | 1054.3 | 1054.3 | 1054.3 | 1054.3
2024 | US | NPCC | - | NPCC-New York | MW | Firm Exports |  | 0 | 0 | 0 | 0 | 0 | 0 | 0 | 0 | 0 | 0 | 0
2024 | US | NPCC | - | NPCC-New York | MW | Net Firm Capacity Transfers |  | 758.97 | 600.9 | 747.9 | 1053.7 | 1054.3 | 1054.3 | 1054.3 | 1054.3 | 1054.3 | 1054.3 | 1054.3
2024 | US | NPCC | - | NPCC-New York | MW | Expected Imports |  | 0 | 0 | 0 | 0 | 0 | 0 | 0 | 0 | 0 | 0 | 0
2024 | US | NPCC | - | NPCC-New York | MW | Expected Exports |  | 0 | 0 | 0 | 0 | 0 | 0 | 0 | 0 | 0 | 0 | 0
2024 | US | NPCC | - | NPCC-New York | MW | Net Expected Transfers |  | 0 | 0 | 0 | 0 | 0 | 0 | 0 | 0 | 0 | 0 | 0
2024 | US | NPCC | - | NPCC-New York | MW | Existing-Certain & Net Firm Transfers |  | 37850.47 | 36993.1 | 37140.1 | 37445.9 | 37446.5 | 37446.5 | 37446.5 | 37034.9 | 37034.9 | 37034.9 | 37034.9
2024 | US | NPCC | - | NPCC-New York | MW | Anticipated Resources |  | 37953.65 | 37098.08 | 37735.4 | 38473.68 | 38474.28 | 38474.28 | 38474.28 | 38062.68 | 38062.68 | 38062.68 | 38062.68
2024 | US | NPCC | - | NPCC-New York | MW | Prospective Resources |  | 38234.25 | 38202.88 | 39840.7 | 41481.68 | 41482.28 | 41482.28 | 41482.28 | 41070.68 | 41070.68 | 41070.68 | 41070.68
2024 | US | NPCC | - | NPCC-New York | MW | Existing-Certain and Net Firm Transfers Excess/Shortfall |  | 11289.15 | 9960.28 | 9509.28 | 9194.08 | 8631.18 | 7952.68 | 7182.18 | 5758.58 | 4666.08 | 3401.08 | 1641.58
2024 | US | NPCC | - | NPCC-New York | MW | Anticipated Excess/Shortfall |  | 11392.33 | 10065.26 | 10104.58 | 10221.86 | 9658.96 | 8980.46 | 8209.96 | 6786.36 | 5693.86 | 4428.86 | 2669.36
2024 | US | NPCC | - | NPCC-New York | MW | Prospective Excess/Shortfall |  | 11672.93 | 11170.06 | 12209.88 | 13229.86 | 12666.96 | 11988.46 | 11217.96 | 9794.36 | 8701.86 | 7436.86 | 5677.36
2024 | US | NPCC | - | NPCC-New York | % | Existing-Certain and Net Firm Transfers Reserve Margin |  | 63.88% | 57.37% | 54.58% | 52.42% | 49.45% | 46.01% | 42.29% | 36.17% | 31.58% | 26.63% | 20.33%
2024 | US | NPCC | - | NPCC-New York | % | Anticipated Reserve Margin |  | 64.32% | 57.82% | 57.06% | 56.61% | 53.55% | 50.02% | 46.2% | 39.95% | 35.23% | 30.14% | 23.67%
2024 | US | NPCC | - | NPCC-New York | % | Prospective Reserve Margin |  | 65.54% | 62.52% | 65.82% | 68.85% | 65.55% | 61.74% | 57.63% | 51.01% | 45.92% | 40.43% | 33.45%
2024 | US | NPCC | - | NPCC-New York | % | Reference Margin Level |  | 15% | 15% | 15% | 15% | 15% | 15% | 15% | 15% | 15% | 15% | 15%
2024 | CA | NPCC | - | NPCC-Ontario | MW | Energy Efficiency and Conservation |  | 3886.9937 | 3992.7284 | 4139.0072 | 4217.698 | 4298.4363 | 4347.9643 | 4357.4742 | 4372.6509 | 4354.4423 | 4422.8076 | 4523.9298
2024 | CA | NPCC | - | NPCC-Ontario | MW | Total Installed Photovoltaic |  | 2171.5586 | 2171.5586 | 2171.5586 | 2171.5586 | 2171.5586 | 2171.5586 | 2171.5586 | 2171.5586 | 2171.5586 | 2171.5586 | 2171.5586
2024 | CA | NPCC | - | NPCC-Ontario | MW | Photovoltaic On-Peak |  | 0 | 0 | 0 | 0.96121 | 0 | 84.1666 | 77.952 | 289.6956 | 289.9345 | 47.8539 | 0
2024 | CA | NPCC | - | NPCC-Ontario | MW | Total Internal Demand |  | 22637.5239 | 23399.7879 | 23988.7498 | 24658.5747 | 25311.1913 | 26008.7395 | 26909.8999 | 27545.3036 | 28160.1305 | 28629.6442 | 28987.1612
2024 | CA | NPCC | - | NPCC-Ontario | MW | Controllable and Dispatchable Demand Response - Available |  | 915.4104 | 1211.3044 | 1334.9294 | 1534.9294 | 1534.9294 | 1534.9294 | 1534.9294 | 1534.9294 | 1534.9294 | 1534.9294 | 1534.9294
2024 | CA | NPCC | - | NPCC-Ontario | MW | Net Internal Demand |  | 21722.1135 | 22188.4835 | 22653.8204 | 23123.6453 | 23776.2619 | 24473.8101 | 25374.9705 | 26010.3742 | 26625.2011 | 27094.7148 | 27452.2318
2024 | CA | NPCC | - | NPCC-Ontario | MW | Behind the Meter Generation - Capacity |  | 0 | 0 | 0 | 0 | 0 | 0 | 0 | 0 | 0 | 0 | 0
2024 | CA | NPCC | - | NPCC-Ontario | MW | Other Capacity Adjustments - Additions |  | 0 | 0 | 0 | 0 | 0 | 0 | 0 | 0 | 0 | 0 | 0
2024 | CA | NPCC | - | NPCC-Ontario | MW | Other Capacity Adjustments - Reductions |  | 0 | 0 | 0 | 0 | 0 | 0 | 0 | 0 | 0 | 0 | 0
2024 | CA | NPCC | - | NPCC-Ontario | MW | Confirmed Retirements |  | 970.27 | 970.27 | 2880.294 | 2880.294 | 2880.294 | 2880.294 | 2880.294 | 2880.294 | 2880.294 | 2880.294 | 2880.294
2024 | CA | NPCC | - | NPCC-Ontario | MW | Unconfirmed Retirements |  | 0 | 0 | 0 | 0 | 0 | 0 | 0 | 0 | 0 | 0 | 0
2024 | CA | NPCC | - | NPCC-Ontario | MW | Scheduled Outages |  | 0 | 0 | 0 | 0 | 0 | 0 | 0 | 0 | 0 | 0 | 0
2024 | CA | NPCC | - | NPCC-Ontario | MW | Transmission Limitations |  | 0 | 0 | 0 | 0 | 0 | 0 | 0 | 0 | 0 | 0 | 0
2024 | CA | NPCC | - | NPCC-Ontario | MW | Existing-Certain |  | 26993.5407 | 26835.5887 | 25655.9027 | 26375.6757 | 25401.2237 | 23165.8607 | 22272.1767 | 22276.8227 | 22263.7057 | 22844.2707 | 21232.1207
2024 | CA | NPCC | - | NPCC-Ontario | MW | Existing-Other |  | 0 | 0 | 0 | 0 | 0 | 0 | 0 | 0 | 0 | 0 | 0
2024 | CA | NPCC | - | NPCC-Ontario | MW | Additions - Tier 1 |  | 0 | 694.384 | 1850.3517 | 1847.8517 | 3124.996 | 3415.0767 | 3956.7967 | 3955.7967 | 4498.0167 | 5040.7367 | 6076.1183
2024 | CA | NPCC | - | NPCC-Ontario | MW | Additions - Tier 2 |  | 0 | 0 | 0 | 0 | 0 | 0 | 0 | 0 | 0 | 0 | 0
2024 | CA | NPCC | - | NPCC-Ontario | MW | Additions - Tier 3 |  | 0 | 0 | 0 | 0 | 0 | 0 | 0 | 0 | 0 | 0 | 0
2024 | CA | NPCC | - | NPCC-Ontario | MW | Firm Imports |  | 150 | 0 | 0 | 0 | 0 | 0 | 0 | 0 | 0 | 0 | 0
2024 | CA | NPCC | - | NPCC-Ontario | MW | Firm Exports |  | 600 | 600 | 0 | 600 | 600 | 600 | 600 | 0 | 0 | 0 | 0
2024 | CA | NPCC | - | NPCC-Ontario | MW | Net Firm Capacity Transfers |  | -450 | -600 | 0 | -600 | -600 | -600 | -600 | 0 | 0 | 0 | 0
2024 | CA | NPCC | - | NPCC-Ontario | MW | Expected Imports |  | 243 | 243 | 243 | 243 | 243 | 243 | 243 | 243 | 243 | 243 | 243
2024 | CA | NPCC | - | NPCC-Ontario | MW | Expected Exports |  | 0 | 0 | 0 | 0 | 0 | 0 | 0 | 0 | 0 | 0 | 0
2024 | CA | NPCC | - | NPCC-Ontario | MW | Net Expected Transfers |  | 243 | 243 | 243 | 243 | 243 | 243 | 243 | 243 | 243 | 243 | 243
2024 | CA | NPCC | - | NPCC-Ontario | MW | Existing-Certain & Net Firm Transfers |  | 26543.5407 | 26235.5887 | 25655.9027 | 25775.6757 | 24801.2237 | 22565.8607 | 21672.1767 | 22276.8227 | 22263.7057 | 22844.2707 | 21232.1207
2024 | CA | NPCC | - | NPCC-Ontario | MW | Anticipated Resources |  | 26543.5407 | 26929.9727 | 27506.2544 | 27623.5274 | 27926.2197 | 25980.9375 | 25628.9735 | 26232.6195 | 26761.7225 | 27885.0075 | 27308.239
2024 | CA | NPCC | - | NPCC-Ontario | MW | Prospective Resources |  | 26786.5407 | 27172.9727 | 27749.2544 | 27866.5274 | 28169.2197 | 26223.9375 | 25871.9735 | 26475.6195 | 27004.7225 | 28128.0075 | 27551.239
2024 | CA | NPCC | - | NPCC-Ontario | MW | Existing-Certain and Net Firm Transfers Excess/Shortfall |  | 2321.212 | 2312.7868 | -2034.8109 | -1160.1859 | -1886.6848 | -3705.6848 | -5936.4048 | -6075.4048 | -5992.1248 | -6851.4914 | -8498.8579
2024 | CA | NPCC | - | NPCC-Ontario | MW | Anticipated Excess/Shortfall |  | 2321.212 | 3007.1708 | -184.4592 | 687.6658 | 1238.3111 | -290.6081 | -1979.6081 | -2119.6081 | -1494.1081 | -1810.7546 | -2422.7396
2024 | CA | NPCC | - | NPCC-Ontario | MW | Prospective Excess/Shortfall |  | 2564.212 | 3250.1708 | 58.5408 | 930.6658 | 1481.3111 | -47.6081 | -1736.6081 | -1876.6081 | -1251.1081 | -1567.7546 | -2179.7396
2024 | CA | NPCC | - | NPCC-Ontario | % | Existing-Certain and Net Firm Transfers Reserve Margin |  | 22.2% | 18.24% | 13.25% | 11.47% | 4.311% | -7.796% | -14.59% | -14.35% | -16.38% | -15.69% | -22.66%
2024 | CA | NPCC | - | NPCC-Ontario | % | Anticipated Reserve Margin |  | 22.2% | 21.37% | 21.42% | 19.46% | 17.45% | 6.158% | 1.001% | 0.8544% | 0.5128% | 2.917% | -0.5245%
2024 | CA | NPCC | - | NPCC-Ontario | % | Prospective Reserve Margin |  | 23.31% | 22.46% | 22.49% | 20.51% | 18.48% | 7.151% | 1.959% | 1.789% | 1.425% | 3.814% | 0.3607%
2024 | CA | NPCC | - | NPCC-Ontario | % | Reference Margin Level |  | 11.51% | 7.816% | 22.23% | 16.49% | 12.25% | 7.346% | 8.802% | 9.004% | 6.124% | 9.6% | 8.301%
2024 | CA | NPCC | - | NPCC-Quebec | MW | Energy Efficiency and Conservation |  | 338 | 508 | 684 | 868 | 1052 | 1246 | 1432 | 1645 | 1862 | 2129 | 2416
2024 | CA | NPCC | - | NPCC-Quebec | MW | Total Installed Photovoltaic |  | 62 | 97 | 139 | 189 | 248 | 316 | 394 | 485 | 592 | 718 | 862
2024 | CA | NPCC | - | NPCC-Quebec | MW | Photovoltaic On-Peak |  | 2 | 3 | 5 | 5 | 6 | 7 | 7 | 6 | 6 | 5 | 5
2024 | CA | NPCC | - | NPCC-Quebec | MW | Total Internal Demand |  | 41044.3558 | 41496.6229 | 41953.8863 | 42475.9194 | 43384.7279 | 44070.0986 | 44784.1435 | 45577.2949 | 46635.1443 | 47828.47 | 49040.5255
2024 | CA | NPCC | - | NPCC-Quebec | MW | Controllable and Dispatchable Demand Response - Available |  | 4451.3868 | 4732.0522 | 4896.1976 | 5068.1329 | 5258.1741 | 5322.0219 | 5376.625 | 5388.4182 | 5388.4182 | 5388.4182 | 5388.4182
2024 | CA | NPCC | - | NPCC-Quebec | MW | Net Internal Demand |  | 36592.969 | 36764.5707 | 37057.6887 | 37407.7865 | 38126.5538 | 38748.0767 | 39407.5184 | 40188.8767 | 41246.7261 | 42440.0518 | 43652.1073
2024 | CA | NPCC | - | NPCC-Quebec | MW | Behind the Meter Generation - Capacity |  | 0 | 0 | 0 | 0 | 0 | 0 | 0 | 0 | 0 | 0 | 0
2024 | CA | NPCC | - | NPCC-Quebec | MW | Other Capacity Adjustments - Additions |  | 0 | 0 | 0 | 0 | 0 | 0 | 0 | 0 | 0 | 0 | 0
2024 | CA | NPCC | - | NPCC-Quebec | MW | Other Capacity Adjustments - Reductions |  | 0 | 0 | 0 | 0 | 0 | 0 | 0 | 0 | 0 | 0 | 0
2024 | CA | NPCC | - | NPCC-Quebec | MW | Confirmed Retirements |  | 0 | 0 | 0 | 0 | 0 | 0 | 0 | 0 | 0 | 0 | 0
2024 | CA | NPCC | - | NPCC-Quebec | MW | Unconfirmed Retirements |  | 0 | 0 | 0 | 0 | 0 | 0 | 0 | 0 | 0 | 0 | 0
2024 | CA | NPCC | - | NPCC-Quebec | MW | Scheduled Outages |  | 0 | 0 | 0 | 0 | 0 | 0 | 0 | 0 | 0 | 0 | 0
2024 | CA | NPCC | - | NPCC-Quebec | MW | Transmission Limitations |  | 0 | 0 | 0 | 0 | 0 | 0 | 0 | 0 | 0 | 0 | 0
2024 | CA | NPCC | - | NPCC-Quebec | MW | Existing-Certain |  | 41559.5695 | 41574.7395 | 41574.1255 | 41611.0955 | 41648.0655 | 41648.0655 | 41656.0655 | 41656.0655 | 41656.0655 | 41656.0655 | 41656.0655
2024 | CA | NPCC | - | NPCC-Quebec | MW | Existing-Other |  | 0 | 0 | 0 | 0 | 0 | 0 | 0 | 0 | 0 | 0 | 0
2024 | CA | NPCC | - | NPCC-Quebec | MW | Additions - Tier 1 |  | 73.44 | 73.44 | 469.1992 | 664.5192 | 834.9792 | 1016.1672 | 1016.1672 | 1016.1672 | 1016.1672 | 1016.1672 | 1016.1672
2024 | CA | NPCC | - | NPCC-Quebec | MW | Additions - Tier 2 |  | 0 | 0 | 0 | 0 | 0 | 0 | 0 | 0 | 0 | 0 | 0
2024 | CA | NPCC | - | NPCC-Quebec | MW | Additions - Tier 3 |  | 0 | 0 | 0 | 0 | 0 | 0 | 0 | 0 | 0 | 0 | 0
2024 | CA | NPCC | - | NPCC-Quebec | MW | Firm Imports |  | 600 | 600 | 0 | 600 | 600 | 600 | 600 | 0 | 0 | 0 | 0
2024 | CA | NPCC | - | NPCC-Quebec | MW | Firm Exports |  | 1079 | 989.8 | 145 | 145 | 145 | 145 | 0 | 0 | 0 | 0 | 0
2024 | CA | NPCC | - | NPCC-Quebec | MW | Net Firm Capacity Transfers |  | -479 | -389.8 | -145 | 455 | 455 | 455 | 600 | 0 | 0 | 0 | 0
2024 | CA | NPCC | - | NPCC-Quebec | MW | Expected Imports |  | 0 | 0 | 0 | 0 | 0 | 0 | 0 | 0 | 0 | 0 | 0
2024 | CA | NPCC | - | NPCC-Quebec | MW | Expected Exports |  | 0 | 0 | 0 | 0 | 0 | 0 | 0 | 0 | 0 | 0 | 0
2024 | CA | NPCC | - | NPCC-Quebec | MW | Net Expected Transfers |  | 0 | 0 | 0 | 0 | 0 | 0 | 0 | 0 | 0 | 0 | 0
2024 | CA | NPCC | - | NPCC-Quebec | MW | Existing-Certain & Net Firm Transfers |  | 41080.5695 | 41184.9395 | 41429.1255 | 42066.0955 | 42103.0655 | 42103.0655 | 42256.0655 | 41656.0655 | 41656.0655 | 41656.0655 | 41656.0655
2024 | CA | NPCC | - | NPCC-Quebec | MW | Anticipated Resources |  | 41154.0095 | 41258.3795 | 41898.3247 | 42730.6147 | 42938.0447 | 43119.2327 | 43272.2327 | 42672.2327 | 42672.2327 | 42672.2327 | 42672.2327
2024 | CA | NPCC | - | NPCC-Quebec | MW | Prospective Resources |  | 41154.0095 | 41258.3795 | 41898.3247 | 42730.6147 | 42938.0447 | 43119.2327 | 43272.2327 | 42672.2327 | 42672.2327 | 42672.2327 | 42672.2327
2024 | CA | NPCC | - | NPCC-Quebec | MW | Existing-Certain and Net Firm Transfers Excess/Shortfall |  | 645.3388 | 413.0306 | 183.9179 | 244.1902 | -522.4216 | -1217.2843 | -1801.5401 | -3275.0987 | -4457.7743 | -5791.9124 | -7146.9905
2024 | CA | NPCC | - | NPCC-Quebec | MW | Anticipated Excess/Shortfall |  | 718.7788 | 486.4706 | 653.1171 | 908.7094 | 312.5576 | -201.1171 | -785.3729 | -2258.9315 | -3441.6071 | -4775.7452 | -6130.8233
2024 | CA | NPCC | - | NPCC-Quebec | MW | Prospective Excess/Shortfall |  | 718.7788 | 486.4706 | 653.1171 | 908.7094 | 312.5576 | -201.1171 | -785.3729 | -2258.9315 | -3441.6071 | -4775.7452 | -6130.8233
2024 | CA | NPCC | - | NPCC-Quebec | % | Existing-Certain and Net Firm Transfers Reserve Margin |  | 12.26% | 12.02% | 11.8% | 12.45% | 10.43% | 8.658% | 7.228% | 3.651% | 0.9924% | -1.847% | -4.573%
2024 | CA | NPCC | - | NPCC-Quebec | % | Anticipated Reserve Margin |  | 12.46% | 12.22% | 13.06% | 14.23% | 12.62% | 11.28% | 9.807% | 6.179% | 3.456% | 0.5471% | -2.245%
2024 | CA | NPCC | - | NPCC-Quebec | % | Prospective Reserve Margin |  | 12.46% | 12.22% | 13.06% | 14.23% | 12.62% | 11.28% | 9.807% | 6.179% | 3.456% | 0.5471% | -2.245%
2024 | CA | NPCC | - | NPCC-Quebec | % | Reference Margin Level |  | 10.5% | 10.9% | 11.3% | 11.8% | 11.8% | 11.8% | 11.8% | 11.8% | 11.8% | 11.8% | 11.8%
2024 | US | RF | - | PJM | MW | Energy Efficiency and Conservation |  | 0 | 0 | 0 | 0 | 0 | 0 | 0 | 0 | 0 | 0 | 0
2024 | US | RF | - | PJM | MW | Total Installed Photovoltaic |  | 0 | 0 | 0 | 0 | 0 | 0 | 0 | 0 | 0 | 0 | 0
2024 | US | RF | - | PJM | MW | Photovoltaic On-Peak |  | 0 | 0 | 0 | 0 | 0 | 0 | 0 | 0 | 0 | 0 | 0
2024 | US | RF | - | PJM | MW | Total Internal Demand |  | 136328 | 139224 | 142824 | 146998 | 149836 | 152870 | 155549 | 158580 | 160732 | 163069 | 165705
2024 | US | RF | - | PJM | MW | Controllable and Dispatchable Demand Response - Available |  | 5616 | 5727 | 5822 | 5906 | 5978 | 6046 | 6109 | 6164 | 6229 | 6297 | 6370
2024 | US | RF | - | PJM | MW | Net Internal Demand |  | 130712 | 133497 | 137002 | 141092 | 143858 | 146824 | 149440 | 152416 | 154503 | 156772 | 159335
2024 | US | RF | - | PJM | MW | Behind the Meter Generation - Capacity |  | 0 | 0 | 0 | 0 | 0 | 0 | 0 | 0 | 0 | 0 | 0
2024 | US | RF | - | PJM | MW | Other Capacity Adjustments - Additions |  | 0 | 0 | 0 | 0 | 0 | 0 | 0 | 0 | 0 | 0 | 0
2024 | US | RF | - | PJM | MW | Other Capacity Adjustments - Reductions |  | 0 | 0 | 0 | 0 | 0 | 0 | 0 | 0 | 0 | 0 | 0
2024 | US | RF | - | PJM | MW | Confirmed Retirements |  | 37330.54 | 41856.74 | 42266.74 | 42266.74 | 42266.74 | 42266.74 | 42266.74 | 42266.74 | 42266.74 | 42266.74 | 42266.74
2024 | US | RF | - | PJM | MW | Unconfirmed Retirements |  | 0 | 331 | 447 | 3634 | 10236 | 11774 | 18194 | 18194 | 18661 | 32413 | 32413
2024 | US | RF | - | PJM | MW | Scheduled Outages |  | 0 | 0 | 0 | 0 | 0 | 0 | 0 | 0 | 0 | 0 | 0
2024 | US | RF | - | PJM | MW | Transmission Limitations |  | 0 | 0 | 0 | 0 | 0 | 0 | 0 | 0 | 0 | 0 | 0
2024 | US | RF | - | PJM | MW | Existing-Certain |  | 179216.4 | 177397.6 | 174548.4 | 174544.6 | 172569.6 | 172569.6 | 172569.6 | 172569.6 | 172569.6 | 172569.6 | 172569.6
2024 | US | RF | - | PJM | MW | Existing-Other |  | 0 | 0 | 0 | 0 | 0 | 0 | 0 | 0 | 0 | 0 | 0
2024 | US | RF | - | PJM | MW | Additions - Tier 1 |  | 0 | 3514.3236 | 7018.6735 | 7137.9335 | 7148.6135 | 7401.7918 | 7401.7918 | 7401.7918 | 7401.7918 | 7401.7918 | 7401.7918
2024 | US | RF | - | PJM | MW | Additions - Tier 2 |  | 0 | 13313.2825 | 25610.1635 | 29784.7385 | 35222.9875 | 37168.3375 | 38911.5875 | 38993.2375 | 40175.5375 | 40175.5375 | 40175.5375
2024 | US | RF | - | PJM | MW | Additions - Tier 3 |  | 0 | 0 | 0 | 0 | 0 | 0 | 0 | 0 | 0 | 0 | 0
2024 | US | RF | - | PJM | MW | Firm Imports |  | 5664.7 | 5664.7 | 5509.9 | 0 | 0 | 0 | 0 | 0 | 0 | 0 | 0
2024 | US | RF | - | PJM | MW | Firm Exports |  | 1162.8 | 1162.8 | 1162.8 | 0 | 0 | 0 | 0 | 0 | 0 | 0 | 0
2024 | US | RF | - | PJM | MW | Net Firm Capacity Transfers |  | 4501.9 | 4501.9 | 4347.1 | 0 | 0 | 0 | 0 | 0 | 0 | 0 | 0
2024 | US | RF | - | PJM | MW | Expected Imports |  | 0 | 0 | 0 | 5509.9 | 5509.9 | 5509.9 | 5509.9 | 5509.9 | 5509.9 | 5509.9 | 5509.9
2024 | US | RF | - | PJM | MW | Expected Exports |  | 0 | 0 | 0 | 1162.8 | 1162.8 | 1162.8 | 1162.8 | 1162.8 | 1162.8 | 1162.8 | 1162.8
2024 | US | RF | - | PJM | MW | Net Expected Transfers |  | 0 | 0 | 0 | 4347.1 | 4347.1 | 4347.1 | 4347.1 | 4347.1 | 4347.1 | 4347.1 | 4347.1
2024 | US | RF | - | PJM | MW | Existing-Certain & Net Firm Transfers |  | 183718.3 | 181899.5 | 178895.5 | 174544.6 | 172569.6 | 172569.6 | 172569.6 | 172569.6 | 172569.6 | 172569.6 | 172569.6
2024 | US | RF | - | PJM | MW | Anticipated Resources |  | 183718.3 | 185413.8236 | 185914.1735 | 181682.5335 | 179718.2135 | 179971.3918 | 179971.3918 | 179971.3918 | 179971.3918 | 179971.3918 | 179971.3918
2024 | US | RF | - | PJM | MW | Prospective Resources |  | 183718.3 | 198396.1061 | 211077.337 | 212180.372 | 209052.301 | 209712.8293 | 205036.0793 | 205117.7293 | 205833.0293 | 192081.0293 | 192081.0293
2024 | US | RF | - | PJM | MW | Existing-Certain and Net Firm Transfers Excess/Shortfall |  | 29870.276 | 24773.531 | 17644.146 | 8620.408 | 3392.592 | -95.424 | -3171.84 | -6671.616 | -9125.928 | -11794.272 | -14808.36
2024 | US | RF | - | PJM | MW | Anticipated Excess/Shortfall |  | 29870.276 | 28287.8546 | 24662.8195 | 15758.3415 | 10541.2055 | 7306.3678 | 4229.9518 | 730.1758 | -1724.1362 | -4392.4802 | -7406.5682
2024 | US | RF | - | PJM | MW | Prospective Excess/Shortfall |  | 29870.276 | 41270.1371 | 49825.983 | 46256.18 | 39875.293 | 37047.8053 | 29294.6393 | 25876.5133 | 24137.5013 | 7717.1573 | 4703.0693
2024 | US | RF | - | PJM | % | Existing-Certain and Net Firm Transfers Reserve Margin |  | 40.55% | 36.26% | 30.58% | 23.71% | 19.96% | 17.54% | 15.48% | 13.22% | 11.69% | 10.08% | 8.306%
2024 | US | RF | - | PJM | % | Anticipated Reserve Margin |  | 40.55% | 38.89% | 35.7% | 28.77% | 24.93% | 22.58% | 20.43% | 18.08% | 16.48% | 14.8% | 12.95%
2024 | US | RF | - | PJM | % | Prospective Reserve Margin |  | 40.55% | 48.61% | 54.07% | 50.38% | 45.32% | 42.83% | 37.2% | 34.58% | 33.22% | 22.52% | 20.55%
2024 | US | RF | - | PJM | % | Reference Margin Level |  | 17.7% | 17.7% | 17.7% | 17.6% | 17.6% | 17.6% | 17.6% | 17.6% | 17.6% | 17.6% | 17.6%
2024 | US | SERC | - | SERC-C | MW | Energy Efficiency and Conservation |  | 488.18 | 590.59 | 699.37 | 979.65 | 1067.81 | 1141.68 | 1262.87 | 1332.4 | 1310.26 | 1238.48 | 1258.18
2024 | US | SERC | - | SERC-C | MW | Total Installed Photovoltaic |  | 67 | 73 | 79 | 0 | 0 | 0 | 0 | 0 | 0 | 0 | 0
2024 | US | SERC | - | SERC-C | MW | Photovoltaic On-Peak |  | 0 | 0 | 0 | 0 | 0 | 0 | 0 | 0 | 0 | 0 | 0
2024 | US | SERC | - | SERC-C | MW | Total Internal Demand |  | 42894.6 | 43128.47 | 43449.03 | 43556.81 | 43582.99 | 43637.76 | 43592.14 | 43662.57 | 43842.15 | 43993.36 | 44243.69
2024 | US | SERC | - | SERC-C | MW | Controllable and Dispatchable Demand Response - Available |  | 1497.36 | 1497.36 | 1495.69 | 1495.69 | 1495.69 | 1495.69 | 1495.69 | 1495.69 | 1495.69 | 1495.69 | 1495.69
2024 | US | SERC | - | SERC-C | MW | Net Internal Demand |  | 41397.24 | 41631.11 | 41953.34 | 42061.12 | 42087.3 | 42142.07 | 42096.45 | 42166.88 | 42346.46 | 42497.67 | 42748
2024 | US | SERC | - | SERC-C | MW | Behind the Meter Generation - Capacity |  | 0 | 0 | 0 | 0 | 0 | 0 | 0 | 0 | 0 | 0 | 0
2024 | US | SERC | - | SERC-C | MW | Other Capacity Adjustments - Additions |  | 0 | 0 | 0 | 0 | 0 | 0 | 0 | 0 | 0 | 0 | 0
2024 | US | SERC | - | SERC-C | MW | Other Capacity Adjustments - Reductions |  | 0 | 0 | 0 | 0 | 0 | 0 | 0 | 0 | 0 | 0 | 0
2024 | US | SERC | - | SERC-C | MW | Confirmed Retirements |  | 1008 | 1008 | 2613 | 3352 | 4507 | 4891 | 4891 | 5863 | 5863 | 6970 | 6970
2024 | US | SERC | - | SERC-C | MW | Unconfirmed Retirements |  | 0 | 0 | 0 | 0 | 0 | 0 | 0 | 0 | 0 | 0 | 0
2024 | US | SERC | - | SERC-C | MW | Scheduled Outages |  | 0 | 0 | 0 | 0 | 0 | 0 | 0 | 0 | 0 | 0 | 0
2024 | US | SERC | - | SERC-C | MW | Transmission Limitations |  | 0 | 0 | 0 | 0 | 0 | 0 | 0 | 0 | 0 | 0 | 0
2024 | US | SERC | - | SERC-C | MW | Existing-Certain |  | 50557.5 | 50582.5 | 48977.5 | 48238.5 | 47083.5 | 47083.5 | 46699.5 | 45727.5 | 45727.5 | 44620.5 | 44620.5
2024 | US | SERC | - | SERC-C | MW | Existing-Other |  | 12.6 | 12.6 | 12.6 | 12.6 | 12.6 | 12.6 | 12.6 | 12.6 | 12.6 | 12.6 | 12.6
2024 | US | SERC | - | SERC-C | MW | Additions - Tier 1 |  | 25 | 895 | 895 | 2457 | 4607.8 | 5573.8 | 5573.8 | 5573.8 | 7421.8 | 8807.8 | 9500.8
2024 | US | SERC | - | SERC-C | MW | Additions - Tier 2 |  | 20 | 20 | 20 | 20 | 20 | 20 | 20 | 20 | 20 | 20 | 20
2024 | US | SERC | - | SERC-C | MW | Additions - Tier 3 |  | 0 | 0 | 0 | 140 | 1640 | 1690 | 2140 | 2390 | 2390 | 2490 | 2490
2024 | US | SERC | - | SERC-C | MW | Firm Imports |  | 2985.9 | 1645 | 1646 | 1076.1 | 581.1 | 581.2 | 581.3 | 581.3 | 582.4 | 582.5 | 582.5
2024 | US | SERC | - | SERC-C | MW | Firm Exports |  | 1064 | 939 | 939 | 914 | 914 | 914 | 914 | 914 | 914 | 914 | 914
2024 | US | SERC | - | SERC-C | MW | Net Firm Capacity Transfers |  | 1921.9 | 706 | 707 | 162.1 | -332.9 | -332.8 | -332.7 | -332.7 | -331.6 | -331.5 | -331.5
2024 | US | SERC | - | SERC-C | MW | Expected Imports |  | 0 | 0 | 0 | 0 | 0 | 0 | 0 | 0 | 0 | 0 | 0
2024 | US | SERC | - | SERC-C | MW | Expected Exports |  | 0 | 0 | 0 | 0 | 0 | 0 | 0 | 0 | 0 | 0 | 0
2024 | US | SERC | - | SERC-C | MW | Net Expected Transfers |  | 0 | 0 | 0 | 0 | 0 | 0 | 0 | 0 | 0 | 0 | 0
2024 | US | SERC | - | SERC-C | MW | Existing-Certain & Net Firm Transfers |  | 52479.4 | 51288.5 | 49684.5 | 48400.6 | 46750.6 | 46750.7 | 46366.8 | 45394.8 | 45395.9 | 44289 | 44289
2024 | US | SERC | - | SERC-C | MW | Anticipated Resources |  | 52504.4 | 52183.5 | 50579.5 | 50857.6 | 51358.4 | 52324.5 | 51940.6 | 50968.6 | 52817.7 | 53096.8 | 53789.8
2024 | US | SERC | - | SERC-C | MW | Prospective Resources |  | 52537 | 52216.1 | 50612.1 | 50890.2 | 51391 | 52357.1 | 51973.2 | 51001.2 | 52850.3 | 53129.4 | 53822.4
2024 | US | SERC | - | SERC-C | MW | Existing-Certain and Net Firm Transfers Excess/Shortfall |  | 4872.574 | 3412.7235 | 1438.159 | 30.312 | -1649.795 | -1712.6805 | -2044.1175 | -3097.112 | -3302.529 | -4583.3205 | -4871.2
2024 | US | SERC | - | SERC-C | MW | Anticipated Excess/Shortfall |  | 4897.574 | 4307.7235 | 2333.159 | 2487.312 | 2958.005 | 3861.1195 | 3529.6825 | 2476.688 | 4119.271 | 4224.4795 | 4629.6
2024 | US | SERC | - | SERC-C | MW | Prospective Excess/Shortfall |  | 4930.174 | 4340.3235 | 2365.759 | 2519.912 | 2990.605 | 3893.7195 | 3562.2825 | 2509.288 | 4151.871 | 4257.0795 | 4662.2
2024 | US | SERC | - | SERC-C | % | Existing-Certain and Net Firm Transfers Reserve Margin |  | 26.77% | 23.2% | 18.43% | 15.07% | 11.08% | 10.94% | 10.14% | 7.655% | 7.201% | 4.215% | 3.605%
2024 | US | SERC | - | SERC-C | % | Anticipated Reserve Margin |  | 26.83% | 25.35% | 20.56% | 20.91% | 22.03% | 24.16% | 23.38% | 20.87% | 24.73% | 24.94% | 25.83%
2024 | US | SERC | - | SERC-C | % | Prospective Reserve Margin |  | 26.91% | 25.43% | 20.64% | 20.99% | 22.11% | 24.24% | 23.46% | 20.95% | 24.8% | 25.02% | 25.91%
2024 | US | SERC | - | SERC-C | % | Reference Margin Level |  | 15% | 15% | 15% | 15% | 15% | 15% | 15% | 15% | 15% | 15% | 15%
2024 | US | SERC | - | SERC-E | MW | Energy Efficiency and Conservation |  | 250 | 351 | 445 | 360 | 460 | 591 | 682 | 774 | 868 | 955 | 1015
2024 | US | SERC | - | SERC-E | MW | Total Installed Photovoltaic |  | 799 | 915 | 1017 | 1153 | 1257 | 1364 | 1473 | 1586 | 1696 | 1801 | 1895
2024 | US | SERC | - | SERC-E | MW | Photovoltaic On-Peak |  | 44 | 51 | 57 | 66 | 72 | 80 | 87 | 95 | 102 | 108 | 114
2024 | US | SERC | - | SERC-E | MW | Total Internal Demand |  | 45005 | 45720 | 46806 | 46874 | 47889 | 49001 | 49895 | 50563 | 51066 | 51749 | 52068
2024 | US | SERC | - | SERC-E | MW | Controllable and Dispatchable Demand Response - Available |  | 982 | 1094 | 1161 | 1163 | 1168 | 1169 | 1170 | 1171 | 1172 | 1173 | 1174
2024 | US | SERC | - | SERC-E | MW | Net Internal Demand |  | 44023 | 44626 | 45645 | 45711 | 46721 | 47832 | 48725 | 49392 | 49894 | 50576 | 50894
2024 | US | SERC | - | SERC-E | MW | Behind the Meter Generation - Capacity |  | 0 | 0 | 0 | 0 | 0 | 0 | 0 | 0 | 0 | 0 | 0
2024 | US | SERC | - | SERC-E | MW | Other Capacity Adjustments - Additions |  | 0 | 0 | 0 | 0 | 0 | 0 | 0 | 0 | 0 | 0 | 0
2024 | US | SERC | - | SERC-E | MW | Other Capacity Adjustments - Reductions |  | 0 | 0 | 0 | 0 | 0 | 0 | 0 | 0 | 0 | 0 | 0
2024 | US | SERC | - | SERC-E | MW | Confirmed Retirements |  | 384 | 384 | 384 | 616 | 2467 | 2467 | 3726 | 5044 | 5044 | 6415 | 6415
2024 | US | SERC | - | SERC-E | MW | Unconfirmed Retirements |  | 0 | 0 | 0 | 0 | 0 | 0 | 0 | 0 | 0 | 0 | 0
2024 | US | SERC | - | SERC-E | MW | Scheduled Outages |  | 0 | 0 | 0 | 0 | 0 | 0 | 0 | 0 | 0 | 0 | 0
2024 | US | SERC | - | SERC-E | MW | Transmission Limitations |  | 0 | 0 | 0 | 0 | 0 | 0 | 0 | 0 | 0 | 0 | 0
2024 | US | SERC | - | SERC-E | MW | Existing-Certain |  | 53993.48 | 54168.98 | 54250.98 | 54058.98 | 52280.98 | 52355.98 | 51190.98 | 49967.98 | 49967.98 | 48596.98 | 48596.98
2024 | US | SERC | - | SERC-E | MW | Existing-Other |  | 1026.8 | 1026.8 | 1026.8 | 1026.8 | 1026.8 | 1026.8 | 1026.8 | 1026.8 | 1026.8 | 1026.8 | 1026.8
2024 | US | SERC | - | SERC-E | MW | Additions - Tier 1 |  | 476.47 | 597.76 | 1046.02 | 2032.95 | 2036.64 | 2036.64 | 2036.64 | 2036.64 | 2036.64 | 2036.64 | 2036.64
2024 | US | SERC | - | SERC-E | MW | Additions - Tier 2 |  | 4.1 | 107.12 | 143.11 | 513.31 | 1355.78 | 4764.1 | 7081.01 | 8618.02 | 10327.95 | 12798.6 | 15579.39
2024 | US | SERC | - | SERC-E | MW | Additions - Tier 3 |  | 0 | 0 | 0 | 0 | 0 | 0 | 0 | 0 | 0 | 0 | 0
2024 | US | SERC | - | SERC-E | MW | Firm Imports |  | 758 | 758 | 758 | 758 | 758 | 758 | 758 | 758 | 758 | 758 | 758
2024 | US | SERC | - | SERC-E | MW | Firm Exports |  | 165 | 165 | 165 | 165 | 165 | 165 | 165 | 165 | 165 | 165 | 165
2024 | US | SERC | - | SERC-E | MW | Net Firm Capacity Transfers |  | 593 | 593 | 593 | 593 | 593 | 593 | 593 | 593 | 593 | 593 | 593
2024 | US | SERC | - | SERC-E | MW | Expected Imports |  | 0 | 0 | 0 | 0 | 0 | 0 | 0 | 0 | 0 | 0 | 0
2024 | US | SERC | - | SERC-E | MW | Expected Exports |  | 0 | 0 | 0 | 0 | 0 | 0 | 0 | 0 | 0 | 0 | 0
2024 | US | SERC | - | SERC-E | MW | Net Expected Transfers |  | 0 | 0 | 0 | 0 | 0 | 0 | 0 | 0 | 0 | 0 | 0
2024 | US | SERC | - | SERC-E | MW | Existing-Certain & Net Firm Transfers |  | 54586.48 | 54761.98 | 54843.98 | 54651.98 | 52873.98 | 52948.98 | 51783.98 | 50560.98 | 50560.98 | 49189.98 | 49189.98
2024 | US | SERC | - | SERC-E | MW | Anticipated Resources |  | 55062.95 | 55359.74 | 55890 | 56684.93 | 54910.62 | 54985.62 | 53820.62 | 52597.62 | 52597.62 | 51226.62 | 51226.62
2024 | US | SERC | - | SERC-E | MW | Prospective Resources |  | 56093.85 | 56493.66 | 57059.91 | 58225.04 | 57293.2 | 60776.52 | 61928.43 | 62242.44 | 63952.37 | 65052.02 | 67832.81
2024 | US | SERC | - | SERC-E | MW | Existing-Certain and Net Firm Transfers Excess/Shortfall |  | 3960.03 | 3442.08 | 2352.23 | 2084.33 | -855.17 | -2057.82 | -4249.77 | -6239.82 | -6817.12 | -8972.42 | -9338.12
2024 | US | SERC | - | SERC-E | MW | Anticipated Excess/Shortfall |  | 4436.5 | 4039.84 | 3398.25 | 4117.28 | 1181.47 | -21.18 | -2213.13 | -4203.18 | -4780.48 | -6935.78 | -7301.48
2024 | US | SERC | - | SERC-E | MW | Prospective Excess/Shortfall |  | 5467.4 | 5173.76 | 4568.16 | 5657.39 | 3564.05 | 5769.72 | 5894.68 | 5441.64 | 6574.27 | 6889.62 | 9304.71
2024 | US | SERC | - | SERC-E | % | Existing-Certain and Net Firm Transfers Reserve Margin |  | 24% | 22.71% | 20.15% | 19.56% | 13.17% | 10.7% | 6.278% | 2.367% | 1.337% | -2.74% | -3.348%
2024 | US | SERC | - | SERC-E | % | Anticipated Reserve Margin |  | 25.08% | 24.05% | 22.44% | 24.01% | 17.53% | 14.96% | 10.46% | 6.49% | 5.419% | 1.286% | 0.6536%
2024 | US | SERC | - | SERC-E | % | Prospective Reserve Margin |  | 27.42% | 26.59% | 25.01% | 27.38% | 22.63% | 27.06% | 27.1% | 26.02% | 28.18% | 28.62% | 33.28%
2024 | US | SERC | - | SERC-E | % | Reference Margin Level |  | 15% | 15% | 15% | 15% | 15% | 15% | 15% | 15% | 15% | 15% | 15%
2024 | US | SERC | - | SERC-FP | MW | Energy Efficiency and Conservation |  | 225 | 278 | 335 | 322 | 384 | 444 | 498 | 551 | 606 | 662 | 672
2024 | US | SERC | - | SERC-FP | MW | Total Installed Photovoltaic |  | 2150 | 2697 | 3303 | 3581 | 4151 | 4565 | 5194 | 5879 | 6615 | 7330 | 8081
2024 | US | SERC | - | SERC-FP | MW | Photovoltaic On-Peak |  | 0 | 1 | 52 | 51 | 63 | 70 | 83 | 98 | 113 | 129 | 145
2024 | US | SERC | - | SERC-FP | MW | Total Internal Demand |  | 48494 | 49535 | 50086 | 49666 | 49698 | 50283 | 51058 | 51550 | 52347 | 53069 | 53873
2024 | US | SERC | - | SERC-FP | MW | Controllable and Dispatchable Demand Response - Available |  | 2780 | 2783 | 2805 | 1424.49 | 1427.02 | 1430.56 | 1434.1 | 1437.64 | 1440.18 | 1442.72 | 1446.26
2024 | US | SERC | - | SERC-FP | MW | Net Internal Demand |  | 45714 | 46752 | 47281 | 48241.51 | 48270.98 | 48852.44 | 49623.9 | 50112.36 | 50906.82 | 51626.28 | 52426.74
2024 | US | SERC | - | SERC-FP | MW | Behind the Meter Generation - Capacity |  | 0 | 0 | 0 | 0 | 0 | 0 | 0 | 0 | 0 | 0 | 0
2024 | US | SERC | - | SERC-FP | MW | Other Capacity Adjustments - Additions |  | 0 | 0 | 0 | 0 | 0 | 0 | 0 | 0 | 0 | 0 | 0
2024 | US | SERC | - | SERC-FP | MW | Other Capacity Adjustments - Reductions |  | 0 | 0 | 0 | 0 | 0 | 0 | 0 | 0 | 0 | 0 | 0
2024 | US | SERC | - | SERC-FP | MW | Confirmed Retirements |  | 115 | 386.5 | 868.4 | 2975.4 | 2975.4 | 3499.4 | 3499.4 | 3731.4 | 3731.4 | 3731.4 | 3731.4
2024 | US | SERC | - | SERC-FP | MW | Unconfirmed Retirements |  | 0 | 0 | 0 | 0 | 0 | 0 | 0 | 0 | 0 | 0 | 0
2024 | US | SERC | - | SERC-FP | MW | Scheduled Outages |  | 0 | 0 | 0 | 0 | 0 | 0 | 0 | 0 | 0 | 0 | 0
2024 | US | SERC | - | SERC-FP | MW | Transmission Limitations |  | 0 | 0 | 0 | 0 | 0 | 0 | 0 | 0 | 0 | 0 | 0
2024 | US | SERC | - | SERC-FP | MW | Existing-Certain |  | 62578.94 | 62400.14 | 61908.84 | 61551.84 | 61576.84 | 61576.84 | 61071.84 | 60839.84 | 60839.84 | 60839.84 | 60839.84
2024 | US | SERC | - | SERC-FP | MW | Existing-Other |  | 1640 | 1640 | 1640 | 1640 | 1640 | 1640 | 1640 | 1640 | 1640 | 1640 | 1640
2024 | US | SERC | - | SERC-FP | MW | Additions - Tier 1 |  | 15 | 555 | 617.1 | 617.1 | 756.2 | 856.2 | 2373 | 2873 | 3673 | 3673 | 3673
2024 | US | SERC | - | SERC-FP | MW | Additions - Tier 2 |  | 0 | 0 | 4.6 | 73.7 | 73.7 | 73.7 | 73.7 | 73.7 | 73.7 | 73.7 | 73.7
2024 | US | SERC | - | SERC-FP | MW | Additions - Tier 3 |  | 0 | 0 | 0 | 0 | 0 | 0 | 0 | 0 | 0 | 0 | 0
2024 | US | SERC | - | SERC-FP | MW | Firm Imports |  | 400 | 400 | 200 | 200 | 200 | 200 | 200 | 200 | 200 | 200 | 200
2024 | US | SERC | - | SERC-FP | MW | Firm Exports |  | 0 | 0 | 0 | 0 | 0 | 0 | 0 | 0 | 0 | 0 | 0
2024 | US | SERC | - | SERC-FP | MW | Net Firm Capacity Transfers |  | 400 | 400 | 200 | 200 | 200 | 200 | 200 | 200 | 200 | 200 | 200
2024 | US | SERC | - | SERC-FP | MW | Expected Imports |  | 0 | 0 | 0 | 0 | 0 | 0 | 0 | 0 | 0 | 0 | 0
2024 | US | SERC | - | SERC-FP | MW | Expected Exports |  | 0 | 0 | 0 | 0 | 0 | 0 | 0 | 0 | 0 | 0 | 0
2024 | US | SERC | - | SERC-FP | MW | Net Expected Transfers |  | 0 | 0 | 0 | 0 | 0 | 0 | 0 | 0 | 0 | 0 | 0
2024 | US | SERC | - | SERC-FP | MW | Existing-Certain & Net Firm Transfers |  | 62978.94 | 62800.14 | 62108.84 | 61751.84 | 61776.84 | 61776.84 | 61271.84 | 61039.84 | 61039.84 | 61039.84 | 61039.84
2024 | US | SERC | - | SERC-FP | MW | Anticipated Resources |  | 62993.94 | 63355.14 | 62725.94 | 62368.94 | 62533.04 | 62633.04 | 63644.84 | 63912.84 | 64712.84 | 64712.84 | 64712.84
2024 | US | SERC | - | SERC-FP | MW | Prospective Resources |  | 64633.94 | 64995.14 | 64370.54 | 64082.64 | 64246.74 | 64346.74 | 65358.54 | 65626.54 | 66426.54 | 66426.54 | 66426.54
2024 | US | SERC | - | SERC-FP | MW | Existing-Certain and Net Firm Transfers Excess/Shortfall |  | 10407.84 | 9035.34 | 7735.69 | 6274.1035 | 6265.213 | 5596.534 | 4204.355 | 3410.626 | 2496.997 | 1669.618 | 749.089
2024 | US | SERC | - | SERC-FP | MW | Anticipated Excess/Shortfall |  | 10422.84 | 9590.34 | 8352.79 | 6891.2035 | 7021.413 | 6452.734 | 6577.355 | 6283.626 | 6169.997 | 5342.618 | 4422.089
2024 | US | SERC | - | SERC-FP | MW | Prospective Excess/Shortfall |  | 12062.84 | 11230.34 | 9997.39 | 8604.9035 | 8735.113 | 8166.434 | 8291.055 | 7997.326 | 7883.697 | 7056.318 | 6135.789
2024 | US | SERC | - | SERC-FP | % | Existing-Certain and Net Firm Transfers Reserve Margin |  | 37.77% | 34.33% | 31.36% | 28.01% | 27.98% | 26.46% | 23.47% | 21.81% | 19.91% | 18.23% | 16.43%
2024 | US | SERC | - | SERC-FP | % | Anticipated Reserve Margin |  | 37.8% | 35.51% | 32.67% | 29.28% | 29.55% | 28.21% | 28.25% | 27.54% | 27.12% | 25.35% | 23.43%
2024 | US | SERC | - | SERC-FP | % | Prospective Reserve Margin |  | 41.39% | 39.02% | 36.14% | 32.84% | 33.1% | 31.72% | 31.71% | 30.96% | 30.49% | 28.67% | 26.7%
2024 | US | SERC | - | SERC-FP | % | Reference Margin Level |  | 15% | 15% | 15% | 15% | 15% | 15% | 15% | 15% | 15% | 15% | 15%
2024 | US | SERC | - | SERC-SE | MW | Energy Efficiency and Conservation |  | 0 | 0 | 0 | 0 | 0 | 0 | 0 | 0 | 0 | 0 | 0
2024 | US | SERC | - | SERC-SE | MW | Total Installed Photovoltaic |  | 0 | 0 | 0 | 0 | 0 | 0 | 0 | 0 | 0 | 0 | 0
2024 | US | SERC | - | SERC-SE | MW | Photovoltaic On-Peak |  | 0 | 0 | 0 | 0 | 0 | 0 | 0 | 0 | 0 | 0 | 0
2024 | US | SERC | - | SERC-SE | MW | Total Internal Demand |  | 45308 | 46717 | 48713 | 48713 | 49002 | 50063 | 51030 | 51723 | 52104 | 52492 | 52829
2024 | US | SERC | - | SERC-SE | MW | Controllable and Dispatchable Demand Response - Available |  | 1638 | 1672 | 1730 | 1730 | 1762 | 1882 | 1883 | 1882 | 1882 | 1884 | 1884
2024 | US | SERC | - | SERC-SE | MW | Net Internal Demand |  | 43670 | 45045 | 46983 | 46983 | 47240 | 48181 | 49147 | 49841 | 50222 | 50608 | 50945
2024 | US | SERC | - | SERC-SE | MW | Behind the Meter Generation - Capacity |  | 0 | 0 | 0 | 0 | 0 | 0 | 0 | 0 | 0 | 0 | 0
2024 | US | SERC | - | SERC-SE | MW | Other Capacity Adjustments - Additions |  | 0 | 0 | 0 | 0 | 0 | 0 | 0 | 0 | 0 | 0 | 0
2024 | US | SERC | - | SERC-SE | MW | Other Capacity Adjustments - Reductions |  | 0 | 0 | 0 | 0 | 0 | 0 | 0 | 0 | 0 | 0 | 0
2024 | US | SERC | - | SERC-SE | MW | Confirmed Retirements |  | 0 | 15 | 15 | 15 | 15 | 15 | 15 | 15 | 15 | 15 | 15
2024 | US | SERC | - | SERC-SE | MW | Unconfirmed Retirements |  | 0 | 0 | 0 | 0 | 0 | 0 | 0 | 0 | 0 | 0 | 0
2024 | US | SERC | - | SERC-SE | MW | Scheduled Outages |  | 0 | 0 | 0 | 0 | 0 | 0 | 0 | 0 | 0 | 0 | 0
2024 | US | SERC | - | SERC-SE | MW | Transmission Limitations |  | 0 | 0 | 0 | 0 | 0 | 0 | 0 | 0 | 0 | 0 | 0
2024 | US | SERC | - | SERC-SE | MW | Existing-Certain |  | 62775.62 | 62926.62 | 62926.62 | 62990.62 | 62990.62 | 62990.62 | 62990.62 | 62990.62 | 62990.62 | 62990.62 | 62990.62
2024 | US | SERC | - | SERC-SE | MW | Existing-Other |  | 546.6 | 546.6 | 546.6 | 546.6 | 546.6 | 546.6 | 546.6 | 546.6 | 546.6 | 546.6 | 546.6
2024 | US | SERC | - | SERC-SE | MW | Additions - Tier 1 |  | 765 | 882.5 | 1592.8 | 1713 | 1713 | 1713 | 1792 | 1792 | 1792 | 1792 | 1792
2024 | US | SERC | - | SERC-SE | MW | Additions - Tier 2 |  | 0 | 0 | 0 | 0 | 0 | 0 | 0 | 0 | 0 | 0 | 0
2024 | US | SERC | - | SERC-SE | MW | Additions - Tier 3 |  | 0 | 0 | 0 | 0 | 0 | 0 | 0 | 0 | 0 | 0 | 0
2024 | US | SERC | - | SERC-SE | MW | Firm Imports |  | 624 | 624 | 624 | 624 | 624 | 624 | 624 | 624 | 624 | 624 | 624
2024 | US | SERC | - | SERC-SE | MW | Firm Exports |  | 1816 | 1016 | 1016 | 1016 | 1016 | 1308 | 1308 | 1308 | 1308 | 1308 | 1308
2024 | US | SERC | - | SERC-SE | MW | Net Firm Capacity Transfers |  | -1192 | -392 | -392 | -392 | -392 | -684 | -684 | -684 | -684 | -684 | -684
2024 | US | SERC | - | SERC-SE | MW | Expected Imports |  | 0 | 0 | 0 | 0 | 0 | 0 | 0 | 0 | 0 | 0 | 0
2024 | US | SERC | - | SERC-SE | MW | Expected Exports |  | 0 | 0 | 0 | 0 | 0 | 0 | 0 | 0 | 0 | 0 | 0
2024 | US | SERC | - | SERC-SE | MW | Net Expected Transfers |  | 0 | 0 | 0 | 0 | 0 | 0 | 0 | 0 | 0 | 0 | 0
2024 | US | SERC | - | SERC-SE | MW | Existing-Certain & Net Firm Transfers |  | 61583.62 | 62534.62 | 62534.62 | 62598.62 | 62598.62 | 62306.62 | 62306.62 | 62306.62 | 62306.62 | 62306.62 | 62306.62
2024 | US | SERC | - | SERC-SE | MW | Anticipated Resources |  | 62348.62 | 63417.12 | 64127.42 | 64311.62 | 64311.62 | 64019.62 | 64098.62 | 64098.62 | 64098.62 | 64098.62 | 64098.62
2024 | US | SERC | - | SERC-SE | MW | Prospective Resources |  | 62895.22 | 63963.72 | 64674.02 | 64858.22 | 64858.22 | 64566.22 | 64645.22 | 64645.22 | 64645.22 | 64645.22 | 64645.22
2024 | US | SERC | - | SERC-SE | MW | Existing-Certain and Net Firm Transfers Excess/Shortfall |  | 11363.12 | 10732.87 | 8504.17 | 8568.17 | 8272.62 | 6898.47 | 5787.57 | 4989.47 | 4551.32 | 4107.42 | 3719.87
2024 | US | SERC | - | SERC-SE | MW | Anticipated Excess/Shortfall |  | 12128.12 | 11615.37 | 10096.97 | 10281.17 | 9985.62 | 8611.47 | 7579.57 | 6781.47 | 6343.32 | 5899.42 | 5511.87
2024 | US | SERC | - | SERC-SE | MW | Prospective Excess/Shortfall |  | 12674.72 | 12161.97 | 10643.57 | 10827.77 | 10532.22 | 9158.07 | 8126.17 | 7328.07 | 6889.92 | 6446.02 | 6058.47
2024 | US | SERC | - | SERC-SE | % | Existing-Certain and Net Firm Transfers Reserve Margin |  | 41.02% | 38.83% | 33.1% | 33.24% | 32.51% | 29.32% | 26.78% | 25.01% | 24.06% | 23.12% | 22.3%
2024 | US | SERC | - | SERC-SE | % | Anticipated Reserve Margin |  | 42.77% | 40.79% | 36.49% | 36.88% | 36.14% | 32.87% | 30.42% | 28.61% | 27.63% | 26.66% | 25.82%
2024 | US | SERC | - | SERC-SE | % | Prospective Reserve Margin |  | 44.02% | 42% | 37.65% | 38.05% | 37.3% | 34.01% | 31.53% | 29.7% | 28.72% | 27.74% | 26.89%
2024 | US | SERC | - | SERC-SE | % | Reference Margin Level |  | 15% | 15% | 15% | 15% | 15% | 15% | 15% | 15% | 15% | 15% | 15%
2024 | US | SPP-RE | - | SPP | MW | Energy Efficiency and Conservation |  | 46.744 | 102.817 | 169.511 | 245.89 | 322.519 | 393.079 | 443.195 | 497.026 | 546.806 | 589.997 | 639.887
2024 | US | SPP-RE | - | SPP | MW | Total Installed Photovoltaic |  | 65.5 | 65.5 | 65.5 | 65.5 | 65.5 | 65.5 | 65.5 | 65.5 | 65.5 | 65.5 | 65.5
2024 | US | SPP-RE | - | SPP | MW | Photovoltaic On-Peak |  | 36.47 | 36.57 | 34.42 | 34.52 | 34.62 | 34.72 | 34.82 | 34.92 | 35.02 | 35.12 | 35.22
2024 | US | SPP-RE | - | SPP | MW | Total Internal Demand |  | 45411.8171 | 46649.3505 | 48820.9629 | 49481.8187 | 51046.8055 | 51808.612 | 52366.823 | 52905.3396 | 53461.6699 | 53768.5307 | 54005.3521
2024 | US | SPP-RE | - | SPP | MW | Controllable and Dispatchable Demand Response - Available |  | 882.561 | 1268.19 | 1804.84 | 1894.94 | 1988.74 | 2006.94 | 2055.04 | 2292.64 | 2294.74 | 2294.54 | 2298.74
2024 | US | SPP-RE | - | SPP | MW | Net Internal Demand |  | 44529.2561 | 45381.1605 | 47016.1229 | 47586.8787 | 49058.0655 | 49801.672 | 50311.783 | 50612.6996 | 51166.9299 | 51473.9907 | 51706.6121
2024 | US | SPP-RE | - | SPP | MW | Behind the Meter Generation - Capacity |  | 0 | 0 | 0 | 0 | 0 | 0 | 0 | 0 | 0 | 0 | 0
2024 | US | SPP-RE | - | SPP | MW | Other Capacity Adjustments - Additions |  | 0 | 0 | 0 | 0 | 0 | 0 | 0 | 0 | 0 | 0 | 0
2024 | US | SPP-RE | - | SPP | MW | Other Capacity Adjustments - Reductions |  | 123.194 | 123.194 | 123.194 | 123.194 | 123.194 | 123.194 | 123.194 | 123.194 | 123.194 | 123.194 | 123.194
2024 | US | SPP-RE | - | SPP | MW | Confirmed Retirements |  | 0 | 0 | 0 | 0 | 0 | 0 | 0.819 | 48.619 | 48.619 | 48.619 | 48.619
2024 | US | SPP-RE | - | SPP | MW | Unconfirmed Retirements |  | 204.5 | 637.1 | 1629.2 | 2745.2 | 2745.2 | 2928.8 | 3157.2 | 3157.2 | 3271.2 | 3271.2 | 3465.66
2024 | US | SPP-RE | - | SPP | MW | Scheduled Outages |  | 0 | 0 | 0 | 0 | 0 | 0 | 0 | 0 | 0 | 0 | 0
2024 | US | SPP-RE | - | SPP | MW | Transmission Limitations |  | 0 | 0 | 0 | 0 | 0 | 0 | 0 | 0 | 0 | 0 | 0
2024 | US | SPP-RE | - | SPP | MW | Existing-Certain |  | 68985.2555 | 69013.9315 | 68853.3445 | 68846.6845 | 68777.3915 | 68613.8815 | 68193.0365 | 68064.6165 | 67931.4965 | 67847.7965 | 68194.1865
2024 | US | SPP-RE | - | SPP | MW | Existing-Other |  | 0 | 0 | 0 | 0 | 0 | 0 | 0 | 0 | 0 | 0 | 0
2024 | US | SPP-RE | - | SPP | MW | Additions - Tier 1 |  | 2064.78 | 2143.16 | 5025.55 | 6809.1 | 7902.18 | 8016.18 | 8016.18 | 8016.18 | 8016.18 | 8016.18 | 8016.18
2024 | US | SPP-RE | - | SPP | MW | Additions - Tier 2 |  | 832.8 | 1239 | 2454 | 2756.4 | 2756.4 | 2756.4 | 2756.4 | 2756.4 | 2756.4 | 2756.4 | 2756.4
2024 | US | SPP-RE | - | SPP | MW | Additions - Tier 3 |  | 8039.25 | 3983.9 | 9927.5 | 13776.05 | 17400.65 | 17400.65 | 17400.65 | 17400.65 | 17400.65 | 17400.65 | 17400.65
2024 | US | SPP-RE | - | SPP | MW | Firm Imports |  | 417.4894 | 407.4894 | 369.9894 | 369.9894 | 374.9894 | 374.9894 | 374.9894 | 374.9894 | 372.9894 | 372.9894 | 372.9894
2024 | US | SPP-RE | - | SPP | MW | Firm Exports |  | 1533.664 | 1533.664 | 1533.664 | 1535.504 | 1535.504 | 1535.504 | 1535.504 | 1535.504 | 1535.504 | 1535.504 | 1535.504
2024 | US | SPP-RE | - | SPP | MW | Net Firm Capacity Transfers |  | -1116.1746 | -1126.1746 | -1163.6746 | -1165.5147 | -1160.5147 | -1160.5147 | -1160.5147 | -1160.5147 | -1162.5147 | -1162.5147 | -1162.5147
2024 | US | SPP-RE | - | SPP | MW | Expected Imports |  | 0 | 0 | 0 | 0 | 0 | 0 | 0 | 0 | 0 | 0 | 0
2024 | US | SPP-RE | - | SPP | MW | Expected Exports |  | 46 | 46 | 46 | 46 | 46 | 46 | 46 | 46 | 46 | 46 | 46
2024 | US | SPP-RE | - | SPP | MW | Net Expected Transfers |  | -46 | -46 | -46 | -46 | -46 | -46 | -46 | -46 | -46 | -46 | -46
2024 | US | SPP-RE | - | SPP | MW | Existing-Certain & Net Firm Transfers |  | 67869.0808 | 67887.7569 | 67689.6699 | 67681.1699 | 67616.8769 | 67453.3669 | 67032.5219 | 66904.1019 | 66768.9819 | 66685.2819 | 67031.6719
2024 | US | SPP-RE | - | SPP | MW | Anticipated Resources |  | 69933.8608 | 70030.9168 | 72715.2198 | 74490.2698 | 75519.0568 | 75469.5468 | 75048.7018 | 74920.2819 | 74785.1619 | 74701.4619 | 75047.8519
2024 | US | SPP-RE | - | SPP | MW | Prospective Resources |  | 70516.1609 | 70586.8169 | 73494.0198 | 74455.4698 | 75484.2569 | 75251.1469 | 74601.9018 | 74473.4819 | 74224.3619 | 74140.6619 | 74292.5918
2024 | US | SPP-RE | - | SPP | MW | Existing-Certain and Net Firm Transfers Excess/Shortfall |  | 14879.2661 | 13884.1759 | 11740.4836 | 11052.7842 | 9237.7789 | 8189.3772 | 7161.5 | 6674.9893 | 5880.3353 | 5431.2329 | 5500.8034
2024 | US | SPP-RE | - | SPP | MW | Anticipated Excess/Shortfall |  | 16944.0461 | 16027.3359 | 16766.0336 | 17861.8842 | 17139.9589 | 16205.5572 | 15177.68 | 14691.1693 | 13896.5153 | 13447.4129 | 13516.9834
2024 | US | SPP-RE | - | SPP | MW | Prospective Excess/Shortfall |  | 17526.3461 | 16583.2359 | 17544.8336 | 17827.0842 | 17105.1589 | 15987.1572 | 14730.88 | 14244.3693 | 13335.7153 | 12886.6129 | 12761.7234
2024 | US | SPP-RE | - | SPP | % | Existing-Certain and Net Firm Transfers Reserve Margin |  | 52.41% | 49.59% | 43.97% | 42.23% | 37.83% | 35.44% | 33.23% | 32.19% | 30.49% | 29.55% | 29.64%
2024 | US | SPP-RE | - | SPP | % | Anticipated Reserve Margin |  | 57.05% | 54.32% | 54.66% | 56.54% | 53.94% | 51.54% | 49.17% | 48.03% | 46.16% | 45.12% | 45.14%
2024 | US | SPP-RE | - | SPP | % | Prospective Reserve Margin |  | 58.36% | 55.54% | 56.32% | 56.46% | 53.87% | 51.1% | 48.28% | 47.14% | 45.06% | 44.04% | 43.68%
2024 | US | SPP-RE | - | SPP | % | Reference Margin Level |  | 19% | 19% | 19% | 19% | 19% | 19% | 19% | 19% | 19% | 19% | 19%
2024 | US | TRE-ERCOT | - | TRE-ERCOT | MW | Energy Efficiency and Conservation |  | 3310.5748 | 3207.5691 | 3496.5365 | 3785.9859 | 4076.2817 | 4367.0061 | 4658.941 | 4951.8829 | 5246.1961 | 5540.5414 | 5834.8867
2024 | US | TRE-ERCOT | - | TRE-ERCOT | MW | Total Installed Photovoltaic |  | 2499.3 | 3445.1264 | 4676.7062 | 6237.963 | 8154.8003 | 10446.0567 | 13090.5385 | 16048.2137 | 19239.0178 | 22573.4669 | 22573.4669
2024 | US | TRE-ERCOT | - | TRE-ERCOT | MW | Photovoltaic On-Peak |  | 34 | 47 | 63 | 83 | 108 | 137 | 169 | 205 | 243 | 243 | 243
2024 | US | TRE-ERCOT | - | TRE-ERCOT | MW | Total Internal Demand |  | 75606.5931 | 79316.9716 | 87353.675 | 87353.675 | 94159.667 | 99582.833 | 102729.933 | 104511.533 | 106267.533 | 107953.233 | 109566.233
2024 | US | TRE-ERCOT | - | TRE-ERCOT | MW | Controllable and Dispatchable Demand Response - Available |  | 3117.0282 | 3117.0282 | 3117.0282 | 3117.0282 | 3117.0282 | 3117.0282 | 3117.0282 | 3117.0282 | 3117.0282 | 3117.0282 | 3117.0282
2024 | US | TRE-ERCOT | - | TRE-ERCOT | MW | Net Internal Demand |  | 72489.5649 | 76199.9434 | 84236.6468 | 84236.6468 | 91042.6388 | 96465.8048 | 99612.9048 | 101394.5048 | 103150.5048 | 104836.2048 | 106449.2048
2024 | US | TRE-ERCOT | - | TRE-ERCOT | MW | Behind the Meter Generation - Capacity |  | 3624.225 | 3830.15 | 3720.15 | 3927.15 | 3927.15 | 4177.15 | 4177.15 | 4177.15 | 4177.15 | 4177.15 | 4177.15
2024 | US | TRE-ERCOT | - | TRE-ERCOT | MW | Other Capacity Adjustments - Additions |  | 0 | 0 | 0 | 0 | 0 | 0 | 0 | 0 | 0 | 0 | 0
2024 | US | TRE-ERCOT | - | TRE-ERCOT | MW | Other Capacity Adjustments - Reductions |  | 0 | 0 | 0 | 0 | 0 | 0 | 0 | 0 | 0 | 0 | 0
2024 | US | TRE-ERCOT | - | TRE-ERCOT | MW | Confirmed Retirements |  | 19348.47 | 19348.47 | 19348.47 | 19348.47 | 19348.47 | 19348.47 | 19348.47 | 19348.47 | 19348.47 | 19348.47 | 19348.47
2024 | US | TRE-ERCOT | - | TRE-ERCOT | MW | Unconfirmed Retirements |  | 0 | 0 | 0 | 1075 | 1860 | 2830 | 2830 | 2830 | 2830 | 2830 | 2830
2024 | US | TRE-ERCOT | - | TRE-ERCOT | MW | Scheduled Outages |  | 119 | 119 | 119 | 0 | 0 | 0 | 0 | 0 | 0 | 0 | 0
2024 | US | TRE-ERCOT | - | TRE-ERCOT | MW | Transmission Limitations |  | 0 | 0 | 0 | 0 | 0 | 0 | 0 | 0 | 0 | 0 | 0
2024 | US | TRE-ERCOT | - | TRE-ERCOT | MW | Existing-Certain |  | 95190.897 | 95396.822 | 95286.822 | 95612.822 | 95797.822 | 96047.822 | 96047.822 | 96047.822 | 96047.822 | 96047.822 | 96047.822
2024 | US | TRE-ERCOT | - | TRE-ERCOT | MW | Existing-Other |  | 135.5 | 135.5 | 135.5 | 135.5 | 135.5 | 135.5 | 135.5 | 135.5 | 135.5 | 135.5 | 135.5
2024 | US | TRE-ERCOT | - | TRE-ERCOT | MW | Additions - Tier 1 |  | 601.25 | 4754.1298 | 7206.865 | 7939.967 | 8026.1621 | 8177.7001 | 8177.7001 | 8177.7001 | 8177.7001 | 8177.7001 | 8177.7001
2024 | US | TRE-ERCOT | - | TRE-ERCOT | MW | Additions - Tier 2 |  | 711.7529 | 5005.3191 | 13690.6613 | 19676.551 | 23011.1687 | 23797.4662 | 23831.7382 | 23831.7382 | 23831.7382 | 23831.7382 | 23831.7382
2024 | US | TRE-ERCOT | - | TRE-ERCOT | MW | Additions - Tier 3 |  | 4332.5229 | 5449.3557 | 10723.8344 | 16850.182 | 20079.5878 | 21667.2952 | 23371.9828 | 23371.9828 | 23371.9828 | 23371.9828 | 23371.9828
2024 | US | TRE-ERCOT | - | TRE-ERCOT | MW | Firm Imports |  | 50 | 50 | 50 | 50 | 50 | 50 | 50 | 50 | 50 | 50 | 50
2024 | US | TRE-ERCOT | - | TRE-ERCOT | MW | Firm Exports |  | 30 | 30 | 30 | 30 | 30 | 30 | 30 | 30 | 30 | 30 | 30
2024 | US | TRE-ERCOT | - | TRE-ERCOT | MW | Net Firm Capacity Transfers |  | 20 | 20 | 20 | 20 | 20 | 20 | 20 | 20 | 20 | 20 | 20
2024 | US | TRE-ERCOT | - | TRE-ERCOT | MW | Expected Imports |  | 568 | 568 | 568 | 568 | 568 | 568 | 568 | 568 | 568 | 568 | 568
2024 | US | TRE-ERCOT | - | TRE-ERCOT | MW | Expected Exports |  | 0 | 0 | 0 | 0 | 0 | 0 | 0 | 0 | 0 | 0 | 0
2024 | US | TRE-ERCOT | - | TRE-ERCOT | MW | Net Expected Transfers |  | 568 | 568 | 568 | 568 | 568 | 568 | 568 | 568 | 568 | 568 | 568
2024 | US | TRE-ERCOT | - | TRE-ERCOT | MW | Existing-Certain & Net Firm Transfers |  | 95210.897 | 95416.822 | 95306.822 | 95632.822 | 95817.822 | 96067.822 | 96067.822 | 96067.822 | 96067.822 | 96067.822 | 96067.822
2024 | US | TRE-ERCOT | - | TRE-ERCOT | MW | Anticipated Resources |  | 95812.147 | 100170.9518 | 102513.687 | 103572.789 | 103843.9841 | 104245.5221 | 104245.5221 | 104245.5221 | 104245.5221 | 104245.5221 | 104245.5221
2024 | US | TRE-ERCOT | - | TRE-ERCOT | MW | Prospective Resources |  | 97227.3999 | 105879.7709 | 116907.8483 | 122877.84 | 125698.6528 | 125916.4883 | 125950.7603 | 125950.7603 | 125950.7603 | 125950.7603 | 125950.7603
2024 | US | TRE-ERCOT | - | TRE-ERCOT | MW | Existing-Certain and Net Firm Transfers Excess/Shortfall |  | 12754.017 | 8739.3864 | -512.3637 | -186.3637 | -7743.1796 | -13662.031 | -17241.8572 | -19268.4272 | -21265.8772 | -23183.361 | -25018.1485
2024 | US | TRE-ERCOT | - | TRE-ERCOT | MW | Anticipated Excess/Shortfall |  | 13355.267 | 13493.5162 | 6694.5013 | 7753.6033 | 282.9825 | -5484.3309 | -9064.1571 | -11090.7271 | -13088.1771 | -15005.6609 | -16840.4484
2024 | US | TRE-ERCOT | - | TRE-ERCOT | MW | Prospective Excess/Shortfall |  | 14770.5199 | 19202.3353 | 21088.6626 | 27058.6543 | 22137.6512 | 16186.6353 | 12641.0811 | 10614.5111 | 8617.0611 | 6699.5773 | 4864.7898
2024 | US | TRE-ERCOT | - | TRE-ERCOT | % | Existing-Certain and Net Firm Transfers Reserve Margin |  | 31.34% | 25.22% | 13.14% | 13.53% | 5.245% | -0.4126% | -3.559% | -5.253% | -6.866% | -8.364% | -9.752%
2024 | US | TRE-ERCOT | - | TRE-ERCOT | % | Anticipated Reserve Margin |  | 32.17% | 31.46% | 21.7% | 22.95% | 14.06% | 8.065% | 4.651% | 2.812% | 1.062% | -0.5634% | -2.07%
2024 | US | TRE-ERCOT | - | TRE-ERCOT | % | Prospective Reserve Margin |  | 34.13% | 38.95% | 38.79% | 45.87% | 38.07% | 30.53% | 26.44% | 24.22% | 22.1% | 20.14% | 18.32%
2024 | US | TRE-ERCOT | - | TRE-ERCOT | % | Reference Margin Level |  | 13.75% | 13.75% | 13.75% | 13.75% | 13.75% | 13.75% | 13.75% | 13.75% | 13.75% | 13.75% | 13.75%
2024 | CA | WECC | - | WECC-AB | MW | Energy Efficiency and Conservation |  | 0 | 0 | 0 | 0 | 0 | 0 | 0 | 0 | 0 | 0 | 0
2024 | CA | WECC | - | WECC-AB | MW | Total Installed Photovoltaic |  | 202.6528 | 219.5779 | 253.4283 | 327.2126 | 400.997 | 474.7814 | 548.5657 | 557.1381 | 565.7104 | 574.2828 | 582.8552
2024 | CA | WECC | - | WECC-AB | MW | Photovoltaic On-Peak |  | 0 | 0 | 0 | 0 | 0 | 0 | 0 | 0 | 0 | 0 | 0
2024 | CA | WECC | - | WECC-AB | MW | Total Internal Demand |  | 12279.9082 | 12411.3282 | 12463.1312 | 12434.4461 | 12510.0873 | 12527.5457 | 12759.4821 | 12830.7507 | 12956.4814 | 12992.3126 | 13075.8023
2024 | CA | WECC | - | WECC-AB | MW | Controllable and Dispatchable Demand Response - Available |  | 0 | 0 | 0 | 0 | 0 | 0 | 0 | 0 | 0 | 0 | 0
2024 | CA | WECC | - | WECC-AB | MW | Net Internal Demand |  | 12279.9082 | 12411.3282 | 12463.1312 | 12434.4461 | 12510.0873 | 12527.5457 | 12759.4821 | 12830.7507 | 12956.4814 | 12992.3126 | 13075.8023
2024 | CA | WECC | - | WECC-AB | MW | Behind the Meter Generation - Capacity |  | 0 | 0 | 0 | 0 | 0 | 0 | 0 | 0 | 0 | 0 | 0
2024 | CA | WECC | - | WECC-AB | MW | Other Capacity Adjustments - Additions |  | 0 | 0 | 0 | 0 | 0 | 0 | 0 | 0 | 0 | 0 | 0
2024 | CA | WECC | - | WECC-AB | MW | Other Capacity Adjustments - Reductions |  | 0 | 0 | 0 | 0 | 0 | 0 | 0 | 0 | 0 | 0 | 0
2024 | CA | WECC | - | WECC-AB | MW | Confirmed Retirements |  | 820 | 820 | 820 | 820 | 820 | 820 | 820 | 820 | 820 | 820 | 820
2024 | CA | WECC | - | WECC-AB | MW | Unconfirmed Retirements |  | 0 | 0 | 0 | 0 | 0 | 0 | 0 | 0 | 0 | 0 | 0
2024 | CA | WECC | - | WECC-AB | MW | Scheduled Outages |  | 0 | 0 | 0 | 0 | 0 | 0 | 0 | 0 | 0 | 0 | 0
2024 | CA | WECC | - | WECC-AB | MW | Transmission Limitations |  | 0 | 0 | 0 | 0 | 0 | 0 | 0 | 0 | 0 | 0 | 0
2024 | CA | WECC | - | WECC-AB | MW | Existing-Certain |  | 13534.7209 | 13534.7209 | 13534.7209 | 13752.5021 | 14181.9108 | 14175.7368 | 13534.7209 | 14175.7368 | 13867.3472 | 13330.1894 | 13330.1894
2024 | CA | WECC | - | WECC-AB | MW | Existing-Other |  | 0 | 0 | 0 | 0 | 0 | 0 | 0 | 0 | 0 | 0 | 0
2024 | CA | WECC | - | WECC-AB | MW | Additions - Tier 1 |  | 3205.7325 | 3275.1597 | 3275.1597 | 3404.6055 | 3540.8789 | 3537.084 | 3342.3368 | 3537.084 | 3441.298 | 3272.9427 | 3272.9427
2024 | CA | WECC | - | WECC-AB | MW | Additions - Tier 2 |  | 0 | 0 | 0 | 0 | 0 | 0 | 0 | 0 | 0 | 0 | 0
2024 | CA | WECC | - | WECC-AB | MW | Additions - Tier 3 |  | 457.8459 | 1031.2217 | 1679.5223 | 1823.9354 | 2246.7122 | 2700.3105 | 2501.7168 | 3068.2769 | 3096.0313 | 2744.174 | 2744.174
2024 | CA | WECC | - | WECC-AB | MW | Firm Imports |  | 0 | 43 | 96 | 69 | 0 | 68 | 396 | 409 | 0 | 0 | 0
2024 | CA | WECC | - | WECC-AB | MW | Firm Exports |  | 0 | 0 | 0 | 0 | 0 | 0 | 0 | 0 | 0 | 0 | 0
2024 | CA | WECC | - | WECC-AB | MW | Net Firm Capacity Transfers |  | 0 | 43 | 96 | 69 | 0 | 68 | 396 | 409 | 0 | 0 | 0
2024 | CA | WECC | - | WECC-AB | MW | Expected Imports |  | 0 | 0 | 0 | 0 | 0 | 0 | 0 | 0 | 0 | 0 | 0
2024 | CA | WECC | - | WECC-AB | MW | Expected Exports |  | 0 | 0 | 0 | 0 | 0 | 0 | 0 | 0 | 0 | 0 | 0
2024 | CA | WECC | - | WECC-AB | MW | Net Expected Transfers |  | 0 | 0 | 0 | 0 | 0 | 0 | 0 | 0 | 0 | 0 | 0
2024 | CA | WECC | - | WECC-AB | MW | Existing-Certain & Net Firm Transfers |  | 13534.7209 | 13577.7209 | 13630.7209 | 13821.5021 | 14181.9108 | 14243.7368 | 13930.7209 | 14584.7368 | 13867.3472 | 13330.1894 | 13330.1894
2024 | CA | WECC | - | WECC-AB | MW | Anticipated Resources |  | 16740.4533 | 16852.8805 | 16905.8805 | 17226.1076 | 17722.7897 | 17780.8208 | 17273.0576 | 18121.8208 | 17308.6451 | 16603.1322 | 16603.1322
2024 | CA | WECC | - | WECC-AB | MW | Prospective Resources |  | 16740.4533 | 16852.8805 | 16905.8805 | 17226.1076 | 17722.7897 | 17780.8208 | 17273.0576 | 18121.8208 | 17308.6451 | 16603.1322 | 16603.1322
2024 | CA | WECC | - | WECC-AB | MW | Existing-Certain and Net Firm Transfers Excess/Shortfall |  | 89.8178 | -0.6445 | -0.45495 | 64.2796 | 235.7906 | 17.3306 | -0.8473 | 55.4513 | -551.5323 | -834.5494 | -917.597
2024 | CA | WECC | - | WECC-AB | MW | Anticipated Excess/Shortfall |  | 3295.5503 | 3274.5152 | 3274.7047 | 3468.8851 | 3776.6695 | 3554.4146 | 3341.4895 | 3592.5353 | 2889.7657 | 2438.3933 | 2355.3457
2024 | CA | WECC | - | WECC-AB | MW | Prospective Excess/Shortfall |  | 3295.5503 | 3274.5152 | 3274.7047 | 3468.8851 | 3776.6695 | 3554.4146 | 3341.4895 | 3592.5353 | 2889.7657 | 2438.3933 | 2355.3457
2024 | CA | WECC | - | WECC-AB | % | Existing-Certain and Net Firm Transfers Reserve Margin |  | 10.22% | 9.398% | 9.368% | 11.15% | 13.36% | 13.7% | 9.179% | 13.67% | 7.03% | 2.601% | 1.945%
2024 | CA | WECC | - | WECC-AB | % | Anticipated Reserve Margin |  | 36.32% | 35.79% | 35.65% | 38.54% | 41.67% | 41.93% | 35.37% | 41.24% | 33.59% | 27.79% | 26.98%
2024 | CA | WECC | - | WECC-AB | % | Prospective Reserve Margin |  | 36.32% | 35.79% | 35.65% | 38.54% | 41.67% | 41.93% | 35.37% | 41.24% | 33.59% | 27.79% | 26.98%
2024 | CA | WECC | - | WECC-AB | % | Reference Margin Level |  | 9.487% | 9.403% | 9.372% | 10.64% | 11.48% | 13.56% | 9.186% | 13.24% | 11.29% | 9.024% | 8.963%
2024 | CA | WECC | - | WECC-BC | MW | Energy Efficiency and Conservation |  | 0 | 0 | 0 | 0 | 0 | 0 | 0 | 0 | 0 | 0 | 0
2024 | CA | WECC | - | WECC-BC | MW | Total Installed Photovoltaic |  | 0 | 0 | 0 | 0 | 0 | 0 | 0 | 0 | 0 | 0 | 0
2024 | CA | WECC | - | WECC-BC | MW | Photovoltaic On-Peak |  | 0 | 0 | 0 | 0 | 0 | 0 | 0 | 0 | 0 | 0 | 0
2024 | CA | WECC | - | WECC-BC | MW | Total Internal Demand |  | 11966.0546 | 11986.0149 | 11959.4672 | 12014.6685 | 11983.0271 | 12075.3424 | 12082.3413 | 12130.2182 | 12174.3864 | 12237.4406 | 12305.2495
2024 | CA | WECC | - | WECC-BC | MW | Controllable and Dispatchable Demand Response - Available |  | 0 | 0 | 0 | 0 | 0 | 0 | 0 | 0 | 0 | 0 | 0
2024 | CA | WECC | - | WECC-BC | MW | Net Internal Demand |  | 11966.0546 | 11986.0149 | 11959.4672 | 12014.6685 | 11983.0271 | 12075.3424 | 12082.3413 | 12130.2182 | 12174.3864 | 12237.4406 | 12305.2495
2024 | CA | WECC | - | WECC-BC | MW | Behind the Meter Generation - Capacity |  | 0 | 0 | 0 | 0 | 0 | 0 | 0 | 0 | 0 | 0 | 0
2024 | CA | WECC | - | WECC-BC | MW | Other Capacity Adjustments - Additions |  | 0 | 0 | 0 | 0 | 0 | 0 | 0 | 0 | 0 | 0 | 0
2024 | CA | WECC | - | WECC-BC | MW | Other Capacity Adjustments - Reductions |  | 0 | 0 | 0 | 0 | 0 | 0 | 0 | 0 | 0 | 0 | 0
2024 | CA | WECC | - | WECC-BC | MW | Confirmed Retirements |  | 0 | 0 | 44 | 44 | 74 | 74 | 96.4 | 96.4 | 96.4 | 96.4 | 96.4
2024 | CA | WECC | - | WECC-BC | MW | Unconfirmed Retirements |  | 0 | 0 | 0 | 0 | 0 | 0 | 0 | 0 | 0 | 0 | 0
2024 | CA | WECC | - | WECC-BC | MW | Scheduled Outages |  | 0 | 0 | 0 | 0 | 0 | 0 | 0 | 0 | 0 | 0 | 0
2024 | CA | WECC | - | WECC-BC | MW | Transmission Limitations |  | 0 | 0 | 0 | 0 | 0 | 0 | 0 | 0 | 0 | 0 | 0
2024 | CA | WECC | - | WECC-BC | MW | Existing-Certain |  | 13869.5364 | 13869.5364 | 13834.0901 | 13018.7787 | 12998.0727 | 13811.9361 | 13794.5822 | 13794.5822 | 13794.5822 | 12981.8529 | 13794.5822
2024 | CA | WECC | - | WECC-BC | MW | Existing-Other |  | 0 | 0 | 0 | 0 | 0 | 0 | 0 | 0 | 0 | 0 | 0
2024 | CA | WECC | - | WECC-BC | MW | Additions - Tier 1 |  | 433.2027 | 955.5854 | 955.5854 | 893.3742 | 893.3742 | 955.5854 | 955.5854 | 955.5854 | 955.5854 | 893.3742 | 955.5854
2024 | CA | WECC | - | WECC-BC | MW | Additions - Tier 2 |  | 0 | 0 | 40.5417 | 79.4421 | 397.773 | 419.4913 | 748.1082 | 1076.7251 | 1076.7251 | 1012.0517 | 1405.3419
2024 | CA | WECC | - | WECC-BC | MW | Additions - Tier 3 |  | 0 | 0 | 5.3995 | 5.1724 | 5.1724 | 6.1379 | 6.1379 | 59.3074 | 59.3074 | 55.5571 | 59.3074
2024 | CA | WECC | - | WECC-BC | MW | Firm Imports |  | 164 | 184 | 188 | 0 | 0 | 0 | 0 | 0 | 0 | 0 | 0
2024 | CA | WECC | - | WECC-BC | MW | Firm Exports |  | 0 | 0 | 0 | 0 | 0 | 0 | 0 | 0 | 0 | 0 | 0
2024 | CA | WECC | - | WECC-BC | MW | Net Firm Capacity Transfers |  | 164 | 184 | 188 | 0 | 0 | 0 | 0 | 0 | 0 | 0 | 0
2024 | CA | WECC | - | WECC-BC | MW | Expected Imports |  | 0 | 0 | 0 | 0 | 0 | 0 | 0 | 0 | 0 | 0 | 0
2024 | CA | WECC | - | WECC-BC | MW | Expected Exports |  | 0 | 0 | 0 | 0 | 0 | 0 | 0 | 0 | 0 | 0 | 0
2024 | CA | WECC | - | WECC-BC | MW | Net Expected Transfers |  | 0 | 0 | 0 | 0 | 0 | 0 | 0 | 0 | 0 | 0 | 0
2024 | CA | WECC | - | WECC-BC | MW | Existing-Certain & Net Firm Transfers |  | 14033.5364 | 14053.5364 | 14022.0901 | 13018.7787 | 12998.0727 | 13811.9361 | 13794.5822 | 13794.5822 | 13794.5822 | 12981.8529 | 13794.5822
2024 | CA | WECC | - | WECC-BC | MW | Anticipated Resources |  | 14466.7391 | 15009.1218 | 14977.6755 | 13912.1528 | 13891.4468 | 14767.5215 | 14750.1676 | 14750.1676 | 14750.1676 | 13875.2271 | 14750.1676
2024 | CA | WECC | - | WECC-BC | MW | Prospective Resources |  | 14466.7391 | 15009.1218 | 15018.2172 | 13991.595 | 14289.2198 | 15187.0128 | 15498.2758 | 15826.8927 | 15826.8927 | 14887.2788 | 16155.5095
2024 | CA | WECC | - | WECC-BC | MW | Existing-Certain and Net Firm Transfers Excess/Shortfall |  | 531.519 | 531.5137 | 531.5719 | -191.8299 | -180.9804 | 204.595 | 180.2 | 131.3471 | 86.1014 | -456.57 | -47.716
2024 | CA | WECC | - | WECC-BC | MW | Anticipated Excess/Shortfall |  | 964.7218 | 1487.0991 | 1487.1573 | 701.5442 | 712.3937 | 1160.1804 | 1135.7854 | 1086.9325 | 1041.6868 | 436.8041 | 907.8694
2024 | CA | WECC | - | WECC-BC | MW | Prospective Excess/Shortfall |  | 964.7218 | 1487.0991 | 1527.699 | 780.9863 | 1110.1667 | 1579.6717 | 1883.8936 | 2163.6575 | 2118.4118 | 1448.8558 | 2313.2113
2024 | CA | WECC | - | WECC-BC | % | Existing-Certain and Net Firm Transfers Reserve Margin |  | 17.28% | 17.25% | 17.25% | 8.357% | 8.471% | 14.38% | 14.17% | 13.72% | 13.31% | 6.083% | 12.1%
2024 | CA | WECC | - | WECC-BC | % | Anticipated Reserve Margin |  | 20.9% | 25.22% | 25.24% | 15.79% | 15.93% | 22.29% | 22.08% | 21.6% | 21.16% | 13.38% | 19.87%
2024 | CA | WECC | - | WECC-BC | % | Prospective Reserve Margin |  | 20.9% | 25.22% | 25.58% | 16.45% | 19.25% | 25.77% | 28.27% | 30.47% | 30% | 21.65% | 31.29%
2024 | CA | WECC | - | WECC-BC | % | Reference Margin Level |  | 12.84% | 12.81% | 12.8% | 9.954% | 9.981% | 12.69% | 12.68% | 12.64% | 12.6% | 9.814% | 12.49%
2024 | US/MX | WECC | - | WECC-CAMX | MW | Energy Efficiency and Conservation |  | 911.2558 | 1074.9295 | 1444.9374 | 1592.1642 | 1709.9151 | 1951.7454 | 1921.4889 | 1997.6381 | 2293.4887 | 2441.02 | 2634.6698
2024 | US/MX | WECC | - | WECC-CAMX | MW | Total Installed Photovoltaic |  | 23542.5833 | 25005.65 | 26565.75 | 28155.3667 | 29721.0833 | 31360 | 32957 | 34610.4 | 36202.1667 | 37836.95 | 39406.0167
2024 | US/MX | WECC | - | WECC-CAMX | MW | Photovoltaic On-Peak |  | 459.7255 | 579.8977 | 381.2603 | 399.5353 | 429.1971 | 453.7083 | 1658.3933 | 1754.173 | 1814.36 | 1909.8383 | 1974.2141
2024 | US/MX | WECC | - | WECC-CAMX | MW | Total Internal Demand |  | 36095.2938 | 36659.2068 | 37185.106 | 37908.8872 | 38599.2198 | 39573.1888 | 40654.5521 | 42505.6073 | 44352.964 | 46528.6417 | 48844.5235
2024 | US/MX | WECC | - | WECC-CAMX | MW | Controllable and Dispatchable Demand Response - Available |  | 736.784 | 736.8514 | 738.3588 | 737.4261 | 737.4935 | 737.5608 | 737.6282 | 737.6956 | 737.7629 | 737.8303 | 737.8303
2024 | US/MX | WECC | - | WECC-CAMX | MW | Net Internal Demand |  | 35358.5098 | 35922.3554 | 36446.7472 | 37171.4611 | 37861.7264 | 38835.6279 | 39916.9239 | 41767.9117 | 43615.2011 | 45790.8114 | 48106.6933
2024 | US/MX | WECC | - | WECC-CAMX | MW | Behind the Meter Generation - Capacity |  | 0 | 0 | 0 | 0 | 0 | 0 | 0 | 0 | 0 | 0 | 0
2024 | US/MX | WECC | - | WECC-CAMX | MW | Other Capacity Adjustments - Additions |  | 0 | 0 | 0 | 0 | 0 | 0 | 0 | 0 | 0 | 0 | 0
2024 | US/MX | WECC | - | WECC-CAMX | MW | Other Capacity Adjustments - Reductions |  | 0 | 0 | 0 | 0 | 0 | 0 | 0 | 0 | 0 | 0 | 0
2024 | US/MX | WECC | - | WECC-CAMX | MW | Confirmed Retirements |  | 261.25 | 1611.25 | 4470.55 | 4470.55 | 4470.55 | 5120.55 | 7420.55 | 7420.55 | 7420.55 | 7420.55 | 7420.55
2024 | US/MX | WECC | - | WECC-CAMX | MW | Unconfirmed Retirements |  | 0 | 0 | 0 | 0 | 0 | 0 | 0 | 0 | 0 | 0 | 0
2024 | US/MX | WECC | - | WECC-CAMX | MW | Scheduled Outages |  | 0 | 0 | 0 | 0 | 0 | 0 | 0 | 0 | 0 | 0 | 0
2024 | US/MX | WECC | - | WECC-CAMX | MW | Transmission Limitations |  | 0 | 0 | 0 | 0 | 0 | 0 | 0 | 0 | 0 | 0 | 0
2024 | US/MX | WECC | - | WECC-CAMX | MW | Existing-Certain |  | 56299.5503 | 55207.8662 | 55207.8662 | 52150.8296 | 52205.715 | 52205.715 | 51561.7845 | 49352.0109 | 49291.0262 | 49352.0109 | 49942.3091
2024 | US/MX | WECC | - | WECC-CAMX | MW | Existing-Other |  | 0 | 0 | 0 | 0 | 0 | 0 | 0 | 0 | 0 | 0 | 0
2024 | US/MX | WECC | - | WECC-CAMX | MW | Additions - Tier 1 |  | 4671.1144 | 7191.4198 | 8579.9999 | 8476.8288 | 8455.1818 | 9386.3351 | 9386.3351 | 9386.3351 | 9422.6035 | 9386.3351 | 9350.214
2024 | US/MX | WECC | - | WECC-CAMX | MW | Additions - Tier 2 |  | 120.9273 | 1886.7354 | 3403.5901 | 3438.4367 | 5786.6416 | 5786.6416 | 9384.5374 | 9384.5374 | 11006.1304 | 12634.8437 | 14784.5741
2024 | US/MX | WECC | - | WECC-CAMX | MW | Additions - Tier 3 |  | 0 | 0 | 0 | 0 | 0 | 306.8511 | 306.8511 | 306.8511 | 311.6694 | 306.8511 | 302.099
2024 | US/MX | WECC | - | WECC-CAMX | MW | Firm Imports |  | 0 | 125 | 231 | 0 | 125 | 772 | 859 | 944 | 1163 | 2914 | 4157
2024 | US/MX | WECC | - | WECC-CAMX | MW | Firm Exports |  | 0 | 0 | 0 | 0 | 0 | 0 | 0 | 0 | 0 | 0 | 0
2024 | US/MX | WECC | - | WECC-CAMX | MW | Net Firm Capacity Transfers |  | 0 | 125 | 231 | 0 | 125 | 772 | 859 | 944 | 1163 | 2914 | 4157
2024 | US/MX | WECC | - | WECC-CAMX | MW | Expected Imports |  | 0 | 0 | 0 | 0 | 0 | 0 | 0 | 0 | 0 | 0 | 0
2024 | US/MX | WECC | - | WECC-CAMX | MW | Expected Exports |  | 0 | 0 | 0 | 0 | 0 | 0 | 0 | 0 | 0 | 0 | 0
2024 | US/MX | WECC | - | WECC-CAMX | MW | Net Expected Transfers |  | 0 | 0 | 0 | 0 | 0 | 0 | 0 | 0 | 0 | 0 | 0
2024 | US/MX | WECC | - | WECC-CAMX | MW | Existing-Certain & Net Firm Transfers |  | 56299.5503 | 55332.8662 | 55438.8662 | 52150.8296 | 52330.715 | 52977.715 | 52420.7845 | 50296.0109 | 50454.0262 | 52266.0109 | 54099.3091
2024 | US/MX | WECC | - | WECC-CAMX | MW | Anticipated Resources |  | 60970.6648 | 62524.286 | 64018.8661 | 60627.6584 | 60785.8967 | 62364.0501 | 61807.1196 | 59682.3461 | 59876.6298 | 61652.3461 | 63449.5231
2024 | US/MX | WECC | - | WECC-CAMX | MW | Prospective Resources |  | 61091.5921 | 64411.0214 | 67422.4562 | 64066.0952 | 66572.5383 | 68150.6917 | 71191.6571 | 69066.8835 | 70882.7601 | 74287.1897 | 78234.0972
2024 | US/MX | WECC | - | WECC-CAMX | MW | Existing-Certain and Net Firm Transfers Excess/Shortfall |  | 17635.9026 | 16236.067 | 15806.3231 | 11800.3519 | 11257.9993 | 10955.3572 | 9392.0035 | 5378.2654 | 3652.1727 | 3245.5802 | 2322.6762
2024 | US/MX | WECC | - | WECC-CAMX | MW | Anticipated Excess/Shortfall |  | 22307.017 | 23427.4868 | 24386.323 | 20277.1807 | 19713.181 | 20341.6923 | 18778.3386 | 14764.6005 | 13074.7762 | 12631.9154 | 11672.8902
2024 | US/MX | WECC | - | WECC-CAMX | MW | Prospective Excess/Shortfall |  | 22427.9444 | 25314.2222 | 27789.9131 | 23715.6174 | 25499.8226 | 26128.3339 | 28162.8761 | 24149.138 | 24080.9066 | 25266.759 | 26457.4643
2024 | US/MX | WECC | - | WECC-CAMX | % | Existing-Certain and Net Firm Transfers Reserve Margin |  | 59.22% | 54.03% | 52.11% | 40.3% | 38.22% | 36.42% | 31.32% | 20.42% | 15.68% | 14.14% | 12.46%
2024 | US/MX | WECC | - | WECC-CAMX | % | Anticipated Reserve Margin |  | 72.44% | 74.05% | 75.65% | 63.1% | 60.55% | 60.58% | 54.84% | 42.89% | 37.28% | 34.64% | 31.89%
2024 | US/MX | WECC | - | WECC-CAMX | % | Prospective Reserve Margin |  | 72.78% | 79.31% | 84.99% | 72.35% | 75.83% | 75.48% | 78.35% | 65.36% | 62.52% | 62.23% | 62.63%
2024 | US/MX | WECC | - | WECC-CAMX | % | Reference Margin Level |  | 9.348% | 8.837% | 8.741% | 8.552% | 8.481% | 8.206% | 7.796% | 7.541% | 7.306% | 7.053% | 7.629%
2024 | US | WECC | - | WECC-NW | MW | Energy Efficiency and Conservation |  | 916.3438 | 1256.9835 | 1600.9493 | 1941.454 | 2303.3927 | 2666.9158 | 3045.3169 | 3383.0038 | 3738.0608 | 3999.104 | 4297.8386
2024 | US | WECC | - | WECC-NW | MW | Total Installed Photovoltaic |  | 3952.6427 | 4453.9414 | 4984.2811 | 5522.0313 | 6094.939 | 6672.5571 | 7312.0157 | 7937.9888 | 8631.6991 | 9294.8712 | 9894.3903
2024 | US | WECC | - | WECC-NW | MW | Photovoltaic On-Peak |  | 43.3536 | 58.5301 | 62.7825 | 71.6754 | 102.5111 | 116.0642 | 114.063 | 109.8798 | 107.295 | 128.5276 | 106.1992
2024 | US | WECC | - | WECC-NW | MW | Total Internal Demand |  | 58404.3278 | 59514.8181 | 61291.1539 | 63175.8533 | 64816.1088 | 65931.9256 | 66806.0196 | 67728.5107 | 68620.958 | 69492.1691 | 70141.1619
2024 | US | WECC | - | WECC-NW | MW | Controllable and Dispatchable Demand Response - Available |  | 403.4657 | 406.5985 | 409.2086 | 412.3414 | 414.9515 | 406.9162 | 409.5263 | 412.6592 | 415.2693 | 417.8794 | 420.4895
2024 | US | WECC | - | WECC-NW | MW | Net Internal Demand |  | 58000.8622 | 59108.2196 | 60881.9453 | 62763.5119 | 64401.1572 | 65525.0094 | 66396.4932 | 67315.8516 | 68205.6887 | 69074.2897 | 69720.6724
2024 | US | WECC | - | WECC-NW | MW | Behind the Meter Generation - Capacity |  | 0 | 0 | 0 | 0 | 0 | 0 | 0 | 0 | 0 | 0 | 0
2024 | US | WECC | - | WECC-NW | MW | Other Capacity Adjustments - Additions |  | 0 | 0 | 0 | 0 | 0 | 0 | 0 | 0 | 0 | 0 | 0
2024 | US | WECC | - | WECC-NW | MW | Other Capacity Adjustments - Reductions |  | 0 | 0 | 0 | 0 | 0 | 0 | 0 | 0 | 0 | 0 | 0
2024 | US | WECC | - | WECC-NW | MW | Confirmed Retirements |  | 784.147 | 5044.7942 | 5463.6942 | 7209.6642 | 8562.6942 | 9889.3942 | 10471.1752 | 10807.6652 | 11417.8749 | 12424.5684 | 13766.6384
2024 | US | WECC | - | WECC-NW | MW | Unconfirmed Retirements |  | 0 | 0 | 0 | 0 | 0 | 0 | 0 | 0 | 0 | 0 | 0
2024 | US | WECC | - | WECC-NW | MW | Scheduled Outages |  | 0 | 0 | 0 | 0 | 0 | 0 | 0 | 0 | 0 | 0 | 0
2024 | US | WECC | - | WECC-NW | MW | Transmission Limitations |  | 0 | 0 | 0 | 0 | 0 | 0 | 0 | 0 | 0 | 0 | 0
2024 | US | WECC | - | WECC-NW | MW | Existing-Certain |  | 82722.3505 | 81798.3129 | 77017.0594 | 76589.5617 | 75638.5787 | 74600.7232 | 73342.1117 | 72499.1296 | 71202.1597 | 71383.6448 | 70475.3173
2024 | US | WECC | - | WECC-NW | MW | Existing-Other |  | 0 | 0 | 0 | 0 | 0 | 0 | 0 | 0 | 0 | 0 | 0
2024 | US | WECC | - | WECC-NW | MW | Additions - Tier 1 |  | 3756.1325 | 5645.0776 | 7624.2841 | 7785.9556 | 8778.3323 | 8778.3323 | 9166.1393 | 9166.1393 | 8211.95 | 9166.1393 | 9166.1393
2024 | US | WECC | - | WECC-NW | MW | Additions - Tier 2 |  | 359.2212 | 1069.6852 | 1652.1666 | 2566.2254 | 3233.038 | 4462.2539 | 5126.0678 | 5128.5678 | 5434.0426 | 5121.8286 | 5142.9966
2024 | US | WECC | - | WECC-NW | MW | Additions - Tier 3 |  | 1749.1121 | 5619.2058 | 9374.4902 | 15456.8269 | 18149.6935 | 25058.5579 | 30384.7261 | 32110.29 | 33577.0367 | 33509.2753 | 33509.2753
2024 | US | WECC | - | WECC-NW | MW | Firm Imports |  | 5098 | 7563 | 8606 | 9118 | 9460 | 9249 | 9553 | 9480 | 7787 | 5661 | 3771
2024 | US | WECC | - | WECC-NW | MW | Firm Exports |  | 0 | 0 | 0 | 0 | 0 | 0 | 0 | 0 | 0 | 0 | 0
2024 | US | WECC | - | WECC-NW | MW | Net Firm Capacity Transfers |  | 5098 | 7563 | 8606 | 9118 | 9460 | 9249 | 9553 | 9480 | 7787 | 5661 | 3771
2024 | US | WECC | - | WECC-NW | MW | Expected Imports |  | 0 | 0 | 0 | 0 | 0 | 0 | 0 | 0 | 0 | 0 | 0
2024 | US | WECC | - | WECC-NW | MW | Expected Exports |  | 0 | 0 | 0 | 0 | 0 | 0 | 0 | 0 | 0 | 0 | 0
2024 | US | WECC | - | WECC-NW | MW | Net Expected Transfers |  | 0 | 0 | 0 | 0 | 0 | 0 | 0 | 0 | 0 | 0 | 0
2024 | US | WECC | - | WECC-NW | MW | Existing-Certain & Net Firm Transfers |  | 87820.3505 | 89361.3129 | 85623.0594 | 85707.5617 | 85098.5787 | 83849.7232 | 82895.1117 | 81979.1296 | 78989.1597 | 77044.6448 | 74246.3173
2024 | US | WECC | - | WECC-NW | MW | Anticipated Resources |  | 91576.4829 | 95006.3906 | 93247.3435 | 93493.5173 | 93876.911 | 92628.0556 | 92061.251 | 91145.269 | 87201.1097 | 86210.7842 | 83412.4566
2024 | US | WECC | - | WECC-NW | MW | Prospective Resources |  | 91935.7042 | 96076.0758 | 94899.5101 | 96059.7427 | 97109.9491 | 97090.3095 | 97187.3188 | 96273.8367 | 92635.1523 | 91332.6127 | 88555.4532
2024 | US | WECC | - | WECC-NW | MW | Existing-Certain and Net Firm Transfers Excess/Shortfall |  | 18791.0826 | 19347.1484 | 14527.3052 | 12820.8174 | 9755.4574 | 7412.2625 | 5635.3798 | 3782.5649 | 697.4873 | -2566.0254 | -6065.1299
2024 | US | WECC | - | WECC-NW | MW | Anticipated Excess/Shortfall |  | 22547.215 | 24992.226 | 22151.5893 | 20606.773 | 18533.7897 | 16190.5949 | 14801.5191 | 12948.7042 | 8909.4373 | 6600.1139 | 3101.0094
2024 | US | WECC | - | WECC-NW | MW | Prospective Excess/Shortfall |  | 22906.4363 | 26061.9112 | 23803.7559 | 23172.9984 | 21766.8277 | 20652.8488 | 19927.5869 | 18077.272 | 14343.4799 | 11721.9425 | 8244.006
2024 | US | WECC | - | WECC-NW | % | Existing-Certain and Net Firm Transfers Reserve Margin |  | 51.41% | 51.18% | 40.64% | 36.56% | 32.14% | 27.97% | 24.85% | 21.78% | 15.81% | 11.54% | 6.491%
2024 | US | WECC | - | WECC-NW | % | Anticipated Reserve Margin |  | 57.89% | 60.73% | 53.16% | 48.96% | 45.77% | 41.36% | 38.65% | 35.4% | 27.85% | 24.81% | 19.64%
2024 | US | WECC | - | WECC-NW | % | Prospective Reserve Margin |  | 58.51% | 62.54% | 55.87% | 53.05% | 50.79% | 48.17% | 46.37% | 43.02% | 35.82% | 32.22% | 27.01%
2024 | US | WECC | - | WECC-NW | % | Reference Margin Level |  | 19.01% | 18.45% | 16.78% | 16.13% | 16.99% | 16.65% | 16.36% | 16.16% | 14.79% | 15.25% | 15.19%
2024 | US | WECC | - | WECC-SW | MW | Energy Efficiency and Conservation |  | 42 | 72 | 121.8509 | 164.5442 | 230.2781 | 289.6307 | 323.7287 | 378.9472 | 398.0507 | 429.3424 | 557.6736
2024 | US | WECC | - | WECC-SW | MW | Total Installed Photovoltaic |  | 2489.158 | 2781.38 | 2924.839 | 3191.928 | 3420.618 | 3591.8927 | 3753.6692 | 3940.5275 | 4046.8497 | 4197.3395 | 4346.8673
2024 | US | WECC | - | WECC-SW | MW | Photovoltaic On-Peak |  | 239.8524 | 247.4651 | 93.9269 | 64.739 | 65.1346 | 0 | 72.0591 | 235.6949 | 104.3002 | 74.5075 | 76.131
2024 | US | WECC | - | WECC-SW | MW | Total Internal Demand |  | 16517.0533 | 17242.7487 | 17607.9656 | 18420.0996 | 19169.1563 | 19981.8326 | 20668.5349 | 21308.622 | 21836.8839 | 22452.7481 | 22886.4777
2024 | US | WECC | - | WECC-SW | MW | Controllable and Dispatchable Demand Response - Available |  | 339.805 | 367.7025 | 369.7025 | 373.7025 | 386.7025 | 367.7025 | 369.7025 | 373.7025 | 386.7025 | 367.7025 | 369.7025
2024 | US | WECC | - | WECC-SW | MW | Net Internal Demand |  | 16177.2483 | 16875.0462 | 17238.2631 | 18046.3971 | 18782.4538 | 19614.1301 | 20298.8324 | 20934.9195 | 21450.1814 | 22085.0457 | 22516.7752
2024 | US | WECC | - | WECC-SW | MW | Behind the Meter Generation - Capacity |  | 0 | 0 | 0 | 0 | 0 | 0 | 0 | 0 | 0 | 0 | 0
2024 | US | WECC | - | WECC-SW | MW | Other Capacity Adjustments - Additions |  | 0 | 0 | 0 | 0 | 0 | 0 | 0 | 0 | 0 | 0 | 0
2024 | US | WECC | - | WECC-SW | MW | Other Capacity Adjustments - Reductions |  | 0 | 0 | 0 | 0 | 0 | 0 | 0 | 0 | 0 | 0 | 0
2024 | US | WECC | - | WECC-SW | MW | Confirmed Retirements |  | 383 | 611 | 941 | 1539.4 | 1684.4 | 1684.4 | 1899.4 | 3470.24 | 4884.02 | 5079.92 | 5110.02
2024 | US | WECC | - | WECC-SW | MW | Unconfirmed Retirements |  | 0 | 0 | 0 | 0 | 0 | 0 | 0 | 0 | 0 | 0 | 0
2024 | US | WECC | - | WECC-SW | MW | Scheduled Outages |  | 0 | 0 | 0 | 0 | 0 | 0 | 0 | 0 | 0 | 0 | 0
2024 | US | WECC | - | WECC-SW | MW | Transmission Limitations |  | 0 | 0 | 0 | 0 | 0 | 0 | 0 | 0 | 0 | 0 | 0
2024 | US | WECC | - | WECC-SW | MW | Existing-Certain |  | 29380.0756 | 28980.462 | 28474.9975 | 28083.4217 | 27665.0571 | 27679.2169 | 27665.0571 | 26202.776 | 25018.9043 | 24758.0859 | 24566.8399
2024 | US | WECC | - | WECC-SW | MW | Existing-Other |  | 0 | 0 | 0 | 0 | 0 | 0 | 0 | 0 | 0 | 0 | 0
2024 | US | WECC | - | WECC-SW | MW | Additions - Tier 1 |  | 1997.132 | 3350.5395 | 3561.7931 | 3561.7931 | 3619.1957 | 3619.7461 | 3619.1957 | 3619.1957 | 3561.7931 | 3619.1957 | 3619.1957
2024 | US | WECC | - | WECC-SW | MW | Additions - Tier 2 |  | 0.76955 | 499.8245 | 586.5327 | 630.4227 | 1585.4128 | 1588.6297 | 1660.5397 | 1698.1032 | 1580.953 | 1698.1032 | 1698.1032
2024 | US | WECC | - | WECC-SW | MW | Additions - Tier 3 |  | 0 | 39.9627 | 1069.6303 | 1916.9656 | 2184.8089 | 2770.3051 | 3740.8463 | 4173.9458 | 5548.2846 | 6169.5221 | 6945.7806
2024 | US | WECC | - | WECC-SW | MW | Firm Imports |  | 0 | 0 | 0 | 0 | 0 | 0 | 0 | 366 | 2240 | 2420 | 2712
2024 | US | WECC | - | WECC-SW | MW | Firm Exports |  | 0 | 0 | 0 | 0 | 0 | 0 | 0 | 0 | 0 | 0 | 0
2024 | US | WECC | - | WECC-SW | MW | Net Firm Capacity Transfers |  | 0 | 0 | 0 | 0 | 0 | 0 | 0 | 366 | 2240 | 2420 | 2712
2024 | US | WECC | - | WECC-SW | MW | Expected Imports |  | 0 | 0 | 0 | 0 | 0 | 0 | 0 | 0 | 0 | 0 | 0
2024 | US | WECC | - | WECC-SW | MW | Expected Exports |  | 0 | 0 | 0 | 0 | 0 | 0 | 0 | 0 | 0 | 0 | 0
2024 | US | WECC | - | WECC-SW | MW | Net Expected Transfers |  | 0 | 0 | 0 | 0 | 0 | 0 | 0 | 0 | 0 | 0 | 0
2024 | US | WECC | - | WECC-SW | MW | Existing-Certain & Net Firm Transfers |  | 29380.0756 | 28980.462 | 28474.9975 | 28083.4217 | 27665.0571 | 27679.2169 | 27665.0571 | 26568.776 | 27258.9043 | 27178.0859 | 27278.8399
2024 | US | WECC | - | WECC-SW | MW | Anticipated Resources |  | 31377.2077 | 32331.0015 | 32036.7905 | 31645.2148 | 31284.2528 | 31298.963 | 31284.2528 | 30187.9718 | 30820.6974 | 30797.2817 | 30898.0356
2024 | US | WECC | - | WECC-SW | MW | Prospective Resources |  | 31377.9772 | 32830.826 | 32623.3232 | 32275.6375 | 32869.6657 | 32887.5927 | 32944.7926 | 31886.075 | 32401.6504 | 32495.3849 | 32596.1388
2024 | US | WECC | - | WECC-SW | MW | Existing-Certain and Net Firm Transfers Excess/Shortfall |  | 10691.8592 | 9570.4169 | 9005.4095 | 7790.2085 | 6341.5802 | 5464.9147 | 4732.4445 | 3013.8236 | 3502.6925 | 2485.749 | 2143.2394
2024 | US | WECC | - | WECC-SW | MW | Anticipated Excess/Shortfall |  | 12688.9912 | 12920.9563 | 12567.2026 | 11352.0016 | 9960.7759 | 9084.6608 | 8351.6403 | 6633.0194 | 7064.4856 | 6104.9447 | 5762.4351
2024 | US | WECC | - | WECC-SW | MW | Prospective Excess/Shortfall |  | 12689.7608 | 13420.7809 | 13153.7353 | 11982.4243 | 11546.1888 | 10673.2905 | 10012.18 | 8331.1226 | 8645.4386 | 7803.0479 | 7460.5383
2024 | US | WECC | - | WECC-SW | % | Existing-Certain and Net Firm Transfers Reserve Margin |  | 81.61% | 71.74% | 65.18% | 55.62% | 47.29% | 41.12% | 36.29% | 26.91% | 27.08% | 23.06% | 21.15%
2024 | US | WECC | - | WECC-SW | % | Anticipated Reserve Margin |  | 93.96% | 91.59% | 85.85% | 75.35% | 66.56% | 59.57% | 54.12% | 44.2% | 43.69% | 39.45% | 37.22%
2024 | US | WECC | - | WECC-SW | % | Prospective Reserve Margin |  | 93.96% | 94.55% | 89.25% | 78.85% | 75% | 67.67% | 62.3% | 52.31% | 51.06% | 47.14% | 44.76%
2024 | US | WECC | - | WECC-SW | % | Reference Margin Level |  | 15.52% | 15.02% | 12.94% | 12.45% | 13.53% | 13.26% | 12.98% | 12.52% | 10.75% | 11.81% | 11.63%

## Transmission Projects
Assessment Area | NERC Project ID | Project ID | Project Status | New/Upgrade | Region | Project Name | Tie Line | Primary Driver | Secondary Driver | Terminal Origin | Terminal Endpoint | Company Name | Company EIA Code | Entity Type | Ownership (%) | Line Length (Circuit Miles) | Line Type | Voltage Type | Operating Voltage Class (kV) | Voltage Design (kV) | Circuits per Structure - Present | Circuits per Structure - Ultimate | Capacity Rating (MVA) | In-Service Date(Original) | In-Service Date (Expected)
MISO |  | 21445 | Planned | Upgrade | RF | Donaldson Creek - White Lake 138 kV Rebuild (J1071) |  | Variable/Renewable Integration |  |  |  | METC | 56068 | I |  | 18.43 | OH | AC | 121-150 | 138 |  |  |  |  | 2024-06-01
MISO |  | 10484 | Planned | Upgrade | MRO | Construct Eaton 138 kV T- D |  | Reliability |  |  |  | ATC | 659 | I |  | 21.46 | OH | AC | 121-150 | 138 |  |  |  |  | 2024-06-01
MISO |  | 13992 | Planned | New | SERC | Pine Tree 230kV Substation |  | Reliability |  |  |  | Entergy-MS | 12685 | I |  | 14 | OH | AC | 200-299 | 230 |  |  |  |  | 2024-06-01
MISO |  | 9985 | Planned | Upgrade | MRO | Newhall-Williamsburg 161 kV Rebuild |  | Reliability |  |  |  | ITCM | 56161 | I |  | 26 | OH | AC | 151-199 | 161 |  |  |  |  | 2024-06-30
MISO |  | 21168 | Planned | New | RF | New Hiple to Northport 138kV Line |  | Reliability |  |  |  | NIPS | 13756 | I |  | 10.2 | OH | AC | 121-150 | 138 |  |  |  |  | 2024-12-31
MISO |  | 22909 | Planned | Upgrade | MRO | 40 Line Rebuild |  | Reliability |  |  |  | MP | 12647 | I |  | 35 | OH | AC | 100-120 | 115 |  |  |  |  | 2024-12-31
MISO |  | 12216 | Planned | Upgrade | RF | Cadillac to Hersey OPGW |  | Reliability |  |  |  | WPSC | 20910 | C |  | 35 | OH | AC | 121-150 | 138 |  |  |  |  | 2024-12-31
MISO |  | 20037 | Planned | Upgrade | MRO | Carbide-Viele 161kV Rebuild |  | Reliability |  |  |  | ITCM | 56161 | I |  | 12.3 | OH | AC | 151-199 | 161 |  |  |  |  | 2024-12-31
MISO |  | 23865 | Planned | Upgrade | RF | Elephant - Phase 1 |  | Reliability |  |  |  | METC | 56068 | I |  | 19.1 | OH | AC | 121-150 | 138 |  |  |  |  | 2025-03-01
MISO |  | 22020 | Planned | New | RF | Leoni – Parr Rd 138kV Rebuild |  | Reliability |  |  |  | METC | 56068 | I |  | 37.3 | OH | AC | 121-150 | 138 |  |  |  |  | 2025-03-31
MISO |  | 23452 | Planned | New | MRO | Brookings - Lyon, Hampton - Helena 2nd 345kV Circuits |  | Reliability |  |  |  | XEL | 13781 | I |  | 99 | OH | AC | 300-399 | 345 |  |  |  |  | 2025-09-01
MISO |  | 20505 | Planned | Upgrade | MRO | Blue Earth-South Bend Area Upgrades |  | Reliability |  |  |  | XEL | 13781 | I |  | 30 | OH | AC | 151-199 | 161 |  |  |  |  | 2025-10-31
MISO |  | 24395 | Planned | Upgrade | RF | Luce - Summerton Line Reconductor (J1379) - Network Upgrade |  | Variable/Renewable Integration |  |  |  | METC | 56068 | I |  | 10.5 | OH | AC | 121-150 | 138 |  |  |  |  | 2025-11-26
MISO |  | 22813 | Planned | Upgrade | SERC | Reconductor Coffeen North-Roxford 345 kV line |  | Reliability |  |  |  | AmerenIL | 56697 | I |  | 51 | OH | AC | 300-399 | 345 |  |  |  |  | 2025-12-01
MISO |  | 20946 | Planned | New | MRO | Poplar2 115/60 kV |  | Reliability |  |  |  | MDU | 12199 | I |  | 10 | OH | AC | 100-120 | 115 |  |  |  |  | 2025-12-31
MISO |  | 21167 | Planned | New | RF | New Menges Ditch 138/69 kV Substation |  | Reliability |  |  |  | NIPS | 13756 | I |  | 18 | OH | AC | 121-150 | 138 |  |  |  |  | 2025-12-31
MISO |  | 22885 | Planned | Upgrade | MRO | Brainerd Crypto |  | Reliability |  |  |  | MP | 12647 | I |  | 13 | OH | AC | 100-120 | 115 |  |  |  |  | 2025-12-31
MISO |  | 18011 | Planned | New | RF | Rebuild Atlanta to Airport 138kV |  | Reliability |  |  |  | WPSC | 20910 | C |  | 15.5 | OH | AC | 121-150 | 138 |  |  |  |  | 2025-12-31
MISO |  | 21945 | Planned | Upgrade | RF | Parr Road-Whiting 138kV Rebuild |  | Reliability |  |  |  | METC | 56068 | I |  | 40.6 | OH | AC | 121-150 | 138 |  |  |  |  | 2026-06-01
MISO |  | 16023 | Planned | Upgrade | RF | Lincoln-Northeast-Northwest 120 kV Rebuild |  | Reliability |  |  |  | ITCT | 56068 | I |  | 10.31 | OH | AC | 100-120 | 120 |  |  |  |  | 2026-06-01
MISO |  | 15654 | Planned | Upgrade | SERC | Delhi - Tallulah 115 kV rebuild |  | Reliability |  |  |  | Entergy-LA | 11241 | I |  | 20.8 | OH | AC | 100-120 | 115 |  |  |  |  | 2026-12-01
MISO |  | 24212 | Planned | New | MRO | Badger Creek Substation |  | Reliability |  |  |  | MEC | 12341 | I |  | 16 | OH | AC | 300-399 | 345 |  |  |  |  | 2026-12-01
MISO |  | 15652 | Planned | New | RF | Rebuild Atlanta to Gaylord 138kV |  | Reliability |  |  |  | WPSC | 20910 | C |  | 22 | OH | AC | 121-150 | 138 |  |  |  |  | 2026-12-31
MISO |  | 22425 | Planned | New | RF | New West Lafayette Substation |  | Reliability |  |  |  | DEI | 15470 | I |  | 10 | OH | AC | 121-150 | 138 |  |  |  |  | 2026-12-31
MISO |  | 17868 | Planned | Upgrade | MRO | Duluth Loop 115 kV Project |  | Reliability |  |  |  | MP | 12647 | I |  | 24.7 | OH | AC | 100-120 | 115 |  |  |  |  | 2026-12-31
MISO |  | 15910 | Planned | Upgrade | RF | Marquette - Bingham 138 kV Rebuild |  | Reliability |  |  |  | METC | 56068 | I |  | 18.76 | OH | AC | 121-150 | 138 |  |  |  |  | 2026-12-31
MISO |  | 23765 | Planned | Upgrade | SERC | Rebuild Joppa-Joppa TS-Grahamville 161 line (854) |  | Reliability |  |  |  | GLH | na | I |  | 10.4 | OH | AC | 151-199 | 161 |  |  |  |  | 2026-12-31
MISO |  | 23826 | Planned | Upgrade | SERC | Rebuild Joppa - Grahamville 161 line (804) |  | Reliability |  |  |  | GLH | na | I |  | 10.1 | OH | AC | 151-199 | 161 |  |  |  |  | 2026-12-31
MISO |  | 16104 | Planned | Upgrade | RF | Altona to Pierson Rebuild |  | Reliability |  |  |  | WPSC | 20910 | C |  | 14 | OH | AC | 121-150 | 138 |  |  |  |  | 2026-12-31
MISO |  | 20018 | Planned | Upgrade | RF | Rebuild Bullock - Shale 138 kV |  | Reliability |  |  |  | METC | 56068 | I |  | 20 | OH | AC | 121-150 | 138 |  |  |  |  | 2026-12-31
MISO |  | 20005 | Planned | Upgrade | SERC | Rebuild Joppa-Shawnee 161 kV Ckt 1 |  | Reliability |  |  |  | GLH | na | I |  | 10 | OH | AC | 151-199 | 161 |  |  |  |  | 2026-12-31
MISO |  | 20029 | Planned | New | MRO | Southern Iowa New 161kV line and Breaker Stations |  | Reliability |  |  |  | ITCM | 56161 | I |  | 31.6 | OH | AC | 151-199 | 161 |  |  |  |  | 2027-05-01
MISO |  | 22226 | Planned | New | RF | New Wabash River Station 345kV-230kV Substation |  | Reliability |  |  |  | DEI | 15470 | I |  | 10.8 | OH | AC | 300-399 | 345 |  |  |  |  | 2027-06-01
MISO |  | 13910 | Planned | New | SERC | Calhoun: New distribution substation |  | Reliability |  |  |  | Entergy-LA | 11241 | I |  | 10 | OH | AC | 200-299 | 230 |  |  |  |  | 2027-06-01
MISO |  | 24453 | Planned | New | RF | Hawley-Peddler - New Circuit #1 and #2 (J1255, J1292) - Common Use Network Upgrade |  | Variable/Renewable Integration |  |  |  | METC | 56068 | I |  | 30 | OH | AC | 121-150 | 138 |  |  |  |  | 2027-12-01
MISO |  | 21787 | Planned | Upgrade | RF | Westwood 138kV Interconnection |  | Reliability |  |  |  | WPSC | 20910 | C |  | 12 | OH | AC | 121-150 | 138 |  |  |  |  | 2027-12-31
MISO |  | 15746 | Planned | Upgrade | MRO | Beulah-Mandan 115 Rebuild |  | Reliability |  |  |  | MDU | 12199 | I |  | 49.4 | OH | AC | 100-120 | 115 |  |  |  |  | 2027-12-31
MISO |  | 23416 | Planned | Upgrade | SERC | LRTP-14: Ipava – Maple Ridge – Tazewell – Brokaw – Paxton East |  | Reliability | Economics / Congestion |  |  | AmerenIL | 56697 | I |  | 146.5 | OH | AC | 300-399 | 345 |  |  |  |  | 2028-06-01
MISO |  | 23413 | Planned | Upgrade | SERC | LRTP-11: Maywood – Meredosia |  | Reliability | Economics / Congestion |  |  | AmerenIL, AmerenMO | 56697, 19436 | I |  | 64.5 | OH | AC | 300-399 | 345 |  |  |  |  | 2028-06-01
MISO |  | 23371 | Planned | Upgrade | MRO | LRTP-04: Wilmarth – North Rochester – Tremval |  | Reliability | Economics / Congestion |  |  | City of Rochester, DPC, SMMPA, XEL | 13781 | I |  | 234 | OH | AC | 300-399 | 345 |  |  |  |  | 2028-06-01
MISO |  | 23372 | Planned | Upgrade | MRO | LRTP-05: Tremval – Eau Claire – Jump River |  | Reliability | Economics / Congestion |  |  | ATC, XEL | 659, 13781 | I |  | 98 | OH | AC | 300-399 | 345 |  |  |  |  | 2028-06-01
MISO |  | 15752 | Planned | Upgrade | RF | Redstone – Tittabawassee 138 kV Rebuild |  | Reliability |  |  |  | METC | 56068 | I |  | 13.4 | OH | AC | 121-150 | 138 |  |  |  |  | 2028-06-01
MISO |  | 23807 | Planned | Upgrade | RF | Alma - Vestaburg 138 kV Reconductor |  | Reliability |  |  |  | METC | 56068 | I |  | 16.24 | OH | AC | 121-150 | 138 |  |  |  |  | 2028-06-01
MISO |  | 15804 | Planned | Upgrade | RF | Rebuild Gaines - Stamping Plant 138kV |  | Reliability |  |  |  | METC | 56068 | I |  | 10.98 | OH | AC | 121-150 | 138 |  |  |  |  | 2028-06-01
MISO |  | 21976 | Planned | Upgrade | MRO | Jasper to Laurel 161kV Line Rebuild |  | Reliability |  |  |  | ITCM | 56161 | I |  | 10 | OH | AC | 151-199 | 161 |  |  |  |  | 2028-12-30
MISO |  | 23368 | Planned | New | MRO | LRTP-01: Jamestown – Ellendale |  | Reliability | Economics / Congestion |  |  | MDU, OTP | 12199, 14232 | I |  | 95 | OH | AC | 300-399 | 345 |  |  |  |  | 2028-12-31
MISO |  | 23409 | Planned | New | MRO | LRTP-07: Webster – Franklin – Marshalltown – Morgan Valley |  | Reliability | Economics / Congestion |  |  | ITCM, MEC | 56161, 12341 | I |  | 177 | OH | AC | 300-399 | 345 |  |  |  |  | 2028-12-31
MISO |  | 23410 | Planned | New | MRO | LRTP-08: Beverly – Sub 92 |  | Reliability | Economics / Congestion |  |  | ITCM, MEC | 56161, 12341 | I |  | 58 | OH | AC | 300-399 | 345 |  |  |  |  | 2028-12-31
MISO |  | 23414 | Planned | Upgrade | MRO | LRTP-12: Madison – Ottumwa – Skunk River |  | Reliability | Economics / Congestion |  |  | ITCM, MEC | 56161, 12341 | I |  | 158 | OH | AC | 300-399 | 345 |  |  |  |  | 2028-12-31
MISO |  | 23464 | Planned | Upgrade | MRO | Abbott-Traer 161kV 15 mile Rebuild |  | Reliability |  |  |  | ITCM | 56161 | I |  | 15 | OH | AC | 151-199 | 161 |  |  |  |  | 2028-12-31
MISO |  | 4726 | Planned | Upgrade | MRO | Hillman - Darlington 138kV (X-14/X-101), rebuild |  | Reliability |  |  |  | ATC | 659 | I |  | 18.73 | OH | AC | 121-150 | 138 |  |  |  |  | 2028-12-31
MISO |  | 23417 | Planned | Upgrade | SERC | LRTP-15: Sidney – Paxton East – Gilman South – Morrison Ditch |  | Reliability | Economics / Congestion |  |  | AmerenIL | 56697 | I |  | 92 | OH | AC | 300-399 | 345 |  |  |  |  | 2029-06-01
MISO |  | 23418 | Planned | Upgrade | RF | LRTP-16: Morrison Ditch – Reynolds – Burr Oak – Leesburg – Hiple |  | Reliability | Economics / Congestion |  |  | NIPS | 13756 | I |  | 148 | OH | AC | 300-399 | 345 |  |  |  |  | 2029-06-01
MISO |  | 23408 | Planned | Upgrade | MRO | LRTP-06: Tremval – Rocky Run – Columbia |  | Reliability | Economics / Congestion |  |  | ATC | 659 | I |  | 225 | OH | AC | 300-399 | 345 |  |  |  |  | 2029-06-01
MISO |  | 23420 | Planned | Upgrade | RF | LRTP-18: Oneida – Nelson Rd. |  | Reliability | Economics / Congestion |  |  | ITCT, METC | 56068 | I |  | 177 | OH | AC | 300-399 | 345 |  |  |  |  | 2029-12-29
MISO |  | 23415 | Planned | Upgrade | SERC | LRTP-13: Skunk River – Ipava |  | Reliability | Economics / Congestion |  |  | AmerenIL, ITCM | 56697 | I |  | 193 | OH | AC | 300-399 | 345 |  |  |  |  | 2029-12-31
MISO |  | 23925 | Planned | New | RF | New Slugger 138kV Load |  | Reliability |  |  |  | DEI | 15470 | I |  | 16 | OH | AC | 300-399 | 345 |  |  |  |  | 2029-12-31
MISO |  | 20148 | Planned | New | MRO | Appleton - Benson (AG-AB) 115 kV Line |  | Reliability |  |  |  | GRE | 7570 | C |  | 28 | OH | AC | 100-120 | 115 |  |  |  |  | 2029-12-31
MISO |  | 23370 | Planned | New | MRO | LRTP-03: Iron Range – Benton County – Big Oaks (Cassie’s Crossing) |  | Reliability | Economics / Congestion |  |  | GRE, MP | 7570, 12647 | C |  | 202.4 | OH | AC | 300-399 | 345 |  |  |  |  | 2030-06-01
MISO |  | 23411 | Planned | New | MRO | LRTP-09: Orient – Denny - Fairport |  | Reliability | Economics / Congestion |  |  | MEC | 12341 | I |  | 104 | OH | AC | 300-399 | 345 |  |  |  |  | 2030-06-01
MISO |  | 23369 | Planned | New | MRO | LRTP-02: Big Stone South – Alexandria – Big Oaks (Cassie’s Crossing) |  | Reliability | Economics / Congestion |  |  | MRES, OTP, WMMPA | 14232, 20421 | I |  | 239 | OH | AC | 300-399 | 345 |  |  |  |  | 2030-06-01
MISO |  | 23419 | Planned | New | RF | LRTP-17: Hiple – Duck Lake |  | Reliability | Economics / Congestion |  |  | METC | 56068 | I |  | 127 | OH | AC | 300-399 | 345 |  |  |  |  | 2030-06-01
MISO |  | 23412 | Planned | New | SERC | LRTP-10: Denny – Zachary – Thomas Hill – Maywood |  | Reliability | Economics / Congestion |  |  | To Be Determined | na |  |  | 283 | OH | AC | 300-399 | 345 |  |  |  |  | 2030-06-01
MRO-Manitoba |  |  | Under Construction | Upgrade | MRO | BP6 & BP7 Storm Restoration | N | Reliability | Reliability | Brandon | Portage | Manitoba Hydro |  | O | 1 | 5.9 | OH | AC | 100-120 | 115 | 2 | 2 | 43 | 2023-03-01 | 2025-05-01
MRO-Manitoba | 3016433 |  | Delayed - Economics | Upgrade | MRO | SW Winnipeg Stage 1 (YS33) | N | Reliability | Reliability | Mohawk | Harrow | Manitoba Hydro |  | O | 1 | 12 | OH | AC | 100-120 | 115 | 1 | 1 | 215 | 2019-10-01 | 2024-04-01
MRO-Manitoba | 3016436 |  | Delayed - Economics | Upgrade | MRO | SW Winnipeg Stage 3 (YW2) - Salvage | N | Reliability | Reliability | Wilks Tap | Mohawk | Manitoba Hydro |  | O | 1 | -7 | OH | AC | 100-120 | 115 | 1 | 1 | 138 | 2017-10-01 | 2021-08-01
MRO-Manitoba | 3016434 |  | Delayed - Economics | Upgrade | MRO | SW Winnipeg Stage 2 (VS27) | N | Reliability | Reliability | St. Vital | Stafford | Manitoba Hydro |  | O | 1 | 9 | OH | AC | 100-120 | 115 | 1 | 1 | 215 | 2019-10-01 | 2024-11-01
MRO-Manitoba | 3016437 |  | Delayed - Economics | Upgrade | MRO | SW Winnipeg Stage 2 (VH1) | N | Reliability | Reliability | St. Vital | Harrow | Manitoba Hydro |  | O | 1 | 3 | OH | AC | 100-120 | 115 | 1 | 1 | 110.1 | 2022-10-01 | 2024-04-01
MRO-Manitoba |  |  | Planned | New | MRO | Dorsey-Wash'ake Mayzoon (D83W) | N | Reliability | Other | Dorsey | Wash'ake Mayzoon | Manitoba Hydro |  | O | 1 | 44 | OH | AC | 200-299 | 230 | 1 | 1 | 564.5 | 2027-05-01 | 2027-02-28
MRO-Manitoba |  |  | Planned | Upgrade | MRO | Randolph-Hanover VJ50 Salvage | N | Reliability | Reliability | Randolph | Hanover | Manitoba Hydro |  | O | 1 | -6.9 | OH | AC | 100-120 | 110 | 1 | 1 | 80 | 2025-10-01 | 2025-10-01
MRO-Manitoba |  |  | Planned | New | MRO | Pointe to Whiteshell (PW75) | N | Reliability | Reliability | Pointe Du Bois | Whiteshell Terminal Station | Manitoba Hydro |  | O | 1 | 26 | OH | AC | 100-120 | 115 | 1 | 1 | 188 | 2030-10-01 | 2026-08-31
MRO-Manitoba |  |  | Delayed - Economics | Upgrade | MRO | Salvage Portion of HS15 | N | Other | Other | Mile 13 | Sherridon | Manitoba Hydro |  | O | 1 | -40.389 | OH | AC | 100-120 | 115 | 1 | 1 | 60 | 2023-05-01 | 2026-05-31
MRO-SaskPower |  |  | Planned | New | MRO | Peebles Area Reinforcement | N | Reliability |  | Peebles SS | Rowatt SS | SaskPower | N/A |  | 1 | 75 | OH | AC | 200-299 | 230 | 1 | 1 | 765 |  | 2027-06-30
MRO-SaskPower |  |  | Planned | Upgrade | MRO | Regina Area Reinforcement | N | Reliability |  | Condie SS | Rowatt SS | SaskPower | N/A |  | 1 | 16 | OH | AC | 200-299 | 230 | 2 | 2 | 765 |  | 2027-06-30
MRO-SaskPower |  |  | Planned | Upgrade | MRO | Regina-Rowatt Area Reinforcement | N | Reliability |  | Rowatt SS | Fleet Street SS | SaskPower | N/A |  | 1 | 8 | OH | AC | 200-299 | 230 | 1 | 1 | 765 |  | 2027-06-30
MRO-SaskPower |  |  | Planned | New | MRO | SPP-Interconnection | Y | Reliability |  | Tande SS (SPP) | Tableland SS (SPC) | SaskPower | N/A |  | 1 | 6 | OH | AC | 200-299 | 230 | 1 | 1 | 765 |  | 2027-06-30
MRO-SaskPower |  |  | Planned | New | MRO | SPP-Interconnection | Y | Reliability |  | Wheelock SS (SPP) | Tableland SS (SPC) | SaskPower | N/A |  | 1 | 6 | OH | AC | 200-299 | 230 | 1 | 1 | 765 |  | 2027-06-30
MRO-SaskPower |  |  | Planned | New | MRO | Beatty Area Reinforcement | N | Reliability |  | Beatty SS | Wolverine SS | SaskPower | N/A |  | 1 | 93 | OH | AC | 200-299 | 230 | 1 | 1 | 765 |  | 2028-03-31
MRO-SaskPower |  |  | Conceptual | New | MRO | Pasqua Area Reinforcement | N | Reliability |  | Pasqua SS | Rowatt SS | SaskPower | N/A |  | 1 | 47 | OH | AC | 200-299 | 230 | 2 | 2 | 765 |  | 2029-03-31
MRO-SaskPower |  |  | Conceptual | New | MRO | Codette Area Reinforcement | N | Reliability |  | EB Campbell SS | Codette SS | SaskPower | N/A |  | 1 | 53 | OH | AC | 200-299 | 230 | 1 | 2 | 765 |  | 2031-03-31
MRO-SaskPower |  |  | Conceptual | New | MRO | Brada Area Reinforcement | N | Reliability |  | Brada SS | Martensville SS | SaskPower | N/A |  | 1 | 93 | OH | AC | 200-299 | 230 | 1 | 1 | 765 |  | 2031-03-31
NPCC-New England |  | RSP 1725 | Under Construction | New | NPCC | SEMA | N | Reliability | Reliability | Bourne | West Barnstable | NSTAR | 1998 | I | 1 | 13 | OH | AC | 100-120 | 115 | 1 | 1 | 388 | 2021-12-31 | 2024-05-31
NPCC-New England |  | RSP 1882 | Planned | Upgrade | NPCC | Coopers Mills Highland Project | N | Reliability | Reliability | Coopers Mills | Highland Substation | AVANGRID - CMP | 3266 | I | 1 | 22.9 | OH | AC | 100-120 | 115 | 1 | 1 | 282 | 2024-12-31 | 2027-12-31
NPCC-New England |  | ACL 250 | Under Construction | Upgrade | NPCC | Partial Rebuild of Line 1231 | N | Reliability | Reliability | Berkshire | Cumberland | WMECO | 20455 | I | 1 | 25.8 | OH | AC | 100-120 | 115 | 1 | 1 | 143 | 2024-11-30 | 2024-12-31
NPCC-New England |  | ACL 250 | Under Construction | Upgrade | NPCC | Partial Rebuild of Line 1242 | N | Reliability | Reliability | Bershire | Cumberland | WMECO | 20455 | I | 1 | 28.6 | OH | AC | 100-120 | 115 | 1 | 1 | 143 | 2024-12-01 | 2024-12-31
NPCC-New England |  | RSP 1895 | Planned | Upgrade | NPCC | QP 889 | N | Other | Other | Larrabee Rd | Surowiec | AVANGRID - CMP | 3266 | I | 1 | 13.64 | OH | AC | 100-120 | 115 | 1 | 1 | 282 | 2023-12-31 | 2025-08-31
NPCC-New England |  | ES-23-LSP-124 | Completed | Upgrade | NPCC | Rebuild of Line D142 | N | Reliability | Reliability | Whitefield | Lost Nation | PSNH | 15472 | I | 1 | 18.09 | OH | AC | 100-120 | 115 | 1 | 1 | 136 | 2024-01-01 | 2022-12-31
NPCC-New England |  | ES-23-LSP-126 | Completed | Upgrade | NPCC | Rebuild of Line O154 | N | Reliability | Reliability | Lost Nation | Paris | PSNH | 15472 | I | 1 | 12.65 | OH | AC | 100-120 | 115 | 1 | 1 | 136 | 2024-01-02
NPCC-New England |  | ES-23-LSP-128 | Completed | Upgrade | NPCC | Rebuild of Line W179 | N | Reliability | Reliability | Berlin | Paris | PSNH | 15472 | I | 1 | 15.33 | OH | AC | 100-120 | 115 | 1 | 1 | 134 | 2024-01-03
NPCC-New England |  | ES-23-LSP-036 | Planned | New | NPCC | Freetown Group 2022 - 2nd 115kV Line to Assonet | N | Reliability | Reliability | Industrial Park | Assonet | NSTAR | 1998 | I | 1 | 10.8 | UG | AC | 100-120 | 115 | 1 | 1 | 212 | 2026-12-31
NPCC-New England |  | RSP 1815 | Under Construction | Upgrade | NPCC | Eastern CT L190 Reconductor | N | Reliability | Reliability | West Kingston | Davisville Tap | NGRID | 13433 | I | 1 | 13.55 | OH | AC | 100-120 | 115 | 1 | 1 | 366 | 2025-10-31
NPCC-New England |  | RSP 1816 | Delayed - Permitting Challenges | New | NPCC | QP 639 | N | Other | Other | Coopers Mills | Maine Yankee | AVANGRID - CMP | 3266 | I | 1 | 27 | OH | AC | 300-399 | 345 | 1 | 1 | 1501 | 2022-11-30 | 2024-12-31
NPCC-New England |  | RSP 1819 | Delayed - Permitting Challenges | New | NPCC | QP 639 | Y | Other | Other | Appalaches | QC/ME Border | HQ |  | I | 1 | 60 | OH | DC | 300-399 | 320 | 1 | 1 | 1506 | 2023-05-31 | 2024-12-31
NPCC-New England |  | RSP 1819 | Delayed - Permitting Challenges | New | NPCC | QP 639 | Y | Other | Other | QC/ME Border | MerrillRoad | AVANGRID - CMP | 3266 | I | 1 | 147 | OH | DC | 300-399 | 320 | 1 | 1 | 1475 | 2023-06-01 | 2024-12-31
NPCC-New England |  | RSP 1822 | Delayed - Permitting Challenges | New | NPCC | QP 639 | N | Other | Other | Beebe River | Tamworth F190 Tap | PSNH | 15472 | I | 1 | 22.88 | OH | AC | 100-120 | 115 | 1 | 1 | 124 | 2022-06-30 | 2024-12-31
NPCC-New England |  | RSP 1847 | Under Construction | Upgrade | NPCC | QP 781 - G185S Line Reconductor | N | Variable/Renewable Integration | Variable/Renewable Integration | Kent County | Davisville | Rhode Island Energy | 13214 | I | 1 | 21.2 | OH | AC | 100-120 | 115 | 1 | 1 | 524 | 2023-01-31 | 2025-09-30
NPCC-New England |  | RSP 1847 | Under Construction | Upgrade | NPCC | QP 781 - L190 Line Reconductor | N | Variable/Renewable Integration | Variable/Renewable Integration | Kent County | Davisville | Rhode Island Energy | 13214 | I | 1 | 21.2 | OH | AC | 100-120 | 115 | 1 | 1 | 235 | 2023-02-01 | 2025-09-30
NPCC-Maritimes |  |  | Conceptual | New | NPCC | SJ Area reinforcement | N | Reliability | Other | Coleson Cove | Fairvale | NB Power |  | S | 1 | 23.6121 | OH | AC | 121-150 | 138 | 2 | 2 | 604 | 2027-01-01 | 2028-01-01
NPCC-Maritimes |  |  | Planned | New | NPCC | T4 138 Conversion | N | Economics / Congestion | Reliability | Lorne Valley | New Scotchfort Switching Station | Maritime Electric Company Ltd |  | I | 1 | 13.75 | OH | AC | 121-150 | 138 | 1 | 1 | 180 | 2026-12-01 | 2026-12-01
NPCC-Maritimes |  |  | Planned | New | NPCC | 3rd West to East Line | N | Economics / Congestion | Reliability | Bedeque | Scotchfort Switching Station | Maritime Electric Company Ltd |  | I | 1 | 50 | OH | AC | 121-150 | 138 | 1 | 1 | 180 | 2028-12-01 | 2028-12-01
NPCC-Maritimes |  |  | Planned | New | NPCC | Western Wind Line | N | Variable/Renewable Integration | Economics / Congestion | Skinner's Pond Wind Farm | Sherbrooke Substation | Maritime Electric Company Ltd. |  | I | 1 | 62.5 | OH | AC | 121-150 | 138 | 1 | 1 | 180 | 2027-01-01 | 2027-01-01
NPCC-Maritimes |  |  | Delayed - Permitting Challenges | Upgrade | NPCC | Replacement of Harbour Crossing | N | Other | Reliability | 91H-Tufts Cove 138kV | 104H-Kempt Rd 138kV | Nova Scotia Power |  | I | 1 | 1.5 | OH | AC | 121-150 | 138 | 1 | 1 | 287 | 2021-12-01 | 2025-12-01
NPCC-Maritimes |  |  | Planned | New | NPCC | 98N-Stellarton (MacGregor Ave) Substation | N | Reliability | Economics / Congestion | Tower L-6507-019 | New 98N-Stellarton (MacGregor Ave) Substation | Nova Scotia Power |  | I | 1 | 0.1 | OH | AC | 121-150 | 138 | 1 | 1 | 42 | 2021-12-01 | 2025-12-01
NPCC-Maritimes |  |  | Planned | New | NPCC | 142H-Suzie Lake Substation | N | Reliability | Economics / Congestion | Tower L-6008-086 | New 142H-Suzie Lake Substation | Nova Scotia Power |  | I | 1 | 0.2 | OH | AC | 121-150 | 138 | 1 | 1 | 42 | 2023-12-01 | 2026-12-01
NPCC-Maritimes |  |  | Under Construction | New | NPCC | 101W-Port Mersey Substation Expansion | N | Reliability | Economics / Congestion | 101W-Bowater Substation | New 101W-Substation Expansion | Nova Scotia Power |  | I | 1 | 0.02 | OH | AC | 121-150 | 138 | 1 | 1 | 25 | 2022-12-01 | 2024-06-01
NPCC-Maritimes |  |  | Planned | New | NPCC | New 143H-South Uniacke Substation | N | Reliability | Economics / Congestion | Structure L-6051-025 | New 143H-South Uniacke Substation | Nova Scotia Power |  | I | 1 | 0.02 | OH | AC | 121-150 | 138 | 1 | 1 | 42 | 2023-12-01 | 2025-12-01
NPCC-Maritimes |  |  | Conceptual | New | NPCC | Subsea Cable Tufts Cove to CFB Halifax | N | Reliability | Economics / Congestion | 91H-Tufts Cove 138kV | CFB Halifax | Nova Scotia Power |  | I | 1 | 1.5 | SM | AC | 121-150 | 138 | 1 | 1 | 287 | 2027-01-01 | 2030-12-01
NPCC-Maritimes |  |  | Conceptual | New | NPCC | U/G Cable from CFB Halifax to 1H-Water St | N | Reliability | Economics / Congestion | 1H-Water St | CFB Halifax | Nova Scotia Power |  | I | 1 | 1.5 | UG | AC | 121-150 | 138 | 1 | 1 | 287 | 2030-12-01 | 2030-12-01
NPCC-Maritimes |  |  | Planned | New | NPCC | Cookville Substation | N | Reliability | Economics / Congestion | Structure L-6002-405 | New Cookeville Substation | Nova Scotia Power |  | I | 1 | 0.2 | OH | AC | 121-150 | 138 | 1 | 1 | 25 | 2026-12-01 | 2026-12-01
NPCC-Maritimes |  |  | Conceptual | New | NPCC | Reliability Tie | Y | Reliability | Reliability | 67N-Onslow 345kV | Salisbury NB | Nova Scotia Power |  | I | 1 | 165 | OH | AC | 300-399 | 345 | 1 | 1 | 1800 | 2028-12-01 | 2028-12-01
NPCC-Maritimes |  |  | Planned | New | NPCC | Ellershouse Wind Farm | N | Variable/Renewable Integration | Variable/Renewable Integration | Structure L-6051-132 | IR-574 Ellershouse Substation | Nova Scotia Power |  | I | 1 | 0.2 | OH | AC | 121-150 | 138 | 1 | 1 | 205 | 2025-09-01 | 2025-09-01
NPCC-Maritimes |  |  | Planned | New | NPCC | Milton Wind Farm | N | Variable/Renewable Integration | Variable/Renewable Integration | 50W-Milton | 112W-Milton Wind Substation | Nova Scotia Power |  | I | 1 | 6.8 | OH | AC | 121-150 | 138 | 1 | 1 | 242 | 2025-12-01 | 2025-12-01
NPCC-Maritimes |  |  | Conceptual | New | NPCC | IR 670 - 230kV Spur Line L-7028 | N | Variable/Renewable Integration | Variable/Renewable Integration | 102N-Chisholm Rd | IR-670 Substation | Nova Scotia Power |  | I | 1 | 8 | OH | AC | 200-299 | 230 | 1 | 1 | 600 | 2026-03-01 | 2026-03-01
NPCC-Maritimes |  |  | Conceptual | New | NPCC | IR 671 - 138kV Spur Line | N | Variable/Renewable Integration | Variable/Renewable Integration | Structure L-6004-235 | IR-671 Substation | Nova Scotia Power |  | I | 1 | 0.5 | OH | AC | 121-150 | 138 | 1 | 1 | 210 | 2026-03-01 | 2026-03-01
NPCC-Maritimes |  |  | Conceptual | New | NPCC | IR-669 - 138kV Spur Line L-6556 | N | Variable/Renewable Integration | Variable/Renewable Integration | New 100N-Higgins Mountain Substation | IR-669 Substation | Nova Scotia Power |  | I | 1 | 4 | OH | AC | 121-150 | 138 | 1 | 1 | 242 | 2025-12-01 | 2025-12-01
NPCC-Maritimes |  |  | Conceptual | New | NPCC | IR-618 - 230kV Spur Line L-7025 | N | Variable/Renewable Integration | Variable/Renewable Integration | New 125C-Grosvenor Substation | IR 618 126C-Goose Hbr Lake Sub | Nova Scotia Power |  | I | 1 | 2.1 | OH | AC | 200-299 | 230 | 1 | 1 | 307 | 2025-07-01 | 2025-07-01
NPCC-Maritimes |  |  | Conceptual | New | NPCC | IR-673/IR-675 - 138kV Spur Line | N | Variable/Renewable Integration | Variable/Renewable Integration | Structure L-6054-274 | IR-673/IR-675 Substation | Nova Scotia Power |  | I | 1 | 0.3 | OH | AC | 121-150 | 138 | 1 | 1 | 242 | 2024-12-01 | 2024-12-01
NPCC-New York |  | 1288 | Planned | New | NPCC | Clean Path New York | N | Other |  | Fraser 345kV | Rainey 345kV | Clean Path New York LLC |  |  | 1 | 173 | '-/+ 400kV Bipolar HVDC cable | DC | 400-599 | 492 | 1 |  | 1300 |  | 2027-06-01
NPCC-New York |  | 631 | Planned | New | NPCC | CHPE | Y | Other |  | Hertel 735kV (Quebec) | Astoria Annex 345kV | CHPE LLC |  |  | 1 | 363 | -/+ 320kV Bipolar HVDC cable | DC | 400-599 | 400 | 1 |  | 1000 |  | 2026-06-01
NPCC-New York |  | 887 | Planned | New | NPCC | CHPE | Y | Other |  | Hertel 735kV (Quebec) | Astoria Annex 345kV | CHPE LLC |  |  | 1 | 363 | -/+ 320kV Bipolar HVDC cable | DC | 400-599 | 400 | 1 |  | 250 |  | 2026-06-01
NPCC-New York |  | 679 | Planned | New | NPCC | Anabaric Development Partners | N | Other |  | On-shore (Gowanus 345kV) | Off-shore Station | Anabaric Development Partners, LLC |  |  | 1 | 178 | -/+ 320kV Bipolar HVDC cable | DC | 400-599 | 400 | 1 |  | 1200 |  | 2026-12-01
NPCC-New York |  | 680 | Planned | New | NPCC | Anabaric Development Partners | N | Other |  | On-shore (Ruland 138kV) | Off-shore Station | Anabaric Development Partners, LLC |  |  | 1 | 192 | -/+ 320kV Bipolar HVDC cable | DC | 400-599 | 400 | 1 |  | 1200 |  | 2026-12-01
NPCC-New York |  | 792 | Planned | New | NPCC | Anabaric Development Partners | N | Other |  | On-shore (Ruland 138kV) | Off-shore Station | Anabaric Development Partners, LLC |  |  | 1 | 192 | -/+ 320kV Bipolar HVDC cable | DC | 400-599 | 400 | 1 |  | 800 |  | 2026-12-01
NPCC-New York |  | 556 | Completed | New | NPCC |  | N | Other |  | Princetown (New Station) | New Scotland | LSP |  |  | 1 | 20.21 |  | AC | 300-399 | 345 | 2 |  | 2037.6712 | 2023-06-01 | 2023-06-01
NPCC-New York |  | 556 | Completed | New | NPCC |  | N | Other |  | Princetown (New Station) | New Scotland | LSP/NGRID |  |  | 1 | 19.84 |  | AC | 300-399 | 345 | 1 |  | 1308.651 | 2023-06-01 | 2023-06-01
NPCC-New York |  | 556 | Completed | New | NPCC |  | N | Other |  | Edic | Princetown (New Station) | LSP/NYPA/NGRID |  |  | 1 | 67 |  | AC | 300-399 | 345 | 2 |  | 2022.1347 | 2023-06-01 | 2023-06-01
NPCC-New York |  |  | Completed | New | NPCC |  | N | Other |  | Milan | Pleasant Valley | New York Transco |  |  | 1 | 16.88 |  | AC | 100-120 | 115 | 1 |  | 129.0724 | 2023-06-01 | 2023-06-01
NPCC-New York |  | 543 | Completed | New | NPCC |  | N | Other |  | Lafarge | Churchtown | NGRID |  |  | 1 | 28.17 | 23 / OH | AC | 100-120 | 115 | 1 |  | 115.9262 | 2023-06-01 | 2023-06-01
NPCC-New York |  | 543 | Completed | New | NPCC |  | N | Other |  | Knickerbocker (New Station) | Pleasant Valley | New York Transco |  |  | 1 | 54.47 |  | AC | 300-399 | 345 | 1 |  | 2297.0111 | 2023-06-01 | 2023-06-01
NPCC-New York |  | 543 | Completed | New | NPCC |  | N | Other |  | Knickerbocker (New Station) | New Scotland | NGRID |  |  | 1 | 12.44 | 23 / OH | AC | 300-399 | 345 | 1 |  | 1422.7845 | 2023-06-01 | 2023-06-01
NPCC-New York |  | 543 | Completed | New | NPCC |  | N | Other |  | Knickerbocker (New Station) | Alps | NGRID |  |  | 1 | 18.13 | 23 / OH | AC | 300-399 | 345 | 1 |  | 1524.9668 | 2023-06-01 | 2023-06-01
NPCC-New York |  | 543 | Completed | New | NPCC |  | N | Other |  | Rock Tavern | Sugarloaf | New York Transco |  |  | 1 | 12 | OH | AC | 100-120 | 115 | 1 |  | 330.0509 | 2023-06-01 | 2023-06-01
NPCC-New York |  | 543 | Completed | New | NPCC |  | N | Other |  | Athens | Van Wagner (New Station) | NGRID |  |  | 1 | 38.65 | 23 / OH | AC | 300-399 | 345 | 1 |  | 1331.3582 | 2023-06-01 | 2023-06-01
NPCC-New York |  | 543 | Completed | New | NPCC |  | N | Other |  | Leeds | Van Wagner (New Station) | NGRID |  |  | 1 | 38.63 | 23 / OH | AC | 300-399 | 345 | 1 |  | 1331.3582 | 2023-06-01 | 2023-06-01
NPCC-New York |  | 1125 | Planned | Upgrade | NPCC |  | N | Other |  | Haverstock | Adirondack | NYPA |  |  | 1 | 83.7 |  | AC | 300-399 | 345 | 2 |  | 1300.8827 |  | 2025-12-01
NPCC-New York |  | 1125 | Planned | Upgrade | NPCC |  | N | Other |  | Haverstock | Willis | NYPA |  |  | 1 | 34.99 |  | AC | 300-399 | 345 | 2 |  | 1863.7819 |  | 2025-12-01
NPCC-New York |  | 1125 | Planned | New | NPCC |  | N | Other |  | Adirondack | Austin Road | NYPA/NGRID |  |  | 1 | 11.6 |  | AC | 300-399 | 345 | 1 |  | 1863.7819 |  | 2025-12-01
NPCC-New York |  | 1125 | Planned | New | NPCC |  | N | Other |  | Adirondack | Marcy | NYPA/NGRID |  |  | 1 | 52.6 |  | AC | 300-399 | 345 | 1 |  | 1863.7819 |  | 2025-12-01
NPCC-New York |  | 1125 | Planned | New | NPCC |  | N | Other |  | Austin Road | Edic | NGRID |  |  | 1 | 42.5 |  | AC | 300-399 | 345 | 1 |  | 1863.7819 |  | 2025-12-01
NPCC-New York |  | 1289 | Planned | New | NPCC |  | N | Other |  | East Garden City | New Shore Road | NYPA/TRANSCO |  |  | 1 | 10.3 | UG | AC | 300-399 | 345 | 1 |  | 819 |  | 2030-06-01
NPCC-New York |  | 1289 | Planned | New | NPCC |  | N | Other |  | East Garden City | Tremont | NYPA/TRANSCO |  |  | 1 | 23.5 | UG | AC | 300-399 | 345 | 1 |  | 819 |  | 2030-06-01
NPCC-New York |  | 1289 | Planned | New | NPCC |  | N | Other |  | New Shore Road | New Ruland Road | NYPA/TRANSCO |  |  | 1 | 17.8 | UG | AC | 300-399 | 345 | 1 |  | 819 |  | 2030-06-01
NPCC-New York |  | 1289 | Planned | New | NPCC |  | N | Other |  | New Shore Road | Sprain Brook | NYPA/TRANSCO |  |  | 1 | 18.1 | UG | AC | 300-399 | 345 | 2 |  | 819 |  | 2030-06-01
NPCC-New York |  | 1289 | Planned | New | NPCC |  | N | Other |  | Shore Road | Syosset | NYPA/TRANSCO |  |  | 1 | 11.3 | UG | AC | 121-150 | 138 | 1 |  | 360 |  | 2030-06-01
NPCC-New York |  | 1289 | Planned | Upgrade | NPCC |  | N | Other |  | East Garden CIty | Ruland Road | LIPA |  |  | 1 | 12.4 | UG | AC | 300-399 | 345 | 1 |  | TBD |  | 2030-06-01
NPCC-New York |  |  | Planned | Upgrade | NPCC |  | N | Reliability |  | High Falls | Kerhonkson | CHGE |  |  | 1 | 10.03 | OH | AC | 100-120 | 115 | 1 |  | 201.1777 |  | 2024-12-01
NPCC-New York |  |  | Planned | New | NPCC |  | N | Reliability |  | Hurley Ave | Saugerties | CHGE |  |  | 1 | 11.5 | OH | AC | 100-120 | 115 | 1 |  | 133.1358 |  | 2029-12-01
NPCC-New York |  |  | Planned | New | NPCC |  | N | Reliability |  | Saugerties | North Catskill | CHGE |  |  | 1 | 12.46 | OH | AC | 100-120 | 115 | 1 |  | 133.1358 |  | 2026-06-01
NPCC-New York |  |  | Completed | Upgrade | NPCC |  | N | Reliability |  | Lockport | Mortimer | NGRID |  |  | 1 | 56.5 |  | AC | 100-120 | 115 | 3 |  | - | 2023-06-01 | 2023-06-01
NPCC-New York |  |  | Completed | New | NPCC |  | N | Reliability |  | Big Tree | Arcade | NGRID |  |  | 1 | 28.6 | OH | AC | 100-120 | 115 | 1 |  | 129 | 2023-06-01 | 2023-06-01
NPCC-New York |  |  | Planned | Upgrade | NPCC |  | N | Reliability |  | Mortimer | Pannell | NGRID |  |  | 1 | 15.7 |  | AC | 100-120 | 115 | 2 |  | 221 |  | 2029-06-01
NPCC-New York |  |  | Planned | Upgrade | NPCC |  | N | Reliability |  | SE Batavia | Golah | NGRID |  |  | 1 | 27.8 |  | AC | 100-120 | 115 | 1 |  | 129.0724 |  | 2028-06-01
NPCC-New York |  |  | Planned | Upgrade | NPCC |  | N | Reliability |  | Huntley | Gardenville | NGRID |  |  | 1 | 23.4 |  | AC | 100-120 | 115 | 2 |  | 145.6049 |  | 2030-06-01
NPCC-New York |  |  | Planned | Upgrade | NPCC |  | N | Reliability |  | Gardenville | Dunkirk | NGRID |  |  | 1 | 20.5 | OH | AC | 100-120 | 115 | 2 |  | 220.1004 |  | 2027-12-01
NPCC-New York |  | 566 | Completed | Upgrade | NPCC |  | N | Reliability |  | Moses | Adirondack | NYPA |  |  | 1 | 78 |  | AC | 300-399 | 345 | 2 |  | 433.4284 | 2023-06-01 | 2023-06-01
NPCC-New York |  |  | Planned | Upgrade | NPCC |  | N | Reliability |  | Pleasant Valley | Wood St | NYSEG/ConEd |  |  | 1 | 28 |  | AC | 300-399 | 345 | 2 |  | 1810.5993 |  | 2024-12-01
NPCC-New York |  |  | Planned | Upgrade | NPCC |  | N | Reliability |  | Wood St | Millwood West | NYSEG/ConEd |  |  | 1 | 12.4 |  | AC | 300-399 | 345 | 2 |  | 1810.5993 |  | 2024-12-01
NPCC-New York |  | CLCPA | Planned | Upgrade | NPCC |  | N | Reliability |  | Jennison | East Norwich | NYSEG |  |  | 1 | 20 |  | AC | 100-120 | 115 | 1 |  | 288 |  | 2030-12-01
NPCC-New York |  | CLCPA | Planned | Upgrade | NPCC |  | N | Reliability |  | Fraser | Sydney Tap | NYSEG |  |  | 1 | 20 |  | AC | 100-120 | 115 | 1 |  | 288 |  | 2029-12-01
NPCC-New York |  | CLCPA | Planned | Upgrade | NPCC |  | N | Reliability |  | Hillside | South Owego | NYSEG |  |  | 1 | 45.6 |  | AC | 100-120 | 115 | 1 |  | 288 |  | 2029-12-01
NPCC-New York |  | CLCPA | Planned | Upgrade | NPCC |  | N | Reliability |  | Montour Falls | Coddington | NYSEG |  |  | 1 | 21.5 |  | AC | 100-120 | 115 | 1 |  | 288 |  | 2028-12-01
NPCC-New York |  | CLCPA | Planned | Upgrade | NPCC |  | N | Reliability |  | South Owego | Oakdale | NYSEG |  |  | 1 | 18 |  | AC | 100-120 | 115 | 1 |  | 288 |  | 2028-12-01
NPCC-New York |  | CLCPA | Planned | Upgrade | NPCC |  | N | Reliability |  | Etna | Clarks Corners | NYSEG |  |  | 1 | 14.9 |  | AC | 100-120 | 115 | 1 |  | 288 |  | 2027-12-01
NPCC-New York |  | CLCPA | Planned | Upgrade | NPCC |  | N | Reliability |  | Clarks Corners | Willet | NYSEG |  |  | 1 | 10.4 |  | AC | 100-120 | 115 | 1 |  | 288 |  | 2027-12-01
NPCC-New York |  | CLCPA | Planned | Upgrade | NPCC |  | N | Reliability |  | Bath | Spencer Hill | NYSEG |  |  | 1 | 15 |  | AC | 100-120 | 115 | 1 |  | 432 MVA |  | 2030-12-01
NPCC-New York |  | CLCPA | Planned | Upgrade | NPCC |  | N | Reliability |  | Bath | Montour Falls | NYSEG |  |  | 1 | 22 |  | AC | 100-120 | 115 | 1 |  | 456 MVA |  | 2030-12-01
NPCC-New York |  | CLCPA | Planned | Upgrade | NPCC |  | N | Reliability |  | Montour Falls | Watercure | NYSEG |  |  | 1 | 23.9 |  | AC | 100-120 | 115 | 1 |  | 288 MVA |  | 2030-12-01
NPCC-New York |  | CLCPA | Planned | Upgrade | NPCC |  | N | Reliability |  | Canandaigua | Stoney Ridge | NYSEG |  |  | 1 | 24 |  | AC | 200-299 | 230 | 1 |  | 795 MVA |  | 2030-12-01
NPCC-New York |  | CLCPA | Planned | Upgrade | NPCC |  | N | Reliability |  | Stoney Ridge | Hillside | NYSEG |  |  | 1 | 27 |  | AC | 200-299 | 230 | 1 |  | 795 MVA |  | 2030-12-01
NPCC-New York |  | CLCPA | Planned | Upgrade | NPCC |  | N | Reliability |  | Eelpot | Flat Street | NYSEG |  |  | 1 | 23 |  | AC | 100-120 | 115 | 1 |  | 345 MVA |  | 2030-12-01
NPCC-New York |  | CLCPA | Planned | Upgrade | NPCC |  | N | Reliability |  | Meyer | Eelpot | NYSEG |  |  | 1 | 15 |  | AC | 100-120 | 115 | 1 |  | 345 MVA |  | 2030-12-01
NPCC-New York |  | CLCPA | Planned | Upgrade | NPCC |  | N | Reliability |  | Montour Falls | Watercure | NYSEG |  |  | 1 | 17.2 |  | AC | 100-120 | 115 | 1 |  | 345 MVA |  | 2030-12-01
NPCC-New York |  | CLCPA | Planned | Upgrade | NPCC |  | N | Reliability |  | Stolle Rd | High Sheldon | NYSEG |  |  | 1 | 11 |  | AC | 200-299 | 230 | 1 |  | 795 MVA |  | 2030-12-01
NPCC-New York |  | CLCPA | Planned | Upgrade | NPCC |  | N | Reliability |  | South Perry | Meyer | NYSEG |  |  | 1 | 19 |  | AC | 100-120 | 115 | 1 |  | 228 MVA |  | 2030-12-01
NPCC-New York |  |  | Planned | Upgrade | NPCC |  | N | Reliability |  | Station 418 | Station 7 | RGE |  |  | 1 | 22.8 |  | AC | 100-120 | 115 | 1 |  | 267 MVA |  | 2030-06-01
NPCC-New York |  | CLCPA | Planned | Upgrade | NPCC |  | N | Reliability |  | Station 82 | Station 128 | RGE |  |  | 1 | 30 |  | AC | 100-120 | 115 | 1 |  | 345 MVA |  | 2030-12-01
NPCC-New York |  |  | Conceptual | Upgrade | NPCC |  | N | Reliability |  | Lockport | Batavia | NGRID |  |  | 1 | 20 |  | AC | 100-120 | 115 | 1 |  | 128.6741 |  | 2027-06-01
NPCC-New York |  |  | Conceptual | Upgrade | NPCC |  | N | Reliability |  | Gardenville | Dunkirk | NGRID |  |  | 1 | 20 |  | AC | 100-120 | 115 | 2 |  | 220.1004 |  | 2031-12-01
NPCC-New York |  |  | Conceptual | Upgrade | NPCC |  | N | Reliability |  | Boonville | Porter | NGRID |  |  | 1 | 27 | OH | AC | 100-120 | 115 | 2 |  | 443.7861 |  | 2030-06-01
NPCC-New York |  |  | Conceptual | Upgrade | NPCC |  | N | Reliability |  | Colton | Malone | NGRID |  |  | 1 | 18.3 | OH | AC | 100-120 | 115 | 1 |  | 443.7861 |  | 2030-06-01
NPCC-New York |  |  | Conceptual | Upgrade | NPCC |  | N | Reliability |  | Black River | Taylorville | NGRID |  |  | 1 | 26.1 | OH | AC | 100-120 | 115 | 2 |  | 443.7861 |  | 2030-06-01
NPCC-New York |  |  | Conceptual | Upgrade | NPCC |  | N | Reliability |  | Taylorville | Boonille | NGRID |  |  | 1 | 33.9 | OH | AC | 100-120 | 115 | 2 |  | 443.7861 |  | 2030-06-01
NPCC-New York |  |  | Conceptual | Upgrade | NPCC |  | N | Reliability |  | Lighthouse Hill | Clay | NGRID |  |  | 1 | 27 | OH | AC | 100-120 | 115 | 2 |  | 443.7861 |  | 2030-06-01
NPCC-New York |  |  | Conceptual | Upgrade | NPCC |  | N | Reliability |  | Black River | Lighthouse Hill | NGRID |  |  | 1 | 45.15 | OH | AC | 100-120 | 115 | 1 |  | 129.0724 |  | 2029-06-01
NPCC-New York |  |  | Conceptual | Upgrade | NPCC |  | N | Reliability |  | Middle Road | Lighthouse Hill | NGRID |  |  | 1 | 30.66 | OH | AC | 100-120 | 115 | 1 |  | 129.0724 |  | 2029-06-01
NPCC-New York |  |  | Conceptual | Upgrade | NPCC |  | N | Reliability |  | South Oswego | Lighthouse Hill | NGRID |  |  | 1 | 27 | OH | AC | 100-120 | 115 | 2 |  | 129.0724 |  | 2030-06-01
NPCC-New York |  |  | Conceptual | Upgrade | NPCC |  | N | Reliability |  | Tilden | Cortland | NGRID |  |  | 1 | 35.11 |  | AC | 100-120 | 115 | 1 |  | 187.0355 |  | 2024-12-01
NPCC-New York |  |  | Conceptual | Upgrade | NPCC |  | N | Reliability |  | Dunkirk | Laona | NGRID |  |  | 1 | 10.5 |  | AC | 100-120 | 115 | 2 |  | 168.7104 |  | 2026-06-01
NPCC-New York |  |  | Conceptual | Upgrade | NPCC |  | N | Reliability |  | Inghams | Meco | NGRID |  |  | 1 | 30.83 |  | AC | 100-120 | 115 | 1 |  | 278.4618 |  | 2029-12-01
NPCC-New York |  |  | Conceptual | Upgrade | NPCC |  | N | Reliability |  | Meco | Maple Avenue | NGRID |  |  | 1 | 15.71 |  | AC | 100-120 | 115 | 1 |  | 278.4618 |  | 2029-12-01
NPCC-New York |  |  | Conceptual | Upgrade | NPCC |  | N | Reliability |  | Maple Avenue | Rotterdam | NGRID |  |  | 1 | 15.08 |  | AC | 100-120 | 115 | 1 |  | 278.4618 |  | 2029-12-01
NPCC-New York |  |  | Conceptual | Upgrade | NPCC |  | N | Reliability |  | Inghams | Stoner | NGRID |  |  | 1 | 23.8 |  | AC | 100-120 | 115 | 1 |  | 278.4618 |  | 2029-12-01
NPCC-New York |  |  | Conceptual | Upgrade | NPCC |  | N | Reliability |  | Stoner | Rotterdam | NGRID |  |  | 1 | 23.12 |  | AC | 100-120 | 115 | 1 |  | 278.4618 |  | 2029-12-01
NPCC-New York |  |  | Conceptual | New | NPCC |  | N | Reliability |  | Ramapo | Sugarloaf | O & R |  |  | 1 | 17 |  | AC | 121-150 | 138 | 1 |  | 473.2656 |  | 2036-12-01
NPCC-Ontario |  |  | Under Construction | New | NPCC | East-West Tie | N | Reliability |  | Lakehead TS | Wawa TS | Upper Canada Transmission Inc. | 1 |  |  | 3 | OH | AC | 200-299 | 230 |  |  |  | 2020-12-01 | 2024-10-01
NPCC-Ontario |  |  | Planned | Upgrade | NPCC | West of Chatham Transmission Reinforcement - Line | N | Reliability |  | Chatham SS | Lakeshore TS | Hydro One | 2 |  |  | 62 | OH | AC | 200-299 | 230 |  |  |  | 2025-12-01 | 2024-10-01
NPCC-Ontario |  |  | Planned | Upgrade | NPCC | Lambton to Chatham | N | Reliability |  | Lambton TS | Chatham TS | Hydro One | 3 |  |  | 73 | OH | AC | 200-299 | 230 |  |  |  | 2028-03-01 | 2028-01-01
NPCC-Ontario |  |  | Under Construction | Upgrade | NPCC | FETT Upgrade | N | Reliability |  | Richview TS | Trafalgar TS | Hydro One | 4 |  |  | 44 | OH | AC | 200-299 | 230 |  |  |  | 2026-06-01 | 2026-04-01
NPCC-Ontario |  |  | Planned | New | NPCC | Waasigan Transmission Line - Phase 1 | N | Reliability |  | Lakehead TS | Mackenzie TS | Hydro One | 5 |  |  | 236 | OH | AC | 200-299 | 230 |  |  |  | 2025-12-01 | 2025-10-01
NPCC-Ontario |  |  | Planned | New | NPCC | Waasigan Transmission Line - Phase 2 | N | Reliability |  | Mackenzie TS | Dryden TS | Hydro One | 6 |  |  | 108 | OH | AC | 200-299 | 230
NPCC-Ontario |  |  | Planned | New | NPCC | New 1-CCT 500 kV line - Mississagi TS to Hanmer TS | N | Reliability |  | Mississagi TS | Hanmer TS | Hydro One | 7 |  |  | 128 | OH | AC | 400-599 | 500 |  |  |  | 2029-12-01 | 2029-10-01
NPCC-Ontario |  |  | Planned | New | NPCC | New 2-CCT 230 kV line - Mississagi TS to Third Line TS | N | Reliability |  | Mississagi TS | Third Line TS | Hydro One | 8 |  |  | 47 | OH | AC | 200-299 | 230 |  |  |  | 2029-12-01 | 2029-10-01
NPCC-Ontario |  |  | Planned | New | NPCC | New 1-CCT 230 kV line - Porcupine TS to Wawa TS | N | Reliability |  | Porcupine TS | Wawa TS | Hydro One | 9 |  |  | 160 | OH | AC | 200-299 | 230 |  |  |  | 2030-12-01 | 2030-10-01
NPCC-Ontario |  |  | Planned | New | NPCC | New 2-CCT 230 kV line - Clarington TS (GTA) to Dobbin TS | N | Reliability |  | Clarington TS | Dobbin TS | Hydro One | 10 |  |  | 60 | OH | AC | 200-299 | 230 |  |  |  | 2030-12-01 | 2030-10-01
NPCC-Ontario |  |  | Planned | New | NPCC | New 1-CCT 500 kV line - Longwood TS to Lakeshore TS | N | Reliability |  | Longwood TS | Lakeshore TS | Hydro One | 11 |  |  | 120 | OH | AC | 400-599 | 500 |  |  |  | 2030-12-01 | 2030-10-01
NPCC-Ontario |  |  | Under Construction | New | NPCC | Sudbury Area Bulk System Reinforcement | N | Reliability |  | Hanmer TS | Martindale TS | Hydro One | 12 |  |  | 13 | OH | AC | 200-299 | 230 |  |  |  |  | 2024-10-01
NPCC-Ontario |  |  | Under Construction | Upgrade | NPCC | Richview to Manby Reinforcement | N | Reliability |  | Richview TS | Manby TS | Hydro One | 13 |  |  | 8 | OH | AC | 200-299 | 230 |  |  |  | 2025-03-01 | 2026-03-01
NPCC-Ontario |  |  | Planned | Upgrade | NPCC | Buchanan Circuit section reconstruction | N | Reliability |  | Buchanan TS | Middleport TS | Hydro One | 14 |  |  | 3 | OH | AC | 200-299 | 230 |  |  |  |  | 2029-10-01
NPCC-Ontario |  |  | Planned | Upgrade | NPCC | Sault 3 refurb | N | Reliability |  | Third Line TS | MacKay TS | Hydro One |  |  |  | 57 | OH | AC | 100-120 | 115 |  |  |  |  | 2026-04-01
NPCC-Ontario |  |  | Completed | New | NPCC | Barrie TS circuits upgraded to 230 | N | Reliability |  | Essa TS | Barrie TS | Hydro One |  |  |  | 6 | OH | AC | 200-299 | 230 |  |  |  | Q3-2023 | 2234-02-01
NPCC-Ontario |  |  | Under Construction | Upgrade | NPCC | C5E/C7E upgrade | N | Reliability |  | Cecil TS | Esplanade TS | Hydro One |  |  |  | 5 | UG | AC | 100-120 | 115 |  |  |  |  | 2026-10-01
NPCC-Ontario |  |  | Planned | Upgrade | NPCC | H2JK H9DE H10DE cable replacement | N | Reliability |  | Hearn | Esplanade TS | Hydro One |  |  |  | 9 | UG | AC | 100-120 | 115
NPCC-Ontario |  |  | Under Construction | Upgrade | NPCC | K4 upgrade | N | Reliability |  | Ansonville TS | Elk Lake | Hydro One |  |  |  | 75 | OH | AC | 100-120 | 115 |  |  |  |  | 2024-07-01
NPCC-Ontario |  |  | Conceptual | Upgrade | NPCC | K2 upgrade | N | Reliability |  | Ansonville TS | Barrick Gold | Hydro One |  |  |  | 37 | OH | AC | 100-120 | 115
NPCC-Quebec |  |  | Completed | New | NPCC | Micoua-Saguenay-2 | N | Reliability | Economics / Congestion | Micoua | Saguenay | HQ | N/A | S | 1 | 163 | OH | AC | 600+ | 735 | 1 | 1 | 5000-6000 | 11-2022 | 11-2023
NPCC-Quebec |  |  | Planned | New | NPCC | NECEC | Y | Economics / Congestion | Other | Appalaches | Quebec-US Border | HQ | N/A | S | 1 | 124.3 | OH | DC | 300-399 | 320 | 2 | 2 | 1000-2000 | 10-2017 | 12-2025
NPCC-Quebec |  |  | Planned | New | NPCC | CHPE | Y | Economics / Congestion | Other | Hertel | Quebec-US Border | HQ | N/A | S | 1 | 74 | UG | DC | 400-599 | 400 | 2 | 2 | 1000-2000 | 12-2017 | 05-2026
NPCC-Quebec |  |  | Planned | New | NPCC | EstMtl | N | Economics / Congestion | Other | BDI | Bélanger | HQ | N/A | S | 1 | 14.3 | OH | AC | 300-399 | 315 | 2 | 2 | 2000-3000 | 12-2024 | 12-2024
NPCC-Quebec |  |  | Planned | Upgrade | NPCC | Conversion | N | Economics / Congestion | Other | Tourville | Aubertois | HQ | N/A | S | 1 | 59.4 | OH | AC | 100-120 | 120 | 1 | 1 | 1000-2000 | 12-2024 | 12-2024
PJM |  |  | Completed | New | RF | b1032.2 | N | Reliability | Economics / Congestion | Biers Run | Hopetown | AEP | 14006 | I | 1 | 5.5 | OH | AC | 121-150 | 121-150 | 1 | 1 | 389 | 2014-06-01 | 2018-05-01
PJM |  |  | Completed | New | RF | b1032.2 | N | Reliability | Economics / Congestion | Biers Run | Circleville | AEP | 14006 | I | 1 | 23.5 | OH | AC | 121-150 | 121-150 | 1 | 1 | 389 | 2014-06-01 | 2018-05-01
PJM |  |  | Completed | New | RF | b1032.3 | N | Reliability | Economics / Congestion | Hopetown | Delano | AEP | 14006 | I | 1 | 5.5 | OH | AC | 121-150 | 121-150 | 1 | 1 | 389 | 2014-06-01 | 2017-12-31
PJM |  |  | Completed | New | RF | b1589 | N | Reliability | Economics / Congestion | Essex | Kearny | PSEG |  | I | 1 | 2 | OH | AC | 121-150 | 121-150 | 1 | 1 | 250 | 2013-06-01 | 2018-06-01
PJM |  |  | Completed | New | RF | b1818 | N | Reliability | Economics / Congestion | Lincoln | Allen | AEP | 14006 | I | 1 | 3.1 | OH | AC | 121-150 | 121-150 | 2 | 2 | 167 | 2016-06-01 | 2017-12-01
PJM |  |  | Completed | New | RF | b1818 | N | Reliability | Economics / Congestion | Sterling | Allen | AEP | 14006 | I | 1 | 3.1 | OH | AC | 121-150 | 121-150 | 2 | 2 | 148 | 2016-06-01 | 2017-12-01
PJM |  |  | Completed | New | RF | b1818 | N | Reliability | Economics / Congestion | Milan | Allen | AEP | 14006 | I | 1 | 3.1 | OH | AC | 121-150 | 121-150 | 2 | 2 | 167 | 2016-06-01 | 2017-12-01
PJM |  |  | Completed | New | RF | b1818 | N | Reliability | Economics / Congestion | Timber Switch | Allen | AEP | 14006 | I | 1 | 3.1 | OH | AC | 121-150 | 121-150 | 2 | 2 | 167 | 2016-06-01 | 2017-12-01
PJM |  |  | Completed | New | RF | b1875 | N | Reliability | Economics / Congestion | Bradley | Tower 117 | AEP | 14006 | I | 1 | 9.1 | OH | AC | 121-150 | 121-150 | 1 | 1 | 251 | 2016-06-01 | 2018-12-14
PJM |  |  | Completed | New | RF | b1875 | N | Reliability | Economics / Congestion | Tower 117 | McClung | AEP | 14006 | I | 1 | 18 | OH | AC | 121-150 | 121-150 | 1 | 1 | 296 | 2017-12-01 | 2018-12-14
PJM |  |  | Completed | New | RF | b1959 | N | Reliability | Economics / Congestion | Groton | Hayes | FE(ATSI) |  | I | 1 | 9 | OH | AC | 121-150 | 121-150 | 1 | 2 | 220 | 2018-06-01 | 2018-05-31
PJM |  |  | Completed | New | RF | b1959 | N | Reliability | Economics / Congestion | West Fremont | Groton | FE(ATSI) |  | I | 1 | 19 | OH | AC | 121-150 | 121-150 | 1 | 2 | 220 | 2018-06-01 | 2018-05-31
PJM |  |  | Completed | New | RF | b2124.5 | N | Reliability | Reliability | Kiesters | Campbell | FE(AP) |  | I | 1 | 7.5 | OH | AC | 121-150 | 121-150 | 1 | 1 | 360 | 2016-06-01 | 2017-12-21
PJM |  |  | Completed | New | RF | b2288 | N | Reliability | Economics / Congestion | Piney Grove | Wattsville | DPL |  | I | 1 | 8 | OH | AC | 121-150 | 138 | 1 | 1 | 350 | 2018-06-01 | 2018-06-01
PJM |  |  | Completed | New | RF | b2307 | N | Reliability | Economics / Congestion | Raphael Road | Joppatowne | BGE |  | I | 1 | 3 | UG | AC | 100-120 | 115 | 1 | 1 | 200 | 2017-06-01 | 2017-12-31
PJM |  |  | Completed | New | RF | b2308 | N | Reliability | Economics / Congestion | Bestgate Tap | Waugh Chapel | BGE |  | I | 1 | 3 | UG | AC | 100-120 | 115 | 1 | 1 | 180 | 2018-06-01 | 2018-12-20
PJM |  |  | Completed | New | RF | b2344.2 | N | Reliability | Economics / Congestion | Structure 415 | New Station | AEP |  | I | 1 | 3.75 | OH | AC | 121-150 | 138 | 1 | 1 | 350 | 2018-06-01 | 2017-12-18
PJM |  |  | Completed | New | RF | b2344.3 | N | Reliability | Economics / Congestion | New Station | Marcellus | AEP |  | I | 1 | 1.95 | OH | AC | 121-150 | 138 | 1 | 1 | 350 | 2018-06-01 | 2017-12-19
PJM |  |  | Completed | New | RF | b2344.4 | N | Reliability | Economics / Congestion | Structure 434 | Marcellus | AEP |  | I | 1 | 2.35 | OH | AC | 121-150 | 138 | 1 | 1 | 350 | 2018-06-01 | 2017-12-20
PJM |  |  | Completed | New | RF | b2410 | N | Reliability | Economics / Congestion | Hogan | Mullin | AEP |  | I | 1 | 3 | OH | AC | 121-150 | 138 | 1 | 1 | 350 | 2018-06-01 | 2018-08-06
PJM |  |  | Completed | New | RF | b2436.60 | N | Reliability | Economics / Congestion | North Ave | Bayway | PSEG |  | I | 1 | 6 | OH | AC | 300-399 | 345 | 1 | 1 | 900 | 2015-06-01 | 2018-04-24
PJM |  |  | Completed | New | RF | b2436.70 | N | Reliability | Economics / Congestion | Airport | Bayway | PSEG |  | I | 1 | 3 | OH | AC | 300-399 | 345 | 1 | 1 | 900 | 2015-06-01 | 2018-05-08
PJM |  |  | Completed | New | RF | b2436.83 | N | Reliability | Economics / Congestion | Linden "Z" | Bayway | PSEG |  | I | 1 | 2 | OH | AC | 300-399 | 345 | 1 | 1 | 900 | 2015-06-01 | 2018-02-28
PJM |  |  | Completed | New | RF | b2450 | N | Reliability | Economics / Congestion | Central City West | Bedford North | FE(Penelec) |  | I | 1 | 18 | OH | AC | 100-120 | 115 | 1 | 1 | 200 | 2018-06-01 | 2019-03-14
PJM |  |  | Completed | New | SERC | b2461 | N | Reliability | Economics / Congestion | Remington CT | Warrenton | Dominion |  | I | 1 | 12 | OH | AC | 200-299 | 230 | 1 | 2 | 1047 | 2017-06-01 | 2018-11-16
PJM |  |  | Completed | New | SERC | b2461.1 | N | Reliability | Economics / Congestion | Wheeler | Vint Hill | Dominion |  | I | 1 | 6 | OH | AC | 200-299 | 230 | 1 | 1 | 1047 | 2017-06-01 | 2018-10-02
PJM |  |  | Completed | New | SERC | b2461.2 | N | Reliability | Economics / Congestion | Gainesville | Wheeler | Dominion |  | I | 1 | 6 | OH | AC | 200-299 | 230 | 1 | 1 | 1047 | 2017-06-01 | 2018-12-20
PJM |  |  | Completed | New | RF | b2480.1 | N | Reliability | Economics / Congestion | Upper Pittsgrove | Lewis | AE |  | I | 1 | 41 | OH | AC | 121-150 | 138 | 1 | 1 | 400 | 2016-06-01 | 2019-05-31
PJM |  |  | Completed | New | RF | b2480.3 | N | Reliability | Economics / Congestion | Landis | Lewis | AE |  | I | 1 | 31 | OH | AC | 121-150 | 138 | 1 | 1 | 400 | 2016-06-01 | 2017-05-24
PJM |  |  | Completed | New | RF | b2481 | N | Reliability | Economics / Congestion | Cardiff | Lewis | AE |  | I | 1 | 5 | OH | AC | 121-150 | 138 | 1 | 1 | 400 | 2016-06-01 | 2019-05-31
PJM |  |  | Completed | New | RF | b2501.4 | N | Reliability | Economics / Congestion | Nottingham | Freebyrd | AEP |  | I | 1 | 4 | OH | AC | 121-150 | 138 | 1 | 1 | 400 | 2017-06-01 | 2021-06-01
PJM |  |  | Completed | New | RF | b2502.3 | N | Reliability | Economics / Congestion | Freebyrd | South Cadiz | AEP |  | I | 1 | 4.6 | OH | AC | 121-150 | 138 | 1 | 1 | 400 | 2017-11-16 | 2018-11-01
PJM |  |  | Completed | New | RF | b2600 | N | Reliability | Economics / Congestion | Fremont | Pound | AEP |  | I | 1 | 5 | OH | AC | 121-150 | 138 | 1 | 1 | 400 | 2019-06-01 | 2018-05-31
PJM |  |  | Completed | New | RF | b2602.2 | N | Reliability | Economics / Congestion | East Huntington | Darrah | AEP |  | I | 1 | 2.5 | OH | AC | 121-150 | 138 | 1 | 1 | 400 | 2019-06-01 | 2019-11-28
PJM |  |  | Completed | New | RF | b2611.2 | N | Reliability | Economics / Congestion | Sundial | New Station | AEP |  | I | 1 | 3.2 | OH | AC | 121-150 | 138 | 2 | 2 | 400 | 2019-06-01 | 2022-04-26
PJM |  |  | Completed | New | RF | b2611.2 | N | Reliability | Economics / Congestion | Baileysville | New Station | AEP |  | I | 1 | 3.2 | OH | AC | 121-150 | 138 | 2 | 2 | 400 | 2019-06-01 | 2022-04-26
PJM |  |  | Completed | New | RF | b2633.1 | N | Reliability | Economics / Congestion | Salem | Silver Run | DPL |  | I | 1 | 18 | OH | AC | 200-299 | 230 | 1 | 1 | 500 | 2019-04-01 | 2020-05-23
PJM |  |  | Completed | New | SERC | b2653.1 | N | Reliability | Economics / Congestion | Pantego | Trowbridge | Dominion |  | I | 1 | 20 | OH | AC | 100-120 | 115 | 1 | 1 | 353 | 2018-06-01 | 2018-06-01
PJM |  |  | Completed | New | SERC | b2654.1 | N | Reliability | Economics / Congestion | Scotland Neck | South Justice Branch | Dominion |  | I | 1 | 15 | OH | AC | 100-120 | 115 | 1 | 1 | 353 | 2018-06-01 | 2018-10-31
PJM |  |  | Completed | New | SERC | b2686.1 | N | Reliability | Economics / Congestion | Remington | Gordonsville | Dominion |  | I | 1 | 36.2 | OH | AC | 200-299 | 230 | 1 | 1 | 500 | 2019-06-01 | 2020-05-28
PJM |  |  | Completed | New | RF | b2701.2 | N | Reliability | Economics / Congestion | Herlan | Blue Racer | AEP |  | I | 1 | 3.2 | OH | AC | 121-150 | 138 | 1 | 1 | 450 | 2020-06-01 | 2018-11-19
PJM |  |  | Completed | New | RF | b2753.6 | N | Reliability | Economics / Congestion | Dilles Bottom | Holloway | AEP |  | I | 1 | 3.8 | OH | AC | 121-150 | 138 | 1 | 1 | 300 | 2019-01-01 | 2019-12-19
PJM |  |  | Completed | New | RF | b2753.6 | N | Reliability | Economics / Congestion | Holloway (AEP) | George Washington | AEP |  | I | 1 | 5.3 | OH | AC | 121-150 | 138 | 1 | 1 | 300 | 2019-01-01 | 2019-12-19
PJM |  |  | Completed | New | RF | b2753.8 | N | Reliability | Economics / Congestion | Dilles Bottom | George Washington | AEP |  | I | 1 | 1.5 | OH | AC | 121-150 | 138 | 1 | 1 | 300 | 2019-01-01 | 2019-12-19
PJM |  |  | Completed | New | RF | b2753.8 | N | Reliability | Economics / Congestion | Dilles Bottom | George Washington | AEP |  | I | 1 | 1.5 | OH | AC | 121-150 | 138 | 1 | 1 | 300 | 2019-01-01 | 2019-12-19
PJM |  |  | Completed | New | RF | b2779.1 | N | Reliability | Economics / Congestion | Sowers | South Hicksville | AEP |  | I | 1 | 3.7 | OH | AC | 121-150 | 138 | 1 | 1 | 300 | 2019-06-01 | 2020-11-11
PJM |  |  | Completed | New | RF | b2779.1 | N | Reliability | Economics / Congestion | Sowers | Grabill | AEP |  | I | 1 | 10 | OH | AC | 121-150 | 138 | 1 | 1 | 300 | 2019-06-01 | 2020-11-11
PJM |  |  | Completed | New | RF | b2779.3 | N | Reliability | Economics / Congestion | Varner Station | Collingwood | AEP |  | I | 1 | 12 | OH | AC | 300-399 | 345 | 1 | 1 | 1500 | 2019-06-01 | 2021-03-25
PJM |  |  | Completed | New | RF | b2779.4 | N | Reliability | Economics / Congestion | Varner Station | Dunton Lake | AEP |  | I | 1 | 9.5 | OH | AC | 121-150 | 138 | 1 | 1 | 300 | 2019-06-01 | 2021-11-03
PJM |  |  | Completed | New | RF | b2779.4 | N | Reliability | Economics / Congestion | Varner Station | Auburn | AEP |  | I | 1 | 10.5 | OH | AC | 121-150 | 138 | 1 | 1 | 300 | 2019-06-01 | 2021-11-03
PJM |  |  | Completed | New | RF | b2779.4 | N | Reliability | Economics / Congestion | Varner Station | Sowers | AEP |  | I | 1 | 13.5 | OH | AC | 121-150 | 138 | 1 | 1 | 300 | 2019-06-01 | 2021-11-03
PJM |  |  | Completed | New | RF | b2996.1a | N | Reliability | Economics / Congestion | Flint Run | Waldo Run | FE(APS) |  | I | 1 | 3 | OH | AC | 121-150 | 138 | 1 | 1 | 400 | 2020-12-31 | 2021-10-14
PJM |  |  | Completed | New | RF | b2996.1b | N | Reliability | Economics / Congestion | Flint Run | Waldo Run | FE(APS) |  | I | 1 | 3 | OH | AC | 121-150 | 138 | 1 | 1 | 400 | 2020-12-31 | 2021-10-14
PJM |  |  | Completed | New | RF | b3112 | N | Reliability | Economics / Congestion | Amlin | Dublin | AEP |  | I | 1 | 3.5 | OH | AC | 121-150 | 138 | 1 | 1 | 400 | 2020-06-01 | 2022-10-18
PJM |  |  | Completed | New | SERC | s0918.1 | N | Reliability | Economics / Congestion | Gainesville | Haymarket | Dominion |  | I | 1 | 6 | OH | AC | 200-299 | 230 | 2 | 2 | 500 | 2018-05-15 | 2020-12-21
PJM |  |  | Completed | New | SERC | s0918.1 | N | Reliability | Economics / Congestion | Bristers | Haymarket | Dominion |  | I | 1 | 6 | OH | AC | 200-299 | 230 | 2 | 2 | 500 | 2018-05-15 | 2020-12-21
PJM |  |  | Completed | New | SERC | s0919.1 | N | Reliability | Economics / Congestion | Loudoun | Poland Road | Dominion |  | I | 1 | 4 | OH | AC | 200-299 | 230 | 2 | 2 | 500 | 2018-05-01 | 2018-05-03
PJM |  |  | Completed | New | SERC | s0919.1 | N | Reliability | Economics / Congestion | Brambleton | Poland Road | Dominion |  | I | 1 | 4 | OH | AC | 200-299 | 230 | 2 | 2 | 500 | 2018-05-01 | 2018-05-03
PJM |  |  | Completed | New | RF | s0943 | N | Reliability | Economics / Congestion | West Shore | Williams Grove | PPL |  | I | 1 | 4.2 | OH | AC | 200-299 | 230 | 1 | 2 | 500 | 2018-12-31 | 2018-11-12
PJM |  |  | Completed | New | RF | s0943 | N | Reliability | Economics / Congestion | Brunner Island | Williams Grove | PPL |  | I | 1 | 20.2 | OH | AC | 200-299 | 230 | 1 | 1 | 500 | 2018-12-31 | 2018-11-12
PJM |  |  | Completed | New | RF | s1070 | N | Reliability | Economics / Congestion | Bland | Progress Park | AEP |  | I | 1 | 12 | OH | AC | 121-150 | 138 | 1 | 2 | 450 | 2018-11-01 | 2018-10-25
PJM |  |  | Completed | New | RF | s1070 | N | Reliability | Economics / Congestion | South Bluefield | Bland | AEP |  | I | 1 | 38 | OH | AC | 121-150 | 138 | 1 | 2 | 450 | 2018-11-01 | 2018-10-25
PJM |  |  | Completed | New | RF | s1071.3 | N | Reliability | Economics / Congestion | Capitol Hill | Bullitt | AEP |  | I | 1 | 4 | OH | AC | 121-150 | 138 | 1 | 2 | 450 | 2019-12-31 | 2019-02-14
PJM |  |  | Completed | New | RF | s1071.3 | N | Reliability | Economics / Congestion | Chesterfield Avenue | Bullitt | AEP |  | I | 1 | 5 | OH | AC | 121-150 | 138 | 1 | 2 | 450 | 2019-12-31 | 2019-02-14
PJM |  |  | Completed | New | RF | s1143 | N | Reliability | Economics / Congestion | Susquehanna | Jenkins | PPL |  | I | 1 | 23.7 | OH | AC | 200-299 | 230 | 1 | 1 | 1000 | 2018-05-31 | 2018-05-25
PJM |  |  | Completed | New | RF | s1160 | N | Reliability | Economics / Congestion | Devola | Lamping | AEP |  | I | 1 | 10 | OH | AC | 121-150 | 138 | 1 | 1 | 300 | 2022-06-01 | 2019-06-07
PJM |  |  | Completed | New | RF | s1210 | N | Reliability | Economics / Congestion | Broadview | East Springfield | FE(ATSI) |  | I | 1 | 3.5 | OH | AC | 121-150 | 121-150 | 1 | 2 | 160/192 | 2015-01-01 | 2019-05-01
PJM |  |  | Completed | New | RF | s1210 | N | Reliability | Economics / Congestion | Broadview | Tangy | FE(ATSI) |  | I | 1 | 3.5 | OH | AC | 121-150 | 121-150 | 1 | 2 | 160/192 | 2015-01-01 | 2019-12-31
PJM |  |  | Completed | New | RF | s1210 | N | Reliability | Economics / Congestion | Broadview | Clark | FE(ATSI) |  | I | 1 | 5 | OH | AC | 121-150 | 121-150 | 1 | 2 | 278/338 | 2015-01-01 | 2019-12-31
PJM |  |  | Completed | New | RF | s1210 | N | Reliability | Economics / Congestion | Broadview | Urbana | FE(ATSI) |  | I | 1 | 5 | OH | AC | 121-150 | 121-150 | 1 | 2 | 278/338 | 2015-01-01 | 2019-12-31
PJM |  |  | Completed | New | RF | S1609.1 | N | Reliability | Economics / Congestion | Sardinia | Kenton | AEP |  | I | 1 | 4.5 | OH | AC | 121-150 | 138 | 1 | 1 | 200 | 2021-12-01 | 2020-06-05
PJM |  |  | Completed | New | RF | S1609.1 | N | Reliability | Economics / Congestion | Sardinia | Wildcat | AEP |  | I | 1 | 4.5 | OH | AC | 121-150 | 138 | 1 | 1 | 200 | 2021-12-01 | 2020-06-05
PJM |  |  | Completed | New | RF | S1615.1 | N | Reliability | Economics / Congestion | Charger | Ligonier | AEP |  | I | 1 | 4 | OH | AC | 121-150 | 138 | 1 | 1 | 400 | 2019-07-01 | 2019-06-28
PJM |  |  | Completed | New | RF | s1738 | N | Reliability | Economics / Congestion | Potter | NOVA Chemical | Dayton |  | I | 1 | 3 | OH | AC | 121-150 | 138 | 1 | 1 | 400 | 2020-06-01 | 2020-06-01
PJM |  |  | Completed | New | RF | s1783 | N | Reliability | Economics / Congestion | Garver | Customer Bus | DEOK |  | I | 1 | 1.2 | OH | AC | 121-150 | 138 | 1 | 1 | 400 | 2020-06-01 | 2019-12-17
PJM |  |  | Completed | New | RF | s1994.1 | N | Reliability | Economics / Congestion | Bradley | Mabscott | AEP |  | I | 1 | 1.5 | OH | AC | 121-150 | 138 | 1 | 1 | 435 | 2020-11-01 | 2020-11-08
PJM |  |  | Completed | New | RF | s1994.1 | N | Reliability | Economics / Congestion | Tams Mtn. | Mabscott | AEP |  | I | 1 | 1.5 | OH | AC | 121-150 | 138 | 1 | 1 | 435 | 2020-11-01 | 2020-11-08
PJM |  |  | Completed | New | RF | s2139.1 | N | Reliability | Economics / Congestion | Babbitt | Anguin | AEP |  | I | 1 | 1.5 | OH | AC | 121-150 | 138 | 2 | 2 | 870 | 2021-06-01 | 2020-02-21
PJM |  |  | Completed | New | RF | s2270.2 | N | Reliability | Economics / Congestion | Nauvoo Ridge | Gosney Hill | AEP |  | I | 1 | 10 | OH | AC | 121-150 | 138 | 1 | 1 | 200 | 2023-03-01 | 2020-07-22
PJM |  |  | Completed | New | RF | s2270.2 | N | Reliability | Economics / Congestion | Nauvoo Ridge | Panhandle | AEP |  | I | 1 | 10 | OH | AC | 121-150 | 138 | 1 | 1 | 200 | 2023-03-01 | 2023-03-01
PJM |  |  | Completed | New | RF | s2270.2 | N | Reliability | Economics / Congestion | Nauvoo Ridge | Panhandle | AEP |  | I | 1 | 10 | OH | AC | 121-150 | 138 | 1 | 1 | 200 | 2023-03-01 | 2023-03-01
PJM |  |  | Completed | New | RF | s2270.2 | N | Reliability | Economics / Congestion | Nauvoo Ridge | Customer Bus | AEP |  | I | 1 | 10 | OH | AC | 121-150 | 138 | 1 | 1 | 200 | 2023-03-01 | 2023-03-01
PJM |  |  | Completed | New | RF | s2270.2 | N | Reliability | Economics / Congestion | Nauvoo Ridge | Customer Bus | AEP |  | I | 1 | 10 | OH | AC | 121-150 | 138 | 1 | 1 | 200 | 2023-03-01 | 2023-03-01
PJM |  |  | Completed | New | RF | TOI152 | N | Reliability | Economics / Congestion | Westport | Wilkens Ave | BGE | 4172 | I | 1 | 3 | UG | AC | 100-120 | 115 | 1 | 1 | 262 | 2014-06-01 | 2019-11-26
PJM |  |  | Completed | New | RF | toi340.2 | N | Reliability | Economics / Congestion | Plum | Universal | DLCO | 5487 | I | 1 | 7.3 | OH | AC | 121-150 | 121-150 | 1 | 2 | 223 | 2013-06-01 | 2022-02-16
PJM |  |  | Completed | New | RF | TOI340.2 | N | Economics / Congestion | Reliability | Plum | Universal | Exelon(Delmarva) |  | I | 10 | 10 | OH | AC | 121-150 | 138 | 1 | 1 | 435 | 2022-06-01 | 2022-02-16
PJM |  |  | Delayed - Economics | New | RF | b2003 | N | Reliability | Economics / Congestion | Whippany | Montville | FE(JC) |  | I | 1 | 6.4 | OH | AC | 200-299 | 230 | 1 | 1 | 650 | 2017-06-01 | 2028-05-10
PJM |  |  | Delayed - Economics | New | RF | b2743.5 | N | Reliability | Economics / Congestion | Rice | Ringgold | Transsource |  | I | 1 | 45 | OH | AC | 200-299 | 230 | 2 | 2 | 1000 | 2020-06-01 | 2025-06-30
PJM |  |  | Delayed - Economics | New | RF | b2752.5 | N | Reliability | Economics / Congestion | Furnace Run | Coneastone | Transsource |  | I | 1 | 28 | OH | AC | 200-299 | 230 | 2 | 2 | 1000 | 2020-06-01 | 2025-06-01
PJM |  |  | Delayed - Economics | New | RF | b3087.2 | N | Reliability | Economics / Congestion | Kewanee | Cedar Creek | AEP |  | I | 1 | 5 | OH | AC | 121-150 | 138 | 2 | 2 | 400 | 2020-06-01 | 2025-11-10
PJM |  |  | Delayed - Economics | New | RF | n3460 | N | Reliability | Economics / Congestion | Sorenson | East Lima | AEP |  | I | 1 | 32 | OH | AC | 300-399 | 345 | 1 | 1 | 900 | 2018-06-01 | 2026-06-01
PJM |  |  | Delayed - Economics | New | RF | s0980.2 | N | Reliability | Economics / Congestion | BL England | Ocean City | AEC |  | I | 1 | 13 | OH | AC | 121-150 | 138 | 1 | 1 | 450 | 2019-09-28 | 2026-06-01
PJM |  |  | Delayed - Economics | New | RF | s0980.2 | N | Reliability | Economics / Congestion | Merion | Ocean City | AEC |  | I | 1 | 22 | OH | AC | 121-150 | 138 | 1 | 1 | 450 | 2019-09-28 | 2026-06-01
PJM |  |  | Delayed - Economics | New | RF | s1083 | N | Reliability | Economics / Congestion | West Deer | Pine Creek | DUQ |  | I | 1 | 17 | OH | AC | 121-150 | 138 | 1 | 2 | 450 | 2019-06-01 | 2033-12-31
PJM |  |  | Completed | New | SERC | s2111 | N | Reliability | Economics / Congestion | Global Plaza | Pacific | Dominion |  | I | 1 | 1 | OH | AC | 200-299 | 230 | 2 | 2 | 1000 | 2021-12-15 | 2023-12-13
PJM |  |  | Under Construction | New | RF | s2144.1 | N | Reliability | Economics / Congestion | Dameron | Trap Hill | AEP |  | I | 1 | 6 | OH | AC | 121-150 | 138 | 1 | 1 | 435 | 2022-11-01 | 2024-11-17
PJM |  |  | Delayed - Economics | New | RF | s2144.5 | N | Reliability | Economics / Congestion | Baileysville | Bolt Tap | AEP |  | I | 1 | 2 | OH | AC | 121-150 | 138 | 1 | 1 | 435 | 2022-11-01 | 2025-05-31
PJM |  |  | Delayed - Economics | New | RF | s2144.5 | N | Reliability | Economics / Congestion | Sundial | Bolt Tap | AEP |  | I | 1 | 2 | OH | AC | 121-150 | 138 | 1 | 1 | 435 | 2022-11-01 | 2025-05-31
PJM |  |  | Delayed - Economics | New | RF | s2153.2 | N | Reliability | Economics / Congestion | Uniondale | Ossian | AEP |  | I | 1 | 4.5 | OH | AC | 121-150 | 138 | 1 | 1 | 435 | 2023-10-01 | 2027-11-19
PJM |  |  | Delayed - Economics | New | RF | s2153.3 | N | Reliability | Economics / Congestion | Bluffton | Pleasant | AEP |  | I | 1 | 26 | OH | AC | 121-150 | 138 | 1 | 1 | 435 | 2023-10-01 | 2027-11-19
PJM |  |  | Delayed - Economics | New | RF | s2153.4 | N | Reliability | Economics / Congestion | Pleasant | Kinnerk | AEP |  | I | 1 | 3.3 | OH | AC | 121-150 | 138 | 1 | 1 | 435 | 2023-10-01 | 2027-11-19
PJM |  |  | Under Construction | New | RF | s2178.1 | N | Reliability | Economics / Congestion | Kenna | Ripley | AEP |  | I | 1 | 11.5 | OH | AC | 121-150 | 138 | 1 | 1 | 435 | 2022-11-01 | 2024-09-13
PJM |  |  | Under Construction | New | RF | s2178.2 | N | Reliability | Economics / Congestion | Kenna | Sisson | AEP |  | I | 1 | 10 | OH | AC | 121-150 | 138 | 1 | 1 | 435 | 2022-11-01 | 2024-09-13
PJM |  |  | Delayed - Economics | New | RF | s2179.1 | N | Reliability | Economics / Congestion | Alum Ridge | Claytor | AEP |  | I | 1 | 12.5 | OH | AC | 121-150 | 138 | 1 | 1 | 435 | 2022-11-01 | 2027-11-01
PJM |  |  | Delayed - Economics | New | RF | s2179.10 | N | Reliability | Economics / Congestion | Salem Highway | Woolwine | AEP |  | I | 1 | 10 | OH | AC | 121-150 | 138 | 1 | 1 | 435 | 2022-11-01 | 2025-11-01
PJM |  |  | Delayed - Economics | New | RF | s2179.2 | N | Reliability | Economics / Congestion | Alum Ridge | Floyd | AEP |  | I | 1 | 6.5 | OH | AC | 121-150 | 138 | 1 | 1 | 435 | 2022-11-01 | 2026-11-02
PJM |  |  | Delayed - Economics | New | RF | s2179.6 | N | Reliability | Economics / Congestion | Philpott Dam | Fairystone | AEP |  | I | 1 | 1.2 | OH | AC | 121-150 | 138 | 1 | 1 | 435 | 2022-11-01 | 2027-10-31
PJM |  |  | Delayed - Economics | New | RF | s2179.7 | N | Reliability | Economics / Congestion | Salem Highway | Willis Gap | AEP |  | I | 1 | 22 | OH | AC | 121-150 | 138 | 1 | 1 | 435 | 2022-11-01 | 2026-07-01
PJM |  |  | Delayed - Economics | New | RF | s2179.9 | N | Reliability | Economics / Congestion | Floyd | Woolwine | AEP |  | I | 1 | 11 | OH | AC | 121-150 | 138 | 1 | 1 | 435 | 2022-11-01 | 2027-10-31
PJM |  |  | Delayed - Load Growth | New | RF | b1572 | N | Reliability | Economics / Congestion | West Milton | Eldean | Dayton | 4922 | I | 1 | 18 | OH | AC | 121-150 | 121-150 | 1 | 1 | 220 | 2014-06-01 | 2026-06-01
PJM |  |  | Delayed - Load Growth | New | SERC | b3246 | N | Reliability | Economics / Congestion | Liberty | Lomar DP | Dominion |  | I | 1 | 10 | OH | AC | 200-299 | 230 | 1 | 1 | 500 | 2023-12-01 | 2025-12-01
PJM |  |  | Delayed - Load Growth | New | SERC | b3246 | N | Reliability | Economics / Congestion | Cannon Branch | Lomar DP | Dominion |  | I | 1 | 10 | OH | AC | 200-299 | 230 | 1 | 1 | 500 | 2023-12-01 | 2025-12-01
PJM |  |  | Delayed - Load Growth | New | SERC | b3246 | N | Reliability | Economics / Congestion | Cannon Branch | Winters Branch | Dominion |  | I | 1 | 10 | OH | AC | 200-299 | 230 | 1 | 1 | 500 | 2023-12-01 | 2025-12-01
PJM |  |  | Delayed - Load Growth | New | RF | n5034 | N | Fossil-Fired Integration | Reliability | Sullivan | Reynolds | AEP |  | I | 1 | 120 | OH | AC | 600+ | 765 | 1 | 1 | 3200 | 2019-12-01 | 2025-06-01
PJM |  |  | Delayed - Load Growth | New | RF | s0326 | Y | Reliability | Economics / Congestion | Jay | Fort Recovery | Dayton | 4922 | I | 1 | 11 | OH | AC | 121-150 | 121-150 | 1 | 1 | 220 | 2016-06-01 | 2026-06-01
PJM |  |  | Delayed - Load Growth | New | RF | S1632.1 | N | Reliability | Economics / Congestion | East Towson | Loch Raven | BGE |  | I | 1 | 3 | UG | AC | 100-120 | 115 | 1 | 1 | 250 | 2024-06-01 | 2029-12-31
PJM |  |  | Delayed - Load Growth | New | RF | s1687.10 | N | Reliability | Economics / Congestion | Princess | Moore Hollow | AEP |  | I | 1 | 3.4 | OH | AC | 121-150 | 138 | 1 | 1 | 400 | 2021-12-31 | 2025-06-30
PJM |  |  | Delayed - Load Growth | New | RF | s1687.2 | N | Reliability | Economics / Congestion | Moore Hollow | Kentucky Electric Steel | AEP |  | I | 1 | 2.7 | OH | AC | 121-150 | 138 | 1 | 1 | 400 | 2021-02-01 | 2025-06-30
PJM |  |  | Delayed - Load Growth | New | RF | s1687.5 | N | Reliability | Economics / Congestion | Ramey | Bellefonte | AEP |  | I | 1 | 2.8 | OH | AC | 121-150 | 138 | 1 | 1 | 400 | 2021-06-30 | 2025-06-30
PJM |  |  | Delayed - Load Growth | New | RF | s1947 | N | Reliability | Economics / Congestion | Lincoln Park | Riverbend | FE(ATSI) |  | I | 1 | 5.7 | OH | AC | 121-150 | 138 | 1 | 1 | 435 | 2022-12-31 | 2026-06-01
PJM |  |  | Delayed - Load Growth | New | RF | s1987 | N | Reliability | Economics / Congestion | Dawson | Clinton | FE(ATSI) |  | I | 1 | 12 | OH | AC | 121-150 | 138 | 2 | 2 | 870 | 2022-12-31 | 2031-06-01
PJM |  |  | Planned | New | RF | b3208 | N | Reliability | Economics / Congestion | Riverville | Joshua Falls | AEP |  | I | 1 | 10 | OH | AC | 121-150 | 138 | 1 | 1 | 400 | 2023-11-30 | 2025-11-30
PJM |  |  | Under Construction | New | SERC | b3223.1 | N | Reliability | Economics / Congestion | Lanexa | Northern Neck | Dominion |  | I | 1 | 10 | OH | AC | 200-299 | 230 | 2 | 2 | 500 | 2023-06-01 | 2025-07-31
PJM |  |  | Planned | New | RF | b3273.1 | N | Reliability | Economics / Congestion | East Leipsic | New Liberty | AEP |  | I | 1 | 17.6 | OH | AC | 200-299 | 230 | 1 | 1 | 500 | 2025-06-01 | 2027-11-17
PJM |  |  | Planned | New | RF | b3282.4 | N | Reliability | Economics / Congestion | East Huntington | North Chesapeake | AEP |  | I | 1 | 10 | OH | AC | 121-150 | 138 | 1 | 1 | 200 | 2025-06-01 | 2025-06-01
PJM |  |  | Cancelled - Economics | New | SERC | b3494.1 | N | Reliability | Economics / Congestion | Aquia Harbor | Possum Point | Dominion |  | I | 1 | 10 | OH | AC | 200-299 | 230 |  |  |  | 2026-06-01 | 2026-06-01
PJM |  |  | Planned | New | RF | b3737.22a | N | Variable/Renewable Integration | Economics / Congestion | Larabee Collector | Smithburg | MAOD |  | I | 1 | 10 | OH | AC | 200-299 | 230 | 1 | 1 | 500 | 2027-12-31 | 2027-12-31
PJM |  |  | Planned | New | RF | b3737.22b | N | Variable/Renewable Integration | Economics / Congestion | Larabee Collector | Off-shore wind | MAOD |  | I | 1 | 25 | SM | DC | 400-599 | 400 | 3 | 3 | 500 | 2027-12-31 | 2027-12-31
PJM |  |  | Planned | New | RF | b3737.37 | Y | Reliability | Economics / Congestion | Silver Run | Hope Creek | LS Power |  | I | 1 | 12 | SM | AC | 200-299 | 230 | 1 | 1 | 300 | 2029-06-01 | 2029-06-01
PJM |  |  | Planned | New | RF | b3737.40 | N | Reliability | Economics / Congestion | Clarksville | Windsor | FE(JC) |  | I | 1 | 10 | OH | AC | 200-299 | 230 | 1 | 1 | 500 | 2029-06-01 | 2029-06-01
PJM |  |  | Planned | New | RF | b3737.6 | N | Variable/Renewable Integration | Economics / Congestion | Larabee Collector | Smithburg | MAOD |  | I | 1 | 10 | OH | AC | 400-599 | 500 | 1 | 2 | 1200 | 2027-12-31 | 2027-12-31
PJM |  |  | Planned | New | RF | b3766.5 | N | Reliability | Economics / Congestion | New Westville | West Manchester | Dayton |  | I | 1 | 11 | OH | AC | 121-150 | 138 | 1 | 1 | 330 | 2025-12-31 | 2025-12-31
PJM |  |  | Planned | New | RF | n6559 | Y | Reliability | Economics / Congestion | Peach Bottom | Conastone | PECO |  | I | 0.3 | 30 | OH | AC | 400-599 | 500 | 1 | 1 | 1100 | 2024-06-01 | 2027-06-01
PJM |  |  | Planned | New | RF | n6559 | Y | Reliability | Economics / Congestion | Peach Bottom | Conastone | BGE |  | I | 0.7 | 70 | OH | AC | 400-599 | 500 | 1 | 1 | 1100 | 2024-06-01 | 2027-06-02
PJM |  |  | Planned | New | SERC | n6612 | N | Variable/Renewable Integration | Reliability | Landstown | Virginia Beach | Dominion |  | I | 1 | 10 | OH | AC | 200-299 | 230 | 1 | 1 | 500 | 2027-12-31 | 2027-12-31
PJM |  |  | Planned | New | SERC | n6612 | N | Variable/Renewable Integration | Reliability | Landstown | Birdneck | Dominion |  | I | 1 | 10 | OH | AC | 200-299 | 230 | 1 | 1 | 500 | 2027-12-31 | 2027-12-31
PJM |  |  | Planned | New | RF | n7113 | N | Variable/Renewable Integration | Reliability | Beaver Brook | Camden | PSEG |  | I | 1 | 10 | UG | AC | 200-299 | 230 | 1 | 1 | 500 | 2023-05-31 | 2027-12-31
PJM |  |  | Planned | New | RF | n7121 | N | Variable/Renewable Integration | Reliability | Aldene | McCarter | PSEG |  | I | 1 | 10 | UG | AC | 200-299 | 230 | 1 | 1 | 500 | 2023-06-01 | 2027-12-31
PJM |  |  | Planned | New | SERC | n7125 | N | Reliability | Economics / Congestion | Rawlings | Morrisville | Dominion |  | I | 1 | 110 | OH | AC | 400-599 | 500 | 1 | 1 | 1100 | 2022-12-31 | 2027-12-31
PJM |  |  | Planned | New | RF | n7132.1 | N | Variable/Renewable Integration | Reliability | North Meshoppen | Lackawanna | First Energy |  | I | 1 | 27 | OH | AC | 200-299 | 230 | 1 | 1 | 500 | 2022-06-01 | 2026-06-01
PJM |  |  | Planned | New | SERC | n7147 | N | Reliability | Economics / Congestion | Everetts | Suffolk | Dominion |  | I | 1 | 45 | OH | AC | 400-599 | 500 | 1 | 1 | 1100 | 2023-06-01 | 2026-06-01
PJM |  |  | Planned | New | RF | n7204 | Y | Economics / Congestion | Reliability | Sullivan | Casey | AEP |  | I | 1 | 100 | OH | AC | 400-599 | 500 | 1 | 1 | 1000 | 2025-12-31 | 2025-12-31
PJM |  |  | Planned | New | RF | n7507a | N | Variable/Renewable Integration | Economics / Congestion | Beaver Brook | Camden | PSEG |  | I | 1 | 10 | UG | AC | 200-299 | 230 |  |  |  | 2024-06-01 | 2026-06-01
PJM |  |  | Planned | New | RF | n7507b | N | Variable/Renewable Integration | Economics / Congestion | Gloucester | Camden | PSEG |  | I | 1 | 10 | UG | AC | 200-299 | 230 |  |  |  | 2024-06-01 | 2026-06-01
PJM |  |  | Planned | New | RF | n7759 | Y | Reliability | Economics / Congestion | Silver Run | Hope Creek | LS Power |  | I | 1 | 12 | SM | AC | 200-299 | 230 |  |  |  | 2024-12-31 | 2025-12-31
PJM |  |  | Planned | New | RF | n7938 | N | Variable/Renewable Integration | Economics / Congestion | Pontiac | Katydid | ComEd |  | I | 1 | 25 | OH | AC | 300-399 | 345 |  |  |  | 2023-12-31 | 2025-12-31
PJM |  |  | Planned | New | RF | n7939 | N | Fossil-Fired Integration | Economics / Congestion | Wayne | AB1-089 | ComEd |  | I | 1 | 11 | OH | AC | 300-399 | 345 |  |  |  | 2023-12-31 | 2025-12-31
PJM |  |  | Planned | New | SERC | n7954 | N | Other | Economics / Congestion | Endless Coverns | AF1-028 | Dominion |  | I | 1 | 11 | OH | AC | 100-120 | 115 |  |  |  | 2023-10-31 | 2025-10-31
PJM |  |  | Planned | New | RF | n8187.1 | N | Variable/Renewable Integration | Economics / Congestion | Farmers Valley | AE2-113 | FE (Pennelec) |  | I | 1 | 14 | OH | AC | 100-120 | 115 | 1 | 1 | 230 | 2024-11-01 | 2026-06-01
PJM |  |  | Planned | New | SERC | n8317.2a | N | Variable/Renewable Integration | Economics / Congestion | Fenress | Harpers Road | Dominion |  | I | 1 | 14.3 | OH | AC | 200-299 | 230 | 3 | 3 | 500 | 2025-12-31 | 2026-06-01
PJM |  |  | Planned | New | SERC | n8317.2b | N | Variable/Renewable Integration | Economics / Congestion | Fenress | Harpers Road | Dominion |  | I | 1 | 14.3 | OH | AC | 200-299 | 230 | 3 | 3 | 500 | 2025-12-31 | 2026-06-01
PJM |  |  | Planned | New | SERC | n8317.2c | N | Variable/Renewable Integration | Economics / Congestion | Fenress | Harpers Road | Dominion |  | I | 1 | 14.3 | OH | AC | 200-299 | 230 | 3 | 3 | 500 | 2025-12-31 | 2026-06-01
PJM |  |  | Planned | New | RF | n8376 | Y | Variable/Renewable Integration | Economics / Congestion | Tazewell | AB1-122 | ComEd |  | I | 1 | 10 | OH | AC | 300-399 | 345 | 1 | 1 | 750 | 2026-12-31 | 2026-12-31
PJM |  |  | Planned | New | RF | s1873 | N | Reliability | Economics / Congestion | Black River | Astor | FE(ATSI) |  | I | 1 | 8 | OH | AC | 121-150 | 138 | 1 | 1 | 435 | 2023-12-31 | 2026-12-31
PJM |  |  | Planned | New | RF | s2025.3 | N | Reliability | Economics / Congestion | Westport | Port Covington | BGE |  | I | 1 | 1 | UG | AC | 100-120 | 115 | 1 | 1 | 150 | 2026-12-01 | 2026-12-01
PJM |  |  | Planned | New | RF | s2025.3 | N | Reliability | Economics / Congestion | Westport | Port Covington | BGE |  | I | 1 | 1 | UG | AC | 100-120 | 115 | 1 | 1 | 150 | 2026-12-01 | 2026-12-01
PJM |  |  | Planned | New | RF | s2025.4 | N | Reliability | Economics / Congestion | Greene Street | Port Covington | BGE |  | I | 1 | 1 | UG | AC | 100-120 | 115 | 1 | 1 | 150 | 2026-12-01 | 2027-12-01
PJM |  |  | Planned | New | RF | s2025.4 | N | Reliability | Economics / Congestion | Greene Street | Port Covington | BGE |  | I | 1 | 1 | UG | AC | 100-120 | 115 | 1 | 1 | 150 | 2026-12-01 | 2027-12-01
PJM |  |  | Under Construction | New | RF | s2178.1 | N | Reliability | Economics / Congestion | Kenna | Ripley | AEP |  | I | 1 | 11.5 | OH | AC | 121-150 | 138 | 1 | 1 | 435 | 2023-11-17 | 2024-09-13
PJM |  |  | Under Construction | New | RF | s2178.2 | N | Reliability | Economics / Congestion | Kenna | Sisson | AEP |  | I | 1 | 10 | OH | AC | 121-150 | 138 | 1 | 1 | 435 | 2023-11-17 | 2024-09-13
PJM |  |  | Planned | New | RF | s2179.10 | N | Reliability | Economics / Congestion | Salem Highway | Woolwine | AEP |  | I | 1 | 10 | OH | AC | 121-150 | 138 | 1 | 1 | 435 | 2024-11-01 | 2025-11-01
PJM |  |  | Cancelled - Other (Comment Required) | New | RF | s2179.15 | N | Reliability | Economics / Congestion | Floyd | West Bassett | AEP |  | I | 1 | 0 | OH | AC | 121-150 | 138 | 1 | 1 | 200 | 2026-08-14 | 2026-09-14
PJM |  |  | Planned | New | RF | s2179.7 | N | Reliability | Economics / Congestion | Salem Highway | Willis Gap | AEP |  | I | 1 | 22 | OH | AC | 121-150 | 138 | 1 | 1 | 435 | 2024-07-01 | 2024-07-01
PJM |  |  | Planned | New | RF | s2179.9 | N | Reliability | Economics / Congestion | Floyd | Woolwine | AEP |  | I | 1 | 11 | OH | AC | 121-150 | 138 | 1 | 1 | 435 | 2027-10-31 | 2027-10-31
PJM |  |  | Under Construction | New | RF | s2213.1 | N | Reliability | Economics / Congestion | Arboles | Don Marquis | AEP |  | I | 1 | 10 | OH | AC | 121-150 | 138 | 1 | 1 | 200 | 2023-05-26 | 2024-11-30
PJM |  |  | Under Construction | New | RF | s2213.1 | N | Reliability | Economics / Congestion | Arboles | Waverly | AEP |  | I | 1 | 10 | OH | AC | 121-150 | 138 | 1 | 1 | 200 | 2023-05-26 | 2024-11-30
PJM |  |  | Under Construction | New | RF | s2213.1 | N | Reliability | Economics / Congestion | Arboles | Wakefield | AEP |  | I | 1 | 10 | OH | AC | 121-150 | 138 | 1 | 1 | 200 | 2023-05-26 | 2024-11-30
PJM |  |  | Planned | New | RF | s2213.10 | N | Reliability | Economics / Congestion | Kyger Creek | Don Marquis | OVEC |  | I | 1 | 50.4 | OH | AC | 300-399 | 345 | 1 | 1 | 780 | 2022-11-01 | 2026-04-01
PJM |  |  | Planned | New | RF | s2226.1 | N | Reliability | Economics / Congestion | Glen Lyn | Speedway | AEP |  | I | 1 | 10 | OH | AC | 121-150 | 138 | 1 | 1 | 200 | 2023-05-01 | 2028-05-01
PJM |  |  | Planned | New | SERC | s2326 | N | Reliability | Economics / Congestion | Tysons | Springhill | Dominion |  | I | 1 | 23 | UG | AC | 200-299 | 230 | 1 | 1 | 500 | 2025-12-31 | 2025-12-31
PJM |  |  | Cancelled - Other (Comment Required) | New | RF | s2584.2 | N | Hydro Integration | Economics / Congestion | Mottville Hydro | Corey | AEP |  | I | 1 | 0 | OH | AC | 121-150 | 138 |  |  |  | 2025-03-25 | 2025-03-25
PJM |  |  | Planned | New | RF | s2584.9 | N | Hydro Integration | Economics / Congestion | Mottville Hydro | Pigeon River | AEP |  | I | 1 | 10 | OH | AC | 121-150 | 138 |  |  |  | 2025-03-25 | 2025-03-25
PJM |  |  | Planned | New | RF | s2584.9 | N | Hydro Integration | Economics / Congestion | Stubey Road | Pigeon River | AEP |  | I | 1 | 9 | OH | AC | 121-150 | 138 |  |  |  | 2025-03-25 | 2025-03-25
PJM |  |  | Planned | New | SERC | s2598 | N | Economics / Congestion | Reliability | Altair | Belmont | Dominion |  | I | 1 | 5 | OH | AC | 200-299 | 230 |  |  |  | 2024-09-01 | 2026-09-01
PJM |  |  | Planned | New | SERC | s2598 | N | Economics / Congestion | Reliability | Altair | Brambleton | Dominion |  | I | 1 | 5 | OH | AC | 200-299 | 230 |  |  |  | 2024-09-01 | 2026-09-01
PJM |  |  | Under Construction | New | SERC | s2601 | N | Economics / Congestion | Reliability | Cloud | Clover | Dominion |  | I | 1 | 15 | OH | AC | 200-299 | 230 |  |  |  | 2024-06-01 | 2024-12-31
PJM |  |  | Under Construction | New | SERC | s2601 | N | Economics / Congestion | Reliability | Cloud | Farmville | Dominion |  | I | 1 | 15 | OH | AC | 200-299 | 230 |  |  |  | 2024-06-01 | 2024-12-31
PJM |  |  | Planned | New | SERC | s2609.1 | N | Economics / Congestion | Reliability | Buttermilk | Interconnection | Dominion |  | I | 1 | 10 | OH | AC | 200-299 | 230 |  |  |  | 2024-12-15 | 2025-12-15
PJM |  |  | Planned | New | SERC | s2609.1 | N | Economics / Congestion | Reliability | Beaumeade | Interconnection | Dominion |  | I | 1 | 10 | OH | AC | 200-299 | 230 |  |  |  | 2024-12-15 | 2025-12-15
PJM |  |  | Planned | New | SERC | s2622.1 | N | Economics / Congestion | Reliability | Park Center | Reston | Dominion |  | I | 1 | 10 | OH | AC | 200-299 | 230 |  |  |  | 2024-08-01 | 2026-04-01
PJM |  |  | Planned | New | SERC | s2622.1 | N | Economics / Congestion | Reliability | Park Center | Lincoln Park | Dominion |  | I | 1 | 10 | OH | AC | 200-299 | 230 |  |  |  | 2024-08-01 | 2026-04-01
PJM |  |  | Under Construction | New | SERC | s2628 | N | Economics / Congestion | Reliability | Racefield | Brambleton | Dominion |  | I | 1 | 10 | OH | AC | 200-299 | 230 |  |  |  | 2023-07-24 | 2024-12-31
PJM |  |  | Under Construction | New | SERC | s2628 | N | Economics / Congestion | Reliability | Racefield | Loudoun | Dominion |  | I | 1 | 10 | OH | AC | 200-299 | 230 |  |  |  | 2023-07-24 | 2024-12-31
PJM |  |  | Planned | New | SERC | s2738a | N | Reliability | Economics / Congestion | Clover | Butler Farm | Dominion |  | I | 1 | 20 | OH | AC | 200-299 | 230 | 1 | 1 | 500 | 2025-07-01 | 2025-07-01
PJM |  |  | Planned | New | SERC | s2738b | N | Reliability | Economics / Congestion | Finneywood | Butler Farm | Dominion |  | I | 1 | 10 | OH | AC | 200-299 | 230 | 1 | 1 | 500 | 2025-07-01 | 2025-07-01
PJM |  |  | Planned | New | RF | s2764 | N | Reliability | Economics / Congestion | Piney | Erie South | FE (Pennelec) |  | I | 1 | 82 | OH | AC | 100-120 | 115 | 1 | 2 | 230 | 2034-06-01 | 2034-06-01
PJM |  |  | Planned | New | RF | s2830.12 | N | Reliability | Economics / Congestion | Tri Lakes | Onion Bottom Bog | AEP |  | I | 1 | 11.7 | OH | AC | 121-150 | 138 | 1 | 2 | 330 | 2032-12-31 | 2032-12-31
PJM |  |  | Under Construction | New | SERC | b2361 | N | Reliability | Economics / Congestion | DTR | Scott's Run | Dominion |  | I | 1 | 4.5 | OH | AC | 200-299 | 230 | 1 | 1 | 1047 | 2017-06-01 | 2024-12-31
PJM |  |  | Completed | New | RF | b3209 | N | Reliability | Economics / Congestion | Riverville | Gladstone | AEP |  | I | 1 | 5 | OH | AC | 121-150 | 138 | 1 | 1 | 400 | 2023-11-30 | 2023-01-20
PJM |  |  | Under Construction | New | SERC | s0623 | N | Reliability | Economics / Congestion | Columbia | Cartersville | Dominion |  | I | 1 | 1.5 | OH | AC | 100-120 | 115 | 1 | 1 | 231 | 2014-12-01 | 2025-12-31
PJM |  |  | Under Construction | New | SERC | s0623 | N | Reliability | Economics / Congestion | Columbia | Bremo | Dominion |  | I | 1 | 1.5 | OH | AC | 100-120 | 115 | 1 | 1 | 231 | 2014-12-01 | 2025-12-31
PJM |  |  | Under Construction | New | RF | s0839 | N | Reliability | Economics / Congestion | Mt. Vernon | Takoma | PEPCO |  | I | 1 | 6 | UG | AC | 200-299 | 230 | 2 | 2 | 500 | 2021-12-01 | 2025-09-01
PJM |  |  | Under Construction | New | RF | s0839 | N | Reliability | Economics / Congestion | Mt. Vernon | Takoma | PEPCO |  | I | 1 | 6 | UG | AC | 200-299 | 230 | 2 | 2 | 500 | 2021-12-01 | 2025-09-01
PJM |  |  | Under Construction | New | RF | s0839 | N | Reliability | Economics / Congestion | Mt. Vernon | Takoma | PEPCO |  | I | 1 | 6 | UG | AC | 200-299 | 230 | 2 | 2 | 500 | 2021-12-01 | 2025-09-01
PJM |  |  | Under Construction | New | RF | s0839 | N | Reliability | Economics / Congestion | Mt. Vernon | Takoma | PEPCO |  | I | 1 | 6 | UG | AC | 200-299 | 230 | 2 | 2 | 500 | 2021-12-01 | 2024-06-01
PJM |  |  | Under Construction | New | RF | s2064 | N | Reliability | Economics / Congestion | Ashtabula | Customer Bus | FE(ATSI) |  | I | 1 | 1.5 | OH | AC | 121-150 | 138 | 1 | 1 | 435 | 2020-12-01 | 2024-07-15
PJM |  |  | Under Construction | New | RF | s2381 | N | Reliability | Economics / Congestion | Ortanna | Hunterstown | First Energy |  | I | 1 | 9 | OH | AC | 100-120 | 115 | 2 | 2 | 200 | 2022-12-31 | 2025-12-31
PJM |  |  | Under Construction | New | RF | s2381 | N | Reliability | Economics / Congestion | Ortanna | Lincoln | First Energy |  | I | 1 | 9 | OH | AC | 100-120 | 115 | 2 | 2 | 200 | 2022-12-31 | 2025-12-31
PJM |  |  | Planned | New | RF | b3780.2 | N | Reliability | Economics / Congestion | Peach Bottom | Graceton | PECO |  | I | 1 | 12 | OH | AC | 400-599 | 500 | 1 | 1 | 2500 | 2027-12-31 | 2027-12-31
PJM |  |  | Planned | New | RF | b3800.102 | N | Reliability | Economics / Congestion | 502 Junction | Woodside | NEET |  | I | 1 | 150 | OH | AC | 400-599 | 500 | 1 | 1 | 2500 | 2028-12-31 | 2028-12-31
PJM |  |  | Planned | New | RF | b3800.111 | N | Reliability | Economics / Congestion | Woodside | Stonewall | FE(APS) |  | I | 1 | 18 | OH | AC | 121-150 | 138 | 1 | 1 | 400 | 2027-06-01 | 2027-06-01
PJM |  |  | Planned | New | RF | b3800.112 | N | Reliability | Economics / Congestion | Woodside | Stonewall | FE(APS) |  | I | 1 | 18 | OH | AC | 121-150 | 138 | 1 | 1 | 400 | 2027-06-01 | 2027-06-01
PJM |  |  | Planned | New | RF | b3800.119 | N | Reliability | Economics / Congestion | Woodside | Aspen | NEET |  | I | 1 | 75 | OH | AC | 400-599 | 500 | 1 | 1 | 2500 | 2028-12-31 | 2028-12-31
PJM |  |  | Planned | New | RF | b3800.124 | N | Reliability | Economics / Congestion | Doubs | Aspen | FE(APS) |  | I | 1 | 35 | OH | AC | 400-599 | 500 | 1 | 1 | 2500 | 2030-06-01 | 2030-06-01
PJM |  |  | Planned | New | RF | b3800.13 | N | Reliability | Economics / Congestion | Germantown | Carroll | FE(APS) |  | I | 1 | 20 | OH | AC | 200-299 | 230 | 1 | 1 | 750 | 2028-06-01 | 2028-06-01
PJM |  |  | Planned | New | RF | b3800.14 | N | Reliability | Economics / Congestion | Hunterstown | Carroll | FE(APS) |  | I | 1 | 26 | OH | AC | 200-299 | 230 | 1 | 1 | 750 | 2027-06-01 | 2027-06-01
PJM |  |  | Planned | New | SERC | b3800.200 | N | Reliability | Economics / Congestion | Aspen | Golden | Dominion |  | I | 1 | 40 | OH | AC | 400-599 | 500 | 1 | 1 | 2500 | 2027-12-31 | 2027-12-31
PJM |  |  | Planned | New | SERC | b3800.210 | N | Reliability | Economics / Congestion | Mars | Lockridge | Dominion |  | I | 1 | 12 | OH | AC | 200-299 | 230 | 1 | 1 | 750 | 2028-06-01 | 2028-06-01
PJM |  |  | Planned | New | SERC | b3800.211 | N | Reliability | Economics / Congestion | Golden | Lockridge | Dominion |  | I | 1 | 17 | OH | AC | 200-299 | 230 | 1 | 1 | 750 | 2028-06-01 | 2028-06-01
PJM |  |  | Planned | New | SERC | b3800.212 | N | Reliability | Economics / Congestion | Mars | Golden | Dominion |  | I | 1 | 22 | OH | AC | 400-599 | 500 | 1 | 1 | 2500 | 2028-06-01 | 2028-06-01
PJM |  |  | Planned | New | SERC | b3800.214 | N | Reliability | Economics / Congestion | Aspen | Goose Creek | Dominion |  | I | 1 | 41 | OH | AC | 400-599 | 500 | 1 | 1 | 2500 | 2027-12-31 | 2027-12-31
PJM |  |  | Planned | New | SERC | b3800.217 | N | Reliability | Economics / Congestion | Aspen | Sycolin Creek | Dominion |  | I | 1 | 19 | OH | AC | 200-299 | 230 | 1 | 1 | 750 | 2027-12-31 | 2027-12-31
PJM |  |  | Planned | New | SERC | b3800.218 | N | Reliability | Economics / Congestion | Golden | Sycolin Creek | Dominion |  | I | 1 | 35 | OH | AC | 200-299 | 230 | 1 | 1 | 750 | 2027-12-31 | 2027-12-31
PJM |  |  | Planned | New | SERC | b3800.240 | N | Reliability | Economics / Congestion | Aspen | Doubs | Dominion |  | I | 1 | 44 | OH | AC | 400-599 | 500 | 1 | 1 | 2500 | 2030-09-13 | 2030-09-13
PJM |  |  | Planned | New | RF | b3800.3 | N | Reliability | Economics / Congestion | Otter Creek | Doubs | PPL |  | I | 1 | 51 | OH | AC | 400-599 | 500 | 1 | 1 | 2500 | 2027-06-01 | 2027-06-01
PJM |  |  | Planned | New | RF | b3800.31 | N | Reliability | Economics / Congestion | North Delta | High Ridge | PECO |  | I | 1 | 80 | OH | AC | 400-599 | 500 | 1 | 1 | 2500 | 2030-12-01 | 2030-12-01
PJM |  |  | Planned | New | SERC | b3800.357 | N | Reliability | Economics / Congestion | Morrisville | Vint Hill | Dominion |  | I | 1 | 37 | OH | AC | 400-599 | 500 | 1 | 1 | 2500 | 2028-06-30 | 2028-06-30
PJM |  |  | Planned | New | RF | b3800.43 | N | Reliability | Economics / Congestion | Conastone | Doubs | PSEG |  | I | 1 | 31.5 | OH | AC | 400-599 | 500 | 1 | 1 | 2500 | 2027-06-01 | 2027-06-01
PJM |  |  | Under Construction | New | RF | b3800.47 | N | Reliability | Economics / Congestion | Peach Bottom | North Delta | PECO |  | I | 1 | 37 | OH | AC | 400-599 | 500 | 1 | 1 | 2500 | 2027-06-01 | 2027-06-01
PJM |  |  | Planned | New | RF | b3800.7 | N | Reliability | Economics / Congestion | Conastone | Doubs | PSEG |  | I | 1 | 38 | OH | AC | 400-599 | 500 | 1 | 1 | 2500 | 2027-06-01 | 2027-06-01
PJM |  |  | Planned | New | RF | n8376 | N | Variable/Renewable Integration | Economics / Congestion | AB1-122 | Tazewell | ComEd |  | I | 1 | 11 | OH | AC | 300-399 | 345 | 1 | 1 | 780 | 2027-12-31 | 2027-12-31
PJM |  |  | Planned | New | SERC | n8492 | N | Reliability | Economics / Congestion | Fentress | Yadkin | Dominion |  | I | 1 | 13.7 | OH | AC | 400-599 | 500 | 1 | 1 | 2500 | 2027-12-31 | 2027-12-31
PJM |  |  | Planned | New | SERC | s2853.2a | N | Reliability | Economics / Congestion | Madison | Fayette | Dominion |  | I | 1 | 13 | OH | AC | 300-399 | 345 | 1 | 1 | 780 | 2027-12-31 | 2027-12-31
PJM |  |  | Planned | New | SERC | s2853.2b | N | Reliability | Economics / Congestion | Madison | Fayette | Dominion |  | I | 1 | 13 | OH | AC | 300-399 | 345 | 1 | 1 | 780 | 2027-12-31 | 2027-12-31
PJM |  |  | Planned | New | SERC | s3022a | N | Reliability | Economics / Congestion | Unity | Tunstall | Dominion |  | I | 1 | 11 | OH | AC | 200-299 | 230 | 1 | 1 | 750 | 2025-08-01 | 2025-08-01
PJM |  |  | Planned | New | SERC | s3022b | N | Reliability | Economics / Congestion | Unity | Tunstall | Dominion |  | I | 1 | 11 | OH | AC | 200-299 | 230 | 1 | 1 | 750 | 2025-08-01 | 2025-08-01
PJM |  |  | Planned | New | SERC | s3061a | N | Reliability | Economics / Congestion | Finneywood | Jeffress | Dominion |  | I | 1 | 12 | OH | AC | 200-299 | 230 | 1 | 1 | 750 | 2026-06-01 | 2026-06-01
PJM |  |  | Planned | New | SERC | s3061b | N | Reliability | Economics / Congestion | Finneywood | Jeffress | Dominion |  | I | 1 | 12 | OH | AC | 200-299 | 230 | 1 | 1 | 750 | 2026-06-01 | 2026-06-01
PJM |  |  | Planned | New | RF | s3143.6 | N | Reliability | Economics / Congestion | Sporn | Mercers Bottom | AEP |  | I | 1 | 26 | OH | AC | 300-399 | 345 | 1 | 1 | 780 | 2025-10-03 | 2025-10-03
SERC-C |  | SERC-0279 | Planned | New | SERC | Zachary to Locust Creek | Y | Reliability |  | Zachary | Locust Creek | Associated Electric Cooperative, Inc. | 924 | C | 1 | 33 | OH | AC | 151-199 | 151-199 | 1 | 1 |  | 2025-12-31 | 2025-12-31
SERC-C |  | SERC-0174 | Planned | New | SERC | Wilson to TVA Paradise(Phase2) | Y | Economics / Congestion |  | Wilson | Paradise | Big Rivers Electric Corporation | 1692 | C | 0.98 | 21 | OH | AC | 151-199 | 151-199 | 1 | 1 |  | 2027-01-01 | 2027-01-01
SERC-C |  | SERC-0597 | Planned | Upgrade | SERC | Artemus tap to Farley 161 kV MOT | N | Reliability |  | Bell | Bell | LG&E and KU Services Company as agent for Louisville Gas and Electric Company and Kentucky Utilities Company | N/A | I | 1 | 12 | OH | AC | 151-199 | 151-199 | 1 | 1 | 0 | 2034-05-30 | 2034-05-30
SERC-C |  | SERC-0599 | Planned | Upgrade | SERC | Middletown to Trimble Co 345kV Terminal Equipment | N | Reliability |  | Jefferson | Trimble | LG&E and KU Services Company as agent for Louisville Gas and Electric Company and Kentucky Utilities Company | N/A | I | 1 | 27 | OH | AC | 300-399 | 300-399 | 1 | 1 | 0 | 2034-05-30 | 2034-05-30
SERC-C |  | SERC-0244 | Under Construction | Upgrade | SERC | Middletown-Buckner 345 kV Terminal Equipment | N | Reliability |  | Middletown 345 kV | Buckner 345 kV | LG&E and KU Services Company as agent for Louisville Gas and Electric Company and Kentucky Utilities Company | N/A | I | 1 | 14 | OH | AC | 300-399 | 300-399 | 1 | 1 | 0 | 2025-05-30 | 2025-02-21
SERC-C |  | SERC-0598 | Planned | Upgrade | SERC | Northside to Clifty Tap 138kV MOT | Y | Reliability |  | Clark | Jefferson | LG&E and KU Services Company as agent for Louisville Gas and Electric Company and Kentucky Utilities Company | N/A | I | 1 | 30 | OH | AC | 121-150 | 121-150 | 1 | 1 | 0 | 2033-05-30 | 2033-05-30
SERC-C |  | SERC-0530 | Under Construction | New | SERC | Alcoa-Nixon Road 161kV | N | Reliability |  | Alcoa, TN 161kV Switching Station | Nixon Road, TN Switching Station | Tennessee Valley Authority | 18642 | F | 1 | 15 | OH | AC | 151-199 | 151-199 | 1 | 2 | 472 | 2024-11-01 | 2025-01-15
SERC-C |  | SERC-0536 | Planned | New | SERC | Dickson - Locust Creek 161kV | N | Reliability |  | Dickson, TN Substation | Locust Creek, TN Switching Station | Tennessee Valley Authority | 18642 | F | 1 | 24 | OH | AC | 151-199 | 151-199 | 1 | 1 | 299 | 2025-06-01 | 2025-06-01
SERC-C |  | SERC-0606 | Conceptual | Upgrade | SERC | Hopkinsville - Lewisburg 161kV | N | Reliability |  | Hopkinsville, KY Substation | Lewisburg, KY Metering Station | Tennessee Valley Authority | 18642 | F | 1 | 29 | OH | AC | 151-199 | 151-199 | 1 | 1 | 289 | 2028-06-01 | 2028-06-01
SERC-C |  | SERC-0603 | Planned | Upgrade | SERC | Lost City - Bowling Green 161kV TL | N | Reliability |  | Lost City, KY Switching Station | Bowling Green, KY Switching Station | Tennessee Valley Authority | 18642 | F | 1 | 26 | OH | AC | 151-199 | 151-199 | 1 | 1 | 504 | 2026-09-30 | 2026-09-30
SERC-C |  | SERC-0605 | Conceptual | New | SERC | Mayfield - Stella 161kV TL | N | Reliability |  | Mayfield, KY Substation | Stella, KY Metering Station | Tennessee Valley Authority | 18642 | F | 1 | 10 | OH | AC | 151-199 | 151-199 | 1 | 1 | 243 | 2028-06-01 | 2028-06-01
SERC-C |  | SERC-0537 | Planned | New | SERC | Midway - South Macon 161kV | N | Reliability |  | Midway, MS Switching Station | South Macon, MS Switching Station | Tennessee Valley Authority | 18642 | F | 1 | 20 | OH | AC | 151-199 | 151-199 | 1 | 1 | 372 | 2028-05-04 | 2028-05-04
SERC-C |  | SERC-0533 | Under Construction | New | SERC | North Dayton 161kV Loop | N | Reliability |  | North Dayton, TN Switching Station | North Dayton, TN Switching Station | Tennessee Valley Authority | 18642 | F | 1 | 13 | OH | AC | 151-199 | 151-199 | 2 | 2 | 371 | 2025-03-13 | 2025-03-13
SERC-C |  | SERC-0535 | Planned | New | SERC | North Oakland - Coffeeville 161kV | N | Reliability |  | North Oakland, MS Metering Station | Coffeeville, MS Switching Station | Tennessee Valley Authority | 18642 | F | 1 | 19 | OH | AC | 151-199 | 151-199 | 1 | 1 | 299 | 2026-08-21 | 2027-01-29
SERC-C |  | SERC-0538 | Planned | New | SERC | South Macon - Dekalb 161kV | N | Reliability |  | South Macon, MS Switching Station | Dekalb, MS Substation | Tennessee Valley Authority | 18642 | F | 1 | 33 | OH | AC | 151-199 | 151-199 | 1 | 1 | 372 | 2028-05-04 | 2028-05-04
SERC-C |  | SERC-0541 | Planned | New | SERC | Tiptonville - N Madrid 161kV | Y | Reliability |  | Tiptonville, TN Switching Station | New Madrid, MO Substation | Tennessee Valley Authority | 18642 | F | 0.48 | 11 | OH | AC | 151-199 | 151-199 | 1 | 1 | 730 | 2025-06-01 | 2025-08-07
SERC-C |  | SERC-0531 | Planned | Upgrade | SERC | Wilson - Lebanon 161 kV | N | Reliability |  | Wilson, TN Substation | Lebanon, TN Substation | Tennessee Valley Authority | 18642 | F | 1 | 12 | OH | AC | 151-199 | 151-199 | 1 | 1 | 289 | 2025-06-01 | 2025-07-08
SERC-E |  | SERC-0279 | Planned | Upgrade | SERC | Canadys - Ritter 115kV | N | Reliability |  | Canadys | Ritter | Dominion Energy South Carolina, Inc. | 17539 | I | 1 | 17 | OH | AC | 100-120 | 100-120 | 1 | 2 | 237 | 2020-12-31 | 2026-06-01
SERC-E |  | SERC-0105 | Planned | New | SERC | Canadys - Ritter 230kV | N | Reliability |  | Canadys | Ritter | Dominion Energy South Carolina, Inc. | 17539 | I | 1 | 17 | OH | AC | 200-299 | 200-299 | 2 | 2 | 948 | 2020-12-31 | 2026-06-01
SERC-E |  | SERC-0717 | Planned | Upgrade | SERC | Canadys-Dawson 230kV #1 | N | Reliability |  | Canadys | Dawson | Dominion Energy South Carolina, Inc. | 17539 | I | 1 | 19 | OH | AC | 200-299 | 200-299 | 1 | 1 | 948 | 2026-10-01 | 2026-10-01
SERC-E |  | SERC-0718 | Planned | Upgrade | SERC | Canadys-Dawson 230kV #2 | N | Reliability |  | Canadys | Dawson | Dominion Energy South Carolina, Inc. | 17539 | I | 1 | 19 | OH | AC | 200-299 | 200-299 | 1 | 1 | 948 | 2026-10-01 | 2026-10-01
SERC-E |  | SERC-0210 | Under Construction | Upgrade | SERC | Hopkins - Square D - Eastover 115kV | N | Reliability |  | Hopkins | Eastover | Dominion Energy South Carolina, Inc. | 17539 | I | 1 | 20 | OH | AC | 100-120 | 100-120 | 1 | 1 | 237 | 2023-12-31 | 2024-09-30
SERC-E |  | SERC-0209 | Planned | Upgrade | SERC | Okatie - Bluffton 115kV Rebuild | N | Reliability |  | Okatie | Bluffton | Dominion Energy South Carolina, Inc. | 17539 | I | 1 | 18 | OH | AC | 100-120 | 100-120 | 1 | 1 | 237 | 2022-12-31 | 2025-06-01
SERC-E |  | SERC-0215 | Planned | Upgrade | SERC | Ritter - Yemassee 115kV | N | Reliability |  | Ritter | Yemassee | Dominion Energy South Carolina, Inc. | 17539 | I | 1 | 17 | OH | AC | 100-120 | 100-120 | 1 | 1 | 237 | 2026-06-01 | 2026-06-01
SERC-E |  | SERC-0216 | Planned | New | SERC | Ritter - Yemassee 230kV #1 | N | Reliability |  | Ritter | Yemassee | Dominion Energy South Carolina, Inc. | 17539 | I | 1 | 17 | OH | AC | 200-299 | 200-299 | 1 | 1 | 948 | 2026-06-01 | 2026-06-01
SERC-E |  | SERC-0217 | Planned | New | SERC | Ritter - Yemassee 230kV #2 | N | Reliability |  | Ritter | Yemassee | Dominion Energy South Carolina, Inc. | 17539 | I | 1 | 17 | OH | AC | 200-299 | 200-299 | 1 | 1 | 948 | 2026-06-01 | 2026-06-01
SERC-E |  | SERC-0719 | Planned | Upgrade | SERC | Urquhart – Toolebeck 115kV line: Rebuild | N | Reliability |  | Urquhart | Toolebeck | Dominion Energy South Carolina, Inc. | 17539 | I | 1 | 12 | OH | AC | 100-120 | 100-120 | 1 | 1 | 474 | 2026-08-12 | 2026-08-12
SERC-E |  | SERC-0720 | Conceptual | Upgrade | SERC | VCS2-Ward 230kV: Rebuild Line | N | Reliability |  | VCS2 | Ward | Dominion Energy South Carolina, Inc. | 17539 | I | 1 | 40 | OH | AC | 200-299 | 200-299 | 1 | 1 |  | 2029-12-31 | 2029-12-31
SERC-E |  | SERC-0527 | Planned | Upgrade | SERC | Williams - Summerville 230kV | N | Reliability |  | Williams | Summerville | Dominion Energy South Carolina, Inc. | 17539 | I | 1 | 14 | OH | AC | 200-299 | 200-299 | 1 | 1 | 948 | 2027-05-31 | 2027-05-01
SERC-E |  | SERC-0386 | Planned | Upgrade | SERC | Clinton 100 kV Lines | N | Reliability |  | Bush River Tie | Laurens Tie | Duke Energy Carolinas, LLC | 5416 | I | 1 | 29 | OH | AC | 100-120 | 100-120 | 2 | 2 | 350 | 2026-12-01 | 2026-12-01
SERC-E |  | SERC-0397 | Conceptual | Upgrade | SERC | Dan River 100 kV Line | N | Reliability |  | Dan River Steam Station | N Greensboro Tie | Duke Energy Carolinas, LLC | 5416 | I | 1 | 26 | OH | AC | 100-120 | 100-120 | 2 | 2 | 225 | 2030-06-01 | 2030-06-01
SERC-E |  | SERC-0196 | Conceptual | Upgrade | SERC | Davidson River 100 kV Lines | N | Reliability |  | N Greenville Tie | Marietta Tie | Duke Energy Carolinas, LLC | 5416 | I | 1 | 12 | OH | AC | 100-120 | 100-120 | 2 | 2 | 225 | 2027-06-01 | 2031-06-01
SERC-E |  | SERC-0392 | Conceptual | Upgrade | SERC | Harley 100 kV Line | N | Reliability |  | Campobello Tie | Tiger Tie | Duke Energy Carolinas, LLC | 5416 | I | 1 | 11 | OH | AC | 100-120 | 100-120 | 2 | 2 | 225 | 2029-06-01 | 2029-06-01
SERC-E |  | SERC-0201 | Planned | Upgrade | SERC | Lee 100 kV Lines | N | Reliability |  | Lee Steam Station | Shady Grove Tie | Duke Energy Carolinas, LLC | 5416 | I | 1 | 12 | OH | AC | 100-120 | 100-120 | 2 | 2 | 350 | 2028-06-01 | 2026-12-01
SERC-E |  | SERC-0202 | Planned | Upgrade | SERC | Monroe 100 kV Lines | N | Reliability |  | Lancaster Main | Monroe Main | Duke Energy Carolinas, LLC | 5416 | I | 1 | 24 | OH | AC | 100-120 | 100-120 | 2 | 2 | 200 | 2028-06-01 | 2027-06-01
SERC-E |  | SERC-0385 | Planned | Upgrade | SERC | Newberry 115 kV Lines | N | Reliability |  | Bush River Tie | ESC (Ownership Change) | Duke Energy Carolinas, LLC | 5416 | I | 1 | 11 | OH | AC | 100-120 | 100-120 | 2 | 2 | 259 | 2026-12-01 | 2026-12-01
SERC-E |  | SERC-0204 | Planned | Upgrade | SERC | Piedmont 100 kV Lines | N | Reliability |  | Lee Steam Station | Shady Grove Tie | Duke Energy Carolinas, LLC | 5416 | I | 1 | 12 | OH | AC | 100-120 | 100-120 | 2 | 2 | 350 | 2028-06-01 | 2026-12-01
SERC-E |  | SERC-0276 | Conceptual | New | SERC | Sandy Ridge 230 kV Line | N | Reliability |  | Morning Star Tie | Newport Tie | Duke Energy Carolinas, LLC | 5416 | I | 1 | 33 | OH | AC | 200-299 | 200-299 | 2 | 2 | 421 | 2028-06-01 | 2028-06-01
SERC-E |  | SERC-0277 | Conceptual | Upgrade | SERC | Westport 230 kV Line | N | Reliability |  | Marshall Steam Station | McGuire Switching Station | Duke Energy Carolinas, LLC | 5416 | I | 1 | 14 | OH | AC | 200-299 | 200-299 | 2 | 2 | 1000 | 2030-06-01 | 2030-06-01
SERC-E |  | SERC-0278 | Under Construction | Upgrade | SERC | Castle Hayne-Folkstone 115kV Line, Reconductor | N | Reliability |  | Castle Hayne | Folkstone | Duke Energy Progress, LLC | 3046 | I | 1 | 25 | OH | AC | 100-120 | 100-120 | 1 | 1 | 675 | 2026-12-01 | 2025-12-01
SERC-E |  | SERC-0194 | Under Construction | New | SERC | Craggy-Enka 230 kV Line. Construct Line | N | Reliability |  | Craggy | Enka | Duke Energy Progress, LLC | 3046 | I | 1 | 10 | OH | AC | 200-299 | 200-299 | 2 | 2 | 644 | 2026-12-01 | 2024-12-31
SERC-E |  | SERC-0283 | Planned | New | SERC | Cross - Wassamassaw 230 kV Line #2 | N | Reliability |  | Cross | Wassamassaw | South Carolina Public Service Authority | 17543 | S | 1 | 18 | OH | AC | 200-299 | 200-299 | 1 | 1 | 0 | 2025-12-31 | 2026-06-01
SERC-E |  | SERC-0284 | Planned | New | SERC | Jefferies - Wassamassaw 230 kV Line | N | Reliability |  | Jefferies | Wassamassaw | South Carolina Public Service Authority | 17543 | S | 1 | 12 | OH | AC | 200-299 | 200-299 | 1 | 1 | 0 | 2025-12-31 | 2028-12-01
SERC-E |  | SERC-0285 | Planned | New | SERC | Kingstree – Hemingway 230 kV Line #2 | N | Reliability |  | Kingstree | Hemingway | South Carolina Public Service Authority | 17543 | S | 1 | 22 | OH | AC | 200-299 | 200-299 | 1 | 1 | 0 | 2026-12-31 | 2027-06-01
SERC-E |  | SERC-0093 | Planned | New | SERC | Marion - Conway 230 kV | N | Reliability |  | Marion | Conway | South Carolina Public Service Authority | 17543 | S | 1 | 34 | OH | AC | 200-299 | 200-299 | 1 | 1 | 956 | 2018-12-31 | 2025-12-01
SERC-E |  | SERC-0286 | Conceptual | New | SERC | Marion - Red Bluff 230 kV Line | N | Reliability |  | Marion | Red Bluff | South Carolina Public Service Authority | 17543 | S | 1 | 49 | OH | AC | 200-299 | 200-299 | 1 | 1 | 0 | 2027-12-31 | 2028-06-01
SERC-FP |  | SERC-0279 | Planned | Upgrade | SERC | Archer to Williston North – 230 kV Rebuild | N | Reliability |  | Archer | Willison North | Duke Energy Florida, LLC | 6455 | I | 1 | 11 | OH | AC | 200-299 | 200-299 | 1 | 2 | 1199 | 2024-11-30 | 2025-11-30
SERC-FP |  | SERC-0602 | Planned | Upgrade | SERC | Bronson to Newberry - 230 kV Rebuild | N | Reliability |  | Bronson | Newberry | Duke Energy Florida, LLC | 6455 | I | 1 | 12 | OH | AC | 200-299 | 200-299 | 1 | 1 | 1260 | 2030-05-31 | 2030-05-31
SERC-FP |  | SERC-0368 | Planned | Upgrade | SERC | Brookridge to Twin County Ranch - 115 kV Line Rebuild | N | Reliability |  | Brookridge | Twin County Ranch | Duke Energy Florida, LLC | 6455 | I | 1 | 12 | OH | AC | 100-120 | 100-120 | 1 | 2 | 392 | 2029-08-20 | 2029-05-31
SERC-FP |  | SERC-0253 | Under Construction | Upgrade | SERC | Crystal River to Bronson 230kV Rebuild | N | Reliability |  | Crystal River | Bronson | Duke Energy Florida, LLC | 6455 | I | 1 | 38 | OH | AC | 200-299 | 200-299 | 1 | 1 | 1195 | 2023-05-21 | 2024-05-31
SERC-FP |  | SERC-0377 | Planned | Upgrade | SERC | Greenville Switch Station to Hanson - 115 kV Rebuild | N | Reliability |  | Greenville Sw | Hanson | Duke Energy Florida, LLC | 6455 | I | 1 | 14 | OH | AC | 100-120 | 100-120 | 1 | 1 | 171 | 2024-11-30 | 2024-11-30
SERC-FP |  | SERC-0601 | Planned | Upgrade | SERC | Haile Tap to Ginnie - 230 kV Rebuild | N | Reliability |  | Haile Tap | Ginnie | Duke Energy Florida, LLC | 6455 | I | 1 | 11 | OH | AC | 200-299 | 200-299 | 1 | 1 | 1199 | 2027-11-30 | 2027-11-30
SERC-FP |  | SERC-0373 | Planned | New | SERC | Havana to Tallahassee - New 115 kV Circuit | N | Reliability |  | Havana | Tallahassee B | Duke Energy Florida, LLC | 6455 | I | 1 | 14 | OH | AC | 100-120 | 100-120 | 2 | 2 | 392 | 2028-05-31 | 2030-05-31
SERC-FP |  | SERC-0262 | Planned | New | SERC | Kathleen to Osprey New 230kV Line | N | Reliability |  | Kathleen | Osprey | Duke Energy Florida, LLC | 6455 | I | 1 | 26 | OH | AC | 200-299 | 200-299 | 1 | 1 | 1260 | 2024-05-31 | 2024-05-31
SERC-FP |  | SERC-0374 | Planned | New | SERC | Liberty to Tallahassee - New 115 kV Circuit | N | Reliability |  | Liberty | Tallahassee B | Duke Energy Florida, LLC | 6455 | I | 1 | 25 | OH | AC | 100-120 | 100-120 | 2 | 2 | 392 | 2028-05-31 | 2030-05-31
SERC-FP |  | SERC-0274 | Planned | Upgrade | SERC | Martin West to Silver Springs North (SECI) – 230 kV Line Rebuild | N | Reliability |  | Martin West | Silver Springs North | Duke Energy Florida, LLC | 6455 | I | 1 | 11 | OH | AC | 200-299 | 200-299 | 1 | 2 | 1195 | 2023-05-31 | 2025-05-31
SERC-FP |  | SERC-0275 | Planned | Upgrade | SERC | Martin West to Williston North - 230 kV Line Rebuild | N | Reliability |  | Martin West | Williston North | Duke Energy Florida, LLC | 6455 | I | 1 | 17 | OH | AC | 200-299 | 200-299 | 1 | 2 | 1199 | 2023-11-30 | 2025-05-31
SERC-FP |  | SERC-0258 | Planned | New | SERC | Mondon Hill to Bushnell E 230kV New Line | N | Reliability |  | Mondon Hill | Bushnell E | Duke Energy Florida, LLC | 6455 | I | 1 | 20 | OH | AC | 200-299 | 200-299 | 2 | 2 | 919 | 2024-11-30 | 2025-11-30
SERC-FP |  | SERC-0191 | Planned | New | SERC | Osprey to Haines City East new 230kV Line | N | Reliability | Other | Osprey | Haines City East | Duke Energy Florida, LLC | 6455 | I | 1 | 21 | OH | AC | 200-299 | 200-299 | 1 | 1 | 1260 | 2024-06-01 | 2024-05-31
SERC-FP |  | SERC-0272 | Planned | New | SERC | Williston North to Bronson 230 kV Line | N | Reliability |  | Williston North | Bronson | Duke Energy Florida, LLC | 6455 | I | 1 | 13 | OH | AC | 200-299 | 200-299 | 1 | 2 | 1195 | 2023-05-31 | 2024-05-31
SERC-FP |  | SERC-0615 | Planned | New | SERC | PC58 SUNBREAK STATION | N | Reliability |  | Kiran | Sunbreak | Florida Power & Light Co. | 6452 | I | 1 | 15 | OH | AC | 200-299 | 200-299 | 1 | 1 | 0 | 2026-06-01 | 2026-06-01
SERC-FP |  | SERC-0616 | Planned | New | SERC | PC58 SUNBREAK STATION | N | Reliability |  | Heritage | Sunbreak | Florida Power & Light Co. | 6452 | I | 1 | 10 | OH | AC | 200-299 | 200-299 | 1 | 1 | 0 | 2026-06-01 | 2026-06-01
SERC-FP |  | SERC-0614 | Planned | New | SERC | PNG81 HORUS-MELVIN #2 | N | Reliability |  | Horus | Melvin | Florida Power & Light Co. | 6452 | I | 1 | 14 | OH | AC | 200-299 | 200-299 | 1 | 1 | 0 | 2026-06-01 | 2026-06-01
SERC-FP |  | SERC-0609 | Planned | New | SERC | PW28 BERMONT-CHARLOTTE 230kV | N | Reliability |  | Bermont | Charlotte | Florida Power & Light Co. | 6452 | I | 1 | 15 | OH | AC | 200-299 | 200-299 | 1 | 1 | 0 | 2026-12-01 | 2026-12-01
SERC-FP |  | SERC-0501 | Planned | New | SERC | PW55 Estero-Terry 138kV | N | Reliability |  | Estero | Terry | Florida Power & Light Co. | 6452 | I | 1 | 14 | OH | AC | 121-150 | 121-150 | 1 | 1 | 0 | 2025-12-01 | 2028-12-01
SERC-FP |  | SERC-0610 | Planned | New | SERC | PW60 STATE ROAD 80 PROJECT | N | Reliability |  | Sugar | Verandah | Florida Power & Light Co. | 6452 | I | 1 | 89 | OH | AC | 200-299 | 200-299 | 1 | 1 | 0 | 2026-12-01 | 2026-12-01
SERC-FP |  | SERC-0611 | Planned | New | SERC | PW60 STATE ROAD 80 PROJECT | N | Reliability |  | Verandah | Peachland | Florida Power & Light Co. | 6452 | I | 1 | 32 | OH | AC | 200-299 | 200-299 | 1 | 1 | 0 | 2026-12-01 | 2026-12-01
SERC-FP |  | SERC-0612 | Planned | New | SERC | PW61 STATE ROAD 70 PROJECT | N | Reliability |  | Sweatt | Bassinger | Florida Power & Light Co. | 6452 | I | 1 | 15 | OH | AC | 200-299 | 200-299 | 1 | 1 | 0 | 2026-06-01 | 2026-06-01
SERC-FP |  | SERC-0613 | Planned | Upgrade | SERC | PW61 STATE ROAD 70 PROJECT | Y | Reliability |  | Bassinger | Whidden | Florida Power & Light Co. | 6452 | I | 1 | 58 | OH | AC | 200-299 | 200-299 | 1 | 1 | 0 | 2026-06-01 | 2026-06-01
SERC-FP |  | SERC-0608 | Planned | New | SERC | PW63 GRIDIRON-MANATEE 230kV | N | Reliability |  | Gridiron | Manatee | Florida Power & Light Co. | 6452 | I | 1 | 45 | OH | AC | 200-299 | 200-299 | 2 | 2 |  | 2025-12-01 | 2025-12-01
SERC-FP |  | SERC-0544 | Planned | New | SERC | Argyle-Santa Rosa 115kV Project | N | Reliability | Other | Argyle | Santa Rosa | Gulf Power Company | N/A | I | 1 | 35 | OH | AC | 100-120 | 100-120 | 1 | 1 | 298 | 2023-05-01 | 2025-06-01
SERC-FP |  | SERC-0543 | Planned | Upgrade | SERC | Holmes Creek - South Crestview | N | Reliability | Other | Holmes Creek | South Crestview | Gulf Power Company | N/A | I | 1 | 54 | OH | AC | 100-120 | 100-120 | 1 | 1 | 208 | 2024-05-01 | 2024-06-01
SERC-FP |  | SERC-0546 | Planned | New | SERC | PNG-55 RAVEN-SINAI CEMETARY 161kV PROJECT | Y | Reliability | Other | Sinai | Raven | Gulf Power Company | N/A | I | 1 | 176 | OH | AC | 151-199 | 151-199 | 1 | 1 |  | 2021-12-01 | 2022-06-01
SERC-FP |  | SERC-0553 | Conceptual | New | SERC | St. Cloud 230kV Project (7-3442) | N | Reliability | Fossil-Fired Integration | Magnolia Ranch Substation (34) | Story Bend Substation (41) | Orlando Utilities Commission | 14610 | M | 1 | 20 | OT | AC | 200-299 | 200-299 | 1 | 1 | 0 | 2025-05-01 | 2025-05-01
SERC-FP |  | SERC-0548 | Conceptual | New | SERC | Stanton to Lake Highland line (7-1737) | N | Reliability | Economics/Congestion | Stanton Energy Center | Lake Highland Substation | Orlando Utilities Commission | 14610 | M | 0.01 | 11 | UG | AC | 200-299 | 200-299 | 1 | 1 |  | 2022-09-16 | 2026-06-30
SERC-SE |  | SERC-0279 | Planned | Upgrade | SERC | Aliceville - Eutaw 115kV | N | Reliability |  | Aliceville | Eutaw | Alabama Power Company | 195 | I | 1 | 22 | OH | AC | 100-120 | 100-120 | 1 | 1 | 0 | 2031-06-01 | 2034-06-01
SERC-SE |  | SERC-0510 | Planned | New | SERC | Aliceville TS - Stansel TS 115kV | N | Reliability |  | Aliceville TS | Stansel TS | Alabama Power Company | 195 | I | 1 | 17 | OH | AC | 100-120 | 100-120 | 1 | 1 | 0 | 2031-06-01 | 2031-06-01
SERC-SE |  | SERC-0623 | Planned | New | SERC | Anniston - Crooked Creek 115kV | N | Reliability |  | Crooked Creek TS | Golden Springs DS | Alabama Power Company | 195 | I | 1 | 28 | OH | AC | 100-120 | 100-120 | 1 | 1 | 0 | 2028-06-01 | 2028-06-01
SERC-SE |  | SERC-0331 | Planned | New | SERC | Autaugaville - East Pelham 230 kV | N | Reliability |  | Autaugaville | East Pelham | Alabama Power Company | 195 | I | 1 | 75 | OH | AC | 200-299 | 200-299 | 1 | 1 | 0 | 2027-06-01 | 2027-06-01
SERC-SE |  | SERC-0633 | Planned | Upgrade | SERC | Bessemer - East Pelham 230kV | N | Reliability |  | Bessemer | East Pelham | Alabama Power Company | 195 | I | 1 | 18 | OH | AC | 200-299 | 200-299 | 1 | 1 | 0 | 2031-06-01 | 2031-06-01
SERC-SE |  | SERC-0624 | Planned | New | SERC | Bremen - Crooked Creek 115kV | N | Reliability |  | Indian Creek Metering Station | Crooked Creek TS | Alabama Power Company | 195 | I | 1 | 29 | OH | AC | 100-120 | 100-120 | 1 | 1 | 0 | 2029-06-02 | 2029-06-02
SERC-SE |  | SERC-0632 | Planned | New | SERC | Calvert - West McIntosh 230kV | N | Reliability |  | Calvert | West McIntosh | Alabama Power Company | 195 | I | 1 | 10 | OH | AC | 200-299 | 200-299 | 1 | 1 | 0 | 2031-06-01 | 2031-06-01
SERC-SE |  | SERC-0625 | Planned | New | SERC | Goat Rock - North Opelika 230kV | N | Reliability |  | Goat Rock | North Opelika | Alabama Power Company | 195 | I | 1 | 17 | OH | AC | 200-299 | 200-299 | 1 | 1 | 0 | 2026-06-01 | 2026-06-01
SERC-SE |  | SERC-0224 | Planned | Upgrade | SERC | Jordan Dam - Martin Dam 115kV TL | N | Economics / Congestion | Reliability | Jordan Dam | Martin Dam | Alabama Power Company | 195 | I | 1 | 21 | OH | AC | 100-120 | 100-120 | 1 | 1 | 0 | 2023-11-01 | 2028-06-01
SERC-SE |  | SERC-0225 | Planned | Upgrade | SERC | Jordan Dam - North Selma 115kV TL | N | Economics / Congestion | Reliability | Jordan Dam | North Selma | Alabama Power Company | 195 | I | 1 | 24 | OH | AC | 100-120 | 100-120 | 1 | 1 | 0 | 2024-05-01 | 2024-11-01
SERC-SE |  | SERC-0626 | Planned | New | SERC | LaGrange - North Opelika 230kV | N | Reliability |  | West Point SS | North Opelika | Alabama Power Company | 195 | I | 1 | 14 | OH | AC | 200-299 | 200-299 | 1 | 1 | 0 | 2026-06-02 | 2026-06-02
SERC-SE |  | SERC-0627 | Planned | New | SERC | Miller - Gorgas 230kV | N | Reliability |  | Gorgas TS | Miller TS | Alabama Power Company | 195 | I | 1 | 16 | OH | AC | 200-299 | 200-299 | 1 | 1 | 0 | 2029-11-01 | 2029-11-01
SERC-SE |  | SERC-0628 | Planned | New | SERC | North Selma - Selma #2 115kV | N | Reliability |  | Vida TS | Selma TS | Alabama Power Company | 195 | I | 1 | 27 | OH | AC | 100-120 | 100-120 | 1 | 1 | 0 | 2027-06-01 | 2027-06-01
SERC-SE |  | SERC-0629 | Planned | New | SERC | Pell City Industrial Park - Jackson Shoals 115kV | N | Reliability |  | Jackson Shoals TS | Pell City Industrial Park SS | Alabama Power Company | 195 | I | 1 | 12 | OH | AC | 100-120 | 100-120 | 1 | 1 | 0 | 2032-06-01 | 2032-06-01
SERC-SE |  | SERC-0496 | Planned | Upgrade | SERC | Sylacauga TS - Willow Point DS 115kV | N | Reliability |  | Sylacauga TS | Willow Point DS | Alabama Power Company | 195 | I | 1 | 34 | OH | AC | 100-120 | 100-120 | 1 | 1 | 0 | 2024-05-01 | 2031-06-01
SERC-SE |  | SERC-0630 | Planned | Upgrade | SERC | Thurlow Dam - Notasulga 115kV | N | Reliability |  | Notasulga | Thurlow Dam | Alabama Power Company | 195 | I | 1 | 14 | OH | AC | 100-120 | 100-120 | 1 | 1 | 0 | 2030-06-01 | 2030-06-01
SERC-SE |  | SERC-0631 | Planned | New | SERC | Thurlow Dam - Union Springs 115kV | N | Reliability |  | Halla Climate Tap | Union Springs | Alabama Power Company | 195 | I | 1 | 25 | OH | AC | 100-120 | 100-120 | 1 | 1 | 0 | 2029-06-01 | 2029-06-01
SERC-SE |  | SERC-0506 | Planned | New | SERC | Thweatt TS - Pear Tree SS 115kV | N | Reliability |  | Thweatt TS | Pear Tree SS | Alabama Power Company | 195 | I | 1 | 25 | OH | AC | 100-120 | 100-120 | 1 | 1 | 0 | 2031-06-01 | 2031-06-01
SERC-SE |  | SERC-0330 | Planned | New | SERC | Union Springs - Pinckard 115kV | N | Reliability |  | Union Springs | Pinckard | Alabama Power Company | 195 | I | 1 | 60 | OH | AC | 100-120 | 100-120 | 1 | 1 | 0 | 2030-06-01 | 2030-06-01
SERC-SE |  | SERC-0505 | Planned | Upgrade | SERC | West Alex SS - City of Alex City #3 115kV | N | Reliability |  | West Alex SS | City of Alex City | Alabama Power Company | 195 | I | 1 | 10 | OH | AC | 100-120 | 100-120 | 1 | 1 | 0 | 2023-06-01 | 2031-06-01
SERC-SE |  | SERC-0497 | Planned | Upgrade | SERC | Willow Point DS - Martin Dam 115kV | N | Reliability |  | Willow Point DS | Martin Dam | Alabama Power Company | 195 | I | 1 | 10 | OH | AC | 100-120 | 100-120 | 1 | 1 | 0 | 2024-05-01 | 2024-09-01
SERC-SE |  | SERC-0334 | Planned | New | SERC | Arkwright - Llyod Shoals 115 kV Line Reconductor | N | Reliability |  | Arkwright | Llyod Shoals | Georgia Power Company | 7140 | I | 1 | 35 | OH | AC | 100-120 | 100-120 | 1 | 1 | 0 | 2024-06-01 | 2027-06-01
SERC-SE |  | SERC-0514 | Planned | Upgrade | SERC | Arlington Primary - Hwy 45/234 115kV | N | Reliability |  | Arlington Primary | Hwy 45/234 | Georgia Power Company | 7140 | I | 1 | 42 | OH | AC | 100-120 | 100-120 | 1 | 1 | 0 | 2028-06-01 | 2029-06-01
SERC-SE |  | SERC-0647 | Planned | New | SERC | Banks Crossing - Center Primary (Black) 230kV | N | Reliability |  | Center Primary | Banks Crossing | Georgia Power Company | 7140 | I | 1 | 14 | OH | AC | 200-299 | 200-299 | 1 | 1 | 0 | 2029-06-01 | 2029-06-01
SERC-SE |  | SERC-0644 | Planned | Upgrade | SERC | Corn Crib - LaGrange 115kV | N | Reliability |  | LaGrange Primary | Corn Crib | Georgia Power Company | 7140 | I | 1 | 10 | OH | AC | 100-120 | 100-120 | 1 | 1 | 0 | 2024-06-01 | 2024-09-01
SERC-SE |  | SERC-0652 | Planned | Upgrade | SERC | Gordon - Sandersville #1 115kV | N | Reliability |  | Sandersville | Gordon | Georgia Power Company | 7140 | I | 1 | 10 | OH | AC | 100-120 | 100-120 | 1 | 1 | 0 | 2030-06-01 | 2030-06-01
SERC-SE |  | SERC-0646 | Planned | Upgrade | SERC | Hammond - Weiss Dam 115kV | N | Reliability |  | Weiss Dam | Hammond | Georgia Power Company | 7140 | I | 1 | 11 | OH | AC | 100-120 | 100-120 | 1 | 1 | 0 | 2025-06-01 | 2025-06-01
SERC-SE |  | SERC-0662 | Planned | New | SERC | Hwy 112 - East Moultrie 230kV | N | Reliability |  | Hwy 112 | East Moultrie | Georgia Power Company | 7140 | I | 1 | 27 | OH | AC | 200-299 | 200-299 | 1 | 1 | 0 | 2027-06-01 | 2027-06-01
SERC-SE |  | SERC-0658 | Planned | New | SERC | Hyundai Motors - Newton Road 230kV | N | Reliability |  | Newton Road | Hyundai Motors | Georgia Power Company | 7140 | I | 1 | 12 | OH | AC | 200-299 | 200-299 | 1 | 1 | 0 | 2025-01-01 | 2025-01-01
SERC-SE |  | SERC-0229 | Planned | Upgrade | SERC | Jesup - Offerman 115kV | N | Reliability |  | Jesup | Offerman | Georgia Power Company | 7140 | I | 1 | 16 | OH | AC | 100-120 | 100-120 | 1 | 1 | 0 | 2029-06-01 | 2027-06-01
SERC-SE |  | SERC-0163 | Planned | Upgrade | SERC | Kettle Creek Pri - Pine Grove Pri 115KV | N | Reliability |  | Kettle Creek Primary | Pine Grove Primary | Georgia Power Company | 7140 | I | 1 | 15 | OH | AC | 100-120 | 100-120 | 1 | 1 | 0 | 2025-06-01 | 2029-06-01
SERC-SE |  | SERC-0226 | Planned | Upgrade | SERC | Mitchell - North Tifton 230kV TL | N | Reliability |  | Mitchell | North Tifton | Georgia Power Company | 7140 | I | 1 | 35 | OH | AC | 200-299 | 200-299 | 1 | 1 | 0 | 2026-06-01 | 2026-05-01
SERC-SE |  | SERC-0333 | Planned | New | SERC | Norcross - Snellville 115 kV Line Rebuild | N | Reliability |  | Norcross | Snellville | Georgia Power Company | 7140 | I | 1 | 14 | OH | AC | 100-120 | 100-120 | 1 | 1 | 0 | 2024-12-01 | 2028-06-01
SERC-SE |  | SERC-0660 | Planned | Upgrade | SERC | Sandersville #1 - Wadley Primary 115kV | N | Reliability |  | Wadley Primary | Sandersville | Georgia Power Company | 7140 | I | 1 | 24 | OH | AC | 100-120 | 100-120 | 1 | 1 | 0 | 2027-06-01 | 2027-06-01
SERC-SE |  | SERC-0513 | Planned | New | SERC | South Hazelhurst - New Lacy 230kV | N | Reliability |  | South Hazelhurst | New Lacy | Georgia Power Company | 7140 | I | 1 | 25 | OH | AC | 200-299 | 200-299 | 1 | 1 | 0 | 2027-06-01 | 2027-06-01
SERC-SE |  | SERC-0519 | Planned | New | SERC | Talbot SS - Dresden 500kV | N | Reliability |  | Talbot SS | Dresden | Georgia Power Company | 7140 | I | 1 | 55 | OH | AC | 400-599 | 400-599 | 1 | 1 | 0 | 2027-06-01 | 2029-06-01
SERC-SE |  | SERC-0228 | Planned | Upgrade | SERC | Thomson Primary - Warrenton Primary (White) 115 kV TL | N | Reliability |  | Thomson Primary | Warrenton Primary | Georgia Power Company | 7140 | I | 1 | 16 | OH | AC | 100-120 | 100-120 | 1 | 1 | 0 | 2024-06-01 | 2024-09-01
SERC-SE |  | SERC-0659 | Planned | Upgrade | SERC | Union City - Yates (Black) 230kV | N | Reliability |  | Yates | Union City | Georgia Power Company | 7140 | I | 1 | 23 | OH | AC | 200-299 | 200-299 | 1 | 1 | 0 | 2028-06-01 | 2028-06-01
SERC-SE |  | SERC-0656 | Planned | Upgrade | SERC | Union City - Yates (White) 230kV | N | Reliability |  | Yates | Union City | Georgia Power Company | 7140 | I | 1 | 23 | OH | AC | 200-299 | 200-299 | 1 | 1 | 0 | 2025-12-31 | 2025-12-31
SERC-SE |  | SERC-0722 | Under Construction | Upgrade | SERC | Anthony Shoals - Washington | N | Reliability |  | Anthony Shoals | Petersburg | Georgia Transmission Corporation | N/A | C | 1 | 17 | OH | AC | 100-120 | 100-120 | 1 | 1 | 216 | 2024-06-01 | 2024-06-01
SERC-SE |  | SERC-0412 | Planned | New | SERC | Anthony Shoals - Washington | N | Reliability |  | Washington | Petersburg | Georgia Transmission Corporation | N/A | C | 1 | 21 | OH | AC | 100-120 | 100-120 | 1 | 1 | 347 | 2025-12-01 | 2025-12-01
SERC-SE |  | SERC-0220 | Planned | Upgrade | SERC | Anthony Shoals - Washington | N | Reliability |  | Anthony Shoals | Petersburg | Georgia Transmission Corporation | N/A | C | 1 | 17 | OH | AC | 100-120 | 100-120 | 1 | 1 | 216 | 2023-12-01 | 2024-06-01
SERC-SE |  | SERC-0729 | Planned | Upgrade | SERC | Anthony Shoals - Washington | N | Reliability |  | Washington | Petersburg | Georgia Transmission Corporation | N/A | C | 1 | 21 | OH | AC | 100-120 | 100-120 | 1 | 1 | 347 | 2025-12-31 | 2025-12-31
SERC-SE |  | SERC-0733 | Planned | Upgrade | SERC | Augusta Corporate Park - Vogtle | N | Reliability |  | Augusta Corporate Park | Vogtle | Georgia Transmission Corporation | N/A | C | 1 | 14 | OH | AC | 200-299 | 200-299 | 1 | 1 | 1204 | 2031-06-01 | 2031-06-01
SERC-SE |  | SERC-0731 | Planned | New | SERC | Barneyville - East Moultrie | N | Reliability |  | Barneyville | East Moultrie | Georgia Transmission Corporation | N/A | C | 1 | 20 | OH | AC | 100-120 | 100-120 | 1 | 1 | 216 | 2028-06-01 | 2028-06-01
SERC-SE |  | SERC-0409 | Planned | New | SERC | Bethabara - East Walton | N | Reliability |  | Bethabara | East Walton | Georgia Transmission Corporation | N/A | C | 1 | 10 | OH | AC | 200-299 | 200-299 | 1 | 1 | 833 | 2027-06-01 | 2027-06-01
SERC-SE |  | SERC-0727 | Planned | New | SERC | Bethabara - East Walton | N | Reliability |  | Bethabara | East Walton | Georgia Transmission Corporation | N/A | C | 1 | 10 | OH | AC | 200-299 | 200-299 | 1 | 1 | 833 | 2027-06-01 | 2027-06-01
SERC-SE |  | SERC-0732 | Planned | New | SERC | Big Grocery Creek - Westlake Road | N | Reliability |  | Big Grocery Creek | Westlake Road | Georgia Transmission Corporation | N/A | C | 1 | 20 | OH | AC | 200-299 | 200-299 | 1 | 1 | 602 | 2029-06-01 | 2029-06-01
SERC-SE |  | SERC-0408 | Planned | New | SERC | Broadway - Dorsett | N | Reliability |  | Broadway | Dorsett | Georgia Transmission Corporation | N/A | C | 1 | 15 | OH | AC | 100-120 | 100-120 | 1 | 1 | 216 | 2026-12-01 | 2026-12-01
SERC-SE |  | SERC-0726 | Planned | New | SERC | Broadway - Dorsett | N | Reliability |  | Broadway | Dorsett | Georgia Transmission Corporation | N/A | C | 1 | 15 | OH | AC | 100-120 | 100-120 | 1 | 1 | 216 | 2026-12-01 | 2026-12-01
SERC-SE |  | SERC-0725 | Planned | New | SERC | Dresden - Talbot County | N | Reliability |  | Dresden | Talbot County | Georgia Transmission Corporation | N/A | C | 1 | 65 | OH | AC | 400-599 | 400-599 | 1 | 1 | 3429 | 2029-06-01 | 2029-06-01
SERC-SE |  | SERC-0407 | Planned | New | SERC | Dresden - Talbot County | N | Reliability |  | Dresden | Talbot County | Georgia Transmission Corporation | N/A | C | 1 | 65 | OH | AC | 400-599 | 400-599 | 1 | 1 | 3429 | 2029-06-01 | 2029-06-01
SERC-SE |  | SERC-0296 | Planned | New | SERC | East Moultrie - Highway 112 | N | Reliability |  | East Moultrie | Highway 112 | Georgia Transmission Corporation | N/A | C | 1 | 30 | OH | AC | 200-299 | 200-299 | 1 | 1 | 602 | 2025-06-01 | 2027-06-01
SERC-SE |  | SERC-0724 | Planned | New | SERC | East Moultrie - Highway 112 | N | Reliability |  | East Moultrie | Highway 112 | Georgia Transmission Corporation | N/A | C | 1 | 30 | OH | AC | 200-299 | 200-299 | 1 | 1 | 602 | 2027-06-01 | 2027-06-01
SERC-SE |  | SERC-0728 | Planned | New | SERC | East Walton - Rockville | N | Reliability |  | East Walton | Rockville | Georgia Transmission Corporation | N/A | C | 1 | 46 | OH | AC | 400-599 | 400-599 | 1 | 1 | 3429 | 2027-06-01 | 2027-06-01
SERC-SE |  | SERC-0410 | Planned | New | SERC | East Walton - Rockville | N | Reliability |  | East Walton | Rockville | Georgia Transmission Corporation | N/A | C | 1 | 46 | OH | AC | 400-599 | 400-599 | 1 | 1 | 3429 | 2027-06-01 | 2027-06-01
SERC-SE |  | SERC-0219 | Planned | New | SERC | Highway 45/Highway 234 - Westover | N | Reliability |  | Gillionville | Greenhouse Road | Georgia Transmission Corporation | N/A | C | 1 | 16 | OH | AC | 100-120 | 100-120 | 1 | 1 | 216 | 2023-11-01 | 2025-06-01
SERC-SE |  | SERC-0295 | Planned | New | SERC | Lagrange Primary - North Opelika | Y | Reliability |  | Lagrange Primary | North Opelika | Georgia Transmission Corporation | N/A | C | 1 | 15 | OH | AC | 200-299 | 200-299 | 1 | 1 | 602 | 2026-06-01 | 2026-06-01
SERC-SE |  | SERC-0723 | Planned | New | SERC | Lagrange Primary - North Opelika | Y | Reliability |  | Lagrange Primary | North Opelika | Georgia Transmission Corporation | N/A | C | 1 | 15 | OH | AC | 200-299 | 200-299 | 1 | 1 | 602 | 2026-06-01 | 2026-06-01
SERC-SE |  | SERC-0721 | Planned | New | SERC | Lizard Lope - Westover | N | Reliability |  | Gillionville | Lizard Lope | Georgia Transmission Corporation | N/A | C | 1 | 18 | OH | AC | 100-120 | 100-120 | 1 | 1 | 216 | 2025-06-01 | 2025-06-01
SERC-SE |  | SERC-0730 | Planned | New | SERC | New Lacy - South Hazlehurst | N | Reliability |  | New Lacy | South Hazlehurst | Georgia Transmission Corporation | N/A | C | 1 | 23 | OH | AC | 200-299 | 200-299 | 1 | 1 | 602 | 2027-06-01 | 2027-06-01
SERC-SE |  | SERC-0411 | Under Construction | New | SERC | Roopville - Jonesville Junction | N | Reliability |  | Jonesville Junction | Roopville | Georgia Transmission Corporation | N/A | C | 1 | 20 | OH | AC | 200-299 | 200-299 | 1 | 1 | 602 | 2023-09-01 | 2023-09-01
SERC-SE |  | SERC-0620 | Planned | Upgrade | SERC | Douglas-Offerman 230 kV Rebuild | N | Reliability | Other | Douglas | Offerman | Municipal Electric Authority of Georgia | 13100 | M | 1 | 46 | OH | AC | 200-299 | 200-299 | 1 | 1 | 0 | 2026-12-01 | 2026-12-01
SERC-SE |  | SERC-0622 | Planned | Upgrade | SERC | Douglas-Stump Creek 230 kV Rebuild | N | Reliability | Other | Douglas | Stump Creek | Municipal Electric Authority of Georgia | 13100 | M | 1 | 18 | OH | AC | 200-299 | 200-299 | 1 | 1 | 0 | 2026-12-01 | 2026-12-01
SERC-SE |  | SERC-0415 | Planned | Upgrade | SERC | Dresden-Lagrange Primary 230 kV Line Rebuild | N | Reliability |  | Dresden Substation | Lagrange Primary Substation | Municipal Electric Authority of Georgia | 13100 | M | 1 | 25 | OH | AC | 200-299 | 200-299 | 1 | 1 | 0 | 2026-06-01 | 2026-06-01
SERC-SE |  | SERC-0621 | Planned | Upgrade | SERC | North Tifton-Stump Creek 230 kV Rebuild | N | Reliability | Other | North Tifton | Stump Creek | Municipal Electric Authority of Georgia | 13100 | M | 1 | 22 | OH | AC | 200-299 | 200-299 | 1 | 1 | 0 | 2026-12-01 | 2026-12-01
SERC-SE |  | SERC-0617 | Planned | Upgrade | SERC | Ray Place Road - Washington 115 kV Rebuild | N | Reliability |  | Ray Place Road | Washington | Municipal Electric Authority of Georgia | 13100 | M | 1 | 17 | OH | AC | 100-120 | 100-120 | 1 | 1 | 0 | 2026-06-01 | 2026-06-01
SERC-SE |  | SERC-0619 | Planned | Upgrade | SERC | Ray Place Road- Warrenton Primary 115 kV Rebuild | N | Reliability |  | Ray Place Road | Warrenton | Municipal Electric Authority of Georgia | 13100 | M | 1 | 10 | OH | AC | 100-120 | 100-120 | 1 | 1 | 0 | 2030-06-01 | 2030-06-01
SPP |  | 30375 | Delayed - Permitting Challenges | Upgrade | SPP | Multi - Gentleman - Cherry Co. - Holt Co. 345 kV |  | Reliability |  | NE |  | Nebraska Public Power District | NPPD |  | 100 | 19.7 |  | AC | 300-399 | 345 | 1 |  | 1792 |  | 2029-09-12
SPP |  | 31065 | Delayed - Permitting Challenges | Upgrade | SPP | Sub - Cleo Junction 138 kV Terminal Upgrades |  | Reliability |  | OK |  | Western Farmers Electric Cooperative | WFEC |  | 100 | 4.33 |  | AC | 121-150 | 138 | 1 |  |  |  | 2025-12-31
SPP |  | 41198 | Planned | New | SPP | Sub - Texas County - Hitchland 115 kV bus |  | Reliability |  | TX |  | Southwestern Public Service | SPS |  | 100 | 65 |  | AC | 100-120 | 115 | 1 |  | 225 |  | 2024-04-01
SPP |  | 51239 | Planned | New | SPP | Sub - Holt County 345kV (Tap Grand Prairie - Grand Island 345kV) - GEN-2015-023 Addition |  | Other |  | NE |  | Nebraska Public Power District | NPPD |  | 100 | 0.8 |  | AC | 300-399 |  | 1 |  |  |  | 2024-04-01
SPP |  | 51254 | Delayed - Permitting Challenges | Upgrade | SPP | Multi - Sheldon - Monolith 115 kV |  | Reliability |  | NE |  | Nebraska Public Power District | NPPD |  | 100 | 11 |  | AC | 100-120 | 115 | 1 |  | 400 |  | 2024-12-31
SPP |  | 51278 | Delayed - Permitting Challenges | Upgrade | SPP | Sub - Bismarck 115 kV and North Bismarck 115 kV Terminal Upgrades |  | Other |  | ND |  | Western Area Power Administration | WAPA |  | 100 | 9.3 |  | AC | 100-120 | 115 | 1 |  | 85 |  | 2024-06-30
SPP |  | 51281 | Delayed - Permitting Challenges | Upgrade | SPP | Device - Cherokee SW 69 kV Cap Bank |  | Reliability |  | OK |  | Western Farmers Electric Cooperative | WFEC |  | 100 | 23 |  | AC | 100-120 | 69 | 1 |  | 28.8 |  | 2027-11-30
SPP |  | 51282 | Completed | Upgrade | SPP | Multi - Park Community - Sunshine 138 kV |  | Reliability |  | OK |  | Western Farmers Electric Cooperative | WFEC |  | 100 | 3.92 |  | AC | 121-150 | 138 | 1 |  | 136 |  | 2024-01-31
SPP |  | 51332 | Planned | Upgrade | SPP | Sub - Gracemont 345 kV Substation GEN-2015-093 Interconnection |  | Other |  | OK |  | Oklahoma Gas & Electric | OGE |  | 100 | 10 |  | AC | 300-399 |  | 1 |  |  |  | 2026-01-01
SPP |  | 51333 | Completed | Upgrade | SPP | Sub - Tap Cleveland - Sooner 345 kV Substation GEN-2015-066 Interconnection |  | Other |  | OK |  | Oklahoma Gas & Electric | OGE |  | 100 | 10.4 |  | AC | 300-399 | 345 | 1 |  |  |  | 2026-05-01
SPP |  | 61346 | Delayed - Permitting Challenges | Upgrade | SPP | XFR - McDowell 230/115 kV Ckt 1 |  | Reliability |  | TX |  | Southwestern Public Service | SPS |  | 100 | 42 |  | AC | 100-120 | 345 | 1 |  | 319 |  | 2024-12-31
SPP |  | 71352 | Delayed - Permitting Challenges | Upgrade | SPP | Device - Clear Creek Tap 69 kV Cap Bank |  | Reliability |  | OK |  | Western Farmers Electric Cooperative | WFEC |  | 100 | 16.8 |  | AC | 100-120 | 230 | 1 |  | 18 |  | 2024-01-31
SPP |  | 81474 | Delayed - Permitting Challenges | Upgrade | SPP | Sub - Oklaunion 345 kV Capacitive Reactive Power Support |  | Other |  | OK |  | American Electric Power | AEP |  | 100 | 7.8 |  | AC | 300-399 | 69 | 1 |  | 200 |  | 2025-05-15
SPP |  | 81481 | Completed | New | SPP | Multi - West Gardner 345 kV, Swissvale 345 kV |  | Other |  | KS |  | Evergy - Kansas city | EKC |  | 100 | 2 |  | AC | 300-399 | 345 | 1 |  |  |  | 2027-01-15
SPP |  | 81483 | Completed | New | SPP | Sub - Lieberman - North Benton 138 kV Substation GEN-2016-167 Interconnection |  | Other |  | LA |  | American Electric Power | AEP |  | 100 | 20.4 |  | AC | 121-150 | 138 | 1 |  |  |  | 2024-11-29
SPP |  | 81488 | Completed | New | SPP | Ft. Thompson to Oahe 230kV GEN-2016-094 Interconnection Costs |  | Other |  | SD |  | Western Area Power Administration | WAPA |  | 100 | 9 |  | AC | 200-299 | 230 | 1 |  |  |  | 2024-12-08
SPP |  | 81500 | Delayed - Permitting Challenges | Upgrade | SPP | Sub - Riverside Station 138 kV |  | Reliability |  | OK |  | American Electric Power | AEP |  | 100 | 6 |  | AC | 121-150 | 138 | 1 |  | 90 |  | 2027-05-31
SPP |  | 81501 | Delayed - Siting Challenges | Upgrade | SPP | Sub - Southwestern Station 138 kV |  | Reliability |  | OK |  | American Electric Power | AEP |  | 100 | 6.8 |  | AC | 121-150 | 138 | 1 |  | 63 |  | 2025-05-15
SPP |  | 81513 | Delayed - Siting Challenges | Upgrade | SPP | Sub - Anadarko 138 kV |  | Reliability |  | OK |  | Southwestern Public Service | WFEC |  | 100 | 1.04 |  | AC | 121-150 | 138 | 1 |  | 63 |  | 2027-08-01
SPP |  | 81514 | Delayed - Siting Challenges | Upgrade | SPP | Sub - Washita 69 kV |  | Reliability |  | OK |  | Western Farmers Electric Cooperative | WFEC |  | 100 | 22.1 |  | AC | 121-150 | 69 | 1 |  | 40 |  | 2025-01-01
SPP |  | 81515 | Delayed - Siting Challenges | Upgrade | SPP | Sub - Mooreland 138/69 kV Breakers |  | Reliability |  | OK |  | Western Farmers Electric Cooperative | WFEC |  | 100 | 3 |  | AC | 121-150 | 138 | 1 |  | 40 |  | 2025-01-08
SPP |  | 81525 | Delayed - Siting Challenges | Upgrade | SPP | Device- Gypsum 69 kV Capacitor Bank |  | Reliability |  | OK |  | Western Farmers Electric Cooperative | WFEC |  | 100 | 18.8 |  | AC | 100-120 | 69 | 1 |  | 12 |  | 2026-05-15
SPP |  | 81533 | Delayed - Siting Challenges | Upgrade | SPP | Sub - Firth 115kV |  | Reliability |  | NE |  | Nebraska Public Power District | NPPD |  | 100 | 1.5 |  | AC | 100-120 | 115 | 1 |  | 48 |  | 2024-06-01
SPP |  | 81547 | Planned | New | SPP | Line - Wolf Creek - Blackberry 345 kV |  | Economics / Congestion |  | KS |  | Nextera Energy | NEET |  | 100 | 3.9 | OH | AC | 300-399 | 345 | 1 |  | 1792 |  | 2025-05-15
SPP |  | 81550 | Delayed - Siting Challenges | Upgrade | SPP | Line - East Kingfisher - Kingfisher 138kV |  | Economics / Congestion |  | OK |  | Western Farmers Electric Cooperative | WFEC |  | 100 | 7.71 | OH | AC | 121-150 | 138 | 1 |  | 286 |  | 2027-05-31
SPP |  | 81553 | Delayed - Siting Challenges | Upgrade | SPP | Line - Russett - South Brown 138 kV |  | Economics / Congestion |  | OK |  | Western Farmers Electric Cooperative | WFEC |  | 100 | 18.4 | OH | AC | 121-150 | 138 | 1 |  | 234 |  | 2027-12-01
SPP |  | 81557 | Completed | Upgrade | SPP | Multi - Setab - Scott City - Pile - Arnold - Ransom 115 kV |  | Economics / Congestion |  | KS |  | Sunflower Electric Power Company | SEPC |  | 100 | 3 |  | AC | 100-120 | 115 | 1 |  | 230 |  | 2024-01-04
SPP |  | 81561 | Planned | Upgrade | SPP | Multi - Sooner - Wekiwa 345 kV and Sand Springs - Sheffield 138 kV |  | Economics / Congestion |  | OK |  | American Electric Power | AEP |  | 100 | 52 |  | AC | 300-399 | 138 | 1 |  | 1792 |  | 2025-10-01
SPP |  | 81591 | Delayed - Permitting Challenges | Upgrade | SPP | Device - Border 345kV Capacitive Reactive Support |  | Other |  | OK |  | Oklahoma Gas & Electric | OGE |  | 100 | 9.4 |  | AC | 300-399 | 345 | 1 |  | 275 |  | 2025-08-30
SPP |  | 81615 | Completed | Upgrade | SPP | Fort Thompson - Huron 230 kV GEN-2017-094 Interconnection Costs |  | Other |  | SD |  | Western Area Power Administration | WAPA |  | 100 | 11.22 |  | AC | 200-299 | 230 | 1 |  |  |  | 2024-12-20
SPP |  | 81628 | Planned | Upgrade | SPP | Sub - Jamestown 230 kV Redundant Bus Tie |  | Other |  | ND |  | Western Area Power Administration | WAPA |  | 100 | 1.8 |  | AC | 200-299 | 230 | 1 |  |  |  | 2025-03-15
SPP |  | 81657 | Planned | Upgrade | SPP | Multi - Riverside 345 kV Substation |  | Other |  | OK |  | Oklahoma Gas & Electric | OGE |  | 100 | 6.5 |  | AC | 300-399 | 345 | 1 |  |  |  | 2027-01-15
SPP |  | 81658 | Planned | Upgrade | SPP | GEN-2016-130 Interconnection Costs |  | Other |  | ND |  | Basin Electric Power Company | BEPC |  | 100 | 3.29 |  | AC | 300-399 | 345 | 1 |  |  |  | 2025-12-15
SPP |  | 81662 | Planned | Upgrade | SPP | Sweetwater 345kV GEN-2016-074 Interconnection Costs |  | Other |  | NE |  | Nebraska Public Power District | NPPD |  | 100 | 5.9 |  | AC | 300-399 | 345 | 1 |  |  |  | 2024-02-01
SPP |  | 81666 | Completed | Upgrade | SPP | Bismark to Glenham GEN-2016-087 Interconnection Costs |  | Other |  |  |  | Western Area Power Administration | WAPA |  | 100 | 18.5 |  | AC | 300-399 | 345 | 1 |  |  |  | 2027-10-01
SPP |  | 81687 | Delayed - Permitting Challenges | Upgrade | SPP | Line - South Shreveport - Wallace Lake 138 kV #2 |  | Reliability |  | LA |  | American Electric Power | AEP |  | 100 | 28 | OH | AC | 121-150 | 138 | 1 |  | 347 |  | 2025-06-01
SPP |  | 81700 | Delayed - Permitting Challenges | Upgrade | SPP | Line - Cimarron - Czech Hall 138 kV Ckt 1 |  | Economics / Congestion |  | NE |  | Oklahoma Gas & Electric | OGE |  | 100 | 107 | OH | AC | 121-150 | 138 | 1 |  | 444 |  | 2025-12-01
SPP |  | 81694 | Delayed - Permitting Challenges | Upgrade | SPP | XFR - Columbus 230/115 |  | Economics / Congestion |  | OK |  | Nebraska Public Power District | NPPD |  | 100 | 6 |  | AC | 200-299 | 230 | 1 |  | 187 |  | 2025-12-01
SPP |  | 81717 | Delayed - Permitting Challenges | Upgrade | SPP | Multi - Border - Woodward 345 kV Tap |  | Economics / Congestion |  | OK |  | American Electric Power | AEP |  | 100 | 12 |  | AC | 300-399 | 345 | 1 |  | 1792 |  | 2024-05-24
SPP |  | 81720 | Delayed - Permitting Challenges | Upgrade | SPP | Sub - Northeast 161 kV |  | Reliability |  | KS |  | Evergy Metro | EM |  | 100 | 12 |  | AC | 151-199 | 161 | 1 |  | 63 |  | 2026-12-15
SPP |  | 81733 | Delayed - Permitting Challenges | Upgrade | SPP | Line - Cushing Tap - Shell Cushing Tap - Pipeline |  | Reliability |  | OK |  | Oklahoma Gas & Electric | OGE |  | 100 | 0.94 | OH | AC | 121-150 | 137 | 1 |  | 72 |  | 2024-12-31
SPP |  | 81751 | Delayed - Permitting Challenges | Upgrade | SPP | Sub - Anadarko 138 kV #2 |  | Reliability |  | OK |  | Western Farmers Electric Cooperative | WFEC |  | 100 | 0.1 |  | AC | 121-150 | 138 | 1 |  | 63 |  | 2027-05-31
SPP |  | 81757 | Delayed - Permitting Challenges | Upgrade | SPP | Sub - Deaf Smith #6 - Friona 115 kV |  | Reliability |  | TX |  | Southwestern Public Service | SPS |  | 100 | 34 |  | AC | 100-120 | 115 | 1 |  | 120 |  | 2025-01-01
SPP |  | 81760 | Delayed - Permitting Challenges | Upgrade | SPP | Line - Deaf Smith #6 - Hereford 115 kV |  | Reliability |  | TX |  | Southwestern Public Service | SPS |  | 100 | 20 | OH | AC | 100-120 | 115 | 1 |  | 239 |  | 2025-10-15
SPP |  | 81768 | Delayed - Permitting Challenges | Upgrade | SPP | Multi - Watford City 230/115 kV |  | Reliability |  | ND |  | Basin Electric Power Company | BEPC |  | 100 | 2.03 |  | AC | 200-299 | 230 | 1 |  | 250 |  | 2024-07-01
SPP |  | 81769 | Delayed - Permitting Challenges | Upgrade | SPP | Line - Scottsbluff - Victory Hill 115 kV Ckt 2 |  | Economics / Congestion |  | NE |  | Nebraska Public Power District | NPPD |  | 100 | 2.1 | OH | AC | 100-120 | 115 | 1 |  | 264 |  | 2025-11-30
SPP |  | 81802 | Planned | Upgrade | SPP | Multi - Buffalo Flats - Degrasse - Thistle 345 kV Sub |  | Other |  | KS |  | Oklahoma Gas & Electric | OGE |  | 100 | 1.2 |  | AC | 300-399 | 345 | 1 |  |  |  | 2024-06-01
SPP |  | 81854 | Planned | Upgrade | SPP | Sub - Renfrow 345 kV |  | Other |  | KS |  | Oklahoma Gas & Electric | OGE |  | 100 | 2.8 |  | AC | 300-399 | 345 | 1 |  |  |  | 2024-05-08
SPP |  | 91878 | Delayed - Economics | Upgrade | SPP | Device - Moorehead 230 kV |  | Reliability |  | MN |  |  | MRES |  | 100 | 19.7 |  | AC | 200-299 | 230 | 1 |  | 40 |  | 2025-03-15
SPP |  | 91884 | Delayed - Load Growth | New | SPP | Line - Cargill - Friona 115 kV |  | Reliability |  | TX |  | Southwestern Public Service | SPS |  | 100 | 7.2 | OH | AC | 100-120 | 115 | 1 |  | 240 |  | 2025-10-14
SPP |  | 91885 | Planned | New | SPP | Multi - S3456 - S3458 345 kV, S3455 - S3740 345 kV, S1260 - S1362 161 kV |  | Reliability |  | NE |  | Omaha Public Power District | OPPD |  | 100 | 15.8 |  | AC | 151-199 | 161 | 1 |  | 1112 |  | 2024-04-01
SPP |  | 91939 | Delayed - Siting Challenges | New | SPP | Multi - Lil Axe - Lexington 138 kV Voltage Conversion |  | Reliability |  | OK |  | Western Farmers Electric Cooperative | WFEC |  | 100 | 14.5 |  | AC | 121-150 | 138 | 1 |  | 71 |  | 2025-05-30
SPP |  | 92113 | Delayed - Siting Challenges | New | SPP | Line - Kummer Ridge - Round Up 345 kV |  | Reliability |  | ND |  | Basin Electric Power Company | BEPC |  | 100 | 10 | OH | AC | 300-399 | 345 | 1 |  | 1792 |  | 2025-06-30
SPP |  | 92114 | Delayed - Siting Challenges | New | SPP | Line- Catoosa - Blue Circle 69 kV |  | Reliability |  | OK |  | American Electric Power | AEP |  | 100 | 5.6 | OH | AC | 100-120 | 69 | 1 |  | 143 |  | 2025-06-01